|  | PHILIPS MEDICAL SYSTEMS | PHILIPS MEDICAL SYSTEMS X7-2T (3D TEE PROBE) |  | B1HPKZ | ECHOCARDIOLOGY |  |  |  | 09/22/2016 |  |  |  |  | NO | NO |  |  |  |  | PHILIPS MEDICAL SYSTEMS 10649811 B1HPKZ |  |  | Disposition |  |  |  | Accessory | PAAR:00-PVAR | 10/16/2019 |  | COOPER UNIVERSITY HOSPITAL |  |  |  | 0011351940 | LINDA VALENTI | Performance Verification | Closed | Bonnie Aichroth | 03/16/2017 | 03/16/2017 | INCOMING INVENTORY | DEVICE INVENTORIED | 9D4E6A6B-ADCC-4627-A49B-5AE36EA6BA88 | Labor | 03/16/2017 | 03/16/2017 | Bonnie Aichroth
|  | PHILIPS MEDICAL SYSTEMS | PHILIPS MEDICAL SYSTEMS X7-2T (3D TEE PROBE) |  | B1HFLM | ANESTHESIOLOGY |  |  |  | 05/16/2016 |  |  |  |  | NO | NO |  |  |  |  | PHILIPS MEDICAL SYSTEMS 10505283 B1HFLM |  |  | Disposition |  | 99:99:99:99:99:99 |  | Accessory | PAAR:00-PVAR | 10/16/2019 |  | COOPER UNIVERSITY HOSPITAL |  |  |  |  | GIACINTA ROUPAS
|  | PHILIPS MEDICAL SYSTEMS | PHILIPS MEDICAL SYSTEMS X7-2T (3D TEE PROBE) |  | B135C2 | ECHOCARDIOLOGY |  |  |  | 04/15/2014 |  |  |  |  | NO | NO |  |  |  |  | PHILIPS MEDICAL SYSTEMS 10505273 B135C2 |  |  | Disposition |  |  |  | Accessory | PAAR:00-PVAR | 10/16/2019 |  | COOPER UNIVERSITY HOSPITAL |  |  | ECHO LAB |  | LINDA VALENTI
|  | PHILIPS MEDICAL SYSTEMS | PHILIPS MEDICAL SYSTEMS X7-2T (3D TEE PROBE) |  | B0N3N0 | ANESTHESIOLOGY |  |  |  | 05/09/2013 |  |  |  |  | NO | NO |  |  |  |  | PHILIPS MEDICAL SYSTEMS 10480263 B0N3N0 |  |  | Disposition |  |  |  | Accessory | PAAR:00-PVAR | 11/02/2019 |  | COOPER UNIVERSITY HOSPITAL |  |  | OPERATING ROOM |  | GIACINTA ROUPAS
TX72T/BOJNF3 |  | PHILIPS MEDICAL SYSTEMS | PHILIPS MEDICAL SYSTEMS X7-2T (3D TEE PROBE) |  | BOJNF3 | ANESTHESIOLOGY |  |  |  | 10/16/2019 |  |  |  |  | NO | NO |  |  |  |  | PHILIPS MEDICAL SYSTEMS TX72T/BOJNF3 BOJNF3 |  |  | Disposition | TL30244782 | 99:99:99:99:99:99 |  | Accessory | PAAR:00-PVAR | 10/16/2019 | 10/16/2019 | COOPER UNIVERSITY HOSPITAL |  |  |  |  | GIACINTA ROUPAS |  |  |  | 10/16/2019 | 10/16/2019 |  |  |  |  | 10/16/2019 | 10/16/2019
TX72T/B191TK |  | PHILIPS MEDICAL SYSTEMS | PHILIPS MEDICAL SYSTEMS X7-2T (3D TEE PROBE) |  | B191TK | ANESTHESIOLOGY |  |  |  | 10/16/2019 |  |  |  |  | NO | NO |  |  |  |  | PHILIPS MEDICAL SYSTEMS TX72T/B191TK B191TK |  |  | Disposition | TL30146287 | 99:99:99:99:99:99 |  | Accessory | PAAR:00-PVAR | 10/16/2019 | 10/16/2019 | COOPER UNIVERSITY HOSPITAL |  |  |  |  | GIACINTA ROUPAS |  |  |  | 10/16/2019 | 10/16/2019 |  |  |  |  | 10/16/2019 | 10/16/2019
|  | PHILIPS MEDICAL SYSTEMS | PHILIPS MEDICAL SYSTEMS X7-2T (3D TEE PROBE) |  | BON4TR | ANESTHESIOLOGY |  |  |  | 08/22/2013 |  |  |  |  | NO | NO |  |  |  |  | PHILIPS MEDICAL SYSTEMS 10368102 BON4TR |  |  | Disposition |  |  |  | Accessory | PAAR:00-PVAR | 11/02/2019 |  | COOPER UNIVERSITY HOSPITAL |  |  | ANESTH WK RM |  | GIACINTA ROUPAS
|  | PHILIPS MEDICAL SYSTEMS | PHILIPS MEDICAL SYSTEMS X7-2T (3D TEE PROBE) |  | B0L0ZD | ANESTHESIOLOGY |  |  |  | 05/09/2013 |  |  |  |  | NO | NO |  |  |  |  | PHILIPS MEDICAL SYSTEMS 10368059 B0L0ZD |  |  | Disposition |  |  |  | Accessory | PAAR:00-PVAR | 10/16/2019 |  | COOPER UNIVERSITY HOSPITAL |  |  | ANESTH WK RM |  | GIACINTA ROUPAS
|  | PHILIPS MEDICAL SYSTEMS | PHILIPS MEDICAL SYSTEMS X7-2T (3D TEE PROBE) |  | B047CB | ECHOCARDIOLOGY |  |  |  | 08/29/2012 |  |  |  |  | NO | NO |  |  |  |  | PHILIPS MEDICAL SYSTEMS 10357234 B047CB |  |  | Disposition |  |  |  | Accessory | PAAR:00-PVAR | 10/16/2019 |  | COOPER UNIVERSITY HOSPITAL |  |  | ECHO |  | LINDA VALENTI
|  | PHILIPS MEDICAL SYSTEMS | PHILIPS MEDICAL SYSTEMS X7-2T (3D TEE PROBE) |  | BON3NO | ANESTHESIOLOGY |  |  |  | 08/01/2014 |  |  |  |  | NO | NO |  |  |  |  | PHILIPS MEDICAL SYSTEMS 10356248 BON3NO |  |  | Active |  | 99:99:99:99:99:99 |  | Accessory | PAAR:00-PVAR | 11/02/2019 |  | COOPER UNIVERSITY HOSPITAL |  |  | ANESTHESIOLOGY |  | GIACINTA ROUPAS
|  | PHILIPS MEDICAL SYSTEMS | PHILIPS MEDICAL SYSTEMS X7-2T (3D TEE PROBE) |  | B1FGHG | ANESTHESIOLOGY |  |  |  | 10/16/2019 |  |  |  |  | NO | NO |  |  |  |  | PHILIPS MEDICAL SYSTEMS 30149685 B1FGHG |  |  | Disposition |  |  |  | Accessory | PAAR:00-PVAR | 10/16/2019 | 10/16/2019 | COOPER UNIVERSITY HOSPITAL |  |  |  |  | GIACINTA ROUPAS |  |  |  | 10/16/2019 | 10/16/2019 |  |  |  |  | 10/16/2019 | 10/16/2019
|  | PHILIPS MEDICAL SYSTEMS | PHILIPS MEDICAL SYSTEMS X7-2T (3D TEE PROBE) |  | BON2GX | ANESTHESIOLOGY |  |  |  | 10/31/2019 |  |  |  |  | NO | NO |  |  |  |  | PHILIPS MEDICAL SYSTEMS 30144977 BON2GX |  |  | Active |  | 99:99:99:99:99:99 |  | Accessory | PAAR:00-PVAR | 10/31/2019 | 10/31/2019 | COOPER UNIVERSITY HOSPITAL |  |  |  |  | GIACINTA ROUPAS |  |  |  | 10/31/2019 | 10/31/2019 |  |  |  |  | 10/31/2019 | 10/31/2019
|  | PHILIPS MEDICAL SYSTEMS | PHILIPS MEDICAL SYSTEMS X7-2T (3D TEE PROBE) |  | B1H3FY | ECHOCARDIOLOGY |  |  |  | 10/16/2019 |  |  |  |  | NO | NO |  |  |  |  | PHILIPS MEDICAL SYSTEMS 30143487 B1H3FY |  |  | Disposition |  | 99:99:99:99:99:99 |  | Accessory | PAAR:00-PVAR | 10/16/2019 | 10/16/2019 | COOPER UNIVERSITY HOSPITAL |  |  |  |  | LINDA VALENTI |  |  |  | 10/16/2019 | 10/16/2019 |  |  |  |  | 10/16/2019 | 10/16/2019
|  | PHYSIO-CONTROL CORPORATION | PHYSIO-CONTROL CORPORATION CODEMANAGEMENT MODULE |  |  | PAVILION 8 |  |  |  | 06/23/2015 |  |  |  |  | NO | NO |  |  |  |  | PHYSIO-CONTROL CORPORATION 103694 01352034 |  |  | Active |  | 00:00:00:00:00:00 |  | Alarm | PAAR:00-PVAR | 11/02/2019 |  | COOPER UNIVERSITY HOSPITAL |  |  | PAVILLION 8 CRASH CART |  | BRIAN OSHAUGHNESSY
|  | PHYSIO-CONTROL CORPORATION | PHYSIO-CONTROL CORPORATION CODEMANAGEMENT MODULE |  |  | CHIP - 9 PAVILION |  |  |  | 05/06/2014 |  |  |  |  | NO | NO |  |  |  |  | PHYSIO-CONTROL CORPORATION 10356300 01339048 |  |  | Active |  | 00:00:00:00:00:00 |  | Alarm | PAAR:00-PVAR | 11/02/2019 |  | COOPER UNIVERSITY HOSPITAL |  |  | 9 PAVILION |  | KIM HUMMEL
|  | PHYSIO-CONTROL CORPORATION | PHYSIO-CONTROL CORPORATION LIFEPAK 1000 |  |  | CAMDEN 911 EMERGENCY MEDICAL SERVICES |  |  |  | 07/11/2016 |  |  |  |  | NO | NO |  |  |  |  | PHYSIO-CONTROL CORPORATION 10480501 40409149 |  |  | Active |  | 99:99:99:99:99:99 |  | Life Support | 6M:00-MFG | 10/29/2019 | 04/01/2020 | COOPER UNIVERSITY HOSPITAL |  |  |  |  | STEVEN HARE
|  | PHYSIO-CONTROL CORPORATION | PHYSIO-CONTROL CORPORATION LIFEPAK 1000 |  |  | CAMDEN 911 EMERGENCY MEDICAL SERVICES |  |  |  | 07/11/2016 |  |  |  |  | NO | NO |  |  |  |  | PHYSIO-CONTROL CORPORATION 10480497 40409147 |  |  | Active |  | 99:99:99:99:99:99 |  | Life Support | 6M:00-MFG | 10/01/2019 | 04/01/2020 | COOPER UNIVERSITY HOSPITAL |  |  |  |  | STEVEN HARE
|  | PHYSIO-CONTROL CORPORATION | PHYSIO-CONTROL CORPORATION LIFEPAK 1000 |  |  | CYBER KNIFE |  |  |  | 07/24/2014 |  |  |  |  | NO | NO |  |  |  |  | PHYSIO-CONTROL CORPORATION 10345409 42897898 |  |  | Disposition |  | 99:99:99:99:99:99 |  | Life Support | 6M:00-MFG | 10/01/2019 | 04/01/2020 | COOPER AMBULATORY OFF-SITES |  |  | CYBERKNIFE |  | CINDY BAPTISTA
|  | PHYSIO-CONTROL CORPORATION | PHYSIO-CONTROL CORPORATION LIFEPAK 12 |  |  | EMERGENCY ROOM |  |  |  | 08/22/2019 |  |  |  |  | NO | NO |  |  |  |  | PHYSIO-CONTROL CORPORATION 11222176 30702826 |  |  | Active |  |  |  | Life Support | 6M:00-MFG | 08/22/2019 | 08/22/2019 | COOPER UNIVERSITY HOSPITAL |  |  | 1ST FLOOR KELEMEN | WOT00000002120149 | KAREN GRUBER | Performance Verification | Closed | Richard Jolly | 08/22/2019 | 08/22/2019 | CEID Record Completion for PHYSIO-CONTROL CORPORATION 11222176 30702826 | new equipment inspection | EXP2303508 | Labor | 08/22/2019 | 08/22/2019 | Richard Jolly
|  | PHYSIO-CONTROL CORPORATION | PHYSIO-CONTROL CORPORATION LIFEPAK 12 |  |  | EMERGENCY ROOM |  |  | in car with doc | 01/06/2017 |  |  |  |  | NO | NO |  |  |  |  | PHYSIO-CONTROL CORPORATION 10649941 14090022 |  |  | Active |  | 99:99:99:99:99:99 |  | Life Support | 6M:00-MFG | 08/22/2019 | 02/01/2020 | COOPER UNIVERSITY HOSPITAL |  |  | DR. HONG'S OFFICE | 0011032900 | KAREN GRUBER | Preventative Maintenance | Closed | Bonnie Aichroth | 01/06/2017 | 01/06/2017 | PERFORMANCE ASSURANCE AT INVENTORY | INVENTORIED DEVICE AND ENSURED DEVICE WAS FUNCTIONING PROPERLY. | 83FEBF5C-4A78-4A43-B0E7-642B479A3F2D | Labor | 01/06/2017 | 01/06/2017 | Kirk Lis
|  | PHYSIO-CONTROL CORPORATION | PHYSIO-CONTROL CORPORATION LIFEPAK 12 |  |  | EMERGENCY ROOM |  |  | in car with doc | 10/22/2015 |  |  |  |  | NO | NO |  |  |  |  | PHYSIO-CONTROL CORPORATION 10349481 33666985 |  |  | Active |  | 99:99:99:99:99:99 |  | Life Support | 6M:00-MFG | 10/01/2019 | 04/01/2020 | COOPER UNIVERSITY HOSPITAL |  |  | er dr. office brian wilson |  | KAREN GRUBER
|  | PHYSIO-CONTROL CORPORATION | PHYSIO-CONTROL CORPORATION LIFEPAK 15 |  |  | CAMDEN 911 EMERGENCY MEDICAL SERVICES |  |  |  | 10/01/2019 |  |  |  |  | NO | NO |  |  |  |  | PHYSIO-CONTROL CORPORATION 30146265 43961202 |  |  | Active |  | 99:99:99:99:99:99 |  | Life Support | 6M:00-MFG | 10/01/2019 | 10/01/2019 | COOPER UNIVERSITY HOSPITAL |  |  |  |  | STEVEN HARE |  |  |  | 10/01/2019 | 10/01/2019 |  |  |  |  | 10/01/2019 | 10/01/2019
TL11239265 |  | PHYSIO-CONTROL CORPORATION | PHYSIO-CONTROL CORPORATION LIFEPAK 20 |  |  | OR - KELEMEN 3 |  |  |  | 02/11/2019 |  |  |  |  | NO | NO |  |  |  |  | PHYSIO-CONTROL CORPORATION TL11239265 31009499 |  |  | Disposition |  | 99:99:99:99:99:99 |  | Life Support | 1Y:00-MFG 4Y:00-BAT | 02/11/2019 | 02/11/2019 | COOPER UNIVERSITY HOSPITAL |  |  | Kel OR Hallway | WOT00000000802787 | DOMINIC VENDETTA | Performance Verification | Closed | Salvatore Bombara | 02/11/2019 | 02/11/2019 | Performance Verification for PHYSIO-CONTROL CORPORATION TL11239265 31009499 | Initial Install of Performance Verification. Device is ready for patient use. |  |  | 02/11/2019 | 02/11/2019
|  | PHYSIO-CONTROL CORPORATION | PHYSIO-CONTROL CORPORATION LIFEPAK 20 |  |  | PAVILION PACU |  |  | retired per rich | 02/12/2009 |  |  |  |  | NO | NO |  |  |  |  | PHYSIO-CONTROL CORPORATION 10368450 37371009 |  |  | Active |  | 99:99:99:99:99:99 |  | Life Support | 6M:00-MFG | 06/21/2019 | 12/01/2019 | COOPER UNIVERSITY HOSPITAL |  |  | pavilion |  | FRANK OBRIEN
TL10725043 |  | PHYSIO-CONTROL CORPORATION | PHYSIO-CONTROL CORPORATION LIFEPAK 20E |  |  | OR - KELEMEN 3 |  |  |  | 02/26/2018 |  |  |  |  | NO | NO |  |  |  |  | PHYSIO-CONTROL CORPORATION TL10725043 43494453 |  |  | Disposition |  |  |  | Life Support | 6M:00-MFG | 02/26/2018 | 02/26/2018 | COOPER UNIVERSITY HOSPITAL |  |  |  | 0012375961 | DOMINIC VENDETTA | Performance Verification | Closed | Stephen Zubrzycki | 02/26/2018 | 02/26/2018 | INCOMING INVENTORY | DEVICE INVENTORIED | 23575616-0523-4C64-ACB0-7FCE6A99BF1D | Labor | 02/26/2018 | 02/26/2018 | Bonnie Aichroth
1J22222 |  | PHYSIO-CONTROL CORPORATION | PHYSIO-CONTROL CORPORATION LIFEPAK 20E |  |  | INTENSIVE CARE UNIT |  |  |  | 10/15/2019 |  |  |  |  | NO | NO |  |  |  |  | PHYSIO-CONTROL CORPORATION 1J22222 48434392 |  |  | Active |  |  |  | Life Support | 1Y:00-MFG 4Y:00-BAT | 10/15/2019 | 10/15/2019 | COOPER UNIVERSITY HOSPITAL |  |  | Performance Verification | WOT00000004041097 | CAROLYN RUMELL | Performance Verification | Completed | Richard Jolly | 10/15/2019 | 10/15/2019 | Performance Verification for PHYSIO-CONTROL CORPORATION 1J22222 48434392 | Initial Install of Performance Verification. Device is ready for patient use. |  |  | 10/15/2019 | 10/15/2019
|  | PHYSIO-CONTROL CORPORATION | PHYSIO-CONTROL CORPORATION LIFEPAK 20E |  |  | SIMULATION OPERATION |  |  | remove per bonnie | 07/22/2019 |  |  |  |  | NO | NO |  |  |  |  | PHYSIO-CONTROL CORPORATION 11187605 48258176 |  |  | Active |  |  |  | Life Support | 1Y:00-MFG 4Y:00-BAT | 07/22/2019 | 07/22/2019 | COOPER UNIVERSITY HOSPITAL |  |  | Rowan 2nd Floor - Sim Room | WOT00000003237187 | GREGG STAMAN | Performance Verification | Closed | Stephen Zubrzycki | 07/22/2019 | 07/22/2019 | Performance Verification for PHYSIO-CONTROL CORPORATION 11187605 48258176 | Initial Install of Performance Verification. Device is ready for patient use. There was no paddles sent with the unitVPO of batteryPassed ESI (Verified with 10480315)VPO of PrinterAdjusted settings according to Cooper hospital standardVPO of SPO2 Cable (unit didn't come with SPO2 Sensor)VPO of EKGSynch Time Delay = 23.9mSENERGY OUTPUT50J = 51.0J100J = 101.9J200J = 205.1J300J = 308.1J360J = 369.8JPassed Self Test |  |  | 07/22/2019 | 07/22/2019
|  | PHYSIO-CONTROL CORPORATION | PHYSIO-CONTROL CORPORATION LIFEPAK 20E |  |  | COOPER CANCER CENTER |  |  |  | 04/04/2016 |  |  |  |  | NO | NO |  |  |  |  | PHYSIO-CONTROL CORPORATION 10480298 43101397 |  |  | Disposition |  | 99:99:99:99:99:99 |  | Life Support | 6M:00-MFG | 09/14/2018 | 03/01/2020 | COOPER AMBULATORY OFF-SITES |  |  | RAD/ONC 1ST FLOOR |  | COLLEEN TEGELER
|  | PHYSIO-CONTROL CORPORATION | PHYSIO-CONTROL CORPORATION LIFEPAK 20E |  | NOT KNOWN | VOORHEES CARDIOLOGY SUITE 102 |  |  |  | 01/11/2018 |  |  |  |  | NO | NO |  |  |  |  | PHYSIO-CONTROL CORPORATION 45848605 NOT KNOWN |  |  | Disposition |  | 99:99:99:99:99:99 |  | Life Support | 6M:00-MFG | 01/11/2018 | 01/11/2018 | COOPER AMBULATORY OFF-SITES |  |  |  | 0012492191 | MICHELE MOLINARI | Performance Verification | Closed | Kirk Lis | 01/11/2018 | 01/11/2018 | INCOMING INVENTORY | DEVICE INVENTORIED | 1D9BB310-A83A-4B54-9816-7F08F50EFB00 | Labor | 01/11/2018 | 01/11/2018 | Bonnie Aichroth
|  | PHYSIO-CONTROL CORPORATION | PHYSIO-CONTROL CORPORATION LIFEPAK 20E CODEMANAGEMENT MODULE |  |  | MD ANDERSON INPATIENT ONCOLOGY |  |  |  | 07/01/2016 |  |  |  |  | NO | NO |  |  |  |  | PHYSIO-CONTROL CORPORATION 10480487 01612090 |  |  | Disposition |  | 00:23:A7:7B:E2:CE |  | Equipment | PAAR:00-PVAR | 10/16/2019 |  | COOPER UNIVERSITY HOSPITAL |  |  | P5 - Hallway |  | MIRIAM ZIEGLER
|  | PHYSIO-CONTROL CORPORATION | PHYSIO-CONTROL CORPORATION LIFEPAK 20E CODEMANAGEMENT MODULE |  |  | MD ANDERSON INPATIENT ONCOLOGY |  |  |  | 07/01/2016 |  |  |  |  | NO | NO |  |  |  |  | PHYSIO-CONTROL CORPORATION 10480485 01612092 |  |  | Disposition |  | 00:23:A7:7B:E2:C7 |  | Equipment | PAAR:00-PVAR | 10/16/2019 |  | COOPER UNIVERSITY HOSPITAL |  |  | P5 - Hallway |  | MIRIAM ZIEGLER
|  | PHYSIO-CONTROL CORPORATION | PHYSIO-CONTROL CORPORATION LIFEPAK 6S |  |  | LIFE SUPPORT |  |  |  | 01/01/1900 |  |  |  |  | NO | NO |  |  |  |  | PHYSIO-CONTROL CORPORATION 05056 00031053 |  |  | Disposition |  |  |  | Life Support | 6M:00-MFG | 01/01/1900 | 12/01/2019 | COOPER UNIVERSITY HOSPITAL |  |  |  |  | KATHY MARTINO
|  | PHYSIO-CONTROL CORPORATION | PHYSIO-CONTROL CORPORATION LIFEPAK 6S |  |  | LIFE SUPPORT |  |  |  | 01/01/1900 |  |  |  |  | NO | NO |  |  |  |  | PHYSIO-CONTROL CORPORATION 05055 28389 |  |  | Disposition |  |  |  | Life Support | 6M:00-MFG | 01/01/1900 | 12/01/2019 | COOPER UNIVERSITY HOSPITAL |  |  | 3-COOPER |  | KATHY MARTINO
|  | PHYSIO-CONTROL CORPORATION | PHYSIO-CONTROL CORPORATION LIFEPAK 6S |  |  | LIFE SUPPORT |  |  |  | 01/01/1900 |  |  |  |  | NO | NO |  |  |  |  | PHYSIO-CONTROL CORPORATION 05058 0020398 |  |  | Disposition |  |  |  | Life Support | 6M:00-MFG | 01/01/1900 | 12/01/2019 | COOPER UNIVERSITY HOSPITAL |  |  |  |  | KATHY MARTINO
|  | PHYSIO-CONTROL CORPORATION | PHYSIO-CONTROL CORPORATION LIFEPAK 6S |  |  | LIFE SUPPORT |  |  |  | 01/01/1900 |  |  |  |  | NO | NO |  |  |  |  | PHYSIO-CONTROL CORPORATION 04829 33624 |  |  | Disposition |  |  |  | Life Support | 6M:00-MFG | 01/01/1900 | 12/01/2019 | COOPER UNIVERSITY HOSPITAL |  |  | 3-COOPER |  | KATHY MARTINO
|  | PHYSIO-CONTROL CORPORATION | PHYSIO-CONTROL CORPORATION LIFEPAK 8 |  |  | LIFE SUPPORT |  |  |  | 01/01/1900 |  |  |  |  | NO | NO |  |  |  |  | PHYSIO-CONTROL CORPORATION 05049 2259 |  |  | Disposition |  |  |  | Life Support | 6M:00-MFG | 05/15/2016 | 01/01/2020 | COOPER UNIVERSITY HOSPITAL |  |  | LIFE SUPP TRAIN CNTR |  | KATHY MARTINO
|  | PHYSIO-CONTROL CORPORATION | PHYSIO-CONTROL CORPORATION LIFEPAK 9 |  |  | TURNERSVILLE CARDIOLOGY |  |  |  | 01/01/2000 |  |  |  |  | NO | NO |  |  |  |  | PHYSIO-CONTROL CORPORATION 10366782 12217589 |  |  | Disposition |  |  |  | Life Support | 6M:00-MFG | 07/28/2015 | 01/01/2020 | COOPER AMBULATORY OFF-SITES |  |  | STRESS ROOM |  | MICHELE MOLINARI
|  | PHYSIO-CONTROL CORPORATION | PHYSIO-CONTROL CORPORATION LIFEPAK 9 |  |  | VOORHEES CARDIOLOGY SUITE 102 |  |  |  | 01/01/1900 |  |  |  |  | NO | NO |  |  |  |  | PHYSIO-CONTROL CORPORATION 10345373 9366177 |  |  | Disposition |  |  |  | Life Support | 6M:00-MFG | 01/25/2016 | 01/01/2020 | COOPER AMBULATORY OFF-SITES |  |  | Stress Echo Room |  | MICHELE MOLINARI
|  | PHYSIO-CONTROL CORPORATION | PHYSIO-CONTROL CORPORATION LIFEPAK CR PLUS |  |  | COOPER PRIMARY CARE |  |  |  | 10/31/2019 |  |  |  |  | NO | NO |  |  |  |  | PHYSIO-CONTROL CORPORATION 10769680 45799881 |  |  | Active |  | 99:99:99:99:99:99 |  | Life Support | PAAR:00-PVAR | 10/31/2019 | 10/31/2019 | COOPER AMBULATORY OFF-SITES |  |  | RUNNEMEDE | 0012062242 | CINDY PATTEN | Preventative Maintenance | Closed | Kirk Lis | 10/31/2019 | 10/31/2019 | PERFORMANCE ASSURANCE AT INVENTORY | INVENTORIED DEVICE AND ENSURED DEVICE WAS FUNCTIONING PROPERLY. | A9D01D70-7DC5-4FB9-BABD-1E8DF38E5F98 | Labor | 10/31/2019 | 10/31/2019 | Kirk Lis
|  | PHYSIO-CONTROL CORPORATION | PHYSIO-CONTROL CORPORATION LIFEPAK CR PLUS |  |  | BRACE ROAD-MEDICINE |  |  |  | 04/26/2017 |  |  |  |  | NO | NO |  |  |  |  | PHYSIO-CONTROL CORPORATION 10732006 45586300 |  |  | Active |  | 99:99:99:99:99:99 |  | Life Support | PAAR:00-PVAR | 10/31/2019 |  | COOPER AMBULATORY OFF-SITES |  |  |  | 0012411378 | Cheryl Peck | Performance Verification | Closed | Josh Harris | 11/17/2017 | 11/17/2017 | INCOMING INVENTORY | DEVICE INVENTORIED | F1254EE8-31F3-4C7D-ACC7-DF79E10BE2A4 | Labor | 11/17/2017 | 11/17/2017 | Josh Harris
|  | PHYSIO-CONTROL CORPORATION | PHYSIO-CONTROL CORPORATION LIFEPAK CR PLUS |  |  | MARLTON-DERMATOLOGY |  |  |  | 07/26/2017 |  |  |  |  | NO | NO |  |  |  |  | PHYSIO-CONTROL CORPORATION 10725041 46032247 |  |  | Active |  | 99:99:99:99:99:99 |  | Life Support | PAAR:00-PVAR | 10/31/2019 |  | COOPER AMBULATORY OFF-SITES |  |  |  | 0012392481 | MICHELE CANALE | Performance Verification | Closed | Josh Harris | 11/08/2017 | 11/08/2017 | INCOMING INVENTORY | DEVICE INVENTORIED | 0ECCB951-B68D-4DC6-A776-672C03B76F2F | Labor | 11/08/2017 | 11/08/2017 | Josh Harris
|  | PICKER INTERNATIONAL | PICKER INTERNATIONAL 2 PANEL |  | Not Known | BUNKER HILL-OB/GYN |  |  | excluded | 01/01/1900 |  |  |  |  | NO | NO |  |  |  |  | PICKER INTERNATIONAL 10366992 Not Known |  |  | Active |  | 99:99:99:99:99:99 |  | Equipment | PAAR:00-PVAR | 11/02/2019 |  | COOPER AMBULATORY OFF-SITES |  |  | DISPOSITION |  | LISA POTTS
|  | PICKER INTERNATIONAL | PICKER INTERNATIONAL 2 PANEL |  | Not Known | BUNKER HILL-SURGERY |  |  | excluded | 01/01/1900 |  |  |  |  | NO | NO |  |  |  |  | PICKER INTERNATIONAL 10366896 Not Known |  |  | Active |  | 99:99:99:99:99:99 |  | Equipment | PAAR:00-PVAR | 11/02/2019 |  | COOPER AMBULATORY OFF-SITES |  |  | STAFF OFFICE |  | ANNE MAIER
|  | PICKER INTERNATIONAL | PICKER INTERNATIONAL 2 PANEL |  | Not Known | BUNKER HILL-SURGERY |  |  | excluded | 01/01/1900 |  |  |  |  | NO | NO |  |  |  |  | PICKER INTERNATIONAL 10366872 Not Known |  |  | Active |  | 99:99:99:99:99:99 |  | Equipment | PAAR:00-PVAR | 11/02/2019 |  | COOPER AMBULATORY OFF-SITES |  |  | HALLWAY |  | ANNE MAIER
|  | PICKER INTERNATIONAL | PICKER INTERNATIONAL 2 PANEL |  | Not Known | BUNKER HILL-SURGERY |  |  | excluded | 01/01/1900 |  |  |  |  | NO | NO |  |  |  |  | PICKER INTERNATIONAL 10366852 Not Known |  |  | Active |  | 99:99:99:99:99:99 |  | Equipment | PAAR:00-PVAR | 11/02/2019 |  | COOPER AMBULATORY OFF-SITES |  |  | Doctor's Room |  | ANNE MAIER
|  | PICKER INTERNATIONAL | PICKER INTERNATIONAL 2 PANEL |  | Not Known | VOORHEES PEDIATRICS |  |  | excluded | 01/01/1900 |  |  |  |  | NO | NO |  |  |  |  | PICKER INTERNATIONAL 10348067 Not Known |  |  | Active |  | 99:99:99:99:99:99 |  | Equipment | PAAR:00-PVAR | 11/02/2019 |  | COOPER AMBULATORY OFF-SITES |  |  | HALLWAY |  | MAUREEN OBRIEN
|  | PICKER INTERNATIONAL | PICKER INTERNATIONAL 3 BANK |  |  | OR - KELEMEN 3 |  |  |  | 01/01/1900 |  |  |  |  | NO | NO |  |  |  |  | PICKER INTERNATIONAL 10367204 10367204 |  |  | Disposition |  | 99:99:99:99:99:99 |  | Equipment | PAAR:00-PVAR | 11/02/2019 |  | COOPER UNIVERSITY HOSPITAL |  |  | OR K6 | WOT00000000507488 | DOMINIC VENDETTA | Disposition | Closed | Salvatore Bombara | 02/08/2018 | 05/14/2019 | Bulk Disposition CNL
|  | PICKER INTERNATIONAL | PICKER INTERNATIONAL 4 PANEL |  | Not Known | OR - KELEMEN 3 |  |  |  | 01/01/1900 |  |  |  |  | NO | NO |  |  |  |  | PICKER INTERNATIONAL 10367208 Not Known |  |  | Disposition |  | 99:99:99:99:99:99 |  | Equipment | PAAR:00-PVAR | 11/02/2019 |  | COOPER UNIVERSITY HOSPITAL |  |  | OR K7 | WOT00000000530926 | DOMINIC VENDETTA | Disposition | Closed | Salvatore Bombara | 02/08/2018 | 05/15/2019 | Bulk Disposition CNL | Unit has been retired | EXP2925384 | Labor | 05/14/2019 | 05/14/2019 | Salvatore Bombara
|  | PICKER INTERNATIONAL | PICKER INTERNATIONAL 4 PANEL |  | Not Known | VOORHEES PEDIATRICS |  |  | excluded | 01/01/1900 |  |  |  |  | NO | NO |  |  |  |  | PICKER INTERNATIONAL 10348068 Not Known |  |  | Active |  | 99:99:99:99:99:99 |  | Equipment | PAAR:00-PVAR | 11/02/2019 |  | COOPER AMBULATORY OFF-SITES |  |  | OFFICE NO NUMBER |  | MAUREEN OBRIEN
|  | PICKER INTERNATIONAL | PICKER INTERNATIONAL 4 PANEL |  |  | VOORHEES SURGERY CENTER-PULMONARY |  |  | excluded | 01/01/1900 |  |  |  |  | NO | NO |  |  |  |  | PICKER INTERNATIONAL 10348039 10348039 |  |  | Active |  | 99:99:99:99:99:99 |  | Equipment | PAAR:00-PVAR | 11/02/2019 |  | COOPER AMBULATORY OFF-SITES |  |  | NEAR BREAK RM |  | SUSAN PINE
|  | PICKER INTERNATIONAL | PICKER INTERNATIONAL VIEWBOX |  | Not Known | BUNKER HILL-SURGERY |  |  | excluded | 01/01/1900 |  |  |  |  | NO | NO |  |  |  |  | PICKER INTERNATIONAL 10366880 Not Known |  |  | Active |  | 99:99:99:99:99:99 |  | Equipment | PAAR:00-PVAR | 11/02/2019 |  | COOPER AMBULATORY OFF-SITES |  |  | EXAM 2 |  | ANNE MAIER
|  | PICKER INTERNATIONAL | PICKER INTERNATIONAL VIEWBOX |  | NOT KNOWN | VOORHEES SURGERY CENTER-RADIOLOGY |  |  |  | 01/01/1900 |  |  |  |  | NO | NO |  |  |  |  | PICKER INTERNATIONAL 10344999 NOT KNOWN |  |  | Disposition |  | 99:99:99:99:99:99 |  | Equipment | PAAR:00-PVAR | 11/02/2019 |  | COOPER AMBULATORY OFF-SITES |  |  | SUITE B ULTRASOUND A | WOT00000003010245 | PAT STIENES | Service Request | Closed | Charles Santomero | 06/26/2019 | 08/02/2019 | needs retired | Manager Cindy Alessandrini confirms that this device has been permanently disposed of as trash and needs to be retired. Will Disposition it. | EXP3579414 | Labor | 06/26/2019 | 06/26/2019 | Charles Santomero
|  | PICKER INTERNATIONAL | PICKER INTERNATIONAL VIEWBOX |  | NOT KNOWN | VOORHEES SURGERY CENTER-SURGERY DEPT |  |  |  | 01/01/1900 |  |  |  |  | NO | NO |  |  |  |  | PICKER INTERNATIONAL 10344836 NOT KNOWN |  |  | Disposition |  | 99:99:99:99:99:99 |  | Equipment | PAAR:00-PVAR | 11/02/2019 |  | COOPER AMBULATORY OFF-SITES |  |  | SUITE G PROC RM B | WOT00000001295017 | Theresa Megali | Disposition | Closed | Charles Santomero | 08/15/2018 | 08/28/2018 | Equipment Disposition | Removed from inventory | EXP1116838 | Labor | 08/15/2018 | 08/15/2018 | Charles Santomero
|  | PICKER INTERNATIONAL | PICKER INTERNATIONAL VIEWBOX |  | NOT KNOWN | VOORHEES SURGERY CENTER-SURGERY DEPT |  |  |  | 01/01/1900 |  |  |  |  | NO | NO |  |  |  |  | PICKER INTERNATIONAL 10344826 NOT KNOWN |  |  | Disposition |  | 99:99:99:99:99:99 |  | Equipment | PAAR:00-PVAR | 11/02/2019 |  | COOPER AMBULATORY OFF-SITES |  |  | SUITE G PROC RM C | WOT00000001294958 | Theresa Megali | Disposition | Closed | Charles Santomero | 08/15/2018 | 08/28/2018 | Equipment Disposition | Removed from inventory. | EXP1116783 | Labor | 08/15/2018 | 08/15/2018 | Charles Santomero
|  | PILLING WECK SURGICAL | PILLING WECK SURGICAL 52-1281 |  |  | 6017 MAIN ST-PLASTICS |  |  |  | 10/16/2019 |  |  |  |  | NO | NO |  |  |  |  | PILLING WECK SURGICAL 25117 523 |  |  | Disposition |  |  |  | Equipment | PAAR:00-PVAR | 10/16/2019 | 10/16/2019 | COOPER AMBULATORY OFF-SITES |  |  | PLASTICS |  | ANNE MAIER |  |  |  | 10/16/2019 | 10/16/2019 |  |  |  |  | 10/16/2019 | 10/16/2019
|  | PILLING WECK SURGICAL | PILLING WECK SURGICAL 52-1281 |  |  | VOORHEES SURGERY CENTER-SURGERY DEPT |  |  |  | 01/01/1900 |  |  |  |  | NO | NO |  |  |  |  | PILLING WECK SURGICAL 10344835 0014 |  |  | Active |  | 99:99:99:99:99:99 |  | Equipment | PAAR:00-PVAR | 11/02/2019 |  | COOPER AMBULATORY OFF-SITES |  |  | SUITE G CLEAN UTIL |  | Theresa Megali
|  | PILLING WECK SURGICAL | PILLING WECK SURGICAL 521317 |  | 0000-1905 | OR - KELEMEN 3 |  |  |  | 01/01/1900 |  |  |  |  | NO | NO |  |  |  |  | PILLING WECK SURGICAL 10346330 0000-1905 |  |  | Disposition |  | 99:99:99:99:99:99 |  | Equipment | PAAR:00-PVAR | 11/02/2019 |  | COOPER UNIVERSITY HOSPITAL |  |  | OR-KELLEMEN | WOT00000000503494 | DOMINIC VENDETTA | Disposition | Closed | Salvatore Bombara | 02/08/2018 | 05/13/2019 | Bulk Disposition CNL | unit has been retired | EXP2912793 | Labor | 05/13/2019 | 05/13/2019 | Salvatore Bombara
|  | PILLING WECK SURGICAL | PILLING WECK SURGICAL LIGHTSOURCE |  |  | 6017 MAIN ST-PLASTICS |  |  |  | 01/01/1900 |  |  |  |  | NO | NO |  |  |  |  | PILLING WECK SURGICAL 03949 0015 |  |  | Disposition |  |  |  | Equipment | PAAR:00-PVAR | 10/16/2019 |  | COOPER AMBULATORY OFF-SITES |  |  | PLASTICS |  | ANNE MAIER
|  | PLANAR SYSTEMS, INC. | PLANAR SYSTEMS, INC. VS17 |  | Not Known | OR - KELEMEN 3 |  |  |  | 01/01/1900 |  |  |  |  | NO | NO |  |  |  |  | PLANAR SYSTEMS, INC. 10369107 Not Known |  |  | Disposition |  | 99:99:99:99:99:99 |  | Accessory | PAAR:00-PVAR | 10/16/2019 |  | COOPER UNIVERSITY HOSPITAL |  |  | K7 |  | DOMINIC VENDETTA
|  | PLANMECA | PLANMECA PROLINE XC |  | XC428366 | RADIOLOGY DIAGNOSTICS |  |  |  | 06/22/2007 |  |  |  |  | NO | NO |  |  |  |  | PLANMECA 10368156 XC428366 |  |  | Disposition |  | 99:99:99:99:99:99 |  | Equipment | 1Y:00-MFG | 01/22/2019 | 01/01/2020 | COOPER UNIVERSITY HOSPITAL |  |  | ER/XRAY RM 1 |  | PAULETTE DUCKREY
|  | POWER INSTRUMENTS | POWER INSTRUMENTS 1891-AM |  |  | LAB CHEMISTRY |  |  | gone per gene | 01/01/2001 |  |  |  |  | NO | NO |  |  |  |  | POWER INSTRUMENTS 10364973 0820098 |  |  | Active |  | 99:99:99:99:99:99 |  | Test Equipment | 1Y:00-VEN | 03/22/2019 | 03/01/2020 | COOPER UNIVERSITY HOSPITAL |  |  | CHEMISTRY |  | Barbara Snyder
|  | POWERVAR, INC. | POWERVAR, INC. 54042-90R |  | 5004290R-1920001 | LABOR & DELIVERY |  |  | excluded | 10/31/2019 |  |  |  |  | NO | NO |  |  |  |  | POWERVAR, INC. 11207659 5004290R-1920001 |  |  | Active |  |  |  | Alarm | PAAR:00-PVAR | 10/31/2019 | 10/31/2019 | COOPER UNIVERSITY HOSPITAL |  |  | l&d | WOT00000002535876 | JOANNA HORST | Performance Verification | Closed | Gene Amodei | 10/31/2019 | 10/31/2019 | Performance Verification for POWERVAR, INC. 11207659 5004290R-1920001 | Initial Install of Performance Verification. Device is ready for patient use. |  |  | 10/31/2019 | 10/31/2019
|  | POWERVAR, INC. | POWERVAR, INC. 54110-59 |  | 5408094r-1440221 | LAB HEMATOLOGY |  |  | excluded | 01/01/1900 |  |  |  |  | NO | NO |  |  |  |  | POWERVAR, INC. 10369362 5408094r-1440221 |  |  | Active |  | 99:99:99:99:99:99 |  | Alarm | 1Y:00-MFG | 03/18/2019 | 03/01/2020 | COOPER UNIVERSITY HOSPITAL |  |  | HEMATOLOGY LAB |  | DALE MORRONE
|  | POWERVAR, INC. | POWERVAR, INC. 54110-59 |  | 5414491r-1420009 | LAB HEMATOLOGY |  |  | excluded | 01/01/1900 |  |  |  |  | NO | NO |  |  |  |  | POWERVAR, INC. 10369363 5414491r-1420009 |  |  | Active |  | 99:99:99:99:99:99 |  | Alarm | 1Y:00-MFG | 03/18/2019 | 03/01/2020 | COOPER UNIVERSITY HOSPITAL |  |  | HEMATOLOGY LAB |  | DALE MORRONE
|  | POWERVAR, INC. | POWERVAR, INC. 54110-59 |  | 5408094r-1430049 | LAB CHEMISTRY |  |  | excluded | 01/01/1900 |  |  |  |  | NO | NO |  |  |  |  | POWERVAR, INC. 10369357 5408094r-1430049 |  |  | Active |  | 99:99:99:99:99:99 |  | Alarm | 1Y:00-MFG | 03/18/2019 | 03/01/2020 | COOPER UNIVERSITY HOSPITAL |  |  | HEMATOLOGY |  | Barbara Snyder
|  | POWERVAR, INC. | POWERVAR, INC. 54110-59 |  | 5414450R-0820122 | LAB CHEMISTRY |  |  | excluded | 01/01/2001 |  |  |  |  | NO | NO |  |  |  |  | POWERVAR, INC. 10369352 5414450R-0820122 |  |  | Active |  | 99:99:99:99:99:99 |  | Alarm | 1Y:00-MFG | 03/18/2019 | 03/01/2020 | COOPER UNIVERSITY HOSPITAL |  |  | CHEMISTRY |  | Barbara Snyder
|  | POWERVAR, INC. | POWERVAR, INC. 54144-55R |  |  | LAB CHEMISTRY |  |  | excluded | 01/01/2001 |  |  |  |  | NO | NO |  |  |  |  | POWERVAR, INC. 10369355 0820101 |  |  | Active |  | 99:99:99:99:99:99 |  | Alarm | 1Y:00-MFG | 03/18/2019 | 03/01/2020 | COOPER UNIVERSITY HOSPITAL |  |  | CHEMISTRY |  | Barbara Snyder
|  | POWERVAR, INC. | POWERVAR, INC. ABC1600-11 |  |  | LAB HEMATOLOGY |  |  |  | 10/16/2019 |  |  |  |  | NO | NO |  |  |  |  | POWERVAR, INC. 16021 0820042 |  |  | Disposition |  |  |  | Equipment | PAAR:00-PVAR | 10/16/2019 | 10/16/2019 | COOPER UNIVERSITY HOSPITAL |  |  | BASEMENT |  | DALE MORRONE |  |  |  | 10/16/2019 | 10/16/2019 |  |  |  |  | 10/16/2019 | 10/16/2019
|  | POWERVAR, INC. | POWERVAR, INC. ABC1600-11 |  |  | LAB HEMATOLOGY |  |  |  | 05/15/2016 |  |  |  |  | NO | NO |  |  |  |  | POWERVAR, INC. 16023 0820041 |  |  | Disposition |  |  |  | Equipment | 1Y:00-MFG | 05/15/2016 | 05/15/2016 | COOPER UNIVERSITY HOSPITAL |  |  | BASEMENT |  | DALE MORRONE |  |  |  | 05/15/2016 | 05/15/2016 |  |  |  |  | 05/15/2016 | 05/15/2016
|  | POWERVAR, INC. | POWERVAR, INC. ABC830-11IEC |  |  | CARDIAC CATH LAB |  |  |  | 09/12/2012 |  |  |  |  | NO | NO |  |  |  |  | POWERVAR, INC. 10367880 1140048 |  |  | Disposition |  | 99:99:99:99:99:99 |  | Equipment | PAAR:00-PVAR | 11/02/2019 |  | COOPER UNIVERSITY HOSPITAL |  |  | EP1 |  | LINDA BEAN
|  | POWERVAR, INC. | POWERVAR, INC. ABCDEF6000-RD2EP |  |  | LAB CHEMISTRY |  |  | excluded | 03/04/2003 |  |  |  |  | NO | NO |  |  |  |  | POWERVAR, INC. 10360309 080604014 |  |  | Active |  | 99:99:99:99:99:99 |  | Non-medical | 1Y:00-MFG | 03/18/2019 | 03/01/2020 | COOPER UNIVERSITY HOSPITAL |  |  | CORE LAB |  | Barbara Snyder
|  | POWERVAR, INC. | POWERVAR, INC. ABCDEF6000-RD2EP |  |  | LAB CHEMISTRY |  |  | excluded | 03/04/2003 |  |  |  |  | NO | NO |  |  |  |  | POWERVAR, INC. 10360308 080103481 |  |  | Active |  | 99:99:99:99:99:99 |  | Non-medical | 1Y:00-MFG | 03/18/2019 | 03/01/2020 | COOPER UNIVERSITY HOSPITAL |  |  | CHEMISTRY LAB |  | Barbara Snyder
|  | POWERVAR, INC. | POWERVAR, INC. ABCE1100-11IEC |  |  | VOORHEES SURGERY CENTER-RADIATION/ONC |  |  |  | 10/16/2019 |  |  |  |  | NO | NO |  |  |  |  | POWERVAR, INC. 11919 0440136 |  |  | Disposition |  |  |  | Alarm | PAAR:00-PVAR | 10/16/2019 | 10/16/2019 | COOPER AMBULATORY OFF-SITES |  |  | suite B |  | COLLEEN TEGELER |  |  |  | 10/16/2019 | 10/16/2019 |  |  |  |  | 10/16/2019 | 10/16/2019
|  | POWERVAR, INC. | POWERVAR, INC. ABCE1100-11IEC |  | 5411023-0420016 | 3 COOPER-RADIOLOGY |  |  | excluded | 01/01/2006 |  |  |  |  | NO | NO |  |  |  |  | POWERVAR, INC. 10347634 5411023-0420016 |  |  | Active |  | 99:99:99:99:99:99 |  | Alarm | PAAR:00-PVAR | 11/02/2019 |  | COOPER AMBULATORY OFF-SITES |  |  | BETWEEN X RAY ROOMS |  | JUDY ADIRZONE
|  | POWERVAR, INC. | POWERVAR, INC. ABCE1140-11 |  | 54144-OR-091-0009 | LAB CHEMISTRY |  |  |  | 05/15/2016 |  |  |  |  | NO | NO |  |  |  |  | POWERVAR, INC. 17016 54144-OR-091-0009 |  |  | Disposition |  |  |  | Alarm | 3Y:00-BAT | 05/15/2016 | 05/15/2016 | COOPER UNIVERSITY HOSPITAL |  |  | CHEMISTRY |  | Barbara Snyder |  |  |  | 05/15/2016 | 05/15/2016 |  |  |  |  | 05/15/2016 | 05/15/2016
|  | POWERVAR, INC. | POWERVAR, INC. ABCE1140-11 |  | 5414455R | LAB HEMATOLOGY |  |  | excluded | 01/01/1900 |  |  |  |  | NO | NO |  |  |  |  | POWERVAR, INC. 10367676 5414455R |  |  | Active |  | 99:99:99:99:99:99 |  | Alarm | 3Y:00-BAT | 03/18/2019 | 03/01/2022 | COOPER UNIVERSITY HOSPITAL |  |  | Hamotology |  | DALE MORRONE
|  | POWERVAR, INC. | POWERVAR, INC. ABCE1140-11 |  | 5416465R | LAB HEMATOLOGY |  |  | excluded | 01/01/1900 |  |  |  |  | NO | NO |  |  |  |  | POWERVAR, INC. 10367677 5416465R |  |  | Active |  | 99:99:99:99:99:99 |  | Alarm | 3Y:00-BAT | 03/18/2019 | 03/01/2022 | COOPER UNIVERSITY HOSPITAL |  |  | HEMATOLOGY |  | DALE MORRONE
|  | POWERVAR, INC. | POWERVAR, INC. ABCE1140-11 |  | Not Known | KENNEDY CATH LAB |  |  | excluded | 01/01/1900 |  |  |  |  | NO | NO |  |  |  |  | POWERVAR, INC. 10367214 Not Known |  |  | Active |  | 99:99:99:99:99:99 |  | Alarm | PAAR:00-PVAR | 11/02/2019 |  | COOPER AMBULATORY OFF-SITES |  |  | KENNEDY HOSPITAL SEWELL NJ |  | Bonnie Aichroch
|  | POWERVAR, INC. | POWERVAR, INC. ABCE1440-11IEC |  |  | CARDIAC CATH LAB |  |  | excluded | 01/12/2011 |  |  |  |  | NO | NO |  |  |  |  | POWERVAR, INC. 10368379 1140052 |  |  | Active |  | 99:99:99:99:99:99 |  | Accessory | PAAR:00-PVAR | 11/02/2019 |  | COOPER UNIVERSITY HOSPITAL |  |  | CCL - EP2 | WOT00000002846678 | LINDA BEAN | Repair | Closed | Stephen Zubrzycki | 06/03/2019 | 06/03/2019 | high pitch buzzing sound | Analyzed unit. UPS needs batteries replaced. Replaced batteries and VPO Wouldn't allow me to attach (p/n: MUX-100) from Cooper stock | EXP3065832 | Labor | 06/03/2019 | 06/03/2019 | Stephen Zubrzycki
|  | POWERVAR, INC. | POWERVAR, INC. ABCE1440-11IEC |  | 5414423R-1120021 | CARDIAC CATH LAB |  |  | excluded | 01/12/2011 |  |  |  |  | NO | NO |  |  |  |  | POWERVAR, INC. 10367868 5414423R-1120021 |  |  | Active |  | 99:99:99:99:99:99 |  | Accessory | PAAR:00-PVAR | 11/02/2019 |  | COOPER UNIVERSITY HOSPITAL |  |  | CCL - Lab 2 Control Room |  | LINDA BEAN
|  | POWERVAR, INC. | POWERVAR, INC. ABCE1440-11IEC |  | 5414423R-1120029 | CARDIAC CATH LAB |  |  | excluded | 09/12/2012 |  |  |  |  | NO | NO |  |  |  |  | POWERVAR, INC. 10366695 5414423R-1120029 |  |  | Active |  | 99:99:99:99:99:99 |  | Accessory | PAAR:00-PVAR | 10/31/2019 |  | COOPER UNIVERSITY HOSPITAL |  |  | CCL - Lab 1 Control Room |  | LINDA BEAN
|  | POWERVAR, INC. | POWERVAR, INC. ABCE1440-11IEC |  | 5414423R-1120033 | CARDIAC CATH LAB |  |  | excluded | 09/20/2012 |  |  |  |  | NO | NO |  |  |  |  | POWERVAR, INC. 10347580 5414423R-1120033 |  |  | Active |  | 99:99:99:99:99:99 |  | Accessory | PAAR:00-PVAR | 11/02/2019 |  | COOPER UNIVERSITY HOSPITAL |  |  | CCL - Lab 4 Control Room |  | LINDA BEAN
|  | POWERVAR, INC. | POWERVAR, INC. ABCE1442-11MED |  | 50144-11DR | CARDIAC CATH LAB |  |  | excluded | 10/31/2019 |  |  |  |  | NO | NO |  |  |  |  | POWERVAR, INC. 11187603 50144-11DR |  |  | Active |  |  |  | Alarm | PAAR:00-PVAR | 10/31/2019 | 10/31/2019 | COOPER UNIVERSITY HOSPITAL |  |  | SD8 Control Room | WOT00000002886274 | LINDA BEAN | Repair | Closed | Stephen Zubrzycki | 10/31/2019 | 10/31/2019 | McKesson Station- Power went out, Patient on the table | Analyzed unit. Powervar UPS that McKesson plugs into was tripped due to button being accidently pushed in. Reset UPS and VPO of unit. Got dimensions of UPS shield. Called maintenance to have them make a shield. Had maintenance make a cover for the UPS. Installed cover. VPO | EXP3169090 | Labor | 10/31/2019 | 10/31/2019 | Stephen Zubrzycki
|  | POWERVAR, INC. | POWERVAR, INC. ABCE600-11IEC |  | 5406081R-1130048 | RADIOLOGY DIAGNOSTICS |  |  | excluded | 07/21/2011 |  |  |  |  | NO | NO |  |  |  |  | POWERVAR, INC. 10368160 5406081R-1130048 |  |  | Active |  | 99:99:99:99:99:99 |  | Non-medical | PAAR:00-PVAR | 11/02/2019 |  | COOPER UNIVERSITY HOSPITAL |  |  | ER/XRAY CONTROL | WOT00000000517130 | PAULETTE DUCKREY | Disposition | Closed | Charles Santomero | 02/08/2018 | 05/15/2019 | Bulk Disposition CNL
|  | POWERVAR, INC. | POWERVAR, INC. SECURITY PLUS (1600) |  |  | LAB CHEMISTRY |  |  |  | 10/07/2008 |  |  |  |  | NO | NO |  |  |  |  | POWERVAR, INC. 10360310 08020173 |  |  | Disposition |  | 99:99:99:99:99:99 |  | Alarm | 1Y:00-MFG | 03/27/2019 | 03/01/2020 | COOPER UNIVERSITY HOSPITAL |  |  | BASEMENT |  | Barbara Snyder
|  | POWERVAR, INC. | POWERVAR, INC. SECURITY PLUS ABCDEF5200-22 |  | 22052-51R | LAB CHEMISTRY |  |  |  | 12/10/2014 |  |  |  |  | NO | NO |  |  |  |  | POWERVAR, INC. 10369354 22052-51R |  |  | Disposition |  | 99:99:99:99:99:99 |  | Equipment | 1Y:00-MFG | 03/19/2019 | 03/01/2020 | COOPER UNIVERSITY HOSPITAL |  |  | CHEMISTRY |  | Barbara Snyder
|  | POWERWARE | POWERWARE PW5115-750 |  | G13162A0167 | LAB HEMATOLOGY |  |  |  | 05/15/2016 |  |  |  |  | NO | NO |  |  |  |  | POWERWARE 16022 G13162A0167 |  |  | Disposition |  |  |  | Alarm | 1Y:00-MFG | 05/15/2016 | 05/15/2016 | COOPER UNIVERSITY HOSPITAL |  |  | BASEMENT |  | DALE MORRONE |  |  |  | 05/15/2016 | 05/15/2016 |  |  |  |  | 05/15/2016 | 05/15/2016
|  | PRECISION MEDICAL, INC. | PRECISION MEDICAL, INC. EASY GO VAC PM65 |  |  | INTENSIVE CARE NURSERY |  |  | excluded | 10/31/2019 |  |  |  |  | NO | NO |  |  |  |  | PRECISION MEDICAL, INC. 30144409 004492 |  |  | Active |  | 99:99:99:99:99:99 |  | Equipment | PAAR:00-PVAR | 10/31/2019 | 10/31/2019 | COOPER UNIVERSITY HOSPITAL |  |  | bio |  | JOANNE FOX |  |  |  | 10/31/2019 | 10/31/2019 |  |  |  |  | 10/31/2019 | 10/31/2019
|  | PRECISION MEDICAL, INC. | PRECISION MEDICAL, INC. EASY GO VAC PM65 |  |  | CYBER KNIFE |  |  | excluded | 05/28/2008 |  |  |  |  | NO | NO |  |  |  |  | PRECISION MEDICAL, INC. 10345411 028834 |  |  | Active |  | 99:99:99:99:99:99 |  | Equipment | PAAR:00-PVAR | 11/02/2019 |  | COOPER AMBULATORY OFF-SITES |  |  | CONSULTATION ROOM |  | CINDY BAPTISTA
|  | PRECISION MEDICAL, INC. | PRECISION MEDICAL, INC. EASY GO VAC PM65HG |  |  | PSYCHIATRIC UNIT |  |  | excluded | 06/01/2011 |  |  |  |  | NO | NO |  |  |  |  | PRECISION MEDICAL, INC. 10369316 046900 |  |  | Active |  | 99:99:99:99:99:99 |  | Equipment | PAAR:00-PVAR | 10/31/2019 |  | COOPER UNIVERSITY HOSPITAL |  |  | 5 Kel Psychiatric consult room k555 |  | CATHERINE MELINIOTIS
|  | PRECISION MEDICAL, INC. | PRECISION MEDICAL, INC. EASY GO VAC PM65HG |  |  | SPD |  |  |  | 06/01/2011 |  |  |  |  | NO | NO |  |  |  |  | PRECISION MEDICAL, INC. 10368776 046690 |  |  | Disposition |  | 99:99:99:99:99:99 |  | Equipment | PAAR:00-PVAR | 10/16/2019 |  | COOPER UNIVERSITY HOSPITAL |  |  | PEDS ER |  | David Frye
|  | PRECISION MEDICAL, INC. | PRECISION MEDICAL, INC. EASY GO VAC PM65HG |  |  | SPD |  |  |  | 06/01/2011 |  |  |  |  | NO | NO |  |  |  |  | PRECISION MEDICAL, INC. 10368616 046692 |  |  | Disposition |  | 99:99:99:99:99:99 |  | Equipment | PAAR:00-PVAR | 10/16/2019 |  | COOPER UNIVERSITY HOSPITAL |  |  | TICU |  | David Frye
|  | PRECISION MEDICAL, INC. | PRECISION MEDICAL, INC. EASY GO VAC PM65HG |  |  | CENTRAL STERILE PROCESSING |  |  | excluded | 10/31/2019 |  |  |  |  | NO | NO |  |  |  |  | PRECISION MEDICAL, INC. 30225162 911887 |  |  | Active |  |  |  | Equipment | PAAR:00-PVAR | 10/31/2019 | 10/31/2019 | COOPER UNIVERSITY HOSPITAL |  |  | CSP - Clean Side | WOT00000002657668 | GINA GAROZZO | Performance Verification | Closed | Stephen Zubrzycki | 10/31/2019 | 10/31/2019 | Performance Verification for PRECISION MEDICAL, INC. 30225162 911887 | Initial Install of Performance Verification. Device is ready for patient use. |  |  | 10/31/2019 | 10/31/2019
|  | PRECISION MEDICAL, INC. | PRECISION MEDICAL, INC. EASY GO VAC PM65HG |  |  | COOPER PRIMARY CARE |  |  | excluded | 06/01/2011 |  |  |  |  | NO | NO |  |  |  |  | PRECISION MEDICAL, INC. 10356691 046710 |  |  | Active |  | 99:99:99:99:99:99 |  | Equipment | PAAR:00-PVAR | 10/31/2019 |  | COOPER AMBULATORY OFF-SITES |  |  | RUNNEMEDE |  | CINDY PATTEN
|  | PRECISION MEDICAL, INC. | PRECISION MEDICAL, INC. EASY GO VAC PM65HG |  |  | SPD |  |  |  | 06/01/2011 |  |  |  |  | NO | NO |  |  |  |  | PRECISION MEDICAL, INC. 10356473 046898 |  |  | Disposition |  |  |  | Equipment | PAAR:00-PVAR | 10/16/2019 |  | COOPER UNIVERSITY HOSPITAL |  |  | Biomed |  | David Frye
|  | PRECISION MEDICAL, INC. | PRECISION MEDICAL, INC. EASY GO VAC PM65HG |  |  | SPD |  |  | excluded | 06/01/2011 |  |  |  |  | NO | NO |  |  |  |  | PRECISION MEDICAL, INC. 10355002 046717 |  |  | Active |  | 99:99:99:99:99:99 |  | Equipment | PAAR:00-PVAR | 10/31/2019 |  | COOPER UNIVERSITY HOSPITAL |  |  | D5 - MIU |  | David Frye
|  | PRECISION MEDICAL, INC. | PRECISION MEDICAL, INC. EASY VAC |  |  | LABOR & DELIVERY |  |  | excluded | 10/31/2019 |  |  |  |  | NO | NO |  |  |  |  | PRECISION MEDICAL, INC. 30212649 10355111 |  |  | Active |  | 99:99:99:99:99:99 |  | Equipment | PAAR:00-PVAR | 10/31/2019 | 10/31/2019 | COOPER UNIVERSITY HOSPITAL |  |  | bio | 0012493553 | JOANNA HORST | Preventative Maintenance | Closed | Josh Harris | 10/31/2019 | 10/31/2019 | PERFORMANCE ASSURANCE AT INVENTORY | INVENTORIED DEVICE AND ENSURED DEVICE WAS FUNCTIONING PROPERLY. | A500CDEC-D77C-4A21-9B18-8A72E17445D4 | Labor | 10/31/2019 | 10/31/2019 | Gene Amodei
|  | PRECISION MEDICAL, INC. | PRECISION MEDICAL, INC. EASY VAC |  |  | VOORHEES SURGERY CENTER-HEM/ONC |  |  |  | 04/28/2011 |  |  |  |  | NO | NO |  |  |  |  | PRECISION MEDICAL, INC. 10344932 20070 |  |  | Disposition |  |  |  | Equipment | PAAR:00-PVAR | 11/02/2019 |  | COOPER AMBULATORY OFF-SITES |  |  | SUITE M INFUSION CTR |  | MEGAN MCCAFFERTY
|  | PRECISION MEDICAL, INC. | PRECISION MEDICAL, INC. PM3600D |  |  | 3 COOPER - SPEECH AND HEARING |  |  | excluded | 06/19/2015 |  |  |  |  | NO | NO |  |  |  |  | PRECISION MEDICAL, INC. 10355960 058472 |  |  | Active |  | 99:99:99:99:99:99 |  | Equipment | PAAR:00-PVAR | 10/31/2019 |  | COOPER AMBULATORY OFF-SITES |  |  | Suite 511 - 1st Room on L |  | JANET PORCELLIN
|  | PRECISION MEDICAL, INC. | PRECISION MEDICAL, INC. PM5300 |  | BL025335 | RESPIRATORY |  |  | excluded | 03/01/2019 |  |  |  |  | NO | NO |  |  |  |  | PRECISION MEDICAL, INC. 14220791 BL025335 |  |  | Active |  | 99:99:99:99:99:99 |  | High Risk | 1Y:00-MFG | 03/01/2019 | 03/01/2019 | COOPER UNIVERSITY HOSPITAL |  |  | NICU | WOT00000001420244 | KATHY LOFLAND | Performance Verification | Closed | Michael Youch | 03/01/2019 | 03/01/2019 | Performance Verification for PRECISION MEDICAL, INC. 14220791 BL025335 | Initial Install of Performance Verification. Device is ready for patient use. |  |  | 03/01/2019 | 03/01/2019
|  | PRECISION MEDICAL, INC. | PRECISION MEDICAL, INC. PM5300 |  | BL025333 | RESPIRATORY |  |  | excluded | 03/01/2019 |  |  |  |  | NO | NO |  |  |  |  | PRECISION MEDICAL, INC. 11208190 BL025333 |  |  | Active |  | 99:99:99:99:99:99 |  | High Risk | 1Y:00-MFG | 03/01/2019 | 03/01/2019 | COOPER UNIVERSITY HOSPITAL |  |  | NICU | WOT00000001420111 | KATHY LOFLAND | Performance Verification | Closed | Michael Youch | 03/01/2019 | 03/01/2019 | Performance Verification for PRECISION MEDICAL, INC. 11208190 BL025333 | Initial Install of Performance Verification. Device is ready for patient use. |  |  | 03/01/2019 | 03/01/2019
|  | PRECISION MEDICAL, INC. | PRECISION MEDICAL, INC. PM5300 |  | BL025334 | RESPIRATORY |  |  | excluded | 03/28/2019 |  |  |  |  | NO | NO |  |  |  |  | PRECISION MEDICAL, INC. 11208191 BL025334 |  |  | Active |  | 99:99:99:99:99:99 |  | High Risk | 1Y:00-MFG | 03/28/2019 | 03/28/2019 | COOPER UNIVERSITY HOSPITAL |  |  | NICUTrans | WOT00000001420211 | KATHY LOFLAND | Performance Verification | Closed | Michael Youch | 03/28/2019 | 03/28/2019 | Performance Verification for PRECISION MEDICAL, INC. 11208191 BL025334 | Initial Install of Performance Verification. Device is ready for patient use. |  |  | 03/28/2019 | 03/28/2019
|  | PRECISION MEDICAL, INC. | PRECISION MEDICAL, INC. PM5300 |  | BL025264 | RESPIRATORY |  |  | excluded | 03/28/2019 |  |  |  |  | NO | NO |  |  |  |  | PRECISION MEDICAL, INC. 11208184 BL025264 |  |  | Active |  | 99:99:99:99:99:99 |  | High Risk | 1Y:00-MFG | 03/28/2019 | 03/28/2019 | COOPER UNIVERSITY HOSPITAL |  |  | NICU/Trans | WOT00000001419311 | KATHY LOFLAND | Performance Verification | Closed | Michael Youch | 03/28/2019 | 03/28/2019 | Performance Verification for PRECISION MEDICAL, INC. 11208184 BL025264 | Initial Install of Performance Verification. Device is ready for patient use. |  |  | 03/28/2019 | 03/28/2019
|  | PRECISION MEDICAL, INC. | PRECISION MEDICAL, INC. PM5300 |  | BL025353 | RESPIRATORY |  |  | excluded | 03/28/2019 |  |  |  |  | NO | NO |  |  |  |  | PRECISION MEDICAL, INC. 11208185 BL025353 |  |  | Active |  | 99:99:99:99:99:99 |  | High Risk | 1Y:00-MFG | 03/28/2019 | 03/28/2019 | COOPER UNIVERSITY HOSPITAL |  |  | NICU/Trans | WOT00000001419827 | KATHY LOFLAND | Performance Verification | Closed | Michael Youch | 03/28/2019 | 03/28/2019 | Performance Verification for PRECISION MEDICAL, INC. 11208185 BL025353 | Initial Install of Performance Verification. Device is ready for patient use. |  |  | 03/28/2019 | 03/28/2019
|  | PRECISION MEDICAL, INC. | PRECISION MEDICAL, INC. PM5300 |  | BL025348 | RESPIRATORY |  |  | excluded | 03/28/2019 |  |  |  |  | NO | NO |  |  |  |  | PRECISION MEDICAL, INC. 11208188 BL025348 |  |  | Active |  | 99:99:99:99:99:99 |  | High Risk | 1Y:00-MFG | 03/28/2019 | 03/28/2019 | COOPER UNIVERSITY HOSPITAL |  |  | NICUTrans | WOT00000001420021 | KATHY LOFLAND | Performance Verification | Closed | Michael Youch | 03/28/2019 | 03/28/2019 | Performance Verification for PRECISION MEDICAL, INC. 11208188 BL025348 | Initial Install of Performance Verification. Device is ready for patient use. |  |  | 03/28/2019 | 03/28/2019
|  | PRECISION MEDICAL, INC. | PRECISION MEDICAL, INC. PM5300 |  | BL025351 | RESPIRATORY |  |  | excluded | 03/28/2019 |  |  |  |  | NO | NO |  |  |  |  | PRECISION MEDICAL, INC. 11208189 BL025351 |  |  | Active |  | 99:99:99:99:99:99 |  | High Risk | 1Y:00-MFG | 03/28/2019 | 03/28/2019 | COOPER UNIVERSITY HOSPITAL |  |  | NICU/Trans | WOT00000001420074 | KATHY LOFLAND | Performance Verification | Closed | Michael Youch | 03/28/2019 | 03/28/2019 | Performance Verification for PRECISION MEDICAL, INC. 11208189 BL025351 | Initial Install of Performance Verification. Device is ready for patient use. |  |  | 03/28/2019 | 03/28/2019
|  | PRECISION MEDICAL, INC. | PRECISION MEDICAL, INC. PM5300 |  | BL025349 | RESPIRATORY |  |  | excluded | 03/28/2019 |  |  |  |  | NO | NO |  |  |  |  | PRECISION MEDICAL, INC. 11208187 BL025349 |  |  | Active |  | 99:99:99:99:99:99 |  | High Risk | 1Y:00-MFG | 03/28/2019 | 03/28/2019 | COOPER UNIVERSITY HOSPITAL |  |  | NICU/Trans | WOT00000001419965 | KATHY LOFLAND | Performance Verification | Closed | Michael Youch | 03/28/2019 | 03/28/2019 | Performance Verification for PRECISION MEDICAL, INC. 11208187 BL025349 | Initial Install of Performance Verification. Device is ready for patient use. |  |  | 03/28/2019 | 03/28/2019
|  | PRECISION MEDICAL, INC. | PRECISION MEDICAL, INC. PM5300 |  | BL025350 | RESPIRATORY |  |  | excluded | 03/01/2019 |  |  |  |  | NO | NO |  |  |  |  | PRECISION MEDICAL, INC. 11208186 BL025350 |  |  | Active |  | 99:99:99:99:99:99 |  | High Risk | 1Y:00-MFG | 03/01/2019 | 03/01/2019 | COOPER UNIVERSITY HOSPITAL |  |  | NICU | WOT00000001419874 | KATHY LOFLAND | Performance Verification | Closed | Michael Youch | 03/01/2019 | 03/01/2019 | Performance Verification for PRECISION MEDICAL, INC. 11208186 BL025350 | Initial Install of Performance Verification. Device is ready for patient use. |  |  | 03/01/2019 | 03/01/2019
|  | PRECISION MEDICAL, INC. | PRECISION MEDICAL, INC. PM5300 |  | BL025263 | RESPIRATORY |  |  | excluded | 03/28/2019 |  |  |  |  | NO | NO |  |  |  |  | PRECISION MEDICAL, INC. 11208183 BL025263 |  |  | Active |  | 99:99:99:99:99:99 |  | High Risk | 1Y:00-MFG | 03/28/2019 | 03/28/2019 | COOPER UNIVERSITY HOSPITAL |  |  | NICU | WOT00000001419221 | KATHY LOFLAND | Performance Verification | Closed | Michael Youch | 03/28/2019 | 03/28/2019 | Performance Verification for PRECISION MEDICAL, INC. 11208183 BL025263 | Initial Install of Performance Verification. Device is ready for patient use. |  |  | 03/28/2019 | 03/28/2019
|  | PRECISION MEDICAL, INC. | PRECISION MEDICAL, INC. PM5300 |  | BL023798 | RESPIRATORY |  |  | excluded | 09/17/2018 |  |  |  |  | NO | NO |  |  |  |  | PRECISION MEDICAL, INC. 10725659 BL023798 |  |  | Active |  |  |  | High Risk | 1Y:00-MFG | 09/17/2019 | 03/01/2020 | COOPER UNIVERSITY HOSPITAL |  |  | NICU 17 | WOT00000003741600 | KATHY LOFLAND | Performance Verification | Completed | Michael Youch | 09/17/2019 | 09/17/2019 | Performance Verification for PRECISION MEDICAL, INC. 10725659 BL023798 | Initial Install of Performance Verification. Device is ready for patient use.
|  | PRECISION MEDICAL, INC. | PRECISION MEDICAL, INC. PM5300 |  | BL023839 | RESPIRATORY |  |  | excluded | 09/17/2018 |  |  |  |  | NO | NO |  |  |  |  | PRECISION MEDICAL, INC. 10725663 BL023839 |  |  | Active |  |  |  | High Risk | 1Y:00-MFG | 09/17/2019 | 03/01/2020 | COOPER UNIVERSITY HOSPITAL |  |  | NICU 15 | WOT00000003741712 | KATHY LOFLAND | Performance Verification | Completed | Michael Youch | 09/17/2019 | 09/17/2019 | Performance Verification for PRECISION MEDICAL, INC. 10725663 BL023839 | Initial Install of Performance Verification. Device is ready for patient use.
|  | PRECISION MEDICAL, INC. | PRECISION MEDICAL, INC. PM5300 |  | BL021872 | RESPIRATORY |  |  | excluded | 11/17/2018 |  |  |  |  | NO | NO |  |  |  |  | PRECISION MEDICAL, INC. 10725654 BL021872 |  |  | Active |  |  |  | High Risk | 1Y:00-MFG | 11/01/2019 | 11/01/2020 | COOPER UNIVERSITY HOSPITAL |  |  | NICU 24 | WOT00000003741397 | KATHY LOFLAND | Performance Verification | Completed | Michael Youch | 09/17/2019 | 09/17/2019 | Performance Verification for PRECISION MEDICAL, INC. 10725654 BL021872 | Initial Install of Performance Verification. Device is ready for patient use.
|  | PRECISION MEDICAL, INC. | PRECISION MEDICAL, INC. POWER VAC+ PM63 |  |  | SPD |  |  |  | 12/09/2015 |  |  |  |  | NO | NO |  |  |  |  | PRECISION MEDICAL, INC. 10349601 046683 |  |  | Disposition |  |  |  | Equipment | PAAR:00-PVAR | 10/16/2019 |  | COOPER UNIVERSITY HOSPITAL |  |  | NICU |  | David Frye
|  | PRECISION SCIENTIFIC INC. | PRECISION SCIENTIFIC INC. 66632 |  | 11AK-5 | LAB MICROBIOLOGY |  |  | excluded | 01/01/1900 |  |  |  |  | NO | NO |  |  |  |  | PRECISION SCIENTIFIC INC. 10367943 11AK-5 |  |  | Active |  | 99:99:99:99:99:99 |  | Equipment | 1Y:00-MFG | 01/05/2019 | 01/01/2020 | COOPER UNIVERSITY HOSPITAL |  |  | 1ST |  | COURTNEY BARRY
|  | PREMIERE | PREMIERE SLIDE WARMER (XH-2002) |  | C&AU070033 | MARLTON-DERMATOLOGY |  |  |  | 10/31/2019 |  |  |  |  | NO | NO |  |  |  |  | PREMIERE 1187509 C&AU070033 |  |  | Active |  | 99:99:99:99:99:99 |  | Equipment | PAAR:00-PVAR | 10/31/2019 | 10/31/2019 | COOPER AMBULATORY OFF-SITES |  |  | 10,000 Sagemore Dr. - Lab | WOT00000001429416 | MICHELE CANALE | Performance Verification | Closed | Stephen Zubrzycki | 10/31/2019 | 10/31/2019 | CEID Record Completion for PREMIERE 1187509 C&AU070033 | Inventoried unit and travel time | EXP1364016 | Labor | 10/31/2019 | 10/31/2019 | Stephen Zubrzycki
|  | PROBASICS | PROBASICS 9400 |  | 0916JM001015 | CINNAMINSON URGENT CARE |  |  |  | 05/19/2017 |  |  |  |  | NO | NO |  |  |  |  | PROBASICS 10732056 0916JM001015 |  |  | Active |  | 99:99:99:99:99:99 |  | Equipment | PAAR:00-PVAR | 10/31/2019 |  | COOPER AMBULATORY OFF-SITES |  |  |  | 0012410641 | MELISSA PORTOBANCO | Performance Verification | Closed | Josh Harris | 11/17/2017 | 11/17/2017 | INCOMING INVENTORY | DEVICE INVENTORIED | EB698A76-284A-4382-9BED-7BE6E3A7B507 | Labor | 11/17/2017 | 11/17/2017 | Josh Harris
|  | PROBASICS | PROBASICS 9400 |  | 0516JM000461 | CINNAMINSON URGENT CARE |  |  |  | 05/12/2017 |  |  |  |  | NO | NO |  |  |  |  | PROBASICS 10732049 0516JM000461 |  |  | Active |  | 99:99:99:99:99:99 |  | Equipment | PAAR:00-PVAR | 10/31/2019 |  | COOPER AMBULATORY OFF-SITES |  |  |  | 0011656766 | MELISSA PORTOBANCO | Preventative Maintenance | Closed | Bonnie Aichroth | 05/23/2017 | 05/23/2017 | PERFORMANCE ASSURANCE AT INVENTORY | INVENTORIED DEVICE AND ENSURED DEVICE WAS FUNCTIONING PROPERLY. | 764AE41E-8594-4FF6-896A-94153F72BAF6 | Labor | 05/12/2017 | 05/12/2017 | Kirk Lis
|  | PROBASICS | PROBASICS 9400 |  |  | MULTI SPECIALTY CARE AT MARLTON |  |  |  | 04/10/2018 |  |  |  |  | NO | NO |  |  |  |  | PROBASICS 10725175 0815067070879 |  |  | Active |  | 99:99:99:99:99:99 |  | Equipment | PAAR:00-PVAR | 10/31/2019 |  | COOPER AMBULATORY OFF-SITES |  |  | RT 73 SOUTH MARLTON | WOT00000000655766 | SUSAN MAKO | Service Request | Closed | Kirk Lis | 03/14/2018 | 05/18/2018 | Wheelchair - new, needs tagged | INVENTORIED NEW EQUIPMENT | EXP0364847 | Labor | 04/10/2018 | 04/10/2018 | Kirk Lis
|  | PROBASICS | PROBASICS 9500 |  | AS1711000013 | 1101 KINGS HIGHWAY |  |  |  | 03/14/2018 |  |  |  |  | NO | NO |  |  |  |  | PROBASICS 10732226 AS1711000013 |  |  | Active |  | 99:99:99:99:99:99 |  | Equipment | PAAR:00-PVAR | 10/31/2019 |  | COOPER AMBULATORY OFF-SITES |  |  | 1103 KINGS HWY INTERNAL MEDICINE | WOT00000000656958 | STEVE LOWE | Performance Verification | Closed | Kirk Lis | 03/14/2018 | 06/05/2019 | Performance Verification for PROBASICS 10732226 AS1711000013 | Initial Install of Performance Verification. Device is ready for patient use.
|  | PROBASICS | PROBASICS 9500 |  |  | PATIENT TRANSPORT |  |  |  | 01/01/1900 |  |  |  |  | NO | NO |  |  |  |  | PROBASICS 10366719 0018415 |  |  | Disposition |  |  |  | Equipment | PAAR:00-PVAR | 11/02/2019 |  | COOPER UNIVERSITY HOSPITAL |  |  | ER - TRANSPORT | WOT00000000536895 | Bonnie Aichroch | Disposition | Closed | Josh Harris | 02/09/2018 | 03/23/2018 | Bulk Disposition CNL | Notification sent to technician and manager that this CEID has been marked as Could Not Locate (CNL). Could not locate through out 15 months. Retiring Unit. | EXP0199164 | Labor | 03/07/2018 | 03/07/2018 | Josh Harris
|  | PROBASICS | PROBASICS SA950 |  |  | COOPER DIGESTIVE HEALTH-ENDOSCOPY |  |  |  | 01/01/1900 |  |  |  |  | NO | NO |  |  |  |  | PROBASICS 10347083 07090483 |  |  | Active |  | 99:99:99:99:99:99 |  | Alarm | PAAR:00-PVAR | 11/02/2019 |  | COOPER AMBULATORY OFF-SITES |  |  | Suite 102 - Procedure Side |  | JEANNE GREER
|  | PROBASICS | PROBASICS SA950 |  |  | COOPER DIGESTIVE HEALTH-ENDOSCOPY |  |  |  | 01/01/1900 |  |  |  |  | NO | NO |  |  |  |  | PROBASICS 10347084 05050095 |  |  | Active |  | 99:99:99:99:99:99 |  | Alarm | PAAR:00-PVAR | 11/02/2019 |  | COOPER AMBULATORY OFF-SITES |  |  | Suite 102 - Procedure Side |  | JEANNE GREER
|  | PROMETHEUS GROUP | PROMETHEUS GROUP PATHWAY CTS 2000 |  |  | VOORHEES UROGYNECOLOGY |  |  |  | 01/01/2005 |  |  |  |  | NO | NO |  |  |  |  | PROMETHEUS GROUP 10348034 01110056 |  |  | Disposition |  |  |  | Equipment | 1Y:00-MFG | 04/13/2016 | 04/01/2020 | COOPER AMBULATORY OFF-SITES |  |  | BACK OFFICE |  | Sheronda Coppage-Belt
|  | PRONK TECHNOLOGIES INC. | PRONK TECHNOLOGIES INC. OX-SIM |  | OX8174 | BIOMEDICAL |  |  |  | 01/30/2019 |  |  |  |  | NO | NO |  |  |  |  | PRONK TECHNOLOGIES INC. 11654 OX8174 |  |  | Active |  | 99:99:99:99:99:99 |  | Test Equipment | 1Y:00-VEN | 01/30/2019 | 01/30/2019 | COOPER UNIVERSITY HOSPITAL |  |  |  | 0012668048 | Bonnie Aichroch | Preventative Maintenance | Closed | Josh Harris | 01/30/2019 | 01/30/2019 | PERFORMANCE ASSURANCE AT INVENTORY | INVENTORIED DEVICE AND ENSURED DEVICE WAS FUNCTIONING PROPERLY. | 46A18DBF-EF1E-4EBA-B5AD-6C64FE0D9407 | Labor | 01/30/2019 | 01/30/2019 | Josh Harris
|  | PRONK TECHNOLOGIES INC. | PRONK TECHNOLOGIES INC. OX-SIM |  | OX7237 | BIOMEDICAL |  |  |  | 01/30/2019 |  |  |  |  | NO | NO |  |  |  |  | PRONK TECHNOLOGIES INC. 491010 OX7237 |  |  | Active |  | 99:99:99:99:99:99 |  | Test Equipment | 1Y:00-VEN | 01/30/2019 | 01/30/2019 | COOPER UNIVERSITY HOSPITAL |  |  |  |  | Bonnie Aichroch |  |  |  | 01/30/2019 | 01/30/2019 |  |  |  |  | 01/30/2019 | 01/30/2019
|  | PRONK TECHNOLOGIES INC. | PRONK TECHNOLOGIES INC. OX-SIM |  | 0x3552 | BIOMEDICAL |  |  |  | 01/30/2019 |  |  |  |  | NO | NO |  |  |  |  | PRONK TECHNOLOGIES INC. 468518 0x3552 |  |  | Active |  | 99:99:99:99:99:99 |  | Test Equipment | 1Y:00-VEN | 01/30/2019 | 01/30/2019 | COOPER UNIVERSITY HOSPITAL |  |  |  |  | Bonnie Aichroch |  |  |  | 01/30/2019 | 01/30/2019 |  |  |  |  | 01/30/2019 | 01/30/2019
|  | PRONK TECHNOLOGIES INC. | PRONK TECHNOLOGIES INC. SIM SLIM |  | 3795-SL8 | BIOMEDICAL |  |  |  | 01/30/2019 |  |  |  |  | NO | NO |  |  |  |  | PRONK TECHNOLOGIES INC. 491007 3795-SL8 |  |  | Active |  | 99:99:99:99:99:99 |  | Test Equipment | 1Y:00-VEN | 01/30/2019 | 01/30/2019 | COOPER UNIVERSITY HOSPITAL |  |  | Mike | 0011047738 | Bonnie Aichroch | Performance Verification | Closed | Bonnie Aichroth | 01/30/2019 | 01/30/2019 | INCOMING INVENTORY | DEVICE INVENTORIED | 3942BA86-C519-497A-BDC3-84F43C61FC8E | Labor | 01/30/2019 | 01/30/2019 | Bonnie Aichroth
|  | PRONK TECHNOLOGIES INC. | PRONK TECHNOLOGIES INC. SIM SLIM |  | 3794-SL8 | BIOMEDICAL |  |  |  | 01/30/2019 |  |  |  |  | NO | NO |  |  |  |  | PRONK TECHNOLOGIES INC. 491009 3794-SL8 |  |  | Active |  | 99:99:99:99:99:99 |  | Test Equipment | 1Y:00-VEN | 01/30/2019 | 01/30/2019 | COOPER UNIVERSITY HOSPITAL |  |  |  |  | Bonnie Aichroch |  |  |  | 01/30/2019 | 01/30/2019 |  |  |  |  | 01/30/2019 | 01/30/2019
|  | PRONK TECHNOLOGIES INC. | PRONK TECHNOLOGIES INC. SIM SLIM |  |  | BIOMEDICAL |  |  |  | 04/23/2018 |  |  |  |  | NO | NO |  |  |  |  | PRONK TECHNOLOGIES INC. 491006 3796 |  |  | Disposition |  |  |  | Test Equipment | 1Y:00-VEN | 04/23/2018 | 04/23/2018 | COOPER UNIVERSITY HOSPITAL |  |  |  | 0012314570 | Bonnie Aichroch | Preventative Maintenance | Closed | Michael Youch | 04/23/2018 | 04/23/2018 | PERFORMANCE ASSURANCE AT INVENTORY | INVENTORIED DEVICE AND ENSURED DEVICE WAS FUNCTIONING PROPERLY. | D72C13AC-A5F3-4849-B090-AB8945556BDC | Labor | 04/23/2018 | 04/23/2018 | Michael Youch
|  | PRONK TECHNOLOGIES INC. | PRONK TECHNOLOGIES INC. SIMCUBE SC-5 |  |  | BIOMEDICAL |  |  |  | 02/04/2019 |  |  |  |  | NO | NO |  |  |  |  | PRONK TECHNOLOGIES INC. 647441 3971 |  |  | Active |  |  |  | Test Equipment | 1Y:00-VEN | 02/04/2019 | 02/04/2019 | COOPER UNIVERSITY HOSPITAL |  |  | Biomed closet |  | Bonnie Aichroch |  |  |  | 02/04/2019 | 02/04/2019 |  |  |  |  | 02/04/2019 | 02/04/2019
|  | PRONK TECHNOLOGIES INC. | PRONK TECHNOLOGIES INC. SIMCUBE SC-5 |  | SIMCUBE-3973 | BIOMEDICAL |  |  |  | 01/30/2019 |  |  |  |  | NO | NO |  |  |  |  | PRONK TECHNOLOGIES INC. 647440 SIMCUBE-3973 |  |  | Active |  | 99:99:99:99:99:99 |  | Test Equipment | 1Y:00-VEN | 01/30/2019 | 01/30/2019 | COOPER UNIVERSITY HOSPITAL |  |  |  |  | Bonnie Aichroch |  |  |  | 01/30/2019 | 01/30/2019 |  |  |  |  | 01/30/2019 | 01/30/2019
|  | PRONK TECHNOLOGIES INC. | PRONK TECHNOLOGIES INC. YELLOW JACKET |  | SL8-1389 | BIOMEDICAL |  |  |  | 01/30/2019 |  |  |  |  | NO | NO |  |  |  |  | PRONK TECHNOLOGIES INC. 468520 SL8-1389 |  |  | Active |  | 99:99:99:99:99:99 |  | Test Equipment | 1Y:00-VEN | 01/30/2019 | 01/30/2019 | COOPER UNIVERSITY HOSPITAL |  |  |  | 0012367351 | Bonnie Aichroch | Performance Verification | Closed | Michael Youch | 01/30/2019 | 01/30/2019 | INCOMING INVENTORY | DEVICE INVENTORIED | 87F7D2A2-37F1-43D5-A6FA-0144EBE6382F | Labor | 01/30/2019 | 01/30/2019 | Bonnie Aichroth
|  | PROPPER MANUFACTURING CO., INC. | PROPPER MANUFACTURING CO., INC. EN10-S |  |  | MOORESTOWN-CLEFT PALATE |  |  |  | 01/01/2001 |  |  |  |  | NO | NO |  |  |  |  | PROPPER MANUFACTURING CO., INC. 10366161 13206 |  |  | Active |  | 99:99:99:99:99:99 |  | Equipment | PAAR:00-PVAR | 11/02/2019 |  | COOPER AMBULATORY OFF-SITES |  |  | EXAM 2 |  | MARILYN COHEN
|  | PROPPER MANUFACTURING CO., INC. | PROPPER MANUFACTURING CO., INC. SUPERLUME |  | Not Known | BRACHFIELD MEDICAL ASSOCIATES-MEDICINE |  |  |  | 01/01/1900 |  |  |  |  | NO | NO |  |  |  |  | PROPPER MANUFACTURING CO., INC. 10367069 Not Known |  |  | Disposition |  | 99:99:99:99:99:99 |  | Equipment | PAAR:00-PVAR | 11/02/2019 |  | COOPER AMBULATORY OFF-SITES |  |  | C101 | WOT00000002376251 | CATHY CRAWFORD | Repair | Closed | Kirk Lis | 03/14/2019 | 09/04/2019 | otoscope- light is not coming on | ANALYZED UNIT. TRACED PROBLEM TO BAD BULB. RESEARCHED STOCK. NEED TO ORDER PART RESEARCHED BULB AVAILABILITY. SENT E-MAIL TO BBC LIGHTING FOR POSSIBLE REPLACEMENT WENT TO SITE . WRONG BULB WAS SENT. INFORMED STAFF UNIT STILL DOWN. CONTACTED BBC AND OEM TO RESEARCHED REPLACEMENT LAMP ISSUE. BBC VENDOR (PATTY CASEICA) INVESTIGATING PROBLEM. CONTACTED BBC LIGHTING FOR PARTS ORDER UPDATE. BULB IS EXPECTED BY MAY 17 CONFERRED WITH BBC LIGHTING. PATTY SENT BULB TO HOSPITAL THROUGH US MAIL. SHE WILL SEND ANOTHER BULB ASAP VIA FED EX CHECKED BULB FOR CORRECT SIZE. NOTIFIED BBC LIGHTING THAT BULB WAS THE RIGHT ONE . THEY ARE SENDING BULBS NO CHARGE BECAUSE OF THE LENGTH OF TIME TO OBTAIN CORRECT BULB. CONFERRED WITH BULBTRONICS SALES REP. PATTY CASEICA. WAS INFORMED BULB IS NO LONGER AVAILABLE. NEED TO INFORM SITE MANAGER TO ORDER NEW OTO/ OPTHAMOSCOPE BECAUSE PARTS NOT AVAILABLE. WAS NOTIFIED BY VENDOR THAT BULBS FOR ARE NO LONGER AVAILABLE FOR UNIT. UNIT WILL BE TAKEN OUT OF SERVICE. WILL NOTIFY MANAGER OF PARTS PROBLEM. Dispositioned from Work Order Task WOT00000003660171 CEID: 10367069 | EXP2536289 | Labor | 03/21/2019 | 03/21/2019 | Kirk Lis
|  | PROPPER MANUFACTURING CO., INC. | PROPPER MANUFACTURING CO., INC. SUPERLUME |  | Not Known | BRACHFIELD MEDICAL ASSOCIATES-MEDICINE |  |  |  | 01/01/1900 |  |  |  |  | NO | NO |  |  |  |  | PROPPER MANUFACTURING CO., INC. 10367065 Not Known |  |  | Active |  | 99:99:99:99:99:99 |  | Equipment | PAAR:00-PVAR | 11/01/2019 |  | COOPER AMBULATORY OFF-SITES |  |  | C104 |  | CATHY CRAWFORD
|  | PROPPER MANUFACTURING CO., INC. | PROPPER MANUFACTURING CO., INC. SUPERLUME |  | Not Known | BRACHFIELD MEDICAL ASSOCIATES-MEDICINE |  |  |  | 01/01/1900 |  |  |  |  | NO | NO |  |  |  |  | PROPPER MANUFACTURING CO., INC. 10367066 Not Known |  |  | Active |  | 99:99:99:99:99:99 |  | Equipment | PAAR:00-PVAR | 11/02/2019 |  | COOPER AMBULATORY OFF-SITES |  |  | C103 |  | CATHY CRAWFORD
|  | PROPPER MANUFACTURING CO., INC. | PROPPER MANUFACTURING CO., INC. SUPERLUME |  | Not Known | BRACHFIELD MEDICAL ASSOCIATES-MEDICINE |  |  |  | 01/01/1900 |  |  |  |  | NO | NO |  |  |  |  | PROPPER MANUFACTURING CO., INC. 10367063 Not Known |  |  | Active |  | 99:99:99:99:99:99 |  | Equipment | PAAR:00-PVAR | 11/02/2019 |  | COOPER AMBULATORY OFF-SITES |  |  | Cardio - C105 |  | CATHY CRAWFORD
|  | PROPPER MANUFACTURING CO., INC. | PROPPER MANUFACTURING CO., INC. SUPERLUME |  | Not Known | BRACHFIELD MEDICAL ASSOCIATES-MEDICINE |  |  |  | 01/01/1900 |  |  |  |  | NO | NO |  |  |  |  | PROPPER MANUFACTURING CO., INC. 10367010 Not Known |  |  | Active |  | 99:99:99:99:99:99 |  | Equipment | PAAR:00-PVAR | 11/02/2019 |  | COOPER AMBULATORY OFF-SITES |  |  | B105 |  | CATHY CRAWFORD
|  | PROPPER MANUFACTURING CO., INC. | PROPPER MANUFACTURING CO., INC. SUPERLUME |  | Not Known | BRACHFIELD MEDICAL ASSOCIATES-MEDICINE |  |  |  | 01/01/1900 |  |  |  |  | NO | NO |  |  |  |  | PROPPER MANUFACTURING CO., INC. 10367005 Not Known |  |  | Disposition |  |  |  | Equipment | PAAR:00-PVAR | 11/02/2019 |  | COOPER AMBULATORY OFF-SITES |  |  | DISPOSITION |  | CATHY CRAWFORD
|  | PROTOCOL SYSTEMS, INC. | PROTOCOL SYSTEMS, INC. 202 EL |  | DA003338 | MED/SURG 6 PAVILION |  |  |  | 05/24/1996 |  |  |  |  | NO | NO |  |  |  |  | PROTOCOL SYSTEMS, INC. 00468 DA003338 |  |  | Disposition |  |  |  | Alarm | 1Y:00-MFG | 05/12/2016 | 02/01/2020 | COOPER UNIVERSITY HOSPITAL |  |  | 6 PAVILION |  | BRIAN OSHAUGHNESSY
|  | PROTOCOL SYSTEMS, INC. | PROTOCOL SYSTEMS, INC. ENCORE |  | DA003314 | 3 COOPER-CARDIAC DIAGNOSTIC CENTER |  |  |  | 01/01/1900 |  |  |  |  | NO | NO |  |  |  |  | PROTOCOL SYSTEMS, INC. 10346861 DA003314 |  |  | Active |  | 99:99:99:99:99:99 |  | Alarm | 1Y:00-MFG | 11/01/2019 | 11/01/2020 | COOPER AMBULATORY OFF-SITES |  |  | Suite 318 - Ultrasound Room |  | CARLA TRUELL
|  | PROTOCOL SYSTEMS, INC. | PROTOCOL SYSTEMS, INC. ENCORE 206/EL |  | DA001912 | VOORHEES CARDIOLOGY |  |  |  | 01/01/1900 |  |  |  |  | NO | NO |  |  |  |  | PROTOCOL SYSTEMS, INC. 10480231 DA001912 |  |  | Active |  | 99:99:99:99:99:99 |  | Alarm | 1Y:00-MFG | 02/15/2019 | 02/01/2020 | COOPER AMBULATORY OFF-SITES |  |  | ROOM 1073 CLEAN SUPPLY |  | KATHY COMO
|  | PROTOCOL SYSTEMS, INC. | PROTOCOL SYSTEMS, INC. PROPAQ 106EL |  | MD04372 | SHORT PROCEDURE UNIT |  |  |  | 03/08/1995 |  |  |  |  | NO | NO |  |  |  |  | PROTOCOL SYSTEMS, INC. 10367446 MD04372 |  |  | Disposition |  |  |  | Alarm | 1Y:00-MFG | 06/20/2018 | 06/01/2020 | COOPER UNIVERSITY HOSPITAL |  |  | SPU/5N |  | Lisa Geoghegan
|  | PROTOCOL SYSTEMS, INC. | PROTOCOL SYSTEMS, INC. PROPAQ 106EL |  | AE02822 | ANESTHESIOLOGY |  |  |  | 03/08/1995 |  |  |  |  | NO | NO |  |  |  |  | PROTOCOL SYSTEMS, INC. 01108 AE02822 |  |  | Disposition |  |  |  | Alarm | 1Y:00-MFG | 09/16/2015 | 10/01/2020 | COOPER UNIVERSITY HOSPITAL |  |  | 3rd |  | GIACINTA ROUPAS
|  | PROTOCOL SYSTEMS, INC. | PROTOCOL SYSTEMS, INC. PROPAQ ENCORE |  | DA001910 | KELEMEN 8 PCU |  |  |  | 01/01/1996 |  |  |  |  | NO | NO |  |  |  |  | PROTOCOL SYSTEMS, INC. 10345238 DA001910 |  |  | Disposition |  |  |  | Alarm | 1Y:00-MFG | 01/12/2017 | 01/01/2020 | COOPER UNIVERSITY HOSPITAL |  |  | PCU |  | BYRON WELLS
|  | PROTOCOL SYSTEMS, INC. | PROTOCOL SYSTEMS, INC. PROPAQ ENCORE |  | DA008342 | KELEMEN 8 PCU |  |  |  | 08/17/1997 |  |  |  |  | NO | NO |  |  |  |  | PROTOCOL SYSTEMS, INC. 10345235 DA008342 |  |  | Disposition |  |  |  | Alarm | 1Y:00-MFG | 01/12/2017 | 01/01/2020 | COOPER UNIVERSITY HOSPITAL |  |  | PCU/8N MONITOR RM |  | BYRON WELLS
|  | PROTOCOL SYSTEMS, INC. | PROTOCOL SYSTEMS, INC. PROPAQ ENCORE 202 |  | DA003369 | PEDIATRICS SOUTH 7 |  |  |  | 08/28/2018 |  |  |  |  | NO | NO |  |  |  |  | PROTOCOL SYSTEMS, INC. 30143392 DA003369 |  |  | Disposition |  | 00:00:00:00:00:00 |  | Alarm | 1Y:00-MFG | 08/28/2018 | 08/28/2018 | COOPER UNIVERSITY HOSPITAL |  |  | PEDS PROCEDURE ROOM |  | JOANNE FOX |  |  |  | 08/28/2018 | 08/28/2018 |  |  |  |  | 08/28/2018 | 08/28/2018
|  | PROTOCOL SYSTEMS, INC. | PROTOCOL SYSTEMS, INC. PROPAQ ENCORE 204EL |  | AE01174 | CARDIAC CATH LAB |  |  |  | 09/01/1994 |  |  |  |  | NO | NO |  |  |  |  | PROTOCOL SYSTEMS, INC. 10367804 AE01174 |  |  | Disposition |  |  |  | Alarm | 1Y:00-MFG | 05/25/2017 | 05/01/2020 | COOPER UNIVERSITY HOSPITAL |  |  | CCL - HOLDING |  | LINDA BEAN
|  | PROTOCOL SYSTEMS, INC. | PROTOCOL SYSTEMS, INC. PROPAQ ENCORE 204EL |  | DA011967 | INTENSIVE CARE NURSERY |  |  |  | 11/10/2015 |  |  |  |  | NO | NO |  |  |  |  | PROTOCOL SYSTEMS, INC. 30143516 DA011967 |  |  | Disposition |  |  |  | Alarm | 1Y:00-MFG | 11/10/2015 | 11/10/2015 | COOPER UNIVERSITY HOSPITAL |  |  | 5TH FLOOR DORRANCE |  | JOANNE FOX |  |  |  | 11/10/2015 | 11/10/2015 |  |  |  |  | 11/10/2015 | 11/10/2015
|  | PURITAN BENNETT | PURITAN BENNETT 3 LITER CALIBRATION SYRINGE |  | P-063443-AW | FAMILY MEDICAL SEWELL |  |  |  | 01/01/1900 |  |  |  |  | NO | NO |  |  |  |  | PURITAN BENNETT 10366810 P-063443-AW |  |  | Disposition |  |  |  | Equipment | PAAR:00-PVAR | 11/02/2019 |  | COOPER AMBULATORY OFF-SITES |  |  | DISPOSITION |  | MARIANNE SHIEPAN
|  | PURITAN BENNETT | PURITAN BENNETT PB700 |  | G030700822 | HADDON HEIGHTS-FAMILY MEDICINE |  |  |  | 05/13/2016 |  |  |  |  | NO | NO |  |  |  |  | PURITAN BENNETT 15940 G030700822 |  |  | Disposition |  |  |  | Equipment | 1Y:00-MFG | 05/13/2016 | 05/13/2016 | COOPER AMBULATORY OFF-SITES |  |  |  |  | KELLIE STOUT |  |  |  | 05/13/2016 | 05/13/2016 |  |  |  |  | 05/13/2016 | 05/13/2016
|  | PURITAN BENNETT | PURITAN BENNETT PB700 |  | GG030700906 | HADDON HEIGHTS-FAMILY MEDICINE |  |  |  | 09/26/2019 |  |  |  |  | NO | NO |  |  |  |  | PURITAN BENNETT 30149599 GG030700906 |  |  | Disposition |  | 99:99:99:99:99:99 |  | Equipment | 1Y:00-MFG | 09/26/2019 | 09/26/2019 | COOPER AMBULATORY OFF-SITES |  |  | STORAGE BIOMED |  | KELLIE STOUT |  |  |  | 09/26/2019 | 09/26/2019 |  |  |  |  | 09/26/2019 | 09/26/2019
|  | PURITAN BENNETT | PURITAN BENNETT RENAISSANCE II |  |  | FAMILY MEDICAL SEWELL |  |  |  | 01/01/1900 |  |  |  |  | NO | NO |  |  |  |  | PURITAN BENNETT 10366811 020010480037 |  |  | Disposition |  |  |  | Equipment | 1Y:00-MFG | 10/05/2016 | 10/01/2020 | COOPER AMBULATORY OFF-SITES |  |  | EXAM 6 |  | MARIANNE SHIEPAN
|  | PURITAN BENNETT | PURITAN BENNETT RENAISSANCE II |  | G040800680 | MOORESTOWN-FAMILY MEDICINE |  |  |  | 07/15/2005 |  |  |  |  | NO | NO |  |  |  |  | PURITAN BENNETT 10366211 G040800680 |  |  | Active |  | 99:99:99:99:99:99 |  | Equipment | 1Y:00-MFG | 07/02/2019 | 07/01/2020 | COOPER AMBULATORY OFF-SITES |  |  | CLEAN UTILITY |  | LYNNE DEJOSEPH
|  | QUADRLITE | QUADRLITE 4000 |  |  | OR - KELEMEN 3 |  |  |  | 01/01/1900 |  |  |  |  | NO | NO |  |  |  |  | QUADRLITE 10368399 18007 |  |  | Disposition |  | 99:99:99:99:99:99 |  | Equipment | PAAR:00-PVAR | 11/02/2019 |  | COOPER UNIVERSITY HOSPITAL |  |  | K5 | WOT00000000512178 | DOMINIC VENDETTA | Disposition | Closed | Salvatore Bombara | 02/08/2018 | 05/14/2019 | Bulk Disposition CNL
|  | QUALA DENTAL | QUALA DENTAL 5002 |  | 98008-302980 | MOORESTOWN-CLEFT PALATE |  |  |  | 01/01/1900 |  |  |  |  | NO | NO |  |  |  |  | QUALA DENTAL 10366164 98008-302980 |  |  | Disposition |  |  |  | Equipment | PAAR:00-PVAR | 11/02/2019 |  | COOPER AMBULATORY OFF-SITES |  |  | EXAM 2 | 0011642207 | MARILYN COHEN | Repair | Closed | Bonnie Aichroth | 05/17/2017 | 05/17/2017 | ULTRASONIC CLEANING SYSTEM - RETIRE - TMX | 5/17/2017 8:47:51 AM BGAICHROTH DEPARTMENT TRASHED UNIT PER MARILYN COHEN 5/17/2017 8:47:53 AM BGAICHROTH This device has been removed from an active status with the RSQ Database, and physically removed from the facility. Device retired on 5/17/2017; Authorized By: MARILYN COHEN; Nature of Retirement: NO LONGER NEEDED; Days In Service: 713 | 9DD5E7A3-F865-4ECC-A329-8C1E8DCA2C87 | Labor | 05/17/2017 | 05/17/2017 | Bonnie Aichroth
|  | QUANTUM MEDICAL IMAGING, LLC | QUANTUM MEDICAL IMAGING, LLC QG-50 |  | QG50-15R-0907 | COOPER BONE & JOINT- GLASSBORO |  |  |  | 11/01/2015 |  |  |  |  | NO | NO |  |  |  |  | QUANTUM MEDICAL IMAGING, LLC 10649913 QG50-15R-0907 |  |  | Active |  | 99:99:99:99:99:99 |  | Equipment | 6M:00-MFG 1Y:00-MIN | 11/01/2019 | 05/01/2020 | COOPER AMBULATORY OFF-SITES |  |  | 26 Mick Drive, Glassboro, NJ | WOT00000001443270 | COURTNEY BUDD | Performance Verification | Closed | Charles Santomero | 09/19/2018 | 06/20/2019 | Performance Verification for QUANTUM MEDICAL IMAGING, LLC 10649913 QG50-15R-0907 | Initial Install of Performance Verification. Device is ready for patient use.
|  | QUEST | QUEST MINI E |  | 131113-985 | WILLINGBORO COOPER UNIVERSITY PHYSICIANS |  |  |  | 03/14/2019 |  |  |  |  | NO | NO |  |  |  |  | QUEST 30125045 131113-985 |  |  | Disposition |  | 99:99:99:99:99:99 |  | Equipment | 6M:00-MFG 2Y:00-RPLC | 03/14/2019 | 03/14/2019 | COOPER AMBULATORY OFF-SITES |  |  | QUEST LAB ROOM | 0011464212 | PATTY LEWIS | Preventative Maintenance | Closed | Bonnie Aichroth | 03/14/2019 | 03/14/2019 | PERFORMANCE ASSURANCE AT INVENTORY | INVENTORIED DEVICE AND ENSURED DEVICE WAS FUNCTIONING PROPERLY. | 1D1F4D3F-3697-44D1-82EF-E584A6A4698E | Labor | 03/14/2019 | 03/14/2019 | Stephen Zubrzycki
|  | QUEST | QUEST MINI E |  | 130414-1920 | 3 COOPER-RADIOLOGY |  |  |  | 05/19/2017 |  |  |  |  | NO | NO |  |  |  |  | QUEST 10505045 130414-1920 |  |  | Disposition |  | 99:99:99:99:99:99 |  | Equipment | 6M:00-MFG 2Y:00-RPLC | 05/24/2019 | 05/01/2020 | COOPER AMBULATORY OFF-SITES |  |  | 1st floor Lab | 0012387174 | JUDY ADIRZONE | Preventative Maintenance | Closed | Josh Harris | 11/06/2017 | 11/06/2017 | PERFORMANCE ASSURANCE AT INVENTORY | INVENTORIED DEVICE AND ENSURED DEVICE WAS FUNCTIONING PROPERLY. | 6CD09214-7E1F-4945-AFC8-1876A65106C5 | Labor | 05/19/2017 | 05/19/2017 | Charles Santomero
|  | QUEST | QUEST MINI E |  | 521008-688 | LAB HEMATOLOGY |  |  |  | 12/10/2008 |  |  |  |  | NO | NO |  |  |  |  | QUEST 10367684 521008-688 |  |  | Disposition |  |  |  | Equipment | 6M:00-MFG | 03/03/2016 | 03/01/2020 | COOPER UNIVERSITY HOSPITAL |  |  | HEMATOLOGY |  | DALE MORRONE
|  | QUEST | QUEST MINI E |  | 521212-114 | LAB HEMATOLOGY |  |  |  | 03/05/2014 |  |  |  |  | NO | NO |  |  |  |  | QUEST 10367685 521212-114 |  |  | Disposition |  | 99:99:99:99:99:99 |  | Equipment | 6M:00-MFG 2Y:00-RPLC | 09/28/2018 | 03/01/2020 | COOPER UNIVERSITY HOSPITAL |  |  | HEMATOLOGY |  | DALE MORRONE
|  | QUEST | QUEST MINI E |  | 520511-419 | WILLINGBORO COOPER UNIVERSITY PHYSICIANS |  |  |  | 03/06/2014 |  |  |  |  | NO | NO |  |  |  |  | QUEST 10367107 520511-419 |  |  | Disposition |  |  |  | Equipment | 6M:00-MFG 2Y:00-RPLC | 09/08/2017 | 03/01/2020 | COOPER AMBULATORY OFF-SITES |  |  | INT MED PROCEDURE RM 1 |  | PATTY LEWIS
|  | QUEST | QUEST MINI E |  | 52021-1544 | WILLINGBORO COOPER UNIVERSITY PHYSICIANS |  |  |  | 03/06/2014 |  |  |  |  | NO | NO |  |  |  |  | QUEST 10367106 52021-1544 |  |  | Disposition |  | 99:99:99:99:99:99 |  | Equipment | 6M:00-MFG 2Y:00-RPLC | 09/18/2018 | 03/01/2020 | COOPER AMBULATORY OFF-SITES |  |  | INTERNAL MEDICINE PROC RM 1 |  | PATTY LEWIS
|  | QUEST | QUEST MINI E |  | 521106-1911 | GLOUCESTER-MEDICINE |  |  |  | 11/20/2006 |  |  |  |  | NO | NO |  |  |  |  | QUEST 10366841 521106-1911 |  |  | Disposition |  | 99:99:99:99:99:99 |  | Equipment | 6M:00-MFG 2Y:00-RPLC | 03/14/2019 | 03/01/2020 | COOPER AMBULATORY OFF-SITES |  |  | NEAR NURSES STATION |  | KELLIE STOUT
|  | QUEST | QUEST MINI E |  | 520809-1189 | WOODLYNNE FAMILY MEDICINE |  |  |  | 01/01/2000 |  |  |  |  | NO | NO |  |  |  |  | QUEST 10365730 520809-1189 |  |  | Disposition |  | 99:99:99:99:99:99 |  | Equipment | 6M:00-MFG 2Y:00-RPLC | 05/07/2019 |  | COOPER AMBULATORY OFF-SITES |  |  | WOODLYNNE |  | SHEILA HERNANDEZ
|  | QUEST | QUEST V6500 |  |  | INTENSIVE CARE UNIT |  |  |  | 06/07/2017 |  |  |  |  | NO | NO |  |  |  |  | QUEST 30142923 07778 |  |  | Disposition |  |  |  | Equipment | 6M:00-MFG | 06/07/2017 | 06/07/2017 | COOPER UNIVERSITY HOSPITAL |  |  | ICU STORAGE |  | CAROLYN RUMELL |  |  |  | 06/07/2017 | 06/07/2017 |  |  |  |  | 06/07/2017 | 06/07/2017
|  | QUEST | QUEST V6500 |  |  | INTENSIVE CARE UNIT |  |  |  | 01/01/1900 |  |  |  |  | NO | NO |  |  |  |  | QUEST 07778 141205 |  |  | Disposition |  |  |  | Equipment | 6M:00-MFG | 09/24/2015 | 12/01/2019 | COOPER UNIVERSITY HOSPITAL |  |  | POINT OF CARE OFFICE P4 |  | CAROLYN RUMELL
|  | QUEST MEDICAL INC. | QUEST MEDICAL INC. HORIZON MINI E |  | 520412-693 | 3 COOPER-RADIOLOGY |  |  |  | 01/01/2001 |  |  |  |  | NO | NO |  |  |  |  | QUEST MEDICAL INC. 10345991 520412-693 |  |  | Disposition |  | 99:99:99:99:99:99 |  | Equipment | 6M:00-MFG 2Y:00-RPLC | 05/30/2018 | 05/01/2020 | COOPER AMBULATORY OFF-SITES |  |  | LAB-BLOOD DRAW BACK |  | JUDY ADIRZONE
|  | QUINCY LAB | QUINCY LAB 10-140 |  |  | LAB CHEMISTRY |  |  |  | 01/01/1900 |  |  |  |  | NO | NO |  |  |  |  | QUINCY LAB 10369572 9308121 |  |  | Disposition |  |  |  | Equipment | 1Y:00-MFG | 03/14/2016 | 03/01/2020 | COOPER UNIVERSITY HOSPITAL |  |  | enr building |  | Barbara Snyder
|  | QUINTON INSTRUMENTS | QUINTON INSTRUMENTS MEDTRACK ST55 |  | 00378-001-51800 | TURNERSVILLE CARDIOLOGY |  |  |  | 01/01/1900 |  |  |  |  | NO | NO |  |  |  |  | QUINTON INSTRUMENTS 10366783 00378-001-51800 |  |  | Disposition |  |  |  | Equipment | PAAR:00-PVAR | 11/02/2019 |  | COOPER AMBULATORY OFF-SITES |  |  | STRESS ROOM |  | MICHELE MOLINARI
|  | QUINTON INSTRUMENTS | QUINTON INSTRUMENTS Q4500 |  |  | TURNERSVILLE CARDIOLOGY |  |  |  | 01/01/1900 |  |  |  |  | NO | NO |  |  |  |  | QUINTON INSTRUMENTS 10366779 4947 |  |  | Disposition |  |  |  | Alarm | 1Y:00-MFG | 01/01/1900 | 12/01/2019 | COOPER AMBULATORY OFF-SITES |  |  | STRESS ROOM |  | MICHELE MOLINARI
|  | QUINTON INSTRUMENTS | QUINTON INSTRUMENTS Q4500 |  |  | VOORHEES CARDIOLOGY SUITE 102 |  |  |  | 01/01/1900 |  |  |  |  | NO | NO |  |  |  |  | QUINTON INSTRUMENTS 10345372 2022 |  |  | Disposition |  |  |  | Alarm | 1Y:00-MFG | 01/01/1900 | 12/01/2019 | COOPER AMBULATORY OFF-SITES |  |  | Stress Echo Room |  | MICHELE MOLINARI
|  | R2 TECHNOLOGY | R2 TECHNOLOGY IMAGE CHECKER |  |  | VOORHEES SURGERY CENTER-OPERATING ROOM |  |  |  | 04/14/2016 |  |  |  |  | NO | NO |  |  |  |  | R2 TECHNOLOGY 121878 102337081 |  |  | Disposition |  |  |  | Equipment | 1Y:00-MFG | 04/14/2016 | 04/14/2016 | COOPER AMBULATORY OFF-SITES |  |  | SUITE E |  | JENNIFER BOMBARO |  |  |  | 04/14/2016 | 04/14/2016 |  |  |  |  | 04/14/2016 | 04/14/2016
|  | R2 TECHNOLOGY | R2 TECHNOLOGY IMAGE CHECKER D |  |  | VOORHEES SURGERY CENTER-OPERATING ROOM |  |  |  | 04/14/2016 |  |  |  |  | NO | NO |  |  |  |  | R2 TECHNOLOGY 12181 102337399 |  |  | Disposition |  |  |  | Equipment | 1Y:00-MFG | 04/14/2016 | 04/14/2016 | COOPER AMBULATORY OFF-SITES |  |  | SUITE E |  | JENNIFER BOMBARO |  |  |  | 04/14/2016 | 04/14/2016 |  |  |  |  | 04/14/2016 | 04/14/2016
|  | RADIOMETER AMERICA, INC., MED | RADIOMETER AMERICA, INC., MED TCM4 |  | 000154R0035N006 | RESPIRATORY |  |  |  | 06/17/2004 |  |  |  |  | NO | NO |  |  |  |  | RADIOMETER AMERICA, INC., MED 10347689 000154R0035N006 |  |  | Disposition |  |  |  | Alarm | 1Y:00-MFG | 07/24/2015 | 03/01/2020 | COOPER UNIVERSITY HOSPITAL |  |  | RESPIRATORY |  | KATHY LOFLAND
|  | RADIOMETER AMERICA, INC., MED | RADIOMETER AMERICA, INC., MED TCM4 |  | 000154R0040N002 | RESPIRATORY |  |  |  | 01/01/1900 |  |  |  |  | NO | NO |  |  |  |  | RADIOMETER AMERICA, INC., MED 10347685 000154R0040N002 |  |  | Disposition |  |  |  | Alarm | 1Y:00-MFG | 07/24/2015 | 03/01/2020 | COOPER UNIVERSITY HOSPITAL |  |  | 3RD FLOOR KELEMAN |  | KATHY LOFLAND
|  | RADIOMETER AMERICA, INC., MED | RADIOMETER AMERICA, INC., MED TCM4 |  | 000154R0035N008 | RESPIRATORY |  |  |  | 06/17/2004 |  |  |  |  | NO | NO |  |  |  |  | RADIOMETER AMERICA, INC., MED 10347686 000154R0035N008 |  |  | Disposition |  |  |  | Alarm | 1Y:00-MFG | 07/24/2015 | 03/01/2020 | COOPER UNIVERSITY HOSPITAL |  |  | RESPIRATORY |  | KATHY LOFLAND
|  | REDFIELD CORPORATION | REDFIELD CORPORATION IRC2100 |  |  | SICKLERVILLE SURGERY CENTER |  |  |  | 05/03/2017 |  |  |  |  | NO | NO |  |  |  |  | REDFIELD CORPORATION 10480177 2016020008 |  |  | Disposition |  | 99:99:99:99:99:99 |  | High Risk | 6M:00-MFG | 05/30/2019 | 05/01/2020 | COOPER AMBULATORY OFF-SITES |  |  |  | 0011786212 | Leslie Harrop | Performance Verification | Closed | Bonnie Aichroth | 06/22/2017 | 06/22/2017 | INCOMING INVENTORY | DEVICE INVENTORIED | EB6FEA93-5D79-47B2-945A-E27E8EF0688A | Labor | 06/22/2017 | 06/22/2017 | Bonnie Aichroth
|  | REDFIELD CORPORATION | REDFIELD CORPORATION IRC2100 |  |  | CHERRY HILL SPECIALITY HUB |  |  |  | 05/03/2017 |  |  |  |  | NO | NO |  |  |  |  | REDFIELD CORPORATION 10369493 020815 |  |  | Disposition |  | 99:99:99:99:99:99 |  | High Risk | 6M:00-MFG | 05/31/2019 | 05/01/2020 | COOPER AMBULATORY OFF-SITES |  |  | EXAM ROOM | 0011786204 | APRIL DIXON | Performance Verification | Closed | Bonnie Aichroth | 06/22/2017 | 06/22/2017 | INCOMING INVENTORY | DEVICE INVENTORIED | AC967454-29F8-49BF-AE0D-5FC3634D9712 | Labor | 06/22/2017 | 06/22/2017 | Bonnie Aichroth
|  | REED INSTRUMENTS | REED INSTRUMENTS K4030 |  | M042737 | BIOMEDICAL |  |  |  | 12/14/2015 |  |  |  |  | NO | NO |  |  |  |  | REED INSTRUMENTS 10480311 M042737 |  |  | Disposition |  |  |  | Equipment | 1Y:00-MFG | 04/10/2017 | 01/01/2020 | COOPER UNIVERSITY HOSPITAL |  |  | BIOMED |  | Bonnie Aichroch
|  | REICHERT OPHTHALMIC INSTRUMENTS | REICHERT OPHTHALMIC INSTRUMENTS 11082 |  |  | VOORHEES PEDIATRICS |  |  |  | 10/28/2005 |  |  |  |  | NO | NO |  |  |  |  | REICHERT OPHTHALMIC INSTRUMENTS 10768 58571 |  |  | Disposition |  |  |  | Equipment | PAAR:00-PVAR | 10/16/2019 |  | COOPER AMBULATORY OFF-SITES |  |  |  |  | MAUREEN OBRIEN
|  | REICHERT OPHTHALMIC INSTRUMENTS | REICHERT OPHTHALMIC INSTRUMENTS MICROSTAR IV |  | 10401-5 | LAB CHEMISTRY |  |  |  | 01/01/1900 |  |  |  |  | NO | NO |  |  |  |  | REICHERT OPHTHALMIC INSTRUMENTS 10507 10401-5 |  |  | Disposition |  |  |  | Equipment | 1Y:00-MFG | 09/15/2015 | 12/01/2020 | COOPER UNIVERSITY HOSPITAL |  |  | LAB AREA |  | Barbara Snyder
|  | REICHERT OPHTHALMIC INSTRUMENTS | REICHERT OPHTHALMIC INSTRUMENTS TONO-PEN AVIA |  | 38766-0612 | EMERGENCY ROOM |  |  |  | 06/27/2012 |  |  |  |  | NO | NO |  |  |  |  | REICHERT OPHTHALMIC INSTRUMENTS 10349308 38766-0612 |  |  | Active |  | 99:99:99:99:99:99 |  | Equipment | PAAR:00-PVAR | 10/31/2019 |  | COOPER UNIVERSITY HOSPITAL |  |  | ER |  | KAREN GRUBER
|  | REICHERT OPHTHALMIC INSTRUMENTS | REICHERT OPHTHALMIC INSTRUMENTS TONO-PEN XL |  | 28242-0115 | RUNNEMEDE URGENT CARE |  |  |  | 01/01/1900 |  |  |  |  | NO | NO |  |  |  |  | REICHERT OPHTHALMIC INSTRUMENTS 10365776 28242-0115 |  |  | Active |  | 99:99:99:99:99:99 |  | Equipment | PAAR:00-PVAR | 11/02/2019 |  | COOPER AMBULATORY OFF-SITES |  |  | NURSES STATION |  | MELISSA PORTOBANCO
|  | REICHERT OPHTHALMIC INSTRUMENTS | REICHERT OPHTHALMIC INSTRUMENTS TONO-PEN XL |  | A0101614 | EMERGENCY ROOM |  |  |  | 05/02/2014 |  |  |  |  | NO | NO |  |  |  |  | REICHERT OPHTHALMIC INSTRUMENTS 10349307 A0101614 |  |  | Active |  | 99:99:99:99:99:99 |  | Equipment | PAAR:00-PVAR | 10/31/2019 |  | COOPER UNIVERSITY HOSPITAL |  |  | 1st floor |  | KAREN GRUBER
|  | REICHERT SCIENTIFIC INSTRUMENTS | REICHERT SCIENTIFIC INSTRUMENTS 1185A |  | 0896-2586 | LAB CHEMISTRY |  |  |  | 01/01/1900 |  |  |  |  | NO | NO |  |  |  |  | REICHERT SCIENTIFIC INSTRUMENTS 10369573 0896-2586 |  |  | Disposition |  |  |  | Equipment | 1Y:00-MFG | 03/14/2016 | 03/01/2020 | COOPER UNIVERSITY HOSPITAL |  |  | enr building third floor |  | Barbara Snyder
|  | RELIAMED | RELIAMED TENS EMS COMBO 700 |  |  | VOORHEES ORTHOPEDICS |  |  |  | 01/01/1900 |  |  |  |  | NO | NO |  |  |  |  | RELIAMED 10356899 07435406 |  |  | Disposition |  |  |  | Equipment | 1Y:00-MFG | 02/19/2016 | 02/01/2020 | COOPER AMBULATORY OFF-SITES |  |  | ORTHO HYDRO THERAPY |  | CAROL STRANTON
|  | RENNCO LLC | RENNCO LLC LS-18D |  |  | SPD |  |  |  | 01/01/2005 |  |  |  |  | NO | NO |  |  |  |  | RENNCO LLC 10347702 1173 |  |  | Active |  |  |  | Non-medical | PAAR:00-PVAR | 11/08/2019 |  | COOPER UNIVERSITY HOSPITAL |  |  | BASEMENT |  | David Frye
|  | RENNCO LLC | RENNCO LLC LS18D-115 |  | 0619-181-9046 | CENTRAL STERILE PROCESSING |  |  |  | 11/22/2019 |  |  |  |  | NO | NO |  |  |  |  | RENNCO LLC 11187705 0619-181-9046 |  |  | Active |  |  |  | Non-medical | PAAR:00-PVAR | 11/22/2019 | 11/22/2019 | COOPER UNIVERSITY HOSPITAL |  |  | CSP - Clean Side | WOT00000004364366 | GINA GAROZZO | Performance Verification | Completed | Stephen Zubrzycki | 11/22/2019 | 11/22/2019 | Performance Verification for RENNCO LLC 11187705 0619-181-9046 | Initial Install of Performance Verification. Device is ready for patient use. |  |  | 11/22/2019 | 11/22/2019
|  | RESPIRONICS | RESPIRONICS 1060509 |  |  | 3 COOPER-PEDIATRICS |  |  |  | 01/01/1900 |  |  |  |  | NO | NO |  |  |  |  | RESPIRONICS 10345660 816593 |  |  | Disposition |  | 99:99:99:99:99:99 |  | Equipment | PAAR:00-PVAR | 11/02/2019 |  | COOPER AMBULATORY OFF-SITES |  |  | Disposition | WOT00000001047535 | MAUREEN OBRIEN | Disposition | Closed | Stephen Zubrzycki | 06/14/2018 | 06/25/2018 | Equipment Disposition | CNL unit during inventory validation. Checked with dept and located all nebulizers that they had. | EXP0745257 | Labor | 06/14/2018 | 06/14/2018 | Stephen Zubrzycki
|  | RESPIRONICS | RESPIRONICS 626-00 |  |  | VOORHEES PEDIATRICS |  |  |  | 01/01/1900 |  |  |  |  | NO | NO |  |  |  |  | RESPIRONICS 10345345 1186087 |  |  | Active |  | 99:99:99:99:99:99 |  | Equipment | PAAR:00-PVAR | 11/02/2019 |  | COOPER AMBULATORY OFF-SITES |  |  | B Pod Nurses Station |  | MAUREEN OBRIEN
|  | RESPIRONICS | RESPIRONICS ALICE 5 |  | A5BS14801 | VOORHEES SURGERY CENTER-SLEEP LAB |  |  |  | 06/10/2015 |  |  |  |  | NO | NO |  |  |  |  | RESPIRONICS 10480388 A5BS14801 |  |  | Disposition |  |  |  | Equipment | 1Y:00-MFG | 04/06/2017 | 04/01/2020 | COOPER AMBULATORY OFF-SITES |  |  | ROOM J203 |  | TARA BELFIORE
|  | RESPIRONICS | RESPIRONICS ALICE 5 |  | A5BS14807 | VOORHEES SURGERY CENTER-SLEEP LAB |  |  |  | 06/10/2015 |  |  |  |  | NO | NO |  |  |  |  | RESPIRONICS 10480389 A5BS14807 |  |  | Disposition |  |  |  | Equipment | 1Y:00-MFG | 04/25/2018 | 04/01/2020 | COOPER AMBULATORY OFF-SITES |  |  | ROOM 208 |  | TARA BELFIORE
|  | RESPIRONICS | RESPIRONICS ALICE 5 |  | A5BS14804 | VOORHEES SURGERY CENTER-SLEEP LAB |  |  |  | 01/01/2001 |  |  |  |  | NO | NO |  |  |  |  | RESPIRONICS 10356803 A5BS14804 |  |  | Disposition |  |  |  | Equipment | 1Y:00-MFG | 04/25/2018 | 04/01/2020 | COOPER AMBULATORY OFF-SITES |  |  | Testing4 |  | TARA BELFIORE
|  | RESPIRONICS | RESPIRONICS ALICE 5 |  | A5BS01493 | VOORHEES SURGERY CENTER-SLEEP LAB |  |  |  | 01/01/1900 |  |  |  |  | NO | NO |  |  |  |  | RESPIRONICS 10356801 A5BS01493 |  |  | Disposition |  |  |  | Equipment | 1Y:00-MFG | 05/02/2016 | 04/01/2020 | COOPER AMBULATORY OFF-SITES |  |  | Testing 3 |  | TARA BELFIORE
|  | RESPIRONICS | RESPIRONICS ALICE 5 |  | A5BS14805 | VOORHEES SURGERY CENTER-SLEEP LAB |  |  |  | 01/01/2001 |  |  |  |  | NO | NO |  |  |  |  | RESPIRONICS 10356799 A5BS14805 |  |  | Disposition |  |  |  | Equipment | 1Y:00-MFG | 04/06/2017 | 04/01/2020 | COOPER AMBULATORY OFF-SITES |  |  | Testing 2 |  | TARA BELFIORE
|  | RESPIRONICS | RESPIRONICS ALICE 5 |  | A5BS17951 | VOORHEES SURGERY CENTER-SLEEP LAB |  |  |  | 01/01/1900 |  |  |  |  | NO | NO |  |  |  |  | RESPIRONICS 10356797 A5BS17951 |  |  | Disposition |  |  |  | Equipment | 1Y:00-MFG | 05/02/2016 | 04/01/2020 | COOPER AMBULATORY OFF-SITES |  |  | Testing 1 |  | TARA BELFIORE
|  | RESPIRONICS | RESPIRONICS ALICE 5 |  | A5BS14747 | VOORHEES SURGERY CENTER-PULMONARY |  |  |  | 01/01/2001 |  |  |  |  | NO | NO |  |  |  |  | RESPIRONICS 10356779 A5BS14747 |  |  | Disposition |  |  |  | Equipment | 1Y:00-MFG | 04/25/2018 | 04/01/2020 | COOPER AMBULATORY OFF-SITES |  |  | Sleep Testing 4 |  | SUSAN PINE
|  | RESPIRONICS | RESPIRONICS ALICE 5 |  | A5BS14789 | VOORHEES SURGERY CENTER-PULMONARY |  |  |  | 01/01/2001 |  |  |  |  | NO | NO |  |  |  |  | RESPIRONICS 10356781 A5BS14789 |  |  | Disposition |  |  |  | Equipment | 1Y:00-MFG | 04/25/2018 | 04/01/2020 | COOPER AMBULATORY OFF-SITES |  |  | Sleep Testing 2 |  | SUSAN PINE
|  | RESPIRONICS | RESPIRONICS ALICE 5 |  | A5BS20903 | VOORHEES SURGERY CENTER-PULMONARY |  |  |  | 01/01/1900 |  |  |  |  | NO | NO |  |  |  |  | RESPIRONICS 10356777 A5BS20903 |  |  | Disposition |  |  |  | Equipment | 1Y:00-MFG | 05/02/2016 | 04/01/2020 | COOPER AMBULATORY OFF-SITES |  |  | Sleep Testing 3 |  | SUSAN PINE
|  | RESPIRONICS | RESPIRONICS ALICE 5 |  | A5BS13313 | VOORHEES SURGERY CENTER-PULMONARY |  |  |  | 01/01/2001 |  |  |  |  | NO | NO |  |  |  |  | RESPIRONICS 10356775 A5BS13313 |  |  | Disposition |  |  |  | Equipment | 1Y:00-MFG | 04/25/2018 | 04/01/2020 | COOPER AMBULATORY OFF-SITES |  |  | Sleep Testing 1 |  | SUSAN PINE
|  | RESPIRONICS | RESPIRONICS BIPAP VISION |  |  | RESPIRATORY |  |  |  | 01/01/1900 |  |  |  |  | NO | NO |  |  |  |  | RESPIRONICS 10355382 110117 |  |  | Disposition |  |  |  | Equipment | 1Y:00-MFG | 12/31/2015 | 12/01/2020 | COOPER UNIVERSITY HOSPITAL |  |  | P5 STORAGE RM |  | KATHY LOFLAND
|  | RESPIRONICS | RESPIRONICS BIPAP VISION |  |  | RESPIRATORY |  |  |  | 01/01/1900 |  |  |  |  | NO | NO |  |  |  |  | RESPIRONICS 10355381 110061 |  |  | Disposition |  |  |  | Equipment | 1Y:00-MFG | 12/31/2015 | 12/01/2020 | COOPER UNIVERSITY HOSPITAL |  |  | P5 STORAGE RM |  | KATHY LOFLAND
|  | RESPIRONICS | RESPIRONICS CAPNOGARD |  | 75-06225 | VOORHEES SURGERY CENTER-SLEEP LAB |  |  |  | 01/01/2001 |  |  |  |  | NO | NO |  |  |  |  | RESPIRONICS 10356804 75-06225 |  |  | Disposition |  |  |  | Alarm | 1Y:00-MFG | 04/25/2018 | 04/01/2020 | COOPER AMBULATORY OFF-SITES |  |  | TESTING 4 |  | TARA BELFIORE
|  | RESPIRONICS | RESPIRONICS INNOSPIRE ESSENCE |  |  | 3 COOPER-PEDIATRICS |  |  |  | 11/02/2019 |  |  |  |  | NO | NO |  |  |  |  | RESPIRONICS 30126249 1011588017 |  |  | Active |  | 99:99:99:99:99:99 |  | Equipment | PAAR:00-PVAR | 11/02/2019 | 11/02/2019 | COOPER AMBULATORY OFF-SITES |  |  | Suite 200 - Nurses Station - R |  | MAUREEN OBRIEN |  |  |  | 11/02/2019 | 11/02/2019 |  |  |  |  | 11/02/2019 | 11/02/2019
|  | RESPIRONICS | RESPIRONICS INNOSPIRE ESSENCE |  | AUS0628683 | 1050 KINGS HIGHWAY-MEDICINE |  |  |  | 01/01/1900 |  |  |  |  | NO | NO |  |  |  |  | RESPIRONICS 10366055 AUS0628683 |  |  | Active |  | 99:99:99:99:99:99 |  | Equipment | PAAR:00-PVAR | 11/02/2019 |  | COOPER AMBULATORY OFF-SITES |  |  | NURSES STATION |  | Leah Willis
|  | RESPIRONICS | RESPIRONICS INNOSPIRE ESSENCE |  | AUS0002668 | CLEMENTON INTERNAL MEDICINE |  |  |  | 10/31/2019 |  |  |  |  | NO | NO |  |  |  |  | RESPIRONICS 30142118 AUS0002668 |  |  | Active |  | 99:99:99:99:99:99 |  | Equipment | PAAR:00-PVAR | 10/31/2019 | 10/31/2019 | COOPER AMBULATORY OFF-SITES |  |  |  |  | GLORIA CRUZ |  |  |  | 10/31/2019 | 10/31/2019 |  |  |  |  | 10/31/2019 | 10/31/2019
|  | RESPIRONICS | RESPIRONICS INSPIRATION 626 |  |  | PENNSVILLE-MEDICINE |  |  |  | 01/01/1900 |  |  |  |  | NO | NO |  |  |  |  | RESPIRONICS 10345918 1575153 |  |  | Active |  | 99:99:99:99:99:99 |  | Equipment | PAAR:00-PVAR | 11/02/2019 |  | COOPER AMBULATORY OFF-SITES |  |  | exam rm 18 |  | Heather Rhodes
|  | RESPIRONICS | RESPIRONICS INSPIRATION ELITE |  |  | 3 COOPER-PEDIATRICS |  |  |  | 11/02/2019 |  |  |  |  | NO | NO |  |  |  |  | RESPIRONICS 30126250 04091748231 |  |  | Active |  | 99:99:99:99:99:99 |  | Equipment | PAAR:00-PVAR | 11/02/2019 | 11/02/2019 | COOPER AMBULATORY OFF-SITES |  |  | Suite 200 - Nurses Station - R |  | MAUREEN OBRIEN |  |  |  | 11/02/2019 | 11/02/2019 |  |  |  |  | 11/02/2019 | 11/02/2019
|  | RESPIRONICS | RESPIRONICS INSPIRATION ELITE |  |  | VOORHEES SURGERY CENTER-PULMONARY |  |  |  | 10/31/2019 |  |  |  |  | NO | NO |  |  |  |  | RESPIRONICS 30149668 11070804656 |  |  | Active |  | 99:99:99:99:99:99 |  | Equipment | PAAR:00-PVAR | 10/31/2019 | 10/31/2019 | COOPER AMBULATORY OFF-SITES |  |  | SUITE K |  | SUSAN PINE |  |  |  | 10/31/2019 | 10/31/2019 |  |  |  |  | 10/31/2019 | 10/31/2019
|  | RESPIRONICS | RESPIRONICS INSPIRATION ELITE |  |  | VOORHEES SURGERY CENTER-PULMONARY |  |  |  | 01/01/1900 |  |  |  |  | NO | NO |  |  |  |  | RESPIRONICS 10348043 11070804657 |  |  | Active |  | 99:99:99:99:99:99 |  | Equipment | PAAR:00-PVAR | 11/01/2019 |  | COOPER AMBULATORY OFF-SITES |  |  | PFT ROOM 1 |  | SUSAN PINE
|  | RESPIRONICS | RESPIRONICS INSPIRATION ELITE |  |  | 3 COOPER-PEDIATRICS |  |  |  | 01/01/1900 |  |  |  |  | NO | NO |  |  |  |  | RESPIRONICS 10345666 04091754231 |  |  | Active |  | 99:99:99:99:99:99 |  | Equipment | PAAR:00-PVAR | 11/02/2019 |  | COOPER AMBULATORY OFF-SITES |  |  | Suite 200 - Nurses Station - R |  | MAUREEN OBRIEN
|  | RESPIRONICS | RESPIRONICS INSPIRATION ELITE |  |  | 3 COOPER-PEDIATRICS |  |  |  | 01/01/1900 |  |  |  |  | NO | NO |  |  |  |  | RESPIRONICS 10345663 12081544869 |  |  | Disposition |  |  |  | Equipment | PAAR:00-PVAR | 11/02/2019 |  | COOPER AMBULATORY OFF-SITES |  |  | DISPOSITION | 0011613530 | MAUREEN OBRIEN | Repair | Closed | Stephen Zubrzycki | 05/04/2017 | 05/04/2017 | DISPOSITION | 5/4/2017 4:48:11 PM SJZUBRZYCKI (SJZUBRZYCKI 5/4/2017 12:00 AM) CNL DURING INVENTORY VALIDATION. DIDN'T SEE UNIT WHERE ALL THE OTHER NEBUILIZERS WERE AND ASKED DEPT STAFF AND NO ONE KNEW WHERE THIS UNIT WAS 5/4/2017 4:48 PM SJZUBRZYCKI This device has been removed from an active status with the RSQ Database, and physically removed from the facility. Device retired on 5/4/2017; Authorized By: YES; Nature of Retirement: COULD NOT LOCATE; Days In Service: 700 | E125F316-1C78-4D8A-B58E-69F5C5A6CF78 | Labor | 05/04/2017 | 05/04/2017 | Stephen Zubrzycki
|  | RESPIRONICS | RESPIRONICS MISTER NEB |  |  | VOORHEES PEDIATRICS |  |  |  | 01/01/1900 |  |  |  |  | NO | NO |  |  |  |  | RESPIRONICS 10348073 154891 |  |  | Active |  | 99:99:99:99:99:99 |  | Equipment | PAAR:00-PVAR | 11/02/2019 |  | COOPER AMBULATORY OFF-SITES |  |  | STORAGE |  | MAUREEN OBRIEN
|  | RESPIRONICS | RESPIRONICS MISTER NEB |  |  | VOORHEES PEDIATRICS |  |  |  | 01/01/1900 |  |  |  |  | NO | NO |  |  |  |  | RESPIRONICS 10348071 480126 |  |  | Active |  | 99:99:99:99:99:99 |  | Equipment | PAAR:00-PVAR | 11/02/2019 |  | COOPER AMBULATORY OFF-SITES |  |  | STORAGE |  | MAUREEN OBRIEN
|  | RESPIRONICS | RESPIRONICS MISTER NEB |  |  | VOORHEES PEDIATRICS |  |  |  | 01/01/2009 |  |  |  |  | NO | NO |  |  |  |  | RESPIRONICS 10348072 749404 |  |  | Active |  | 99:99:99:99:99:99 |  | Equipment | PAAR:00-PVAR | 11/02/2019 |  | COOPER AMBULATORY OFF-SITES |  |  | 6400 MAIN CLOSET NURSES STAT |  | MAUREEN OBRIEN
|  | RESPIRONICS | RESPIRONICS MISTER NEB |  | HS123 | 3 COOPER-PEDIATRICS |  |  |  | 01/01/1900 |  |  |  |  | NO | NO |  |  |  |  | RESPIRONICS 10345667 HS123 |  |  | Active |  | 99:99:99:99:99:99 |  | Equipment | PAAR:00-PVAR | 11/02/2019 |  | COOPER AMBULATORY OFF-SITES |  |  | Suite 200 - Nurses Station - R |  | MAUREEN OBRIEN
|  | RESPIRONICS | RESPIRONICS MISTER NEB |  |  | 3 COOPER-PEDIATRICS |  |  |  | 01/01/1900 |  |  |  |  | NO | NO |  |  |  |  | RESPIRONICS 10345661 248253 |  |  | Active |  | 99:99:99:99:99:99 |  | Equipment | PAAR:00-PVAR | 11/02/2019 |  | COOPER AMBULATORY OFF-SITES |  |  | Suite 200 - Nurses Station - R |  | MAUREEN OBRIEN
|  | RESPIRONICS | RESPIRONICS MISTER NEB |  |  | VOORHEES PEDIATRICS |  |  |  | 01/01/1900 |  |  |  |  | NO | NO |  |  |  |  | RESPIRONICS 10345346 215262 |  |  | Active |  | 99:99:99:99:99:99 |  | Equipment | PAAR:00-PVAR | 11/02/2019 |  | COOPER AMBULATORY OFF-SITES |  |  | B Pod Nurses Station |  | MAUREEN OBRIEN
|  | RESPIRONICS | RESPIRONICS OMNILAB |  | L11136895C992 | VOORHEES SURGERY CENTER-PULMONARY |  |  |  | 05/02/2016 |  |  |  |  | NO | NO |  |  |  |  | RESPIRONICS 10480385 L11136895C992 |  |  | Disposition |  | 99:99:99:99:99:99 |  | Equipment | 1Y:00-MFG | 04/22/2019 | 04/01/2020 | COOPER AMBULATORY OFF-SITES |  |  | ADVANCED SLEEP |  | SUSAN PINE
|  | RESPIRONICS | RESPIRONICS OMNILAB |  |  | VOORHEES SURGERY CENTER-SLEEP LAB |  |  |  | 05/12/2009 |  |  |  |  | NO | NO |  |  |  |  | RESPIRONICS 10356800 4783080 |  |  | Disposition |  |  |  | Equipment | 1Y:00-MFG | 04/27/2016 | 04/01/2020 | COOPER AMBULATORY OFF-SITES |  |  | Testing 3 |  | TARA BELFIORE
|  | RESPIRONICS | RESPIRONICS OMNILAB |  |  | VOORHEES SURGERY CENTER-SLEEP LAB |  |  |  | 05/12/2009 |  |  |  |  | NO | NO |  |  |  |  | RESPIRONICS 10356802 4767861 |  |  | Disposition |  |  |  | Equipment | 1Y:00-MFG | 04/27/2016 | 04/01/2020 | COOPER AMBULATORY OFF-SITES |  |  | TESTING 4 |  | TARA BELFIORE
|  | RESPIRONICS | RESPIRONICS OMNILAB |  |  | VOORHEES SURGERY CENTER-SLEEP LAB |  |  |  | 05/12/2009 |  |  |  |  | NO | NO |  |  |  |  | RESPIRONICS 10356798 4783022 |  |  | Disposition |  |  |  | Equipment | 1Y:00-MFG | 04/27/2016 | 04/01/2020 | COOPER AMBULATORY OFF-SITES |  |  | Testing 2 |  | TARA BELFIORE
|  | RESPIRONICS | RESPIRONICS OMNILAB |  |  | VOORHEES SURGERY CENTER-SLEEP LAB |  |  |  | 05/12/2009 |  |  |  |  | NO | NO |  |  |  |  | RESPIRONICS 10356796 4783023 |  |  | Disposition |  |  |  | Equipment | 1Y:00-MFG | 04/27/2016 | 04/01/2020 | COOPER AMBULATORY OFF-SITES |  |  | Testing 1 |  | TARA BELFIORE
|  | RESPIRONICS | RESPIRONICS OMNILAB |  |  | VOORHEES SURGERY CENTER-PULMONARY |  |  |  | 05/12/2009 |  |  |  |  | NO | NO |  |  |  |  | RESPIRONICS 10356780 4783028 |  |  | Disposition |  |  |  | Equipment | 1Y:00-MFG | 04/27/2016 | 04/01/2020 | COOPER AMBULATORY OFF-SITES |  |  | Sleep Testing 2 |  | SUSAN PINE
|  | RESPIRONICS | RESPIRONICS OMNILAB |  |  | VOORHEES SURGERY CENTER-PULMONARY |  |  |  | 05/12/2009 |  |  |  |  | NO | NO |  |  |  |  | RESPIRONICS 10356778 4783042 |  |  | Disposition |  |  |  | Equipment | 1Y:00-MFG | 04/27/2016 | 04/01/2020 | COOPER AMBULATORY OFF-SITES |  |  | Sleep Testing 4 |  | SUSAN PINE
|  | RESPIRONICS | RESPIRONICS OMNILAB |  |  | VOORHEES SURGERY CENTER-PULMONARY |  |  |  | 05/12/2009 |  |  |  |  | NO | NO |  |  |  |  | RESPIRONICS 10356776 4783024 |  |  | Disposition |  |  |  | Equipment | 1Y:00-MFG | 04/27/2016 | 04/01/2020 | COOPER AMBULATORY OFF-SITES |  |  | Sleep Testing 3 |  | SUSAN PINE
|  | RESPIRONICS | RESPIRONICS OMNILAB |  |  | VOORHEES SURGERY CENTER-PULMONARY |  |  |  | 05/12/2009 |  |  |  |  | NO | NO |  |  |  |  | RESPIRONICS 10356771 4783077 |  |  | Disposition |  |  |  | Equipment | 1Y:00-MFG | 04/27/2016 | 04/01/2020 | COOPER AMBULATORY OFF-SITES |  |  | Sleep Testing 1 |  | SUSAN PINE
|  | RESPIRONICS | RESPIRONICS OMNILAB ADVANCED |  | L120972844EEF | VOORHEES SURGERY CENTER-SLEEP LAB |  |  |  | 04/28/2016 |  |  |  |  | NO | NO |  |  |  |  | RESPIRONICS 10480382 L120972844EEF |  |  | Disposition |  | 99:99:99:99:99:99 |  | Equipment | 1Y:00-MFG | 04/22/2019 | 04/01/2020 | COOPER AMBULATORY OFF-SITES |  |  | ROOM K211 |  | TARA BELFIORE
|  | RESPIRONICS | RESPIRONICS OMNILAB ADVANCED |  | L121192299833 | VOORHEES SURGERY CENTER-SLEEP LAB |  |  |  | 04/28/2016 |  |  |  |  | NO | NO |  |  |  |  | RESPIRONICS 10480383 L121192299833 |  |  | Disposition |  | 99:99:99:99:99:99 |  | Equipment | 1Y:00-MFG | 04/22/2019 | 04/01/2020 | COOPER AMBULATORY OFF-SITES |  |  | ROOM K208 |  | TARA BELFIORE
|  | RESPIRONICS | RESPIRONICS OMNILAB ADVANCED |  | L111368880BAF | VOORHEES SURGERY CENTER-SLEEP LAB |  |  |  | 04/28/2016 |  |  |  |  | NO | NO |  |  |  |  | RESPIRONICS 10480384 L111368880BAF |  |  | Disposition |  | 99:99:99:99:99:99 |  | Equipment | 1Y:00-MFG | 04/22/2019 | 04/01/2020 | COOPER AMBULATORY OFF-SITES |  |  | ROOM K207 |  | TARA BELFIORE
|  | RESPIRONICS | RESPIRONICS OMNILAB ADVANCED |  | L1264433481D8 | VOORHEES SURGERY CENTER-SLEEP LAB |  |  |  | 04/28/2016 |  |  |  |  | NO | NO |  |  |  |  | RESPIRONICS 10480381 L1264433481D8 |  |  | Disposition |  | 99:99:99:99:99:99 |  | Equipment | 1Y:00-MFG | 04/22/2019 | 04/01/2020 | COOPER AMBULATORY OFF-SITES |  |  | ROOM K212 |  | TARA BELFIORE
|  | RESPIRONICS | RESPIRONICS OMNILAB ADVANCED |  | L11136883B57C | VOORHEES SURGERY CENTER-SLEEP LAB |  |  |  | 04/28/2016 |  |  |  |  | NO | NO |  |  |  |  | RESPIRONICS 10480380 L11136883B57C |  |  | Disposition |  | 99:99:99:99:99:99 |  | Equipment | 1Y:00-MFG | 04/22/2019 | 04/01/2020 | COOPER AMBULATORY OFF-SITES |  |  | ROOM J203 |  | TARA BELFIORE
|  | RESPIRONICS | RESPIRONICS OMNILAB ADVANCED |  | L111369032160 | VOORHEES SURGERY CENTER-SLEEP LAB |  |  |  | 04/28/2016 |  |  |  |  | NO | NO |  |  |  |  | RESPIRONICS 10480378 L111369032160 |  |  | Disposition |  |  |  | Equipment | 1Y:00-MFG | 04/25/2018 | 04/01/2020 | COOPER AMBULATORY OFF-SITES |  |  | ROOM J205 |  | TARA BELFIORE
|  | RESPIRONICS | RESPIRONICS OMNILAB ADVANCED |  | L09813983ED5F | VOORHEES SURGERY CENTER-SLEEP LAB |  |  |  | 04/28/2016 |  |  |  |  | NO | NO |  |  |  |  | RESPIRONICS 10480379 L09813983ED5F |  |  | Disposition |  | 99:99:99:99:99:99 |  | Equipment | 1Y:00-MFG | 04/22/2019 | 04/01/2020 | COOPER AMBULATORY OFF-SITES |  |  | ROOM J204 |  | TARA BELFIORE
|  | RESPIRONICS | RESPIRONICS OPTION HOME |  |  | 3 COOPER-PEDIATRICS |  |  |  | 01/01/1900 |  |  |  |  | NO | NO |  |  |  |  | RESPIRONICS 10345670 073853 |  |  | Active |  | 99:99:99:99:99:99 |  | Equipment | PAAR:00-PVAR | 11/02/2019 |  | COOPER AMBULATORY OFF-SITES |  |  | Suite 200 - Nurses Station - R |  | MAUREEN OBRIEN
|  | RESPIRONICS | RESPIRONICS OPTION HOME |  |  | 3 COOPER-PEDIATRICS |  |  |  | 01/01/1900 |  |  |  |  | NO | NO |  |  |  |  | RESPIRONICS 10345669 512392 |  |  | Active |  | 99:99:99:99:99:99 |  | Equipment | PAAR:00-PVAR | 11/01/2019 |  | COOPER AMBULATORY OFF-SITES |  |  | Suite 200 - Nurses Station - R |  | MAUREEN OBRIEN
|  | RESPIRONICS | RESPIRONICS WALLABY 3 |  |  | INTENSIVE CARE NURSERY |  |  |  | 08/27/2019 |  |  |  |  | NO | NO |  |  |  |  | RESPIRONICS 30143398 8674 |  |  | Active |  | 99:99:99:99:99:99 |  | Equipment | 1Y:00-MFG | 08/27/2019 | 08/27/2019 | COOPER UNIVERSITY HOSPITAL |  |  |  |  | JOANNE FOX |  |  |  | 08/27/2019 | 08/27/2019 |  |  |  |  | 08/27/2019 | 08/27/2019
|  | RETROFIT, LLC | RETROFIT, LLC GYNO CART |  | 080724EA001 | EMERGENCY ROOM |  |  |  | 10/16/2019 |  |  |  |  | NO | NO |  |  |  |  | RETROFIT, LLC 17410 080724EA001 |  |  | Disposition |  |  |  | Equipment | PAAR:00-PVAR | 10/16/2019 | 10/16/2019 | COOPER UNIVERSITY HOSPITAL |  |  | CENTRAL STATION AREA - ER |  | KAREN GRUBER |  |  |  | 10/16/2019 | 10/16/2019 |  |  |  |  | 10/16/2019 | 10/16/2019
|  | REVCO SCIENTIFIC, INC. | REVCO SCIENTIFIC, INC. RC05000TABA5 |  | X050-185416XD | LAB MICROBIOLOGY |  |  |  | 01/01/1900 |  |  |  |  | NO | NO |  |  |  |  | REVCO SCIENTIFIC, INC. 10367957 X050-185416XD |  |  | Disposition |  | 99:99:99:99:99:99 |  | Alarm | 1Y:00-MFG | 01/05/2019 | 01/01/2020 | COOPER UNIVERSITY HOSPITAL |  |  | Microbiology - back room |  | COURTNEY BARRY
|  | RF SURGICAL SYSTEMS INC. | RF SURGICAL SYSTEMS INC. RF ASSURE 200 |  |  | OR - KELEMEN 3 |  |  |  | 10/16/2019 |  |  |  |  | NO | NO |  |  |  |  | RF SURGICAL SYSTEMS INC. 21640 11317 |  |  | Disposition |  |  |  | Equipment | PAAR:00-PVAR | 10/16/2019 | 10/16/2019 | COOPER UNIVERSITY HOSPITAL |  |  | OR |  | DOMINIC VENDETTA |  |  |  | 10/16/2019 | 10/16/2019 |  |  |  |  | 10/16/2019 | 10/16/2019
|  | RF SURGICAL SYSTEMS INC. | RF SURGICAL SYSTEMS INC. RF ASSURE 200 |  | 1335E | OPERATING ROOM - PAVILION |  |  |  | 10/16/2019 |  |  |  |  | NO | NO |  |  |  |  | RF SURGICAL SYSTEMS INC. 11239333 1335E |  |  | Disposition |  | 99:99:99:99:99:99 |  | Equipment | PAAR:00-PVAR | 10/16/2019 | 10/16/2019 | COOPER UNIVERSITY HOSPITAL |  |  | Performance Verification | WOT00000000958977 | DOMINIC VENDETTA | Performance Verification | Closed | Salvatore Bombara | 10/16/2019 | 10/16/2019 | Performance Verification for RF SURGICAL SYSTEMS INC. 11239333 1335E | Initial Install of Performance Verification. Device is ready for patient use. |  |  | 10/16/2019 | 10/16/2019
|  | RF SURGICAL SYSTEMS INC. | RF SURGICAL SYSTEMS INC. RF ASSURE 200 |  | 12503R | OPERATING ROOM - PAVILION |  |  |  | 03/28/2017 |  |  |  |  | NO | NO |  |  |  |  | RF SURGICAL SYSTEMS INC. 10769445 12503R |  |  | Disposition |  |  |  | Equipment | PAAR:00-PVAR | 10/16/2019 |  | COOPER UNIVERSITY HOSPITAL |  |  |  | 0011434496 | DOMINIC VENDETTA | Performance Verification | Closed | Salvatore Bombara | 03/28/2017 | 03/28/2017 | INCOMING INVENTORY | DEVICE INVENTORIED | 627ED8BC-3DAD-4603-AC8D-E947BEA73E78 | Labor | 03/28/2017 | 03/28/2017 | Salvatore Bombara
|  | RF SURGICAL SYSTEMS INC. | RF SURGICAL SYSTEMS INC. RF ASSURE 200 |  |  | OR - KELEMEN 3 |  |  |  | 03/20/2017 |  |  |  |  | NO | NO |  |  |  |  | RF SURGICAL SYSTEMS INC. 10769436 11399 |  |  | Disposition |  | 99:99:99:99:99:99 |  | Equipment | PAAR:00-PVAR | 10/16/2019 |  | COOPER UNIVERSITY HOSPITAL |  |  | SERVICE CONTRACT | 0011359849 | DOMINIC VENDETTA | Preventative Maintenance | Closed | Salvatore Bombara | 03/20/2017 | 03/20/2017 | PERFORMANCE ASSURANCE AT INVENTORY | INVENTORIED DEVICE AND ENSURED DEVICE WAS FUNCTIONING PROPERLY. | CCB15B58-A7B9-4289-8154-46C5A984CB41 | Labor | 03/20/2017 | 03/20/2017 | Salvatore Bombara
|  | RF SURGICAL SYSTEMS INC. | RF SURGICAL SYSTEMS INC. RF ASSURE 200 |  | 120F9R | OPERATING ROOM - PAVILION |  |  |  | 03/13/2017 |  |  |  |  | NO | NO |  |  |  |  | RF SURGICAL SYSTEMS INC. 10769433 120F9R |  |  | Active |  | 99:99:99:99:99:99 |  | Equipment | PAAR:00-PVAR | 10/31/2019 |  | COOPER UNIVERSITY HOSPITAL |  |  |  | 0011337590 | DOMINIC VENDETTA | Performance Verification | Closed | Salvatore Bombara | 03/13/2017 | 03/13/2017 | INCOMING INVENTORY | DEVICE INVENTORIED | D1C84AE8-1771-4628-BB47-7A8A1884C36E | Labor | 03/13/2017 | 03/13/2017 | Salvatore Bombara
|  | RF SURGICAL SYSTEMS INC. | RF SURGICAL SYSTEMS INC. RF ASSURE 200 |  | 129F7 | OR - KELEMEN 3 |  |  |  | 03/13/2017 |  |  |  |  | NO | NO |  |  |  |  | RF SURGICAL SYSTEMS INC. 10769432 129F7 |  |  | Active |  | 99:99:99:99:99:99 |  | Equipment | PAAR:00-PVAR | 10/31/2019 |  | COOPER UNIVERSITY HOSPITAL |  |  |  | 0011337431 | DOMINIC VENDETTA | Preventative Maintenance | Closed | Salvatore Bombara | 03/13/2017 | 03/13/2017 | PERFORMANCE ASSURANCE AT INVENTORY | INVENTORIED DEVICE AND ENSURED DEVICE WAS FUNCTIONING PROPERLY. | E71D3D3B-1FF8-4303-9F42-7462E47BF65F | Labor | 03/13/2017 | 03/13/2017 | Salvatore Bombara
|  | RF SURGICAL SYSTEMS INC. | RF SURGICAL SYSTEMS INC. RF ASSURE 200 |  | 11202R | OPERATING ROOM - PAVILION |  |  |  | 02/09/2017 |  |  |  |  | NO | NO |  |  |  |  | RF SURGICAL SYSTEMS INC. 10769368 11202R |  |  | Disposition |  |  |  | Equipment | PAAR:00-PVAR | 10/16/2019 |  | COOPER UNIVERSITY HOSPITAL |  |  |  | 0011192850 | DOMINIC VENDETTA | Preventative Maintenance | Closed | Salvatore Bombara | 02/09/2017 | 02/09/2017 | PERFORMANCE ASSURANCE AT INVENTORY | INVENTORIED DEVICE AND ENSURED DEVICE WAS FUNCTIONING PROPERLY. | 2F818E51-2366-483C-AD9A-4110FD5AF107 | Labor | 02/09/2017 | 02/09/2017 | Salvatore Bombara
|  | RF SURGICAL SYSTEMS INC. | RF SURGICAL SYSTEMS INC. RF ASSURE 200 |  |  | OPERATING ROOM - PAVILION |  |  |  | 02/07/2018 |  |  |  |  | NO | NO |  |  |  |  | RF SURGICAL SYSTEMS INC. 10752587 12924 |  |  | Active |  | 99:99:99:99:99:99 |  | Equipment | PAAR:00-PVAR | 10/31/2019 |  | COOPER UNIVERSITY HOSPITAL |  |  | Service contract | WOT00000000502093 | DOMINIC VENDETTA | Performance Verification | Closed | Salvatore Bombara | 02/07/2018 | 07/30/2018 | Performance Verification for RF SURGICAL SYSTEMS INC. 10752587 12924 | Initial Install of Performance Verification. Device is ready for patient use.
|  | RF SURGICAL SYSTEMS INC. | RF SURGICAL SYSTEMS INC. RF ASSURE 200 |  | 1627D | OPERATING ROOM - PAVILION |  |  |  | 10/30/2017 |  |  |  |  | NO | NO |  |  |  |  | RF SURGICAL SYSTEMS INC. 10732456 1627D |  |  | Disposition |  | 99:99:99:99:99:99 |  | Equipment | PAAR:00-PVAR | 10/16/2019 |  | COOPER UNIVERSITY HOSPITAL |  |  |  | 0012370968 | DOMINIC VENDETTA | Performance Verification | Closed | Salvatore Bombara | 10/30/2017 | 10/30/2017 | INCOMING INVENTORY | DEVICE INVENTORIED | BE38587C-B86D-4B1B-8347-0D95E37C9E9D | Labor | 10/30/2017 | 10/30/2017 | Salvatore Bombara
|  | RF SURGICAL SYSTEMS INC. | RF SURGICAL SYSTEMS INC. RF ASSURE 200 |  | 113FF | OR - KELEMEN 3 |  |  |  | 10/27/2017 |  |  |  |  | NO | NO |  |  |  |  | RF SURGICAL SYSTEMS INC. 10732422 113FF |  |  | Disposition |  | 99:99:99:99:99:99 |  | Equipment | PAAR:00-PVAR | 10/16/2019 |  | COOPER UNIVERSITY HOSPITAL |  |  |  | 0012367064 | DOMINIC VENDETTA | Performance Verification | Closed | Salvatore Bombara | 10/27/2017 | 10/27/2017 | INCOMING INVENTORY | DEVICE INVENTORIED | 18F7D687-F41D-4AC2-A2C0-6EFA52CD40BB | Labor | 10/27/2017 | 10/27/2017 | Salvatore Bombara
|  | RF SURGICAL SYSTEMS INC. | RF SURGICAL SYSTEMS INC. RF ASSURE 200 |  |  | OPERATING ROOM - PAVILION |  |  |  | 10/13/2017 |  |  |  |  | NO | NO |  |  |  |  | RF SURGICAL SYSTEMS INC. 10732368 17461 |  |  | Disposition |  | 99:99:99:99:99:99 |  | Equipment | PAAR:00-PVAR | 10/31/2019 |  | COOPER UNIVERSITY HOSPITAL |  |  |  | 0012295026 | DOMINIC VENDETTA | Performance Verification | Closed | Salvatore Bombara | 10/13/2017 | 10/13/2017 | INCOMING INVENTORY | DEVICE INVENTORIED | 4C003E08-EA76-4F02-91CF-395EA00CAECC | Labor | 10/13/2017 | 10/13/2017 | Salvatore Bombara
|  | RF SURGICAL SYSTEMS INC. | RF SURGICAL SYSTEMS INC. RF ASSURE 200 |  | 130C1 | OPERATING ROOM - PAVILION |  |  |  | 10/30/2017 |  |  |  |  | NO | NO |  |  |  |  | RF SURGICAL SYSTEMS INC. 10732272 130C1 |  |  | Disposition |  | 99:99:99:99:99:99 |  | Equipment | PAAR:00-PVAR | 10/16/2019 |  | COOPER UNIVERSITY HOSPITAL |  |  |  | 0012370958 | DOMINIC VENDETTA | Performance Verification | Closed | Salvatore Bombara | 10/30/2017 | 10/30/2017 | INCOMING INVENTORY | DEVICE INVENTORIED | AABC9930-75BC-4904-BED9-BC5214F2894B | Labor | 10/30/2017 | 10/30/2017 | Salvatore Bombara
|  | RF SURGICAL SYSTEMS INC. | RF SURGICAL SYSTEMS INC. RF ASSURE 200 |  | 1119F | OR - KELEMEN 3 |  |  |  | 09/27/2016 |  |  |  |  | NO | NO |  |  |  |  | RF SURGICAL SYSTEMS INC. 10649854 1119F |  |  | Disposition |  | 99:99:99:99:99:99 |  | Equipment | PAAR:00-PVAR | 10/16/2019 |  | COOPER UNIVERSITY HOSPITAL |  |  |  |  | DOMINIC VENDETTA
|  | RF SURGICAL SYSTEMS INC. | RF SURGICAL SYSTEMS INC. RF ASSURE 200 |  | 162AD | OPERATING ROOM - PAVILION |  |  |  | 10/04/2016 |  |  |  |  | NO | NO |  |  |  |  | RF SURGICAL SYSTEMS INC. 10649858 162AD |  |  | Disposition |  | 99:99:99:99:99:99 |  | Equipment | PAAR:00-PVAR | 10/16/2019 |  | COOPER UNIVERSITY HOSPITAL |  |  |  |  | DOMINIC VENDETTA
|  | RF SURGICAL SYSTEMS INC. | RF SURGICAL SYSTEMS INC. RF ASSURE 200 |  | 160D8 | OPERATING ROOM - PAVILION |  |  |  | 06/23/2016 |  |  |  |  | NO | NO |  |  |  |  | RF SURGICAL SYSTEMS INC. 10480480 160D8 |  |  | Disposition |  | 99:99:99:99:99:99 |  | Equipment | PAAR:00-PVAR | 10/16/2019 |  | COOPER UNIVERSITY HOSPITAL |  |  | PAV OR |  | DOMINIC VENDETTA
|  | RF SURGICAL SYSTEMS INC. | RF SURGICAL SYSTEMS INC. RF ASSURE 200 |  | 1272DR | OR - KELEMEN 3 |  |  |  | 06/20/2016 |  |  |  |  | NO | NO |  |  |  |  | RF SURGICAL SYSTEMS INC. 10480479 1272DR |  |  | Disposition |  |  |  | Equipment | PAAR:00-PVAR | 10/16/2019 |  | COOPER UNIVERSITY HOSPITAL |  |  |  |  | DOMINIC VENDETTA
|  | RF SURGICAL SYSTEMS INC. | RF SURGICAL SYSTEMS INC. RF ASSURE 200 |  | 1103B | OPERATING ROOM - PAVILION |  |  |  | 06/15/2016 |  |  |  |  | NO | NO |  |  |  |  | RF SURGICAL SYSTEMS INC. 10480478 1103B |  |  | Disposition |  | 99:99:99:99:99:99 |  | Equipment | PAAR:00-PVAR | 10/16/2019 |  | COOPER UNIVERSITY HOSPITAL |  |  |  |  | DOMINIC VENDETTA
|  | RF SURGICAL SYSTEMS INC. | RF SURGICAL SYSTEMS INC. RF ASSURE 200 |  |  | OR - KELEMEN 3 |  |  |  | 04/13/2016 |  |  |  |  | NO | NO |  |  |  |  | RF SURGICAL SYSTEMS INC. 10480464 13270 |  |  | Disposition |  |  |  | Equipment | PAAR:00-PVAR | 10/16/2019 |  | COOPER UNIVERSITY HOSPITAL |  |  | PAV OR |  | DOMINIC VENDETTA
|  | RF SURGICAL SYSTEMS INC. | RF SURGICAL SYSTEMS INC. RF ASSURE 200 |  |  | OR - KELEMEN 3 |  |  |  | 05/09/2016 |  |  |  |  | NO | NO |  |  |  |  | RF SURGICAL SYSTEMS INC. 10480441 13693 |  |  | Disposition |  |  |  | Equipment | PAAR:00-PVAR | 10/16/2019 |  | COOPER UNIVERSITY HOSPITAL |  |  |  |  | DOMINIC VENDETTA
|  | RF SURGICAL SYSTEMS INC. | RF SURGICAL SYSTEMS INC. RF ASSURE 200 |  |  | OR - KELEMEN 3 |  |  |  | 05/09/2016 |  |  |  |  | NO | NO |  |  |  |  | RF SURGICAL SYSTEMS INC. 10480440 13870 |  |  | Active |  | 99:99:99:99:99:99 |  | Equipment | PAAR:00-PVAR | 10/31/2019 |  | COOPER UNIVERSITY HOSPITAL |  |  |  |  | DOMINIC VENDETTA
|  | RF SURGICAL SYSTEMS INC. | RF SURGICAL SYSTEMS INC. RF ASSURE 200 |  | 124BBR | OPERATING ROOM - PAVILION |  |  |  | 01/21/2016 |  |  |  |  | NO | NO |  |  |  |  | RF SURGICAL SYSTEMS INC. 10480341 124BBR |  |  | Disposition |  |  |  | Equipment | PAAR:00-PVAR | 11/02/2019 |  | COOPER UNIVERSITY HOSPITAL |  |  | Kel OR |  | DOMINIC VENDETTA
|  | RF SURGICAL SYSTEMS INC. | RF SURGICAL SYSTEMS INC. RF ASSURE 200 |  | 1254DR | OPERATING ROOM - PAVILION |  |  |  | 11/04/2015 |  |  |  |  | NO | NO |  |  |  |  | RF SURGICAL SYSTEMS INC. 10480039 1254DR |  |  | Disposition |  |  |  | Equipment | PAAR:00-PVAR | 10/16/2019 |  | COOPER UNIVERSITY HOSPITAL |  |  |  |  | DOMINIC VENDETTA
|  | RF SURGICAL SYSTEMS INC. | RF SURGICAL SYSTEMS INC. RF ASSURE 200 |  | 111F9R | OR - KELEMEN 3 |  |  |  | 10/12/2015 |  |  |  |  | NO | NO |  |  |  |  | RF SURGICAL SYSTEMS INC. 10369484 111F9R |  |  | Disposition |  | 99:99:99:99:99:99 |  | Equipment | PAAR:00-PVAR | 10/16/2019 |  | COOPER UNIVERSITY HOSPITAL |  |  |  |  | DOMINIC VENDETTA
|  | RF SURGICAL SYSTEMS INC. | RF SURGICAL SYSTEMS INC. RF ASSURE 200 |  |  | OR - KELEMEN 3 |  |  |  | 08/18/2011 |  |  |  |  | NO | NO |  |  |  |  | RF SURGICAL SYSTEMS INC. 10369291 11313 |  |  | Disposition |  |  |  | Equipment | PAAR:00-PVAR | 11/02/2019 |  | COOPER UNIVERSITY HOSPITAL |  |  | KELEMEN OR | 0011041846 | DOMINIC VENDETTA | Repair | Closed | Salvatore Bombara | 01/10/2017 | 02/09/2017 | RF ASSURE DETECTION MAT - WHEN PLUGGED IN READING YELLOW ERROR MESSAGE - PAVILLION STORAGE RM ON TOP OF OR TABLE | 1/12/2017 11:06:41 AM SXBOMBARA (SXBOMBARA 1/12/2017 12:00 AM) CONFIRMED THIS UNIT IS BROKEN. SET UP UNIT FOR EXCHANGE. RMA# 9304365 2/1/2017 11:12:09 AM SXBOMBARA (SXBOMBARA 2/1/2017 12:00 AM) NO UPDATE AT THIS TIME 2/9/2017 12:06:39 PM SXBOMBARA (SXBOMBARA 2/9/2017 12:00 AM) RECEIVED REPLACEMENT. RETIRE UNIT 2/9/2017 12:06 PM SXBOMBARA This device has been removed from an active status with the RSQ Database, and physically removed from the facility. Device retired on 2/9/2017; Authorized By: RETIRE; Nature of Retirement: TRADED IN; Days In Service: 615 | 26834FF4-FFDD-4D11-82E7-CBA1226BC7EB | Labor | 01/12/2017 | 01/12/2017 | Salvatore Bombara
|  | RF SURGICAL SYSTEMS INC. | RF SURGICAL SYSTEMS INC. RF ASSURE 200 |  | 1218C | OR - KELEMEN 3 |  |  |  | 10/17/2013 |  |  |  |  | NO | NO |  |  |  |  | RF SURGICAL SYSTEMS INC. 10369262 1218C |  |  | Disposition |  |  |  | Equipment | PAAR:00-PVAR | 11/02/2019 |  | COOPER UNIVERSITY HOSPITAL |  |  | KELEMEN OR |  | DOMINIC VENDETTA
|  | RF SURGICAL SYSTEMS INC. | RF SURGICAL SYSTEMS INC. RF ASSURE 200 |  | 13048R | OR - KELEMEN 3 |  |  |  | 01/01/1900 |  |  |  |  | NO | NO |  |  |  |  | RF SURGICAL SYSTEMS INC. 10369106 13048R |  |  | Disposition |  |  |  | Equipment | PAAR:00-PVAR | 11/02/2019 |  | COOPER UNIVERSITY HOSPITAL |  |  | K7 |  | DOMINIC VENDETTA
|  | RF SURGICAL SYSTEMS INC. | RF SURGICAL SYSTEMS INC. RF ASSURE 200 |  | 1102B | OR - KELEMEN 3 |  |  |  | 08/07/2013 |  |  |  |  | NO | NO |  |  |  |  | RF SURGICAL SYSTEMS INC. 10368402 1102B |  |  | Active |  | 99:99:99:99:99:99 |  | Equipment | PAAR:00-PVAR | 11/02/2019 |  | COOPER UNIVERSITY HOSPITAL |  |  | K5 |  | DOMINIC VENDETTA
|  | RF SURGICAL SYSTEMS INC. | RF SURGICAL SYSTEMS INC. RF ASSURE 200 |  | 111C1 | OPERATING ROOM - PAVILION |  |  |  | 08/13/2013 |  |  |  |  | NO | NO |  |  |  |  | RF SURGICAL SYSTEMS INC. 10368341 111C1 |  |  | Disposition |  | 99:99:99:99:99:99 |  | Equipment | PAAR:00-PVAR | 11/02/2019 |  | COOPER UNIVERSITY HOSPITAL |  |  | OR P10 |  | DOMINIC VENDETTA
|  | RF SURGICAL SYSTEMS INC. | RF SURGICAL SYSTEMS INC. RF ASSURE 200 |  | 112B9 | OPERATING ROOM - PAVILION |  |  |  | 08/18/2011 |  |  |  |  | NO | NO |  |  |  |  | RF SURGICAL SYSTEMS INC. 10368295 112B9 |  |  | Disposition |  |  |  | Equipment | PAAR:00-PVAR | 11/02/2019 |  | COOPER UNIVERSITY HOSPITAL |  |  | OR 5 |  | DOMINIC VENDETTA
|  | RF SURGICAL SYSTEMS INC. | RF SURGICAL SYSTEMS INC. RF ASSURE 200 |  | 112D1 | OPERATING ROOM - PAVILION |  |  |  | 08/18/2011 |  |  |  |  | NO | NO |  |  |  |  | RF SURGICAL SYSTEMS INC. 10368259 112D1 |  |  | Disposition |  |  |  | Equipment | PAAR:00-PVAR | 11/02/2019 |  | COOPER UNIVERSITY HOSPITAL |  |  | OPERATING ROOM 4 |  | DOMINIC VENDETTA
|  | RF SURGICAL SYSTEMS INC. | RF SURGICAL SYSTEMS INC. RF ASSURE 200 |  | 113BO | OPERATING ROOM - PAVILION |  |  |  | 09/06/2011 |  |  |  |  | NO | NO |  |  |  |  | RF SURGICAL SYSTEMS INC. 10367386 113BO |  |  | Disposition |  |  |  | Equipment | PAAR:00-PVAR | 11/02/2019 |  | COOPER UNIVERSITY HOSPITAL |  |  | P3-OR 11 | 0011366546 | DOMINIC VENDETTA | Repair | Closed | Salvatore Bombara | 03/22/2017 | 03/22/2017 | DETECTOR - NEEDS CHECKED OUT - TMX | 3/22/2017 1:49:16 PM SXBOMBARA (SXBOMBARA 3/22/2017 12:00 AM) TESTED AND PASSED FULL FUNCTIONAL CHECK. RETURNED UNIT TO SERVICE.E | 45794C06-4912-4095-86DA-CB7C41FAEC79 | Labor | 03/22/2017 | 03/22/2017 | Salvatore Bombara
|  | RF SURGICAL SYSTEMS INC. | RF SURGICAL SYSTEMS INC. RF ASSURE 200 |  | 112C2 | OPERATING ROOM - PAVILION |  |  |  | 08/18/2011 |  |  |  |  | NO | NO |  |  |  |  | RF SURGICAL SYSTEMS INC. 10367398 112C2 |  |  | Disposition |  |  |  | Equipment | PAAR:00-PVAR | 10/16/2019 |  | COOPER UNIVERSITY HOSPITAL |  |  | P3-OR 1 |  | DOMINIC VENDETTA
|  | RF SURGICAL SYSTEMS INC. | RF SURGICAL SYSTEMS INC. RF ASSURE 200 |  |  | OPERATING ROOM - PAVILION |  |  |  | 08/18/2011 |  |  |  |  | NO | NO |  |  |  |  | RF SURGICAL SYSTEMS INC. 10367361 11307 |  |  | Disposition |  |  |  | Equipment | PAAR:00-PVAR | 11/02/2019 |  | COOPER UNIVERSITY HOSPITAL |  |  | P06 | 0011877491 | DOMINIC VENDETTA | Repair | Closed | Salvatore Bombara | 07/06/2017 | 07/13/2017 | DETECTOR - ELECTRICAL DETECTION FAILED - TMX | 7/6/2017 2:55:29 PM SXBOMBARA (SXBOMBARA 7/6/2017 12:00 AM) CONFIRMED ERROR. UNIT IS UNDER A SERVICE CONTRACT SET UP FOR REPLACEMENT.. RMA#: 9425478 7/13/2017 9:27:05 AM SXBOMBARA (SXBOMBARA 7/13/2017 12:00 AM) RECEIVED REPLACEMNET. PACKED UP AND SHIPPED BROKEN UNIT. 7/13/2017 9:27 AM SXBOMBARA This device has been removed from an active status with the RSQ Database, and physically removed from the facility. Device retired on 7/13/2017; Authorized By: COVIDIEN; Nature of Retirement: TRADED IN; Days In Service: 769 | 3E9B9DDB-B090-4113-BC3D-91CE16DAB29F | Labor | 07/13/2017 | 07/13/2017 | Salvatore Bombara
|  | RF SURGICAL SYSTEMS INC. | RF SURGICAL SYSTEMS INC. RF ASSURE 200 |  | 112D3 | OR - KELEMEN 3 |  |  |  | 08/18/2011 |  |  |  |  | NO | NO |  |  |  |  | RF SURGICAL SYSTEMS INC. 10367199 112D3 |  |  | Disposition |  |  |  | Equipment | PAAR:00-PVAR | 11/02/2019 |  | COOPER UNIVERSITY HOSPITAL |  |  | OR K6 |  | DOMINIC VENDETTA
|  | RF SURGICAL SYSTEMS INC. | RF SURGICAL SYSTEMS INC. RF ASSURE 200 |  |  | OPERATING ROOM - PAVILION |  |  |  | 10/16/2019 |  |  |  |  | NO | NO |  |  |  |  | RF SURGICAL SYSTEMS INC. 30294920 13216 |  |  | Disposition |  | 99:99:99:99:99:99 |  | Equipment | PAAR:00-PVAR | 10/16/2019 | 10/16/2019 | COOPER UNIVERSITY HOSPITAL |  |  |  | 0012479382 | DOMINIC VENDETTA | Performance Verification | Closed | Salvatore Bombara | 10/16/2019 | 10/16/2019 | INCOMING INVENTORY | DEVICE INVENTORIED | 51F6A221-8373-49C2-B3F4-2BA81ADBA357 | Labor | 10/16/2019 | 10/16/2019 | Salvatore Bombara
|  | RF SURGICAL SYSTEMS INC. | RF SURGICAL SYSTEMS INC. RF ASSURE 200 |  | 12267R | OPERATING ROOM - PAVILION |  |  |  | 10/16/2019 |  |  |  |  | NO | NO |  |  |  |  | RF SURGICAL SYSTEMS INC. 30294879 12267R |  |  | Disposition |  |  |  | Equipment | PAAR:00-PVAR | 10/16/2019 | 10/16/2019 | COOPER UNIVERSITY HOSPITAL |  |  | SERVICE CONTRACT | 0012162624 | DOMINIC VENDETTA | Performance Verification | Closed | Salvatore Bombara | 10/16/2019 | 10/16/2019 | INCOMING INVENTORY | DEVICE INVENTORIED | 3C5C2C33-CB9F-4605-B4CD-B5ADFD957ACE | Labor | 10/16/2019 | 10/16/2019 | Salvatore Bombara
|  | RF SURGICAL SYSTEMS INC. | RF SURGICAL SYSTEMS INC. RF ASSURE 200 |  |  | OR - KELEMEN 3 |  |  |  | 08/18/2011 |  |  |  |  | NO | NO |  |  |  |  | RF SURGICAL SYSTEMS INC. 10366663 11311 |  |  | Disposition |  |  |  | Equipment | PAAR:00-PVAR | 11/02/2019 |  | COOPER UNIVERSITY HOSPITAL |  |  | OPERATING ROOM K3 |  | DOMINIC VENDETTA
|  | RF SURGICAL SYSTEMS INC. | RF SURGICAL SYSTEMS INC. RF ASSURE 200 |  | 11070R | OPERATING ROOM - PAVILION |  |  |  | 09/11/2017 |  |  |  |  | NO | NO |  |  |  |  | RF SURGICAL SYSTEMS INC. 10366493 11070R |  |  | Disposition |  |  |  | Equipment | PAAR:00-PVAR | 10/16/2019 |  | COOPER UNIVERSITY HOSPITAL |  |  | SERVICE CONTRACT | 0012150024 | DOMINIC VENDETTA | Preventative Maintenance | Closed | Salvatore Bombara | 09/11/2017 | 09/11/2017 | PERFORMANCE ASSURANCE AT INVENTORY | INVENTORIED DEVICE AND ENSURED DEVICE WAS FUNCTIONING PROPERLY. | 16C86648-45FB-4BE1-8012-A10A75215FFA | Labor | 09/11/2017 | 09/11/2017 | Salvatore Bombara
|  | RF SURGICAL SYSTEMS INC. | RF SURGICAL SYSTEMS INC. RF ASSURE 200 |  | 114BDR | OR - KELEMEN 3 |  |  |  | 09/10/2015 |  |  |  |  | NO | NO |  |  |  |  | RF SURGICAL SYSTEMS INC. 10366492 114BDR |  |  | Disposition |  |  |  | Equipment | PAAR:00-PVAR | 10/16/2019 |  | COOPER UNIVERSITY HOSPITAL |  |  |  |  | DOMINIC VENDETTA
|  | RF SURGICAL SYSTEMS INC. | RF SURGICAL SYSTEMS INC. RF ASSURE 200 |  | 121DDR | OR - KELEMEN 3 |  |  |  | 06/09/2018 |  |  |  |  | NO | NO |  |  |  |  | RF SURGICAL SYSTEMS INC. 10366491 121DDR |  |  | Disposition |  | 99:99:99:99:99:99 |  | Equipment | PAAR:00-PVAR | 10/16/2019 |  | COOPER UNIVERSITY HOSPITAL |  |  | Performance Verification | WOT00000001406494 | DOMINIC VENDETTA | Repair | Closed | Salvatore Bombara | 09/06/2018 | 05/20/2019 | Wand Machine - port for wand to connect to is broken, see notes | Unit is no longer under service agreement. awaiting contract renewal. See attachment for communications with Medtronic. received replacement unit. Packed up and shipped unit out for exchange. retire unit Received replacement. Packed up and shipped back broken unit. Retire unit. | EXP2018358 | Labor | 01/08/2019 | 01/08/2019 | Salvatore Bombara
|  | RF SURGICAL SYSTEMS INC. | RF SURGICAL SYSTEMS INC. RF ASSURE 200 |  | 114EE | LABOR & DELIVERY |  |  |  | 08/18/2011 |  |  |  |  | NO | NO |  |  |  |  | RF SURGICAL SYSTEMS INC. 10365391 114EE |  |  | Active |  | 99:99:99:99:99:99 |  | Equipment | PAAR:00-PVAR | 11/02/2019 |  | COOPER UNIVERSITY HOSPITAL |  |  | 6 DORRANCE |  | JOANNA HORST
|  | RF SURGICAL SYSTEMS INC. | RF SURGICAL SYSTEMS INC. RF ASSURE 200 |  |  | OR - KELEMEN 3 |  |  |  | 08/02/2012 |  |  |  |  | NO | NO |  |  |  |  | RF SURGICAL SYSTEMS INC. 10364984 11236 |  |  | Active |  | 99:99:99:99:99:99 |  | Equipment | PAAR:00-PVAR | 11/02/2019 |  | COOPER UNIVERSITY HOSPITAL |  |  | BIOMED | WOT00000002204621 | DOMINIC VENDETTA | Disposition | Closed | Salvatore Bombara | 02/14/2019 | 05/19/2019 | Bulk Disposition CNL
|  | RF SURGICAL SYSTEMS INC. | RF SURGICAL SYSTEMS INC. RF ASSURE 200 |  |  | OR - KELEMEN 3 |  |  |  | 10/21/2015 |  |  |  |  | NO | NO |  |  |  |  | RF SURGICAL SYSTEMS INC. 10355470 11328 |  |  | Disposition |  |  |  | Equipment | PAAR:00-PVAR | 10/16/2019 |  | COOPER UNIVERSITY HOSPITAL |  |  |  |  | DOMINIC VENDETTA
|  | RF SURGICAL SYSTEMS INC. | RF SURGICAL SYSTEMS INC. RF ASSURE 200 |  |  | LABOR & DELIVERY |  |  |  | 08/18/2011 |  |  |  |  | NO | NO |  |  |  |  | RF SURGICAL SYSTEMS INC. 10355126 11335 |  |  | Active |  | 99:99:99:99:99:99 |  | Equipment | PAAR:00-PVAR | 11/02/2019 |  | COOPER UNIVERSITY HOSPITAL |  |  | 6 DORRANCE | WOT00000000508441 | JOANNA HORST | Disposition | Closed | Gene Amodei | 02/08/2018 | 05/14/2019 | Bulk Disposition CNL
|  | RF SURGICAL SYSTEMS INC. | RF SURGICAL SYSTEMS INC. RF ASSURE 200 |  | 1255D | LABOR & DELIVERY |  |  |  | 06/20/2013 |  |  |  |  | NO | NO |  |  |  |  | RF SURGICAL SYSTEMS INC. 10355115 1255D |  |  | Disposition |  | 99:99:99:99:99:99 |  | Equipment | PAAR:00-PVAR | 11/02/2019 |  | COOPER UNIVERSITY HOSPITAL |  |  | 6 DORRANCE | WOT00000000509427 | JOANNA HORST | Disposition | Closed | Gene Amodei | 02/08/2018 | 05/13/2019 | Bulk Disposition CNL
|  | RF SURGICAL SYSTEMS INC. | RF SURGICAL SYSTEMS INC. RF ASSURE 200 |  |  | OR - KELEMEN 3 |  |  |  | 08/18/2011 |  |  |  |  | NO | NO |  |  |  |  | RF SURGICAL SYSTEMS INC. 10355095 11320 |  |  | Disposition |  | 99:99:99:99:99:99 |  | Equipment | PAAR:00-PVAR | 11/02/2019 |  | COOPER UNIVERSITY HOSPITAL |  |  | L&D | WOT00000000940318 | DOMINIC VENDETTA | Repair | Closed | Salvatore Bombara | 05/21/2018 | 07/18/2018 | Fan is making a grinding noise | Acknowledged. received replacement. packed up and shipped back broken unit. Dispositioned from Work Order Task WOT00000000958899 CEID: 10355095 | EXP0649085 | Labor | 05/30/2018 | 05/30/2018 | Salvatore Bombara
|  | RF SURGICAL SYSTEMS INC. | RF SURGICAL SYSTEMS INC. RF ASSURE 200 |  |  | LABOR & DELIVERY |  |  |  | 08/18/2011 |  |  |  |  | NO | NO |  |  |  |  | RF SURGICAL SYSTEMS INC. 10354933 11396 |  |  | Active |  | 99:99:99:99:99:99 |  | Equipment | PAAR:00-PVAR | 11/01/2019 |  | COOPER UNIVERSITY HOSPITAL |  |  | DORRANCE 6 |  | JOANNA HORST
|  | RF SURGICAL SYSTEMS INC. | RF SURGICAL SYSTEMS INC. RF ASSURE 200 |  |  | LABOR & DELIVERY |  |  |  | 08/18/2011 |  |  |  |  | NO | NO |  |  |  |  | RF SURGICAL SYSTEMS INC. 10347672 11486 |  |  | Disposition |  |  |  | Equipment | PAAR:00-PVAR | 11/02/2019 |  | COOPER UNIVERSITY HOSPITAL |  |  | 6 DORRANCE | 0012122516 | JOANNA HORST | Repair | Closed | Gene Amodei | 08/29/2017 | 11/01/2017 | RF DETECTOR - NOT WORKING - L&D / DIRTY RM | 8/31/2017 3:32:14 PM GRAMODEI attempting to contact Medtronic, whao now owns RF Assure 9/5/2017 4:30:36 PM GRAMODEI (GRAMODEI 8/30/2017 8:20 AM) CONTACTED MEDTRONIX AGAIN FOR INFOR AND SUPPORT, AWAITING LOCAL REPS INFORMATION 9/5/2017 4:31:35 PM GRAMODEI (GRAMODEI 9/5/2017 11:30 AM) CONTACTED MEDTRONIX AGAIN, STILL NO INFOMATION 9/28/2017 3:19:25 PM GRAMODEI finally heard from Rep, units were put under the warranty agreement, and were shipped out for repaair 9/27/17 9/28/2017 3:26:48 PM GRAMODEI HI GENE, I JUST GOT WORD THAT THE SERIAL NUMBERS HAVE BEEN UPDATED IN OUR SYSTEM TO REFLECT THE WARRANTY. I APOLOGIZE IT TOOK SO LONG FOR THIS TO GET TAKEN CARE OF. YOU SHOULD BE ABLE TO CALL IN TOMORROW TO REQUEST THE RMA. PLEASE LET ME KNOW IF YOU HAVE ANY OTHER TROUBLE. SHELLEY QUEISER AREA MANAGER PENNSYLVANIA GENERAL SURGICAL PRODUCTS / MEDTRONIC SITUATE MEDTRONIC SURGICAL INNOVATIONS MINIMALLY INVASIVE THERAPIES GROUP (MITG) 24/7 [X-APPLE-DATA-DETECTORS://1] CLINICAL HOTLINE PHONE NUMBER: 1-800-255-8522 [TEL:1-800-255-8522], OPTION 1 MOBILE: 412-527-6869 [TEL:412-527-6869] CUSTOMER SERVICE: 800-962-9888 [TEL:800-962-9888] OPTION #1 THEN OPTION #5 SHELLEY.QUEISER@MEDTRONIC.COM [MAILTO:SHELLEY.QUEISER@MEDTRONIC.COM][[MAILTO:SHELLEY.QUEISER@MEDTRONIC.COM]] 10/17/2017 8:56:37 AM GRAMODEI units were sent to Medtronics, Im awaiting their return 11/1/2017 11:41:06 AM GRAMODEI (GRAMODEI 10/5/2017 9:30 AM) FINALLY RECEIVED REPLACEMENT UNITS CEID ASSIGNED 10732454 AND 10732453 11/1/2017 11:41 AM GRAMODEI This device has been removed from an active status with the RSQ Database, and physically removed from the facility. Device retired on 11/1/2017; Authorized By: GRAMODEI; Nature of Retirement: TRADED IN; Days In Service: 880 | 0C761753-8BC3-4F5E-A9C8-12E65BB26D54 | Labor | 08/30/2017 | 08/30/2017 | Gene Amodei
|  | RF SURGICAL SYSTEMS INC. | RF SURGICAL SYSTEMS INC. RF ASSURE 200 |  |  | OPERATING ROOM - PAVILION |  |  |  | 08/18/2011 |  |  |  |  | NO | NO |  |  |  |  | RF SURGICAL SYSTEMS INC. 10347661 11301 |  |  | Active |  | 99:99:99:99:99:99 |  | Equipment | PAAR:00-PVAR | 11/02/2019 |  | COOPER UNIVERSITY HOSPITAL |  |  | 5TH FLOOR PAVILLION | WOT00000000508415 | DOMINIC VENDETTA | Disposition | Closed | Salvatore Bombara | 02/08/2018 | 05/14/2019 | Bulk Disposition CNL
|  | RF SURGICAL SYSTEMS INC. | RF SURGICAL SYSTEMS INC. RF ASSURE 200 |  | 11130R | OR - KELEMEN 3 |  |  |  | 10/16/2019 |  |  |  |  | NO | NO |  |  |  |  | RF SURGICAL SYSTEMS INC. 30146273 11130R |  |  | Disposition |  |  |  | Equipment | PAAR:00-PVAR | 10/16/2019 | 10/16/2019 | COOPER UNIVERSITY HOSPITAL |  |  |  |  | DOMINIC VENDETTA |  |  |  | 10/16/2019 | 10/16/2019 |  |  |  |  | 10/16/2019 | 10/16/2019
|  | RF SURGICAL SYSTEMS INC. | RF SURGICAL SYSTEMS INC. RF ASSURE 200 |  | 120C9 | OPERATING ROOM - PAVILION |  |  |  | 07/26/2012 |  |  |  |  | NO | NO |  |  |  |  | RF SURGICAL SYSTEMS INC. 10346596 120C9 |  |  | Active |  | 99:99:99:99:99:99 |  | Equipment | PAAR:00-PVAR | 11/02/2019 |  | COOPER UNIVERSITY HOSPITAL |  |  | OR P07 | 0012147959 | DOMINIC VENDETTA | Repair | Closed | Salvatore Bombara | 09/11/2017 | 10/24/2017 | DETECTOR - WHERE YOU PLUG THE WAND IN, THE CONNECTOR IS BROKEN OFF - OR K3 DESK | 9/12/2017 9:56:47 AM SXBOMBARA (SXBOMBARA 9/12/2017 12:00 AM) CONFIRMED ERROR. SET UP UNIT FOR SWAP OUT. RMA# 9470828 10/6/2017 11:14:10 AM SXBOMBARA (SXBOMBARA 10/6/2017 12:00 AM) CONTACTED FOR UPDATE. NO UNITS AVAILABLE. 10/24/2017 11:09:28 AM SXBOMBARA (SXBOMBARA 10/24/2017 12:00 AM) RECEIVED REPLACEMENT UNIT. PACKED UP AND SHIPPED BACK TO MEDTRONIC. 10/24/2017 11:09 AM SXBOMBARA This device has been removed from an active status with the RSQ Database, and physically removed from the facility. Device retired on 10/24/2017; Authorized By: MEDTRONIC; Nature of Retirement: TRADED IN; Days In Service: 872 | C8971D9C-74D7-42A5-8F36-3B15845FCFBF | Labor | 10/24/2017 | 10/24/2017 | Salvatore Bombara
|  | RF SURGICAL SYSTEMS INC. | RF SURGICAL SYSTEMS INC. RF ASSURE 200 |  |  | OPERATING ROOM - PAVILION |  |  |  | 08/18/2011 |  |  |  |  | NO | NO |  |  |  |  | RF SURGICAL SYSTEMS INC. 10346558 11321 |  |  | Disposition |  |  |  | Equipment | PAAR:00-PVAR | 11/02/2019 |  | COOPER UNIVERSITY HOSPITAL |  |  | OR P04 |  | DOMINIC VENDETTA
|  | RF SURGICAL SYSTEMS INC. | RF SURGICAL SYSTEMS INC. RF ASSURE 200 |  | 1131C | OR - KELEMEN 3 |  |  |  | 08/18/2011 |  |  |  |  | NO | NO |  |  |  |  | RF SURGICAL SYSTEMS INC. 10346263 1131C |  |  | Disposition |  |  |  | Equipment | PAAR:00-PVAR | 10/16/2019 |  | COOPER UNIVERSITY HOSPITAL |  |  | OR 9 | 0011608372 | DOMINIC VENDETTA | Repair | Closed | Salvatore Bombara | 05/03/2017 | 05/03/2017 | DETECTOR - NOT BOOTING UP - TMX | 5/3/2017 9:51:00 AM SXBOMBARA (SXBOMBARA 5/3/2017 12:00 AM) CONFIRMED ERROR. UNIT UNDER SERVICE CONTRACT. RMA# 9376043. RETIRE UNIT. shiped to covidien 5/3/2017 9:51 AM SXBOMBARA THIS DEVICE HAS BEEN REMOVED FROM AN ACTIVE STATUS WITH THE RSQ DATABASE, AND PHYSICALLY REMOVED FROM THE FACILITY. DEVICE RETIRED ON 5/3/2017; AUTHORIZED BY: COVIDIEN; NATURE OF RETIREMENT: TRADED IN; DAYS IN SERVICE: 698 | E259CE56-D5F6-42DB-A81C-7DFA179AF8A0 | Labor | 05/03/2017 | 05/03/2017 | Salvatore Bombara
|  | RF SURGICAL SYSTEMS INC. | RF SURGICAL SYSTEMS INC. RF ASSURE 200 |  | 121AC | VOORHEES SURGERY CENTER-OPERATING ROOM |  |  |  | 11/19/2014 |  |  |  |  | NO | NO |  |  |  |  | RF SURGICAL SYSTEMS INC. 10345489 121AC |  |  | Disposition |  | 99:99:99:99:99:99 |  | Equipment | PAAR:00-PVAR | 11/02/2019 |  | COOPER AMBULATORY OFF-SITES |  |  | OR 1 | WOT00000001307235 | JENNIFER BOMBARO | Repair | Closed | Kirk Lis | 08/20/2018 | 10/03/2018 | Turns on but screen is blank | PERFORMED OVP ON UNIT,COULD NOT DUPLICATE PROBLEM INFORMED STAFF OF FINDINGS | EXP1158216 | Labor | 08/21/2018 | 08/21/2018 | Kirk Lis
|  | RICE LAKE WEIGHING | RICE LAKE WEIGHING 140-10-6 |  | S00677 | CDU - CLINICAL DECISION UNIT-9 KELEMEN |  |  | excluded | 04/18/2011 |  |  |  |  | NO | NO |  |  |  |  | RICE LAKE WEIGHING 10367717 S00677 |  |  | Active |  | 99:99:99:99:99:99 |  | Equipment | 1Y:00-MFG | 05/21/2019 | 05/01/2020 | COOPER UNIVERSITY HOSPITAL |  |  | CDO KEL 9 |  | KAREN GRUBER
|  | RICE LAKE WEIGHING | RICE LAKE WEIGHING BARIATRIC HANDRAIL 260-10-1 |  | 120715C135718 | 3 COOPER-PREADMISSION TESTING |  |  | excluded | 10/31/2019 |  |  |  |  | NO | NO |  |  |  |  | RICE LAKE WEIGHING 30225144 120715C135718 |  |  | Active |  |  |  | Equipment | PAAR:00-PVAR | 10/31/2019 | 10/31/2019 | COOPER AMBULATORY OFF-SITES |  |  | Performance Verification | WOT00000002114208 | Karen Capone | Performance Verification | Closed | Stephen Zubrzycki | 10/31/2019 | 10/31/2019 | CEID Record Completion for RICE LAKE WEIGHING 30225144 120715C135718 | Inventoried unit. While verifying that unit was working, I noticed that it kept coming up with a "SAT" error. I looked this up and it has to do with an load cell error. I took apart the load cell covers, hoping that the cable was just disconnected. But it was connected at the load cells. I then found the issue to be that the load cell cable was plugged into the wrong port on the scale console. There was only one port available from the outside so it seemed to be in the correct spot. After reading the install instructions, I found that the console actually has to be disassembled to connect the load cell cable into the correct port. Whomever initially installed the unit plugged the load cell cable into the wrong port. Connected to correct port and reassembled the scale and VPO of unit. | EXP2211918 | Labor | 10/31/2019 | 10/31/2019 | Stephen Zubrzycki
|  | RICE LAKE WEIGHING | RICE LAKE WEIGHING HEALTHWEIGHT H150-10-7 |  | 112315C134935 | VOORHEES SURGERY CENTER-OPERATING ROOM |  |  | excluded | 10/31/2019 |  |  |  |  | NO | NO |  |  |  |  | RICE LAKE WEIGHING 30142140 112315C134935 |  |  | Active |  | 99:99:99:99:99:99 |  | Equipment | PAAR:00-PVAR | 10/31/2019 | 10/31/2019 | COOPER AMBULATORY OFF-SITES |  |  | SUITE E |  | JENNIFER BOMBARO |  |  |  | 10/31/2019 | 10/31/2019 |  |  |  |  | 10/31/2019 | 10/31/2019
|  | RICE LAKE WEIGHING | RICE LAKE WEIGHING RL-DBS |  |  | MATERNAL FETAL CARE UNIT |  |  | excluded | 03/27/2019 |  |  |  |  | NO | NO |  |  |  |  | RICE LAKE WEIGHING 10752547 10101700087 |  |  | Active |  |  |  | Equipment | PAAR:00-PVAR | 10/31/2019 |  | COOPER UNIVERSITY HOSPITAL |  |  | MFCU - 5TH FLOOR DORRANCE | WOT00000002408839 | JOANNA HORST | Repair | Closed | Gene Amodei | 03/27/2019 | 03/28/2019 | Infant scale - underweighing babies, weight is not correct | 7500 g weight used, NPF | EXP2574760 | Labor | 03/27/2019 | 03/27/2019 | Gene Amodei
|  | RICE LAKE WEIGHING | RICE LAKE WEIGHING RL-DBS |  |  | MOTHER INFANT UNIT |  |  |  | 06/25/2015 |  |  |  |  | NO | NO |  |  |  |  | RICE LAKE WEIGHING 10365350 06051301641 |  |  | Disposition |  |  |  | Equipment | 1Y:00-MFG | 05/04/2017 | 05/01/2020 | COOPER UNIVERSITY HOSPITAL |  |  | NOC |  | Christina Smith
|  | RICE LAKE WEIGHING | RICE LAKE WEIGHING RL-DBS |  | Not Known | MATERNAL FETAL CARE UNIT |  |  | excluded | 01/01/1900 |  |  |  |  | NO | NO |  |  |  |  | RICE LAKE WEIGHING 10364811 Not Known |  |  | Active |  | 99:99:99:99:99:99 |  | Equipment | 1Y:00-MFG | 05/31/2019 | 05/01/2020 | COOPER UNIVERSITY HOSPITAL |  |  | D5-N |  | JOANNA HORST
|  | RICHARD WOLF MEDICAL | RICHARD WOLF MEDICAL TEXAS RIB (82510.1400) |  |  | PULMONARY LAB |  |  |  | 10/31/2019 |  |  |  |  | NO | NO |  |  |  |  | RICHARD WOLF MEDICAL 5000353601 5000353601 |  |  | Active |  |  |  | Equipment | PAAR:00-PVAR | 10/31/2019 | 10/31/2019 | COOPER UNIVERSITY HOSPITAL |  |  | 6TH FLOOR KELEMEN | WOT00000002552759 | KATHY LOFLAND | Performance Verification | Closed | Kenneth Krips | 10/31/2019 | 10/31/2019 | Performance Verification for UNMATCHED 5000353601 5000353601 | Initial Install of Performance Verification. Device is ready for patient use. |  |  | 10/31/2019 | 10/31/2019
|  | RIGEL MEDICAL | RIGEL MEDICAL MULTI-FLO INFUSION PUMP ANALYSER |  | 06K-0267 | BIOMEDICAL |  |  |  | 12/27/2018 |  |  |  |  | NO | NO |  |  |  |  | RIGEL MEDICAL 11221800 06K-0267 |  |  | Active |  | 99:99:99:99:99:99 |  | Test Equipment | 1Y:00-VEN | 12/27/2018 | 12/27/2018 | COOPER UNIVERSITY HOSPITAL |  |  | Josh's Desk | WOT00000001866165 | Bonnie Aichroch | Performance Verification | Closed | Josh Harris | 12/27/2018 | 12/27/2018 | Performance Verification for UNMATCHED 11221800 06K-0267 | Initial Install of Performance Verification. Device is ready for patient use. |  |  | 12/27/2018 | 12/27/2018
|  | RITTER | RITTER 100 |  | CD1239 | KINGS HIGHWAY - OB/GYN |  |  | excluded | 01/01/1900 |  |  |  |  | NO | NO |  |  |  |  | RITTER 10366313 CD1239 |  |  | Active |  | 99:99:99:99:99:99 |  | Equipment | PAAR:00-PVAR | 11/02/2019 |  | COOPER AMBULATORY OFF-SITES |  |  | SUITE 201 |  | DONNA ONEILL
|  | RITTER | RITTER 100 |  | AE016848 | HADDON HEIGHTS-FAMILY MEDICINE |  |  | excluded | 01/01/1900 |  |  |  |  | NO | NO |  |  |  |  | RITTER 10365812 AE016848 |  |  | Active |  | 99:99:99:99:99:99 |  | Equipment | PAAR:00-PVAR | 11/02/2019 |  | COOPER AMBULATORY OFF-SITES |  |  | EXAM 6 |  | KELLIE STOUT
|  | RITTER | RITTER 100 |  | BS077934 | 3 COOPER-HEM/ONC |  |  | excluded | 01/01/1900 |  |  |  |  | NO | NO |  |  |  |  | RITTER 10346943 BS077934 |  |  | Active |  | 99:99:99:99:99:99 |  | Equipment | PAAR:00-PVAR | 11/02/2019 |  | COOPER AMBULATORY OFF-SITES |  |  | Suite 211 - Exam 3 |  | LOIS CARR
|  | RITTER | RITTER 100 |  | Not Known | 3 COOPER - SURGERY DEPARTMENT |  |  | excluded | 01/01/1900 |  |  |  |  | NO | NO |  |  |  |  | RITTER 10346803 Not Known |  |  | Active |  | 99:99:99:99:99:99 |  | Equipment | PAAR:00-PVAR | 11/02/2019 |  | COOPER AMBULATORY OFF-SITES |  |  | SUITE 403 - EXAM 17 |  | ANNE MAIER
|  | RITTER | RITTER 100 |  | BSO25133 | BUNKER HILL-INTERNAL MEDICINE |  |  |  | 11/02/2019 |  |  |  |  | NO | NO |  |  |  |  | RITTER 30142993 BSO25133 |  |  | Disposition |  | 99:99:99:99:99:99 |  | Equipment | PAAR:00-PVAR | 11/02/2019 | 11/02/2019 | COOPER AMBULATORY OFF-SITES |  |  | EXAM 13 | WOT00000002713584 | SUSAN BABCOCK | Disposition | Closed | Michael Youch | 11/02/2019 | 11/02/2019 | Equipment Disposition | Renovation of 1 Plaza Drive in Sewell; Phylis Liberi sent the tags of equipment removed for replacement. | EXP2955119 | Labor | 11/02/2019 | 11/02/2019 | Michael Youch
|  | RITTER | RITTER 100 |  | BS025144 | BUNKER HILL-INTERNAL MEDICINE |  |  |  | 01/01/1900 |  |  |  |  | NO | NO |  |  |  |  | RITTER 10345737 BS025144 |  |  | Disposition |  | 99:99:99:99:99:99 |  | Equipment | PAAR:00-PVAR | 11/02/2019 |  | COOPER AMBULATORY OFF-SITES |  |  | EXAM 10 | WOT00000002713617 | SUSAN BABCOCK | Disposition | Closed | Michael Youch | 05/17/2019 | 05/20/2019 | Equipment Disposition | Renovation of 1 Plaza Drive in Sewell; Phylis Liberi sent the tags of equipment removed for replacement. | EXP2955223 | Labor | 05/14/2019 | 05/14/2019 | Michael Youch
|  | RITTER | RITTER 100 |  | BSO25145 | BUNKER HILL-INTERNAL MEDICINE |  |  |  | 01/01/1900 |  |  |  |  | NO | NO |  |  |  |  | RITTER 10345735 BSO25145 |  |  | Disposition |  | 99:99:99:99:99:99 |  | Equipment | PAAR:00-PVAR | 11/01/2019 |  | COOPER AMBULATORY OFF-SITES |  |  | EXAM 11 | WOT00000002713603 | SUSAN BABCOCK | Disposition | Closed | Michael Youch | 05/17/2019 | 05/20/2019 | Equipment Disposition | Renovation of 1 Plaza Drive in Sewell; Phylis Liberi sent the tags of equipment removed for replacement. | EXP2955196 | Labor | 05/14/2019 | 05/14/2019 | Michael Youch
|  | RITTER | RITTER 100 |  | BS018592 | 6017 MAIN ST-PLASTICS |  |  | excluded | 01/01/1900 |  |  |  |  | NO | NO |  |  |  |  | RITTER 10345310 BS018592 |  |  | Active |  | 99:99:99:99:99:99 |  | Equipment | PAAR:00-PVAR | 11/02/2019 |  | COOPER AMBULATORY OFF-SITES |  |  | Exam 7 |  | ANNE MAIER
|  | RITTER | RITTER 100 |  | BS4521 | BUNKER HILL-OB/GYN |  |  |  | 01/01/1900 |  |  |  |  | NO | NO |  |  |  |  | RITTER 03782 BS4521 |  |  | Disposition |  |  |  | Equipment | PAAR:00-PVAR | 10/16/2019 |  | COOPER AMBULATORY OFF-SITES |  |  | 1ST |  | LISA POTTS
|  | RITTER | RITTER 100-023 |  | CD09881 | MAPLE SHADE-FAMILY MEDICINE |  |  |  | 10/16/2019 |  |  |  |  | NO | NO |  |  |  |  | RITTER 25476 CD09881 |  |  | Disposition |  |  |  | Equipment | PAAR:00-PVAR | 10/16/2019 | 10/16/2019 | COOPER AMBULATORY OFF-SITES |  |  | 111 E. MAIN STREET |  | ANDREA GRAHAM |  |  |  | 10/16/2019 | 10/16/2019 |  |  |  |  | 10/16/2019 | 10/16/2019
|  | RITTER | RITTER 100-023 |  | CD072569 | 3 COOPER-HEM/ONC |  |  | excluded | 01/01/1900 |  |  |  |  | NO | NO |  |  |  |  | RITTER 10346937 CD072569 |  |  | Active |  | 99:99:99:99:99:99 |  | Equipment | PAAR:00-PVAR | 11/02/2019 |  | COOPER AMBULATORY OFF-SITES |  |  | Suite 211 - Exam 1 |  | LOIS CARR
|  | RITTER | RITTER 100-025 |  | BS066892 | BUNKER HILL-INTERNAL MEDICINE |  |  | excluded | 01/01/1900 |  |  |  |  | NO | NO |  |  |  |  | RITTER 10366760 BS066892 |  |  | Active |  | 99:99:99:99:99:99 |  | Equipment | PAAR:00-PVAR | 11/02/2019 |  | COOPER AMBULATORY OFF-SITES |  |  | exam 4 |  | SUSAN BABCOCK
|  | RITTER | RITTER 100-025 |  | BSO77673 | ANTERPARTUM-INVITRO FERT |  |  | excluded | 01/01/1900 |  |  |  |  | NO | NO |  |  |  |  | RITTER 10355071 BSO77673 |  |  | Active |  | 99:99:99:99:99:99 |  | Equipment | PAAR:00-PVAR | 10/31/2019 |  | COOPER UNIVERSITY HOSPITAL |  |  | 6TH |  | GRACE SVEINBZORNSSON
|  | RITTER | RITTER 100-025 |  | BSO77995 | ANTERPARTUM-INVITRO FERT |  |  | excluded | 01/01/1900 |  |  |  |  | NO | NO |  |  |  |  | RITTER 10355067 BSO77995 |  |  | Active |  | 99:99:99:99:99:99 |  | Equipment | PAAR:00-PVAR | 10/31/2019 |  | COOPER UNIVERSITY HOSPITAL |  |  | D616 |  | GRACE SVEINBZORNSSON
|  | RITTER | RITTER 100-025 |  | BS051972 | VOORHEES PEDIATRICS |  |  | excluded | 01/01/2001 |  |  |  |  | NO | NO |  |  |  |  | RITTER 10347006 BS051972 |  |  | Active |  | 99:99:99:99:99:99 |  | Equipment | PAAR:00-PVAR | 11/02/2019 |  | COOPER AMBULATORY OFF-SITES |  |  | PEDS - VOORHEES |  | MAUREEN OBRIEN
|  | RITTER | RITTER 100-025 |  | BS055178 | WILLINGBORO HEMATOLOGY/ONCOLOGY |  |  |  | 01/01/1900 |  |  |  |  | NO | NO |  |  |  |  | RITTER 07871 BS055178 |  |  | Disposition |  |  |  | Equipment | PAAR:00-PVAR | 10/16/2019 |  | COOPER AMBULATORY OFF-SITES |  |  | SUITE M |  | ANN DENTON
|  | RITTER | RITTER 100-026 |  | BSO77940 | SPD |  |  |  | 01/01/1900 |  |  |  |  | NO | NO |  |  |  |  | RITTER 03676 BSO77940 |  |  | Disposition |  |  |  | Equipment | PAAR:00-PVAR | 10/16/2019 |  | COOPER UNIVERSITY HOSPITAL |  |  | 1ST |  | David Frye
|  | RITTER | RITTER 100-038 |  | KF001796 | SPD |  |  |  | 01/01/1900 |  |  |  |  | NO | NO |  |  |  |  | RITTER 03661 KF001796 |  |  | Disposition |  |  |  | Equipment | PAAR:00-PVAR | 10/16/2019 |  | COOPER UNIVERSITY HOSPITAL |  |  | 1ST |  | David Frye
|  | RITTER | RITTER 104 |  | KC036535 | WOODLYNNE FAMILY MEDICINE |  |  |  | 10/16/2019 |  |  |  |  | NO | NO |  |  |  |  | RITTER 24918 KC036535 |  |  | Disposition |  |  |  | Equipment | PAAR:00-PVAR | 10/16/2019 | 10/16/2019 | COOPER AMBULATORY OFF-SITES |  |  | WOODLYNNE |  | SHEILA HERNANDEZ |  |  |  | 10/16/2019 | 10/16/2019 |  |  |  |  | 10/16/2019 | 10/16/2019
|  | RITTER | RITTER 104 |  | NOT KNOWN | 3 COOPER-HEM/ONC |  |  | excluded | 11/02/2019 |  |  |  |  | NO | NO |  |  |  |  | RITTER 11221509 NOT KNOWN |  |  | Active |  | 99:99:99:99:99:99 |  | Equipment | PAAR:00-PVAR | 11/02/2019 | 11/02/2019 | COOPER AMBULATORY OFF-SITES |  |  | Suite 211 - Exam 2 |  | LOIS CARR |  |  |  | 11/02/2019 | 11/02/2019 |  |  |  |  | 11/02/2019 | 11/02/2019
|  | RITTER | RITTER 104 |  | BS077998 | VOORHEES PEDIATRICS |  |  | excluded | 01/01/1900 |  |  |  |  | NO | NO |  |  |  |  | RITTER 10732216 BS077998 |  |  | Active |  | 99:99:99:99:99:99 |  | Equipment | PAAR:00-PVAR | 11/02/2019 |  | COOPER AMBULATORY OFF-SITES |  |  | PEDS - VOOR MAIN |  | MAUREEN OBRIEN
|  | RITTER | RITTER 104 |  | BS077985 | WILLINGBORO COOPER UNIVERSITY PHYSICIANS |  |  | excluded | 01/01/1900 |  |  |  |  | NO | NO |  |  |  |  | RITTER 10367140 BS077985 |  |  | Active |  | 99:99:99:99:99:99 |  | Equipment | PAAR:00-PVAR | 11/01/2019 |  | COOPER AMBULATORY OFF-SITES |  |  | INTERNAL MEDICINE EXAM RM 26 |  | PATTY LEWIS
|  | RITTER | RITTER 104 |  | BS077979 | WILLINGBORO COOPER UNIVERSITY PHYSICIANS |  |  | excluded | 01/01/1900 |  |  |  |  | NO | NO |  |  |  |  | RITTER 10367138 BS077979 |  |  | Active |  | 99:99:99:99:99:99 |  | Equipment | PAAR:00-PVAR | 11/02/2019 |  | COOPER AMBULATORY OFF-SITES |  |  | INTERNAL MEDICINE EXAM RM 25 |  | PATTY LEWIS
|  | RITTER | RITTER 104 |  | BSO77992 | WILLINGBORO COOPER UNIVERSITY PHYSICIANS |  |  | excluded | 01/01/1900 |  |  |  |  | NO | NO |  |  |  |  | RITTER 10367135 BSO77992 |  |  | Active |  | 99:99:99:99:99:99 |  | Equipment | PAAR:00-PVAR | 11/02/2019 |  | COOPER AMBULATORY OFF-SITES |  |  | INTERNAL MEDICINE EXAM RM 24 |  | PATTY LEWIS
|  | RITTER | RITTER 104 |  | BS077976 | WILLINGBORO COOPER UNIVERSITY PHYSICIANS |  |  | excluded | 01/01/1900 |  |  |  |  | NO | NO |  |  |  |  | RITTER 10367112 BS077976 |  |  | Active |  | 99:99:99:99:99:99 |  | Equipment | PAAR:00-PVAR | 11/01/2019 |  | COOPER AMBULATORY OFF-SITES |  |  | INTERNAL MEDICINE EXAM RM 23 |  | PATTY LEWIS
|  | RITTER | RITTER 104 |  | Not Known | BUNKER HILL-OB/GYN |  |  |  | 01/01/1900 |  |  |  |  | NO | NO |  |  |  |  | RITTER 10367001 Not Known |  |  | Disposition |  |  |  | Equipment | PAAR:00-PVAR | 11/01/2019 |  | COOPER AMBULATORY OFF-SITES |  |  | EXAM 1 |  | LISA POTTS
|  | RITTER | RITTER 104 |  | KEO54495 | BUNKER HILL-OB/GYN |  |  |  | 01/06/2005 |  |  |  |  | NO | NO |  |  |  |  | RITTER 10366993 KEO54495 |  |  | Disposition |  |  |  | Equipment | PAAR:00-PVAR | 11/02/2019 |  | COOPER AMBULATORY OFF-SITES |  |  | exam 4 |  | LISA POTTS
|  | RITTER | RITTER 104 |  | Not Known | BUNKER HILL-OB/GYN |  |  |  | 01/01/1900 |  |  |  |  | NO | NO |  |  |  |  | RITTER 10366995 Not Known |  |  | Disposition |  |  |  | Equipment | PAAR:00-PVAR | 11/02/2019 |  | COOPER AMBULATORY OFF-SITES |  |  | exam 3 |  | LISA POTTS
|  | RITTER | RITTER 104 |  | BS077981 | BUNKER HILL-OB/GYN |  |  |  | 01/01/1900 |  |  |  |  | NO | NO |  |  |  |  | RITTER 10366997 BS077981 |  |  | Disposition |  |  |  | Equipment | PAAR:00-PVAR | 11/01/2019 |  | COOPER AMBULATORY OFF-SITES |  |  | EXAM 2 |  | LISA POTTS
|  | RITTER | RITTER 104 |  | CD059154 | BUNKER HILL-SURGERY |  |  | excluded | 01/01/1900 |  |  |  |  | NO | NO |  |  |  |  | RITTER 10366864 CD059154 |  |  | Active |  | 99:99:99:99:99:99 |  | Equipment | PAAR:00-PVAR | 11/02/2019 |  | COOPER AMBULATORY OFF-SITES |  |  | exam 3 |  | ANNE MAIER
|  | RITTER | RITTER 104 |  | BSO77982 | BUNKER HILL-SURGERY |  |  | excluded | 01/01/1900 |  |  |  |  | NO | NO |  |  |  |  | RITTER 10366865 BSO77982 |  |  | Active |  | 99:99:99:99:99:99 |  | Equipment | PAAR:00-PVAR | 11/02/2019 |  | COOPER AMBULATORY OFF-SITES |  |  | exam 4 |  | ANNE MAIER
|  | RITTER | RITTER 104 |  | BSO1255 | BUNKER HILL-SURGERY |  |  | excluded | 01/01/1900 |  |  |  |  | NO | NO |  |  |  |  | RITTER 10366853 BSO1255 |  |  | Active |  | 99:99:99:99:99:99 |  | Equipment | PAAR:00-PVAR | 11/01/2019 |  | COOPER AMBULATORY OFF-SITES |  |  | EXAM 2 |  | ANNE MAIER
|  | RITTER | RITTER 104 |  | CD077192 | GLOUCESTER-MEDICINE |  |  |  | 01/01/1900 |  |  |  |  | NO | NO |  |  |  |  | RITTER 10366850 CD077192 |  |  | Disposition |  |  |  | Equipment | PAAR:00-PVAR | 11/02/2019 |  | COOPER AMBULATORY OFF-SITES |  |  | EXAM 3 - Closing |  | KELLIE STOUT
|  | RITTER | RITTER 104 |  | 7085-0236 | GLOUCESTER-MEDICINE |  |  |  | 01/01/2001 |  |  |  |  | NO | NO |  |  |  |  | RITTER 10366843 7085-0236 |  |  | Disposition |  |  |  | Equipment | PAAR:00-PVAR | 11/02/2019 |  | COOPER AMBULATORY OFF-SITES |  |  | EXAM 4 - Closing |  | KELLIE STOUT
|  | RITTER | RITTER 104 |  | BS077984 | GLOUCESTER-MEDICINE |  |  |  | 01/01/1900 |  |  |  |  | NO | NO |  |  |  |  | RITTER 10366847 BS077984 |  |  | Disposition |  |  |  | Equipment | PAAR:00-PVAR | 11/02/2019 |  | COOPER AMBULATORY OFF-SITES |  |  | Exam 1 - Closed |  | KELLIE STOUT
|  | RITTER | RITTER 104 |  | V146941 | THOROFARE-INTERNAL MEDICINE |  |  | excluded | 12/28/2005 |  |  |  |  | NO | NO |  |  |  |  | RITTER 10366833 V146941 |  |  | Active |  | 99:99:99:99:99:99 |  | Equipment | PAAR:00-PVAR | 11/02/2019 |  | COOPER AMBULATORY OFF-SITES |  |  | EXAM 6 |  | Cheryl Peck
|  | RITTER | RITTER 104 |  | V146924 | THOROFARE-INTERNAL MEDICINE |  |  | excluded | 12/28/2005 |  |  |  |  | NO | NO |  |  |  |  | RITTER 10366834 V146924 |  |  | Active |  | 99:99:99:99:99:99 |  | Equipment | PAAR:00-PVAR | 11/02/2019 |  | COOPER AMBULATORY OFF-SITES |  |  | EXAM 2 |  | Cheryl Peck
|  | RITTER | RITTER 104 |  | V146940 | THOROFARE-INTERNAL MEDICINE |  |  | excluded | 12/28/2005 |  |  |  |  | NO | NO |  |  |  |  | RITTER 10366828 V146940 |  |  | Active |  | 99:99:99:99:99:99 |  | Equipment | PAAR:00-PVAR | 11/02/2019 |  | COOPER AMBULATORY OFF-SITES |  |  | Exam 7 |  | Cheryl Peck
|  | RITTER | RITTER 104 |  | V146922 | THOROFARE-INTERNAL MEDICINE |  |  | excluded | 12/28/2005 |  |  |  |  | NO | NO |  |  |  |  | RITTER 10366823 V146922 |  |  | Active |  | 99:99:99:99:99:99 |  | Equipment | PAAR:00-PVAR | 11/02/2019 |  | COOPER AMBULATORY OFF-SITES |  |  | exam 3 |  | Cheryl Peck
|  | RITTER | RITTER 104 |  | V146921 | THOROFARE-INTERNAL MEDICINE |  |  | excluded | 12/28/2005 |  |  |  |  | NO | NO |  |  |  |  | RITTER 10366820 V146921 |  |  | Active |  | 99:99:99:99:99:99 |  | Equipment | PAAR:00-PVAR | 11/02/2019 |  | COOPER AMBULATORY OFF-SITES |  |  | EXAM 5 |  | Cheryl Peck
|  | RITTER | RITTER 104 |  | V146923 | THOROFARE-INTERNAL MEDICINE |  |  | excluded | 12/28/2005 |  |  |  |  | NO | NO |  |  |  |  | RITTER 10366817 V146923 |  |  | Active |  | 99:99:99:99:99:99 |  | Equipment | PAAR:00-PVAR | 11/02/2019 |  | COOPER AMBULATORY OFF-SITES |  |  | exam 4 |  | Cheryl Peck
|  | RITTER | RITTER 104 |  | KEO34281 | FAMILY MEDICAL SEWELL |  |  | excluded | 01/01/1900 |  |  |  |  | NO | NO |  |  |  |  | RITTER 10366808 KEO34281 |  |  | Active |  | 99:99:99:99:99:99 |  | Equipment | PAAR:00-PVAR | 11/02/2019 |  | COOPER AMBULATORY OFF-SITES |  |  | EXAM 2 |  | MARIANNE SHIEPAN
|  | RITTER | RITTER 104 |  | KEO34285 | FAMILY MEDICAL SEWELL |  |  | excluded | 01/01/1900 |  |  |  |  | NO | NO |  |  |  |  | RITTER 10366798 KEO34285 |  |  | Active |  | 99:99:99:99:99:99 |  | Equipment | PAAR:00-PVAR | 11/01/2019 |  | COOPER AMBULATORY OFF-SITES |  |  | exam 4 |  | MARIANNE SHIEPAN
|  | RITTER | RITTER 104 |  | CD116366 | FAMILY MEDICAL SEWELL |  |  | excluded | 01/01/1900 |  |  |  |  | NO | NO |  |  |  |  | RITTER 10366799 CD116366 |  |  | Active |  | 99:99:99:99:99:99 |  | Equipment | PAAR:00-PVAR | 11/02/2019 |  | COOPER AMBULATORY OFF-SITES |  |  | EXAM 5 |  | MARIANNE SHIEPAN
|  | RITTER | RITTER 104 |  | KEO34280 | FAMILY MEDICAL SEWELL |  |  | excluded | 01/01/1900 |  |  |  |  | NO | NO |  |  |  |  | RITTER 10366804 KEO34280 |  |  | Active |  | 99:99:99:99:99:99 |  | Equipment | PAAR:00-PVAR | 11/02/2019 |  | COOPER AMBULATORY OFF-SITES |  |  | EXAM 6 |  | MARIANNE SHIEPAN
|  | RITTER | RITTER 104 |  | BS071348 | FAMILY MEDICAL SEWELL |  |  | excluded | 01/01/1900 |  |  |  |  | NO | NO |  |  |  |  | RITTER 10366795 BS071348 |  |  | Active |  | 99:99:99:99:99:99 |  | Equipment | PAAR:00-PVAR | 11/02/2019 |  | COOPER AMBULATORY OFF-SITES |  |  | exam 3 |  | MARIANNE SHIEPAN
|  | RITTER | RITTER 104 |  | BS055125 | FAMILY MEDICAL SEWELL |  |  | excluded | 01/01/1900 |  |  |  |  | NO | NO |  |  |  |  | RITTER 10366791 BS055125 |  |  | Active |  | 99:99:99:99:99:99 |  | Equipment | PAAR:00-PVAR | 11/02/2019 |  | COOPER AMBULATORY OFF-SITES |  |  | EXAM 1 |  | MARIANNE SHIEPAN
|  | RITTER | RITTER 104 |  | CD054362 | TURNERSVILLE CARDIOLOGY |  |  |  | 01/01/2014 |  |  |  |  | NO | NO |  |  |  |  | RITTER 10366787 CD054362 |  |  | Disposition |  |  |  | Equipment | PAAR:00-PVAR | 11/02/2019 |  | COOPER AMBULATORY OFF-SITES |  |  | EXAM 2 |  | MICHELE MOLINARI
|  | RITTER | RITTER 104 |  | CD052238 | TURNERSVILLE CARDIOLOGY |  |  |  | 01/01/2014 |  |  |  |  | NO | NO |  |  |  |  | RITTER 10366788 CD052238 |  |  | Disposition |  |  |  | Equipment | PAAR:00-PVAR | 11/02/2019 |  | COOPER AMBULATORY OFF-SITES |  |  | EXAM 1 |  | MICHELE MOLINARI
|  | RITTER | RITTER 104 |  | CD042242 | KINGS HIGHWAY - OB/GYN |  |  | excluded | 01/01/1900 |  |  |  |  | NO | NO |  |  |  |  | RITTER 10366326 CD042242 |  |  | Active |  | 99:99:99:99:99:99 |  | Equipment | PAAR:00-PVAR | 11/02/2019 |  | COOPER AMBULATORY OFF-SITES |  |  | exam 3 | 0012474990 | DONNA ONEILL | Repair | Closed | Kirk Lis | 11/30/2017 | 12/04/2017 | RITTER EXAM BED - JOINT/BOLT FOR STIRRUP IS BROKEN - KINGS HIGHWAY OBGYN EXAM RM 3 | 11/30/2017 2:37:52 PM KALIS (KALIS 11/30/2017 12:00 AM) TRAVEL TIME (KALIS 11/30/2017 12:00 AM) ANALYZED UNIT. 2 ROLL PINS ARE MISSING FROM ASSEMBLY. CONTACTED OEM. EXAM TABLE IS NO LONGER SUPPORTED. PARTS ARE NOT AVAILABLE. CONFERRED WITH SITE MANAGER DONNA O'NEIL. ON EQUIPMENT STATUS. WILL USE BOLT AND NUT ASSEMBLY TO REPAIR STIRRUP BAR (KALIS 11/30/2017 12:00 AM) DOCUMENTATION 12/4/2017 8:31:04 AM KALIS (KALIS 12/1/2017 12:00 AM) BOUGHT PARTS TO REPAIR STIRRUP & TRAVEL TIME TO SITE (KALIS 12/1/2017 12:00 AM) INSTALLED BOLT AND NUT TO SECURE TABLE STIRRUP. PARTS NO LONGER AVAILABLE FOR TABLE FROM OEM. (KALIS 12/4/2017 12:00 AM) DOCUMENTATION | C638ED17-8492-4EB4-B983-9ACD771F8FCD | Labor | 12/01/2017 | 12/01/2017 | Kirk Lis
|  | RITTER | RITTER 104 |  | CD042745 | KINGS HIGHWAY - OB/GYN |  |  | excluded | 01/01/1900 |  |  |  |  | NO | NO |  |  |  |  | RITTER 10366321 CD042745 |  |  | Active |  | 99:99:99:99:99:99 |  | Equipment | PAAR:00-PVAR | 11/02/2019 |  | COOPER AMBULATORY OFF-SITES |  |  | exam 4 | WOT00000000928528 | DONNA ONEILL | Repair | Closed | Kirk Lis | 05/15/2018 | 07/30/2018 | Stirrup fell off end of table | SEARCHED FOR MISSING ROLL PIN. TY WRAPPED STIRRUP IN PLACE AS TEMPORARY SOLUTION. SEARCHED BIOMED SHOP STOCK. INSTALLED ROLL PIN . PERFORMED OVP. | EXP0601309 | Labor | 05/15/2018 | 05/15/2018 | Kirk Lis
|  | RITTER | RITTER 104 |  | BSO58994 | KINGS HIGHWAY - OB/GYN |  |  | excluded | 01/01/1900 |  |  |  |  | NO | NO |  |  |  |  | RITTER 10366320 BSO58994 |  |  | Active |  | 99:99:99:99:99:99 |  | Equipment | PAAR:00-PVAR | 11/02/2019 |  | COOPER AMBULATORY OFF-SITES |  |  | 3rd |  | DONNA ONEILL
|  | RITTER | RITTER 104 |  | CD072967 | KINGS HIGHWAY - OB/GYN |  |  | excluded | 01/01/1900 |  |  |  |  | NO | NO |  |  |  |  | RITTER 10366316 CD072967 |  |  | Active |  | 99:99:99:99:99:99 |  | Equipment | PAAR:00-PVAR | 11/02/2019 |  | COOPER AMBULATORY OFF-SITES |  |  | SUITE 201 |  | DONNA ONEILL
|  | RITTER | RITTER 104 |  | BSO60789 | KINGS HIGHWAY - OB/GYN |  |  | excluded | 01/01/1900 |  |  |  |  | NO | NO |  |  |  |  | RITTER 10366311 BSO60789 |  |  | Active |  | 99:99:99:99:99:99 |  | Equipment | PAAR:00-PVAR | 11/02/2019 |  | COOPER AMBULATORY OFF-SITES |  |  | 3rd |  | DONNA ONEILL
|  | RITTER | RITTER 104 |  | V81443 | KINGS HIGHWAY-MEDICINE |  |  | excluded | 03/01/2005 |  |  |  |  | NO | NO |  |  |  |  | RITTER 10366298 V81443 |  |  | Active |  | 99:99:99:99:99:99 |  | Equipment | PAAR:00-PVAR | 11/02/2019 |  | COOPER AMBULATORY OFF-SITES |  |  | MEDICINE - 1103 KINGS |  | CHRISTINE MULLER
|  | RITTER | RITTER 104 |  | CD058248 | BURLINGTON OB/GYN |  |  | excluded | 01/01/1900 |  |  |  |  | NO | NO |  |  |  |  | RITTER 10366250 CD058248 |  |  | Active |  | 99:99:99:99:99:99 |  | Equipment | PAAR:00-PVAR | 11/02/2019 |  | COOPER AMBULATORY OFF-SITES |  |  | EXAM 6 |  | Carey Myers
|  | RITTER | RITTER 104 |  | CD092858 | MOORESTOWN-FAMILY MEDICINE |  |  | excluded | 04/22/2009 |  |  |  |  | NO | NO |  |  |  |  | RITTER 10366184 CD092858 |  |  | Active |  | 99:99:99:99:99:99 |  | Equipment | PAAR:00-PVAR | 11/02/2019 |  | COOPER AMBULATORY OFF-SITES |  |  | EXAM 6 |  | LYNNE DEJOSEPH
|  | RITTER | RITTER 104 |  | bs055009 | MAPLE SHADE-FAMILY MEDICINE |  |  | excluded | 01/01/1900 |  |  |  |  | NO | NO |  |  |  |  | RITTER 10366173 bs055009 |  |  | Active |  | 99:99:99:99:99:99 |  | Equipment | PAAR:00-PVAR | 11/01/2019 |  | COOPER AMBULATORY OFF-SITES |  |  | EXAM 1 |  | ANDREA GRAHAM
|  | RITTER | RITTER 104 |  | KC001058 | CHERRY HILL PHYSICAL THERAPY |  |  | excluded | 01/01/2001 |  |  |  |  | NO | NO |  |  |  |  | RITTER 10366089 KC001058 |  |  | Active |  | 99:99:99:99:99:99 |  | Equipment | PAAR:00-PVAR | 11/02/2019 |  | COOPER AMBULATORY OFF-SITES |  |  | exam 3 |  | COURTNEY BUDD
|  | RITTER | RITTER 104 |  | CD089437 | BURLINGTON OB/GYN |  |  | excluded | 01/01/1900 |  |  |  |  | NO | NO |  |  |  |  | RITTER 10365981 CD089437 |  |  | Active |  | 99:99:99:99:99:99 |  | Equipment | PAAR:00-PVAR | 11/02/2019 |  | COOPER AMBULATORY OFF-SITES |  |  | EXAM 2 |  | Carey Myers
|  | RITTER | RITTER 104 |  | CD021037 | 1030 KINGS HIGHWAY-MEDICINE |  |  | excluded | 01/01/1900 |  |  |  |  | NO | NO |  |  |  |  | RITTER 10365923 CD021037 |  |  | Active |  | 99:99:99:99:99:99 |  | Equipment | PAAR:00-PVAR | 11/02/2019 |  | COOPER AMBULATORY OFF-SITES |  |  | exam 3 |  | Bonnie Aichroch
|  | RITTER | RITTER 104 |  | CD021018 | 1030 KINGS HIGHWAY-MEDICINE |  |  | excluded | 01/01/1900 |  |  |  |  | NO | NO |  |  |  |  | RITTER 10365919 CD021018 |  |  | Active |  | 99:99:99:99:99:99 |  | Equipment | PAAR:00-PVAR | 11/02/2019 |  | COOPER AMBULATORY OFF-SITES |  |  | EXAM 2 |  | Bonnie Aichroch
|  | RITTER | RITTER 104 |  | BS078599 | 1030 KINGS HIGHWAY-MEDICINE |  |  | excluded | 01/01/1900 |  |  |  |  | NO | NO |  |  |  |  | RITTER 10365916 BS078599 |  |  | Active |  | 99:99:99:99:99:99 |  | Equipment | PAAR:00-PVAR | 11/02/2019 |  | COOPER AMBULATORY OFF-SITES |  |  | EXAM 1 |  | Bonnie Aichroch
|  | RITTER | RITTER 104 |  | V168187 | 127 CHURCH - OB/GYN |  |  | excluded | 12/21/2005 |  |  |  |  | NO | NO |  |  |  |  | RITTER 10365909 V168187 |  |  | Active |  | 99:99:99:99:99:99 |  | Equipment | PAAR:00-PVAR | 11/01/2019 |  | COOPER AMBULATORY OFF-SITES |  |  | EXAM 1 |  | Shannan Friel
|  | RITTER | RITTER 104 |  | V168182 | 127 CHURCH - OB/GYN |  |  | excluded | 12/21/2005 |  |  |  |  | NO | NO |  |  |  |  | RITTER 10365902 V168182 |  |  | Active |  | 99:99:99:99:99:99 |  | Equipment | PAAR:00-PVAR | 11/02/2019 |  | COOPER AMBULATORY OFF-SITES |  |  | EXAM 2 |  | Shannan Friel
|  | RITTER | RITTER 104 |  | V168183 | 127 CHURCH - OB/GYN |  |  | excluded | 12/21/2005 |  |  |  |  | NO | NO |  |  |  |  | RITTER 10365899 V168183 |  |  | Active |  | 99:99:99:99:99:99 |  | Equipment | PAAR:00-PVAR | 11/02/2019 |  | COOPER AMBULATORY OFF-SITES |  |  | exam 3 |  | Shannan Friel
|  | RITTER | RITTER 104 |  | V168184 | 127 CHURCH - OB/GYN |  |  |  | 12/21/2005 |  |  |  |  | NO | NO |  |  |  |  | RITTER 10365896 V168184 |  |  | Disposition |  |  |  | Equipment | PAAR:00-PVAR | 11/02/2019 |  | COOPER AMBULATORY OFF-SITES |  |  | exam 4 |  | Shannan Friel
|  | RITTER | RITTER 104 |  | V168186 | 127 CHURCH - OB/GYN |  |  | excluded | 12/21/2005 |  |  |  |  | NO | NO |  |  |  |  | RITTER 10365892 V168186 |  |  | Active |  | 99:99:99:99:99:99 |  | Equipment | PAAR:00-PVAR | 11/02/2019 |  | COOPER AMBULATORY OFF-SITES |  |  | EXAM 5 |  | Shannan Friel
|  | RITTER | RITTER 104 |  | BS066876 | BRACE ROAD-MEDICINE |  |  | excluded | 01/01/1900 |  |  |  |  | NO | NO |  |  |  |  | RITTER 10365884 BS066876 |  |  | Active |  | 99:99:99:99:99:99 |  | Equipment | PAAR:00-PVAR | 11/01/2019 |  | COOPER AMBULATORY OFF-SITES |  |  | Internal Medicine Exam 7 |  | Cheryl Peck
|  | RITTER | RITTER 104 |  | CD071740 | BRACE ROAD-MEDICINE |  |  | excluded | 01/01/1900 |  |  |  |  | NO | NO |  |  |  |  | RITTER 10365870 CD071740 |  |  | Active |  | 99:99:99:99:99:99 |  | Equipment | PAAR:00-PVAR | 11/02/2019 |  | COOPER AMBULATORY OFF-SITES |  |  | Internal Medicine Exam 5 |  | Cheryl Peck
|  | RITTER | RITTER 104 |  | CD841323 | BRACE ROAD-MEDICINE |  |  | excluded | 01/01/1900 |  |  |  |  | NO | NO |  |  |  |  | RITTER 10365868 CD841323 |  |  | Active |  | 99:99:99:99:99:99 |  | Equipment | PAAR:00-PVAR | 11/02/2019 |  | COOPER AMBULATORY OFF-SITES |  |  | Internal Medicine Exam 4 |  | Cheryl Peck
|  | RITTER | RITTER 104 |  | BS077926 | BRACE ROAD-MEDICINE |  |  | excluded | 01/01/1900 |  |  |  |  | NO | NO |  |  |  |  | RITTER 10365867 BS077926 |  |  | Active |  | 99:99:99:99:99:99 |  | Equipment | PAAR:00-PVAR | 11/02/2019 |  | COOPER AMBULATORY OFF-SITES |  |  | Internal Medicine Exam 3 |  | Cheryl Peck
|  | RITTER | RITTER 104 |  | KE0406086 | NEUROSURGERY VOORHEES |  |  | excluded | 01/01/1900 |  |  |  |  | NO | NO |  |  |  |  | RITTER 10365822 KE0406086 |  |  | Active |  | 99:99:99:99:99:99 |  | Equipment | PAAR:00-PVAR | 11/02/2019 |  | COOPER AMBULATORY OFF-SITES |  |  | EXAM 2 |  | MARITZA NIEVES
|  | RITTER | RITTER 104 |  | B9066890 | BRACE ROAD-MEDICINE |  |  | excluded | 01/01/1900 |  |  |  |  | NO | NO |  |  |  |  | RITTER 10365842 B9066890 |  |  | Active |  | 99:99:99:99:99:99 |  | Equipment | PAAR:00-PVAR | 11/02/2019 |  | COOPER AMBULATORY OFF-SITES |  |  | Endocrinology Room 6 |  | Cheryl Peck
|  | RITTER | RITTER 104 |  | BS066886 | BRACE ROAD-MEDICINE |  |  | excluded | 06/23/2003 |  |  |  |  | NO | NO |  |  |  |  | RITTER 10365843 BS066886 |  |  | Active |  | 99:99:99:99:99:99 |  | Equipment | PAAR:00-PVAR | 11/02/2019 |  | COOPER AMBULATORY OFF-SITES |  |  | Endocrinology room 5 |  | Cheryl Peck
|  | RITTER | RITTER 104 |  | B9066891 | BRACE ROAD-MEDICINE |  |  | excluded | 01/01/1900 |  |  |  |  | NO | NO |  |  |  |  | RITTER 10365838 B9066891 |  |  | Active |  | 99:99:99:99:99:99 |  | Equipment | PAAR:00-PVAR | 11/02/2019 |  | COOPER AMBULATORY OFF-SITES |  |  | Endocrinology Room 7 |  | Cheryl Peck
|  | RITTER | RITTER 104 |  | B9066889 | BRACE ROAD-MEDICINE |  |  | excluded | 01/01/1900 |  |  |  |  | NO | NO |  |  |  |  | RITTER 10365837 B9066889 |  |  | Active |  | 99:99:99:99:99:99 |  | Equipment | PAAR:00-PVAR | 11/02/2019 |  | COOPER AMBULATORY OFF-SITES |  |  | Endocrinology Room 8 |  | Cheryl Peck
|  | RITTER | RITTER 104 |  | B9066885 | BRACE ROAD-MEDICINE |  |  | excluded | 01/01/1900 |  |  |  |  | NO | NO |  |  |  |  | RITTER 10365830 B9066885 |  |  | Active |  | 99:99:99:99:99:99 |  | Equipment | PAAR:00-PVAR | 11/02/2019 |  | COOPER AMBULATORY OFF-SITES |  |  | Endocrinology Room 3 |  | Cheryl Peck
|  | RITTER | RITTER 104 |  | CD044698 | NEUROSURGERY VOORHEES |  |  | excluded | 01/01/1900 |  |  |  |  | NO | NO |  |  |  |  | RITTER 10365824 CD044698 |  |  | Active |  | 99:99:99:99:99:99 |  | Equipment | PAAR:00-PVAR | 11/02/2019 |  | COOPER AMBULATORY OFF-SITES |  |  | EXAM 1 |  | MARITZA NIEVES
|  | RITTER | RITTER 104 |  | CD044697 | NEUROSURGERY VOORHEES |  |  | excluded | 01/01/1900 |  |  |  |  | NO | NO |  |  |  |  | RITTER 10365819 CD044697 |  |  | Active |  | 99:99:99:99:99:99 |  | Equipment | PAAR:00-PVAR | 11/02/2019 |  | COOPER AMBULATORY OFF-SITES |  |  | exam 4 |  | MARITZA NIEVES
|  | RITTER | RITTER 104 |  | CD047238 | NEUROSURGERY VOORHEES |  |  | excluded | 01/01/1900 |  |  |  |  | NO | NO |  |  |  |  | RITTER 10365817 CD047238 |  |  | Active |  | 99:99:99:99:99:99 |  | Equipment | PAAR:00-PVAR | 11/02/2019 |  | COOPER AMBULATORY OFF-SITES |  |  | exam 3 |  | MARITZA NIEVES
|  | RITTER | RITTER 104 |  | QK006901 | HADDON HEIGHTS-FAMILY MEDICINE |  |  | excluded | 01/01/1900 |  |  |  |  | NO | NO |  |  |  |  | RITTER 10365807 QK006901 |  |  | Active |  | 99:99:99:99:99:99 |  | Equipment | PAAR:00-PVAR | 11/02/2019 |  | COOPER AMBULATORY OFF-SITES |  |  | exam 4 |  | KELLIE STOUT
|  | RITTER | RITTER 104 |  | CD015818 | HADDON HEIGHTS-FAMILY MEDICINE |  |  | excluded | 05/04/2009 |  |  |  |  | NO | NO |  |  |  |  | RITTER 10365804 CD015818 |  |  | Active |  | 99:99:99:99:99:99 |  | Equipment | PAAR:00-PVAR | 11/02/2019 |  | COOPER AMBULATORY OFF-SITES |  |  | ROOM 3 |  | KELLIE STOUT
|  | RITTER | RITTER 104 |  | BSO77980 | VOORHEES SURGERY CENTER-PULMONARY |  |  | excluded | 01/01/1900 |  |  |  |  | NO | NO |  |  |  |  | RITTER 10356814 BSO77980 |  |  | Active |  | 99:99:99:99:99:99 |  | Equipment | PAAR:00-PVAR | 11/02/2019 |  | COOPER AMBULATORY OFF-SITES |  |  | k221 |  | SUSAN PINE
|  | RITTER | RITTER 104 |  | BSO77983 | VOORHEES SURGERY CENTER-PULMONARY |  |  | excluded | 01/01/1900 |  |  |  |  | NO | NO |  |  |  |  | RITTER 10356810 BSO77983 |  |  | Active |  | 99:99:99:99:99:99 |  | Equipment | PAAR:00-PVAR | 11/02/2019 |  | COOPER AMBULATORY OFF-SITES |  |  | K222/EXAM PROCEDURE ROOM |  | SUSAN PINE
|  | RITTER | RITTER 104 |  | BSO77933 | VOORHEES SURGERY CENTER-PULMONARY |  |  | excluded | 01/01/1900 |  |  |  |  | NO | NO |  |  |  |  | RITTER 10356773 BSO77933 |  |  | Active |  | 99:99:99:99:99:99 |  | Equipment | PAAR:00-PVAR | 11/01/2019 |  | COOPER AMBULATORY OFF-SITES |  |  | Sleep Exam Room 1 |  | SUSAN PINE
|  | RITTER | RITTER 104 |  | BS077937 | VOORHEES SURGERY CENTER-HEM/ONC |  |  | excluded | 01/01/1900 |  |  |  |  | NO | NO |  |  |  |  | RITTER 10356769 BS077937 |  |  | Active |  | 99:99:99:99:99:99 |  | Equipment | PAAR:00-PVAR | 11/02/2019 |  | COOPER AMBULATORY OFF-SITES |  |  | SUITE M EXAM 3 |  | MEGAN MCCAFFERTY
|  | RITTER | RITTER 104 |  | BS077993 | VOORHEES SURGERY CENTER-HEM/ONC |  |  | excluded | 01/01/1900 |  |  |  |  | NO | NO |  |  |  |  | RITTER 10356765 BS077993 |  |  | Active |  | 99:99:99:99:99:99 |  | Equipment | PAAR:00-PVAR | 11/02/2019 |  | COOPER AMBULATORY OFF-SITES |  |  | SUITE M EXAM 16 |  | MEGAN MCCAFFERTY
|  | RITTER | RITTER 104 |  | BS078596 | VOORHEES SURGERY CENTER-HEM/ONC |  |  | excluded | 01/01/1900 |  |  |  |  | NO | NO |  |  |  |  | RITTER 10356762 BS078596 |  |  | Active |  | 99:99:99:99:99:99 |  | Equipment | PAAR:00-PVAR | 11/02/2019 |  | COOPER AMBULATORY OFF-SITES |  |  | SUITE M EXAM 5 |  | MEGAN MCCAFFERTY
|  | RITTER | RITTER 104 |  | BS063639 | VOORHEES SURGERY CENTER-HEM/ONC |  |  | excluded | 01/01/1900 |  |  |  |  | NO | NO |  |  |  |  | RITTER 10356756 BS063639 |  |  | Active |  | 99:99:99:99:99:99 |  | Equipment | PAAR:00-PVAR | 11/02/2019 |  | COOPER AMBULATORY OFF-SITES |  |  | SUITE M EXAM 12 |  | MEGAN MCCAFFERTY
|  | RITTER | RITTER 104 |  | BSO6788 | 3 COOPER-WOMENS CARE CENTER |  |  | excluded | 01/01/1900 |  |  |  |  | NO | NO |  |  |  |  | RITTER 10347000 BSO6788 |  |  | Active |  | 99:99:99:99:99:99 |  | Equipment | PAAR:00-PVAR | 11/01/2019 |  | COOPER AMBULATORY OFF-SITES |  |  | SUITE 300 - EXAM 2 |  | BONNIE MANNINO
|  | RITTER | RITTER 104 |  | CD0588481 | 3 COOPER-HEM/ONC |  |  | excluded | 01/01/1900 |  |  |  |  | NO | NO |  |  |  |  | RITTER 10346946 CD0588481 |  |  | Active |  | 99:99:99:99:99:99 |  | Equipment | PAAR:00-PVAR | 11/02/2019 |  | COOPER AMBULATORY OFF-SITES |  |  | SUITE 211 - EXAM 5 | WOT00000000659199 | LOIS CARR | Repair | Closed | Stephen Zubrzycki | 03/15/2018 | 10/28/2018 | missing black piece to hold table paper | Replaced holder and dowel and VPO | EXP0353951 | Parts |  |  | Stephen Zubrzycki
|  | RITTER | RITTER 104 |  | BSO58995 | 3 COOPER-WOMENS CARE CENTER |  |  | excluded | 01/01/1900 |  |  |  |  | NO | NO |  |  |  |  | RITTER 10346888 BSO58995 |  |  | Active |  | 99:99:99:99:99:99 |  | Equipment | PAAR:00-PVAR | 11/01/2019 |  | COOPER AMBULATORY OFF-SITES |  |  | SUITE 300 - EXAM 8 |  | BONNIE MANNINO
|  | RITTER | RITTER 104 |  | CD105591 | LINCOLN DRIVE-FAMILY MEDICINE |  |  | excluded | 01/01/1900 |  |  |  |  | NO | NO |  |  |  |  | RITTER 10346081 CD105591 |  |  | Active |  | 99:99:99:99:99:99 |  | Equipment | PAAR:00-PVAR | 11/02/2019 |  | COOPER AMBULATORY OFF-SITES |  |  | EXAM 1 |  | SCOTT GROFF
|  | RITTER | RITTER 104 |  | ED024786 | WOODSTOWN - CARDIOLOGY |  |  | excluded | 10/31/2019 |  |  |  |  | NO | NO |  |  |  |  | RITTER 30142954 ED024786 |  |  | Active |  | 99:99:99:99:99:99 |  | Equipment | PAAR:00-PVAR | 10/31/2019 | 10/31/2019 | COOPER AMBULATORY OFF-SITES |  |  | EXAM 2 |  | SUSAN WHITZELL |  |  |  | 10/31/2019 | 10/31/2019 |  |  |  |  | 10/31/2019 | 10/31/2019
|  | RITTER | RITTER 104 |  | BS039523 | WOODSTOWN - CARDIOLOGY |  |  | excluded | 10/31/2019 |  |  |  |  | NO | NO |  |  |  |  | RITTER 30142955 BS039523 |  |  | Active |  | 99:99:99:99:99:99 |  | Equipment | PAAR:00-PVAR | 10/31/2019 | 10/31/2019 | COOPER AMBULATORY OFF-SITES |  |  | EXAM 1 |  | SUSAN WHITZELL |  |  |  | 10/31/2019 | 10/31/2019 |  |  |  |  | 10/31/2019 | 10/31/2019
|  | RITTER | RITTER 104 |  | BS055224 | WOODSTOWN - CARDIOLOGY |  |  | excluded | 10/31/2019 |  |  |  |  | NO | NO |  |  |  |  | RITTER 30142953 BS055224 |  |  | Active |  | 99:99:99:99:99:99 |  | Equipment | PAAR:00-PVAR | 10/31/2019 | 10/31/2019 | COOPER AMBULATORY OFF-SITES |  |  | EXAM 5 |  | SUSAN WHITZELL |  |  |  | 10/31/2019 | 10/31/2019 |  |  |  |  | 10/31/2019 | 10/31/2019
|  | RITTER | RITTER 104 |  | AE2802 | WOODSTOWN - CARDIOLOGY |  |  | excluded | 10/31/2019 |  |  |  |  | NO | NO |  |  |  |  | RITTER 30142952 AE2802 |  |  | Active |  | 99:99:99:99:99:99 |  | Equipment | PAAR:00-PVAR | 10/31/2019 | 10/31/2019 | COOPER AMBULATORY OFF-SITES |  |  | EXAM 6 |  | SUSAN WHITZELL |  |  |  | 10/31/2019 | 10/31/2019 |  |  |  |  | 10/31/2019 | 10/31/2019
|  | RITTER | RITTER 104 |  | BS042863 | WOODSTOWN - CARDIOLOGY |  |  | excluded | 10/31/2019 |  |  |  |  | NO | NO |  |  |  |  | RITTER 30142950 BS042863 |  |  | Active |  | 99:99:99:99:99:99 |  | Equipment | PAAR:00-PVAR | 10/31/2019 | 10/31/2019 | COOPER AMBULATORY OFF-SITES |  |  | exam 4 |  | SUSAN WHITZELL |  |  |  | 10/31/2019 | 10/31/2019 |  |  |  |  | 10/31/2019 | 10/31/2019
|  | RITTER | RITTER 104 |  | BS077935 | 6017 MAIN ST-PLASTICS |  |  | excluded | 01/01/1900 |  |  |  |  | NO | NO |  |  |  |  | RITTER 10345847 BS077935 |  |  | Active |  | 99:99:99:99:99:99 |  | Equipment | PAAR:00-PVAR | 11/01/2019 |  | COOPER AMBULATORY OFF-SITES |  |  | EXAM RM 10 |  | ANNE MAIER
|  | RITTER | RITTER 104 |  | CD073398 | BUNKER HILL-INTERNAL MEDICINE |  |  |  | 01/01/1900 |  |  |  |  | NO | NO |  |  |  |  | RITTER 10345741 CD073398 |  |  | Disposition |  | 99:99:99:99:99:99 |  | Equipment | PAAR:00-PVAR | 11/02/2019 |  | COOPER AMBULATORY OFF-SITES |  |  | Exam 8 | WOT00000002713580 | SUSAN BABCOCK | Disposition | Closed | Michael Youch | 05/17/2019 | 05/20/2019 | Equipment Disposition | Renovation of 1 Plaza Drive in Sewell; Phylis Liberi sent the tags of equipment removed for replacement. | EXP2955081 | Labor | 05/14/2019 | 05/14/2019 | Michael Youch
|  | RITTER | RITTER 104 |  | BS077975 | BUNKER HILL-INTERNAL MEDICINE |  |  |  | 01/01/1900 |  |  |  |  | NO | NO |  |  |  |  | RITTER 10345732 BS077975 |  |  | Disposition |  | 99:99:99:99:99:99 |  | Equipment | PAAR:00-PVAR | 11/01/2019 |  | COOPER AMBULATORY OFF-SITES |  |  | EXAM 12 | WOT00000002713626 | SUSAN BABCOCK | Disposition | Closed | Michael Youch | 05/17/2019 | 05/20/2019 | Equipment Disposition | Renovation of 1 Plaza Drive in Sewell; Phylis Liberi sent the tags of equipment removed for replacement. | EXP2955250 | Labor | 05/14/2019 | 05/14/2019 | Michael Youch
|  | RITTER | RITTER 104 |  | ke031175 | VOORHEES CARDIOLOGY |  |  | excluded | 01/01/1900 |  |  |  |  | NO | NO |  |  |  |  | RITTER 10345370 ke031175 |  |  | Active |  | 99:99:99:99:99:99 |  | Equipment | PAAR:00-PVAR | 11/02/2019 |  | COOPER AMBULATORY OFF-SITES |  |  | Stress Echo Room |  | KATHY COMO
|  | RITTER | RITTER 104 |  | KE047694 | VOORHEES CARDIOLOGY SUITE 102 |  |  | excluded | 01/01/1900 |  |  |  |  | NO | NO |  |  |  |  | RITTER 10345365 KE047694 |  |  | Active |  | 99:99:99:99:99:99 |  | Equipment | PAAR:00-PVAR | 11/02/2019 |  | COOPER AMBULATORY OFF-SITES |  |  | ECHO ROOM | WOT00000002518620 | MICHELE MOLINARI | Repair | Closed | Kirk Lis | 04/10/2019 | 04/12/2019 | Not functioning properly, drops when someone sits on it and makes a noise | REATTACHED SEAT SUPPORT BAR. APPLIED LUBRICANT TO ADJUSTMENT BAR. PERFORMED OVP | EXP2698707 | Labor | 04/12/2019 | 04/12/2019 | Kirk Lis
|  | RITTER | RITTER 104 |  | KE047695 | VOORHEES CARDIOLOGY SUITE 102 |  |  | excluded | 01/01/1900 |  |  |  |  | NO | NO |  |  |  |  | RITTER 10345355 KE047695 |  |  | Active |  | 99:99:99:99:99:99 |  | Equipment | PAAR:00-PVAR | 11/01/2019 |  | COOPER AMBULATORY OFF-SITES |  |  | VASCULAR LAB |  | MICHELE MOLINARI
|  | RITTER | RITTER 104 |  | BSO77796 | 6017 MAIN ST-PLASTICS |  |  | excluded | 01/01/1900 |  |  |  |  | NO | NO |  |  |  |  | RITTER 10345325 BSO77796 |  |  | Active |  | 99:99:99:99:99:99 |  | Equipment | PAAR:00-PVAR | 11/02/2019 |  | COOPER AMBULATORY OFF-SITES |  |  | Exam 8 |  | ANNE MAIER
|  | RITTER | RITTER 104 |  | BS077997 | VOORHEES SURGERY CENTER-SURGERY DEPT |  |  | excluded | 01/01/1900 |  |  |  |  | NO | NO |  |  |  |  | RITTER 10344865 BS077997 |  |  | Active |  | 99:99:99:99:99:99 |  | Equipment | PAAR:00-PVAR | 11/02/2019 |  | COOPER AMBULATORY OFF-SITES |  |  | SUITE G exam 2 |  | Theresa Megali
|  | RITTER | RITTER 104 |  | BS077936 | VOORHEES SURGERY CENTER-SURGERY DEPT |  |  | excluded | 01/01/1900 |  |  |  |  | NO | NO |  |  |  |  | RITTER 10344833 BS077936 |  |  | Active |  | 99:99:99:99:99:99 |  | Equipment | PAAR:00-PVAR | 11/02/2019 |  | COOPER AMBULATORY OFF-SITES |  |  | SUITE G RM10 | WOT00000000673343 | Theresa Megali | Repair | Closed | Kirk Lis | 03/23/2018 | 07/30/2018 | Latch not going up and down | SECURED BACK SECTION MOUNTING BRACKET. PERFORMED OVP | EXP4321809 | Parts |  |  | Kirk Lis
|  | RITTER | RITTER 104 |  | BS077928 | VOORHEES SURGERY CENTER-HEM/ONC |  |  | excluded | 01/01/1900 |  |  |  |  | NO | NO |  |  |  |  | RITTER 10344795 BS077928 |  |  | Active |  | 99:99:99:99:99:99 |  | Equipment | PAAR:00-PVAR | 11/02/2019 |  | COOPER AMBULATORY OFF-SITES |  |  | SUITE M EXAM 11 |  | MEGAN MCCAFFERTY
|  | RITTER | RITTER 104 |  | BS078593 | VOORHEES SURGERY CENTER-HEM/ONC |  |  | excluded | 01/01/1900 |  |  |  |  | NO | NO |  |  |  |  | RITTER 10344792 BS078593 |  |  | Active |  | 99:99:99:99:99:99 |  | Equipment | PAAR:00-PVAR | 11/01/2019 |  | COOPER AMBULATORY OFF-SITES |  |  | SUITE M EXAM 13 | 0011631912 | MEGAN MCCAFFERTY | Repair | Closed | Kirk Lis | 05/12/2017 | 05/15/2017 | TABLE - STICKER EXPIRED - HEM/ONC SUITE M EXAM 14 | 5/15/2017 11:40:00 AM KALIS (KALIS 5/15/2017 12:00 AM) DOCUMENTATION. TOLD PERSONNEL TO REMOVE OLD STICKERS. UNIT'S PA IS SCHEDULED PAR | F8319225-17B6-4C97-A567-CFCDB47B70C5 | Labor | 05/15/2017 | 05/15/2017 | Kirk Lis
|  | RITTER | RITTER 104 |  | BS063920 | VOORHEES SURGERY CENTER-HEM/ONC |  |  | excluded | 01/01/1900 |  |  |  |  | NO | NO |  |  |  |  | RITTER 10344790 BS063920 |  |  | Active |  | 99:99:99:99:99:99 |  | Equipment | PAAR:00-PVAR | 11/02/2019 |  | COOPER AMBULATORY OFF-SITES |  |  | SUITE M |  | MEGAN MCCAFFERTY
|  | RITTER | RITTER 104 |  | BS063635 | VOORHEES SURGERY CENTER-HEM/ONC |  |  | excluded | 01/01/1900 |  |  |  |  | NO | NO |  |  |  |  | RITTER 10344788 BS063635 |  |  | Active |  | 99:99:99:99:99:99 |  | Equipment | PAAR:00-PVAR | 11/02/2019 |  | COOPER AMBULATORY OFF-SITES |  |  | SUITE M EXAM 7 |  | MEGAN MCCAFFERTY
|  | RITTER | RITTER 104 |  | BS078600 | VOORHEES SURGERY CENTER-HEM/ONC |  |  | excluded | 01/01/1900 |  |  |  |  | NO | NO |  |  |  |  | RITTER 10344771 BS078600 |  |  | Active |  | 99:99:99:99:99:99 |  | Equipment | PAAR:00-PVAR | 11/02/2019 |  | COOPER AMBULATORY OFF-SITES |  |  | SUITE M |  | MEGAN MCCAFFERTY
|  | RITTER | RITTER 104 |  | BS078594 | VOORHEES SURGERY CENTER-HEM/ONC |  |  | excluded | 01/01/1900 |  |  |  |  | NO | NO |  |  |  |  | RITTER 10344778 BS078594 |  |  | Active |  | 99:99:99:99:99:99 |  | Equipment | PAAR:00-PVAR | 11/02/2019 |  | COOPER AMBULATORY OFF-SITES |  |  | SUITE M EXAM 4 |  | MEGAN MCCAFFERTY
|  | RITTER | RITTER 104 |  | CD105589 | RIPPA CENTER-OB/GYN |  |  | excluded | 01/01/1900 |  |  |  |  | NO | NO |  |  |  |  | RITTER 10315936 CD105589 |  |  | Active |  | 99:99:99:99:99:99 |  | Equipment | PAAR:00-PVAR | 11/01/2019 |  | COOPER AMBULATORY OFF-SITES |  |  | EXAM 9 |  | PATRICIA HUFF
|  | RITTER | RITTER 104 |  | V45122 | 3 COOPER - MEDICINE DEPARTMENT |  |  |  | 03/01/2005 |  |  |  |  | NO | NO |  |  |  |  | RITTER 10012 V45122 |  |  | Disposition |  |  |  | Equipment | PAAR:00-PVAR | 10/16/2019 |  | COOPER AMBULATORY OFF-SITES |  |  |  |  | NANCY LOUIS
|  | RITTER | RITTER 104 |  | BSO78000 | VOORHEES SURGERY CENTER - GYN/ONCOLOGY |  |  |  | 01/01/1900 |  |  |  |  | NO | NO |  |  |  |  | RITTER 03937 BSO78000 |  |  | Disposition |  |  |  | Equipment | PAAR:00-PVAR | 10/16/2019 |  | COOPER AMBULATORY OFF-SITES |  |  | SUITE F |  | SUE MALTMAN
|  | RITTER | RITTER 104-035 |  | KC035872 | WOODLYNNE FAMILY MEDICINE |  |  | excluded | 01/01/2000 |  |  |  |  | NO | NO |  |  |  |  | RITTER 10365740 KC035872 |  |  | Active |  | 99:99:99:99:99:99 |  | Equipment | PAAR:00-PVAR | 11/02/2019 |  | COOPER AMBULATORY OFF-SITES |  |  | WOODLYNNE |  | SHEILA HERNANDEZ
|  | RITTER | RITTER 104-035-200 |  | KC040532 | INTERNAL MEDICINE |  |  | excluded | 10/31/2019 |  |  |  |  | NO | NO |  |  |  |  | RITTER 11200046 KC040532 |  |  | Active |  |  |  | Equipment | PAAR:00-PVAR | 10/31/2019 | 10/31/2019 | COOPER AMBULATORY OFF-SITES |  |  | 180 TUCKERTON RD - MEDFORD | WOT00000003172992 | CINDY PATTEN | Performance Verification | Closed | Kirk Lis | 10/31/2019 | 10/31/2019 | Performance Verification for RITTER 11200046 KC040532 | Initial Install of Performance Verification. Device is ready for patient use. |  |  | 10/31/2019 | 10/31/2019
|  | RITTER | RITTER 104-035-200 |  | KC043397 | INTERNAL MEDICINE |  |  | excluded | 10/31/2019 |  |  |  |  | NO | NO |  |  |  |  | RITTER 11200043 KC043397 |  |  | Active |  |  |  | Equipment | PAAR:00-PVAR | 10/31/2019 | 10/31/2019 | COOPER AMBULATORY OFF-SITES |  |  | 180 TUCKERTON RD MEDFORD | WOT00000003172895 | CINDY PATTEN | Performance Verification | Closed | Kirk Lis | 10/31/2019 | 10/31/2019 | Performance Verification for RITTER 11200043 KC043397 | Initial Install of Performance Verification. Device is ready for patient use. |  |  | 10/31/2019 | 10/31/2019
|  | RITTER | RITTER 104-035-200 |  | KC040662 | INTERNAL MEDICINE |  |  | excluded | 10/31/2019 |  |  |  |  | NO | NO |  |  |  |  | RITTER 11200044 KC040662 |  |  | Active |  |  |  | Equipment | PAAR:00-PVAR | 10/31/2019 | 10/31/2019 | COOPER AMBULATORY OFF-SITES |  |  | 180 TUCKERTON RD MEDFORD | WOT00000003172917 | CINDY PATTEN | Performance Verification | Closed | Kirk Lis | 10/31/2019 | 10/31/2019 | Performance Verification for RITTER 11200044 KC040662 | Initial Install of Performance Verification. Device is ready for patient use. |  |  | 10/31/2019 | 10/31/2019
|  | RITTER | RITTER 104-035-200 |  | KC040654 | INTERNAL MEDICINE |  |  | excluded | 10/31/2019 |  |  |  |  | NO | NO |  |  |  |  | RITTER 11200042 KC040654 |  |  | Active |  |  |  | Equipment | PAAR:00-PVAR | 10/31/2019 | 10/31/2019 | COOPER AMBULATORY OFF-SITES |  |  | 180 TUCKERTON RD. MEDFORD | WOT00000003172874 | CINDY PATTEN | Performance Verification | Closed | Kirk Lis | 10/31/2019 | 10/31/2019 | Performance Verification for RITTER 11200042 KC040654 | Initial Install of Performance Verification. Device is ready for patient use. |  |  | 10/31/2019 | 10/31/2019
|  | RITTER | RITTER 104-036-200 |  | KD007818 | WOODLYNNE FAMILY MEDICINE |  |  | excluded | 01/01/2000 |  |  |  |  | NO | NO |  |  |  |  | RITTER 10365737 KD007818 |  |  | Active |  | 99:99:99:99:99:99 |  | Equipment | PAAR:00-PVAR | 11/02/2019 |  | COOPER AMBULATORY OFF-SITES |  |  | WOODLYNNE |  | SHEILA HERNANDEZ
|  | RITTER | RITTER 105 |  | CF002686 | HADDON HEIGHTS-FAMILY MEDICINE |  |  | excluded | 01/01/1900 |  |  |  |  | NO | NO |  |  |  |  | RITTER 10365788 CF002686 |  |  | Active |  | 99:99:99:99:99:99 |  | Equipment | PAAR:00-PVAR | 11/02/2019 |  | COOPER AMBULATORY OFF-SITES |  |  | EXAM 1 |  | KELLIE STOUT
|  | RITTER | RITTER 105 |  | CF003418 | LINCOLN DRIVE-FAMILY MEDICINE |  |  | excluded | 01/01/1900 |  |  |  |  | NO | NO |  |  |  |  | RITTER 10346090 CF003418 |  |  | Active |  | 99:99:99:99:99:99 |  | Equipment | PAAR:00-PVAR | 11/01/2019 |  | COOPER AMBULATORY OFF-SITES |  |  | EXAM 5 |  | SCOTT GROFF
|  | RITTER | RITTER 105 |  | CF003064 | WOODSTOWN - CARDIOLOGY |  |  | excluded | 10/31/2019 |  |  |  |  | NO | NO |  |  |  |  | RITTER 30142962 CF003064 |  |  | Active |  | 99:99:99:99:99:99 |  | Equipment | PAAR:00-PVAR | 10/31/2019 | 10/31/2019 | COOPER AMBULATORY OFF-SITES |  |  | STRESS ROOM |  | SUSAN WHITZELL |  |  |  | 10/31/2019 | 10/31/2019 |  |  |  |  | 10/31/2019 | 10/31/2019
|  | RITTER | RITTER 105 |  | CE02159 | WOODSTOWN - CARDIOLOGY |  |  | excluded | 10/31/2019 |  |  |  |  | NO | NO |  |  |  |  | RITTER 30142951 CE02159 |  |  | Active |  | 99:99:99:99:99:99 |  | Equipment | PAAR:00-PVAR | 10/31/2019 | 10/31/2019 | COOPER AMBULATORY OFF-SITES |  |  | exam 3 |  | SUSAN WHITZELL |  |  |  | 10/31/2019 | 10/31/2019 |  |  |  |  | 10/31/2019 | 10/31/2019
|  | RITTER | RITTER 107 |  | CH1500 | BRACHFIELD MEDICAL ASSOCIATES-MEDICINE |  |  | excluded | 01/01/1900 |  |  |  |  | NO | NO |  |  |  |  | RITTER 10367023 CH1500 |  |  | Active |  | 99:99:99:99:99:99 |  | Equipment | PAAR:00-PVAR | 11/01/2019 |  | COOPER AMBULATORY OFF-SITES |  |  | A108 |  | CATHY CRAWFORD
|  | RITTER | RITTER 111 |  | BX2339 | MARLTON-DERMATOLOGY |  |  |  | 01/01/1900 |  |  |  |  | NO | NO |  |  |  |  | RITTER 10366116 BX2339 |  |  | Disposition |  |  |  | Equipment | PAAR:00-PVAR | 11/02/2019 |  | COOPER AMBULATORY OFF-SITES |  |  | ROOM 5 |  | MICHELE CANALE
|  | RITTER | RITTER 111 |  | BX2341 | MARLTON-DERMATOLOGY |  |  | excluded | 01/01/1900 |  |  |  |  | NO | NO |  |  |  |  | RITTER 10366102 BX2341 |  |  | Active |  | 99:99:99:99:99:99 |  | Equipment | PAAR:00-PVAR | 11/02/2019 |  | COOPER AMBULATORY OFF-SITES |  |  | ROOM 2 |  | MICHELE CANALE
|  | RITTER | RITTER 119 |  | DF2494 | VOORHEES SURGERY CENTER-HEM/ONC |  |  | excluded | 01/01/1900 |  |  |  |  | NO | NO |  |  |  |  | RITTER 10344779 DF2494 |  |  | Active |  | 99:99:99:99:99:99 |  | Equipment | PAAR:00-PVAR | 11/02/2019 |  | COOPER AMBULATORY OFF-SITES |  |  | SUITE M EXAM 9 |  | MEGAN MCCAFFERTY
04844P |  | RITTER | RITTER 119 |  | DF5968 | BIOMEDICAL |  |  |  | 01/01/1900 |  |  |  |  | NO | NO |  |  |  |  | RITTER 04844P DF5968 |  |  | Disposition |  |  |  | Equipment | PAAR:00-PVAR | 11/02/2019 |  | COOPER UNIVERSITY HOSPITAL |  |  | PENNSVILLE RM 6 |  | Bonnie Aichroch
|  | RITTER | RITTER 119-014 |  | EY003574 | CHERRY HILL SPECIALITY HUB |  |  | excluded | 04/28/2017 |  |  |  |  | NO | NO |  |  |  |  | RITTER 10732022 EY003574 |  |  | Active |  | 99:99:99:99:99:99 |  | Equipment | PAAR:00-PVAR | 10/31/2019 |  | COOPER AMBULATORY OFF-SITES |  |  |  | 0012045521 | APRIL DIXON | Preventative Maintenance | Closed | Kirk Lis | 08/17/2017 | 08/17/2017 | PERFORMANCE ASSURANCE AT INVENTORY | INVENTORIED DEVICE AND ENSURED DEVICE WAS FUNCTIONING PROPERLY. | FC176BF2-938D-41E2-B2B6-46A7D69BA84D | Labor | 04/28/2017 | 04/28/2017 | Kirk Lis
|  | RITTER | RITTER 152-001 |  | V640268 | PRINCETON-OB/GYN |  |  |  | 09/21/2009 |  |  |  |  | NO | NO |  |  |  |  | RITTER 10366229 V640268 |  |  | Disposition |  |  |  | Equipment | PAAR:00-PVAR | 11/02/2019 |  | COOPER AMBULATORY OFF-SITES |  |  | DISPOSITION |  | LINDA CARON
|  | RITTER | RITTER 152-001 |  | BH0038259 | BURLINGTON OB/GYN |  |  | excluded | 01/01/2011 |  |  |  |  | NO | NO |  |  |  |  | RITTER 10365990 BH0038259 |  |  | Active |  | 99:99:99:99:99:99 |  | Equipment | PAAR:00-PVAR | 10/31/2019 |  | COOPER AMBULATORY OFF-SITES |  |  | exam 3 |  | Carey Myers
|  | RITTER | RITTER 152-001 |  | TCB012022 | BURLINGTON OB/GYN |  |  | excluded | 01/01/2011 |  |  |  |  | NO | NO |  |  |  |  | RITTER 10365982 TCB012022 |  |  | Active |  | 99:99:99:99:99:99 |  | Equipment | PAAR:00-PVAR | 11/02/2019 |  | COOPER AMBULATORY OFF-SITES |  |  | EXAM 2 |  | Carey Myers
|  | RITTER | RITTER 152-001 |  | NE36843 | 127 CHURCH - SURGERY |  |  | excluded | 03/16/2006 |  |  |  |  | NO | NO |  |  |  |  | RITTER 10365956 NE36843 |  |  | Active |  | 99:99:99:99:99:99 |  | Equipment | PAAR:00-PVAR | 11/02/2019 |  | COOPER AMBULATORY OFF-SITES |  |  | exam 3 |  | Carmen Rivera
|  | RITTER | RITTER 152-001 |  | TGB010082 | 127 CHURCH - OB/GYN |  |  |  | 10/20/2010 |  |  |  |  | NO | NO |  |  |  |  | RITTER 10365898 TGB010082 |  |  | Disposition |  |  |  | Equipment | PAAR:00-PVAR | 11/02/2019 |  | COOPER AMBULATORY OFF-SITES |  |  | exam 3 | 0011610191 | Shannan Friel | Repair | Closed | Bonnie Aichroth | 05/03/2017 | 05/03/2017 | EXAM LIGHT - WANT TO RETIRE - TMX | 5/3/2017 3:35:55 PM BGAICHROTH UNIT TRASHED SIGNED BY SHANNON FRIEL MANAGER 5/3/2017 3:35:59 PM BGAICHROTH This device has been removed from an active status with the RSQ Database, and physically removed from the facility. Device retired on 5/3/2017; Authorized By: YES; Nature of Retirement: NO LONGER NEEDED; Days In Service: 699 | 8DCF7CDF-A8D6-462E-8603-A5F464659C8C | Labor | 05/03/2017 | 05/03/2017 | Bonnie Aichroth
|  | RITTER | RITTER 152-001 |  | TGB016590 | 3 COOPER-WOMENS CARE CENTER |  |  |  | 09/23/2011 |  |  |  |  | NO | NO |  |  |  |  | RITTER 10365503 TGB016590 |  |  | Disposition |  |  |  | Equipment | PAAR:00-PVAR | 11/02/2019 |  | COOPER AMBULATORY OFF-SITES |  |  | Suite 300 |  | BONNIE MANNINO
|  | RITTER | RITTER 152-001 |  | TGB010989 | BUNKER HILL-OB/GYN |  |  |  | 11/01/2019 |  |  |  |  | NO | NO |  |  |  |  | RITTER 30144683 TGB010989 |  |  | Disposition |  |  |  | Equipment | PAAR:00-PVAR | 11/01/2019 | 11/01/2019 | COOPER AMBULATORY OFF-SITES |  |  | exam 4 |  | LISA POTTS |  |  |  | 11/01/2019 | 11/01/2019 |  |  |  |  | 11/01/2019 | 11/01/2019
|  | RITTER | RITTER 204 |  | V2150908 | HADDON HEIGHTS-FAMILY MEDICINE |  |  | excluded | 10/31/2019 |  |  |  |  | NO | NO |  |  |  |  | RITTER 12200086 V2150908 |  |  | Active |  |  |  | Equipment | PAAR:00-PVAR | 10/31/2019 | 10/31/2019 | COOPER AMBULATORY OFF-SITES |  |  | ROOM 6 | WOT00000003739615 | KELLIE STOUT | Performance Verification | Completed | Kirk Lis | 10/31/2019 | 10/31/2019 | Performance Verification for RITTER 12200086 V2150908 | Initial Install of Performance Verification. Device is ready for patient use. |  |  | 10/31/2019 | 10/31/2019
|  | RITTER | RITTER 204 |  | V2150531 | HADDON HEIGHTS-FAMILY MEDICINE |  |  | excluded | 10/31/2019 |  |  |  |  | NO | NO |  |  |  |  | RITTER 11200088 V2150531 |  |  | Active |  |  |  | Equipment | PAAR:00-PVAR | 10/31/2019 | 10/31/2019 | COOPER AMBULATORY OFF-SITES |  |  | ROOM 5 | WOT00000003739901 | KELLIE STOUT | Performance Verification | Completed | Kirk Lis | 10/31/2019 | 10/31/2019 | Performance Verification for RITTER 11200088 V2150531 | Initial Install of Performance Verification. Device is ready for patient use. |  |  | 10/31/2019 | 10/31/2019
|  | RITTER | RITTER 204 |  | V2150917 | HADDON HEIGHTS-FAMILY MEDICINE |  |  | excluded | 10/31/2019 |  |  |  |  | NO | NO |  |  |  |  | RITTER 11200087 V2150917 |  |  | Active |  |  |  | Equipment | PAAR:00-PVAR | 10/31/2019 | 10/31/2019 | COOPER AMBULATORY OFF-SITES |  |  | ROOM 2 | WOT00000003739812 | KELLIE STOUT | Performance Verification | Completed | Kirk Lis | 10/31/2019 | 10/31/2019 | Performance Verification for RITTER 11200087 V2150917 | Initial Install of Performance Verification. Device is ready for patient use. |  |  | 10/31/2019 | 10/31/2019
|  | RITTER | RITTER 204 |  | V2150535 | HADDON HEIGHTS-FAMILY MEDICINE |  |  | excluded | 10/31/2019 |  |  |  |  | NO | NO |  |  |  |  | RITTER 11200085 V2150535 |  |  | Active |  |  |  | Equipment | PAAR:00-PVAR | 10/31/2019 | 10/31/2019 | COOPER AMBULATORY OFF-SITES |  |  | ROOM 3 | WOT00000003739146 | KELLIE STOUT | Performance Verification | Completed | Kirk Lis | 10/31/2019 | 10/31/2019 | Performance Verification for RITTER 11200085 V2150535 | Initial Install of Performance Verification. Device is ready for patient use. |  |  | 10/31/2019 | 10/31/2019
|  | RITTER | RITTER 204 |  | V2150539 | HADDON HEIGHTS-FAMILY MEDICINE |  |  | excluded | 10/31/2019 |  |  |  |  | NO | NO |  |  |  |  | RITTER 11200084 V2150539 |  |  | Active |  |  |  | Equipment | PAAR:00-PVAR | 10/31/2019 | 10/31/2019 | COOPER AMBULATORY OFF-SITES |  |  | ROOM 1 | WOT00000003738972 | KELLIE STOUT | Performance Verification | Completed | Kirk Lis | 10/31/2019 | 10/31/2019 | Performance Verification for RITTER 11200084 V2150539 | Initial Install of Performance Verification. Device is ready for patient use. |  |  | 10/31/2019 | 10/31/2019
|  | RITTER | RITTER 204 |  | V2150543 | HADDON HEIGHTS-FAMILY MEDICINE |  |  | excluded | 10/31/2019 |  |  |  |  | NO | NO |  |  |  |  | RITTER 11200083 V2150543 |  |  | Active |  |  |  | Equipment | PAAR:00-PVAR | 10/31/2019 | 10/31/2019 | COOPER AMBULATORY OFF-SITES |  |  | ROOM 4 | WOT00000003738613 | KELLIE STOUT | Performance Verification | Completed | Kirk Lis | 10/31/2019 | 10/31/2019 | Performance Verification for RITTER 11200083 V2150543 | Initial Install of Performance Verification. Device is ready for patient use. |  |  | 10/31/2019 | 10/31/2019
|  | RITTER | RITTER 204 |  | Not Known | WILLINGBORO HEMATOLOGY/ONCOLOGY |  |  | excluded | 01/01/1900 |  |  |  |  | NO | NO |  |  |  |  | RITTER 10367242 Not Known |  |  | Active |  | 99:99:99:99:99:99 |  | Equipment | PAAR:00-PVAR | 11/02/2019 |  | COOPER AMBULATORY OFF-SITES |  |  | EXAM RM 4 |  | ANN DENTON
|  | RITTER | RITTER 204 |  | V825217 | WILLINGBORO COOPER UNIVERSITY PHYSICIANS |  |  | excluded | 03/08/2010 |  |  |  |  | NO | NO |  |  |  |  | RITTER 10367147 V825217 |  |  | Active |  | 99:99:99:99:99:99 |  | Equipment | PAAR:00-PVAR | 11/02/2019 |  | COOPER AMBULATORY OFF-SITES |  |  | INTERNAL MEDICINE EXAM RM 11 |  | PATTY LEWIS
|  | RITTER | RITTER 204 |  | V522679 | WILLINGBORO COOPER UNIVERSITY PHYSICIANS |  |  | excluded | 03/08/2010 |  |  |  |  | NO | NO |  |  |  |  | RITTER 10367148 V522679 |  |  | Active |  | 99:99:99:99:99:99 |  | Equipment | PAAR:00-PVAR | 11/02/2019 |  | COOPER AMBULATORY OFF-SITES |  |  | INTERNAL MEDICINE EXAM RM 10 |  | PATTY LEWIS
|  | RITTER | RITTER 204 |  | Not Known | WILLINGBORO COOPER UNIVERSITY PHYSICIANS |  |  | excluded | 01/01/1900 |  |  |  |  | NO | NO |  |  |  |  | RITTER 10367150 Not Known |  |  | Active |  | 99:99:99:99:99:99 |  | Equipment | PAAR:00-PVAR | 11/02/2019 |  | COOPER AMBULATORY OFF-SITES |  |  | INTERNAL MEDICINE EXAM RM 9 |  | PATTY LEWIS
|  | RITTER | RITTER 204 |  | V654774 | WILLINGBORO COOPER UNIVERSITY PHYSICIANS |  |  | excluded | 03/01/2010 |  |  |  |  | NO | NO |  |  |  |  | RITTER 10367145 V654774 |  |  | Active |  | 99:99:99:99:99:99 |  | Equipment | PAAR:00-PVAR | 11/02/2019 |  | COOPER AMBULATORY OFF-SITES |  |  | EXAM 13 |  | PATTY LEWIS
|  | RITTER | RITTER 204 |  | V224027 | EMERGENCY ROOM |  |  | excluded | 01/20/2006 |  |  |  |  | NO | NO |  |  |  |  | RITTER 10366705 V224027 |  |  | Active |  | 99:99:99:99:99:99 |  | Equipment | PAAR:00-PVAR | 11/02/2019 |  | COOPER UNIVERSITY HOSPITAL |  |  | ER | WOT00000000535876 | KAREN GRUBER | Disposition | Closed | Richard Jolly | 02/08/2018 | 06/12/2019 | Bulk Disposition CNL
|  | RITTER | RITTER 204 |  | V1203745 | PRINCETON-OB/GYN |  |  |  | 01/01/1900 |  |  |  |  | NO | NO |  |  |  |  | RITTER 10366218 V1203745 |  |  | Disposition |  |  |  | Equipment | PAAR:00-PVAR | 11/02/2019 |  | COOPER AMBULATORY OFF-SITES |  |  | DISPOSITION |  | LINDA CARON
|  | RITTER | RITTER 204 |  | V1102485 | 1050 KINGS HIGHWAY-MEDICINE |  |  | excluded | 08/12/2011 |  |  |  |  | NO | NO |  |  |  |  | RITTER 10366048 V1102485 |  |  | Active |  | 99:99:99:99:99:99 |  | Equipment | PAAR:00-PVAR | 11/02/2019 |  | COOPER AMBULATORY OFF-SITES |  |  | EXAM 5 |  | Leah Willis
|  | RITTER | RITTER 204 |  | V1103279 | 1050 KINGS HIGHWAY-MEDICINE |  |  | excluded | 08/12/2011 |  |  |  |  | NO | NO |  |  |  |  | RITTER 10366042 V1103279 |  |  | Active |  | 99:99:99:99:99:99 |  | Equipment | PAAR:00-PVAR | 11/02/2019 |  | COOPER AMBULATORY OFF-SITES |  |  | EXAM 6 |  | Leah Willis
|  | RITTER | RITTER 204 |  | V1103284 | 1050 KINGS HIGHWAY-MEDICINE |  |  | excluded | 08/12/2011 |  |  |  |  | NO | NO |  |  |  |  | RITTER 10366035 V1103284 |  |  | Active |  | 99:99:99:99:99:99 |  | Equipment | PAAR:00-PVAR | 11/02/2019 |  | COOPER AMBULATORY OFF-SITES |  |  | EXAM 2 |  | Leah Willis
|  | RITTER | RITTER 204 |  | V226639 | 127 CHURCH - SURGERY |  |  | excluded | 03/16/2006 |  |  |  |  | NO | NO |  |  |  |  | RITTER 10365963 V226639 |  |  | Active |  | 99:99:99:99:99:99 |  | Equipment | PAAR:00-PVAR | 11/01/2019 |  | COOPER AMBULATORY OFF-SITES |  |  | EXAM 1 |  | Carmen Rivera
|  | RITTER | RITTER 204 |  | V226638 | 127 CHURCH - SURGERY |  |  | excluded | 03/16/2006 |  |  |  |  | NO | NO |  |  |  |  | RITTER 10365957 V226638 |  |  | Active |  | 99:99:99:99:99:99 |  | Equipment | PAAR:00-PVAR | 11/02/2019 |  | COOPER AMBULATORY OFF-SITES |  |  | exam 3 |  | Carmen Rivera
|  | RITTER | RITTER 204 |  | V226640 | 127 CHURCH - SURGERY |  |  | excluded | 03/16/2006 |  |  |  |  | NO | NO |  |  |  |  | RITTER 10365944 V226640 |  |  | Active |  | 99:99:99:99:99:99 |  | Equipment | PAAR:00-PVAR | 11/01/2019 |  | COOPER AMBULATORY OFF-SITES |  |  | exam 4 |  | Carmen Rivera
|  | RITTER | RITTER 204 |  | V226641 | 127 CHURCH - SURGERY |  |  | excluded | 03/16/2006 |  |  |  |  | NO | NO |  |  |  |  | RITTER 10365931 V226641 |  |  | Active |  | 99:99:99:99:99:99 |  | Equipment | PAAR:00-PVAR | 11/02/2019 |  | COOPER AMBULATORY OFF-SITES |  |  | EXAM 6 |  | Carmen Rivera
|  | RITTER | RITTER 204 |  | V1597138 | SICKLERVILLE SURGERY CENTER |  |  | excluded | 01/01/1900 |  |  |  |  | NO | NO |  |  |  |  | RITTER 10365766 V1597138 |  |  | Active |  | 99:99:99:99:99:99 |  | Equipment | PAAR:00-PVAR | 11/02/2019 |  | COOPER AMBULATORY OFF-SITES |  |  | Exam Rm 6 |  | Leslie Harrop
|  | RITTER | RITTER 204 |  | V1957146 | SICKLERVILLE SURGERY CENTER |  |  | excluded | 01/01/1900 |  |  |  |  | NO | NO |  |  |  |  | RITTER 10365763 V1957146 |  |  | Active |  | 99:99:99:99:99:99 |  | Equipment | PAAR:00-PVAR | 11/02/2019 |  | COOPER AMBULATORY OFF-SITES |  |  | EXAM RM 4 |  | Leslie Harrop
|  | RITTER | RITTER 204 |  | V1597130 | SICKLERVILLE SURGERY CENTER |  |  | excluded | 01/01/1900 |  |  |  |  | NO | NO |  |  |  |  | RITTER 10365761 V1597130 |  |  | Active |  | 99:99:99:99:99:99 |  | Equipment | PAAR:00-PVAR | 11/02/2019 |  | COOPER AMBULATORY OFF-SITES |  |  | exam 3 |  | Leslie Harrop
|  | RITTER | RITTER 204 |  | V1597144 | SICKLERVILLE SURGERY CENTER |  |  | excluded | 01/01/1900 |  |  |  |  | NO | NO |  |  |  |  | RITTER 10365756 V1597144 |  |  | Active |  | 99:99:99:99:99:99 |  | Equipment | PAAR:00-PVAR | 11/02/2019 |  | COOPER AMBULATORY OFF-SITES |  |  | EXAM RM 2 |  | Leslie Harrop
|  | RITTER | RITTER 204 |  | V1597135 | SICKLERVILLE SURGERY CENTER |  |  | excluded | 01/01/1900 |  |  |  |  | NO | NO |  |  |  |  | RITTER 10365753 V1597135 |  |  | Active |  | 99:99:99:99:99:99 |  | Equipment | PAAR:00-PVAR | 11/02/2019 |  | COOPER AMBULATORY OFF-SITES |  |  | EXAM RM 5 |  | Leslie Harrop
|  | RITTER | RITTER 204 |  | V1585889 | KROC CENTER-FAMILY MEDICINE |  |  | excluded | 01/01/1900 |  |  |  |  | NO | NO |  |  |  |  | RITTER 10365717 V1585889 |  |  | Active |  | 99:99:99:99:99:99 |  | Equipment | PAAR:00-PVAR | 11/02/2019 |  | COOPER AMBULATORY OFF-SITES |  |  | ROOM 4 |  | JESSICA NIEVES
|  | RITTER | RITTER 204 |  | V828914 | VOORHEES INTERNAL MEDICINE |  |  | excluded | 12/17/2009 |  |  |  |  | NO | NO |  |  |  |  | RITTER 10357002 V828914 |  |  | Active |  | 99:99:99:99:99:99 |  | Equipment | PAAR:00-PVAR | 11/02/2019 |  | COOPER AMBULATORY OFF-SITES |  |  | EXAM 1 |  | JENNY BETLER
|  | RITTER | RITTER 204 |  | V828899 | VOORHEES INTERNAL MEDICINE |  |  | excluded | 12/09/2009 |  |  |  |  | NO | NO |  |  |  |  | RITTER 10356998 V828899 |  |  | Active |  | 99:99:99:99:99:99 |  | Equipment | PAAR:00-PVAR | 11/02/2019 |  | COOPER AMBULATORY OFF-SITES |  |  | exam 4 |  | JENNY BETLER
|  | RITTER | RITTER 204 |  | V828793 | VOORHEES INTERNAL MEDICINE |  |  | excluded | 12/08/2009 |  |  |  |  | NO | NO |  |  |  |  | RITTER 10356993 V828793 |  |  | Active |  | 99:99:99:99:99:99 |  | Equipment | PAAR:00-PVAR | 11/02/2019 |  | COOPER AMBULATORY OFF-SITES |  |  | EXAM 2 |  | JENNY BETLER
|  | RITTER | RITTER 204 |  | V828887 | VOORHEES INTERNAL MEDICINE |  |  | excluded | 12/08/2009 |  |  |  |  | NO | NO |  |  |  |  | RITTER 10356995 V828887 |  |  | Active |  | 99:99:99:99:99:99 |  | Equipment | PAAR:00-PVAR | 11/02/2019 |  | COOPER AMBULATORY OFF-SITES |  |  | Exam 8 |  | JENNY BETLER
|  | RITTER | RITTER 204 |  | V8281117 | VOORHEES CARDIOLOGY SUITE 102 |  |  | excluded | 11/11/2009 |  |  |  |  | NO | NO |  |  |  |  | RITTER 10356968 V8281117 |  |  | Active |  | 99:99:99:99:99:99 |  | Equipment | PAAR:00-PVAR | 11/02/2019 |  | COOPER AMBULATORY OFF-SITES |  |  | exam 3 |  | MICHELE MOLINARI
|  | RITTER | RITTER 204 |  | V828091 | VOORHEES CARDIOLOGY SUITE 102 |  |  | excluded | 12/17/2009 |  |  |  |  | NO | NO |  |  |  |  | RITTER 10356964 V828091 |  |  | Active |  | 99:99:99:99:99:99 |  | Equipment | PAAR:00-PVAR | 11/02/2019 |  | COOPER AMBULATORY OFF-SITES |  |  | exam 4 |  | MICHELE MOLINARI
|  | RITTER | RITTER 204 |  | V828063 | VOORHEES CARDIOLOGY SUITE 102 |  |  | excluded | 11/11/2009 |  |  |  |  | NO | NO |  |  |  |  | RITTER 10356961 V828063 |  |  | Active |  | 99:99:99:99:99:99 |  | Equipment | PAAR:00-PVAR | 11/02/2019 |  | COOPER AMBULATORY OFF-SITES |  |  | EXAM 15 |  | MICHELE MOLINARI
|  | RITTER | RITTER 204 |  | V828835 | VOORHEES CARDIOLOGY SUITE 102 |  |  | excluded | 11/11/2009 |  |  |  |  | NO | NO |  |  |  |  | RITTER 10356957 V828835 |  |  | Active |  | 99:99:99:99:99:99 |  | Equipment | PAAR:00-PVAR | 11/01/2019 |  | COOPER AMBULATORY OFF-SITES |  |  | EXAM 2 |  | MICHELE MOLINARI
|  | RITTER | RITTER 204 |  | V828247 | VOORHEES CARDIOLOGY SUITE 102 |  |  | excluded | 11/11/2009 |  |  |  |  | NO | NO |  |  |  |  | RITTER 10356954 V828247 |  |  | Active |  | 99:99:99:99:99:99 |  | Equipment | PAAR:00-PVAR | 11/02/2019 |  | COOPER AMBULATORY OFF-SITES |  |  | EXAM 1 | WOT00000002007918 | MICHELE MOLINARI | Repair | Closed | Kirk Lis | 01/23/2019 | 05/01/2019 | BP Cuff- There was a flood in the room, Customer would like the equipment checked to make sure it is working okay | CHECKED UNIT FOR WATER DAMGE. PERFORMED ELECTRIC SAFETY ON EQUIPMENT . EQUIPMENT OK FOR PATIENT USE. INFORMED MANAGER OF UNIT'S STATUS | EXP2122801 | Labor | 01/23/2019 | 01/23/2019 | Kirk Lis
|  | RITTER | RITTER 204 |  | V828851 | VOORHEES CARDIOLOGY SUITE 102 |  |  | excluded | 11/11/2009 |  |  |  |  | NO | NO |  |  |  |  | RITTER 10356950 V828851 |  |  | Active |  | 99:99:99:99:99:99 |  | Equipment | PAAR:00-PVAR | 11/02/2019 |  | COOPER AMBULATORY OFF-SITES |  |  | Exam 7 |  | MICHELE MOLINARI
|  | RITTER | RITTER 204 |  | V828921 | VOORHEES CARDIOLOGY SUITE 102 |  |  | excluded | 11/11/2009 |  |  |  |  | NO | NO |  |  |  |  | RITTER 10356944 V828921 |  |  | Active |  | 99:99:99:99:99:99 |  | Equipment | PAAR:00-PVAR | 11/01/2019 |  | COOPER AMBULATORY OFF-SITES |  |  | EXAM 9 |  | MICHELE MOLINARI
|  | RITTER | RITTER 204 |  | V828201 | VOORHEES CARDIOLOGY SUITE 102 |  |  | excluded | 12/17/2009 |  |  |  |  | NO | NO |  |  |  |  | RITTER 10356939 V828201 |  |  | Active |  | 99:99:99:99:99:99 |  | Equipment | PAAR:00-PVAR | 11/02/2019 |  | COOPER AMBULATORY OFF-SITES |  |  | EXAM 6 |  | MICHELE MOLINARI
|  | RITTER | RITTER 204 |  | V828183 | VOORHEES CARDIOLOGY |  |  | excluded | 11/11/2009 |  |  |  |  | NO | NO |  |  |  |  | RITTER 10356937 V828183 |  |  | Active |  | 99:99:99:99:99:99 |  | Equipment | PAAR:00-PVAR | 11/01/2019 |  | COOPER AMBULATORY OFF-SITES |  |  | Ultrasoundddr |  | KATHY COMO
|  | RITTER | RITTER 204 |  | V828157 | VOORHEES CARDIOLOGY SUITE 102 |  |  | excluded | 12/17/2009 |  |  |  |  | NO | NO |  |  |  |  | RITTER 10356865 V828157 |  |  | Active |  | 99:99:99:99:99:99 |  | Equipment | PAAR:00-PVAR | 11/02/2019 |  | COOPER AMBULATORY OFF-SITES |  |  | EXAM 5 |  | MICHELE MOLINARI
|  | RITTER | RITTER 204 |  | V828869 | VOORHEES CARDIOLOGY SUITE 102 |  |  | excluded | 11/11/2009 |  |  |  |  | NO | NO |  |  |  |  | RITTER 10356861 V828869 |  |  | Active |  | 99:99:99:99:99:99 |  | Equipment | PAAR:00-PVAR | 11/01/2019 |  | COOPER AMBULATORY OFF-SITES |  |  | Exam 17 |  | MICHELE MOLINARI
|  | RITTER | RITTER 204 |  | V828310 | VOORHEES CARDIOLOGY SUITE 102 |  |  | excluded | 11/11/2009 |  |  |  |  | NO | NO |  |  |  |  | RITTER 10356860 V828310 |  |  | Active |  | 99:99:99:99:99:99 |  | Equipment | PAAR:00-PVAR | 11/02/2019 |  | COOPER AMBULATORY OFF-SITES |  |  | EXAM 14 |  | MICHELE MOLINARI
|  | RITTER | RITTER 204 |  | V828930 | VOORHEES CARDIOLOGY SUITE 102 |  |  | excluded | 11/11/2009 |  |  |  |  | NO | NO |  |  |  |  | RITTER 10356853 V828930 |  |  | Active |  | 99:99:99:99:99:99 |  | Equipment | PAAR:00-PVAR | 11/02/2019 |  | COOPER AMBULATORY OFF-SITES |  |  | Exam 8 |  | MICHELE MOLINARI
|  | RITTER | RITTER 204 |  | V828278 | VOORHEES CARDIOLOGY SUITE 102 |  |  | excluded | 11/11/2009 |  |  |  |  | NO | NO |  |  |  |  | RITTER 10356851 V828278 |  |  | Active |  | 99:99:99:99:99:99 |  | Equipment | PAAR:00-PVAR | 11/02/2019 |  | COOPER AMBULATORY OFF-SITES |  |  | EXAM 13 |  | MICHELE MOLINARI
|  | RITTER | RITTER 204 |  | V828078 | VOORHEES CARDIOLOGY |  |  | excluded | 11/11/2009 |  |  |  |  | NO | NO |  |  |  |  | RITTER 10356844 V828078 |  |  | Active |  | 99:99:99:99:99:99 |  | Equipment | PAAR:00-PVAR | 11/02/2019 |  | COOPER AMBULATORY OFF-SITES |  |  | Triage |  | KATHY COMO
|  | RITTER | RITTER 204 |  | V828286 | VOORHEES CARDIOLOGY SUITE 102 |  |  | excluded | 11/11/2009 |  |  |  |  | NO | NO |  |  |  |  | RITTER 10356843 V828286 |  |  | Active |  | 99:99:99:99:99:99 |  | Equipment | PAAR:00-PVAR | 11/02/2019 |  | COOPER AMBULATORY OFF-SITES |  |  | Exam 16 |  | MICHELE MOLINARI
|  | RITTER | RITTER 204 |  | V828228 | VOORHEES CARDIOLOGY SUITE 102 |  |  | excluded | 11/11/2009 |  |  |  |  | NO | NO |  |  |  |  | RITTER 10356838 V828228 |  |  | Active |  | 99:99:99:99:99:99 |  | Equipment | PAAR:00-PVAR | 11/02/2019 |  | COOPER AMBULATORY OFF-SITES |  |  | EXAM 12 |  | MICHELE MOLINARI
|  | RITTER | RITTER 204 |  | V1300127 | VOORHEES SURGERY CENTER-RADIATION/ONC |  |  | excluded | 10/15/2012 |  |  |  |  | NO | NO |  |  |  |  | RITTER 10356835 V1300127 |  |  | Active |  | 99:99:99:99:99:99 |  | Equipment | PAAR:00-PVAR | 11/02/2019 |  | COOPER AMBULATORY OFF-SITES |  |  | EXAM 5 |  | COLLEEN TEGELER
|  | RITTER | RITTER 204 |  | V828785 | VOORHEES CARDIOLOGY SUITE 102 |  |  | excluded | 11/11/2009 |  |  |  |  | NO | NO |  |  |  |  | RITTER 10356833 V828785 |  |  | Active |  | 99:99:99:99:99:99 |  | Equipment | PAAR:00-PVAR | 11/02/2019 |  | COOPER AMBULATORY OFF-SITES |  |  | EXAM 10 |  | MICHELE MOLINARI
|  | RITTER | RITTER 204 |  | V1300051 | VOORHEES SURGERY CENTER-RADIATION/ONC |  |  | excluded | 10/15/2012 |  |  |  |  | NO | NO |  |  |  |  | RITTER 10356827 V1300051 |  |  | Active |  | 99:99:99:99:99:99 |  | Equipment | PAAR:00-PVAR | 11/02/2019 |  | COOPER AMBULATORY OFF-SITES |  |  | exam 4 |  | COLLEEN TEGELER
|  | RITTER | RITTER 204 |  | V875617 | VOORHEES SURGERY CENTER-RADIATION/ONC |  |  | excluded | 01/01/1900 |  |  |  |  | NO | NO |  |  |  |  | RITTER 10356823 V875617 |  |  | Active |  | 99:99:99:99:99:99 |  | Equipment | PAAR:00-PVAR | 11/02/2019 |  | COOPER AMBULATORY OFF-SITES |  |  | EXAM 2 |  | COLLEEN TEGELER
|  | RITTER | RITTER 204 |  | V1300061 | VOORHEES SURGERY CENTER-RADIATION/ONC |  |  | excluded | 10/15/2012 |  |  |  |  | NO | NO |  |  |  |  | RITTER 10356825 V1300061 |  |  | Active |  | 99:99:99:99:99:99 |  | Equipment | PAAR:00-PVAR | 11/02/2019 |  | COOPER AMBULATORY OFF-SITES |  |  | exam 3 |  | COLLEEN TEGELER
|  | RITTER | RITTER 204 |  | V882951 | VOORHEES SURGERY CENTER-RADIATION/ONC |  |  | excluded | 01/01/1900 |  |  |  |  | NO | NO |  |  |  |  | RITTER 10356819 V882951 |  |  | Active |  | 99:99:99:99:99:99 |  | Equipment | PAAR:00-PVAR | 11/02/2019 |  | COOPER AMBULATORY OFF-SITES |  |  | EXAM 1 |  | COLLEEN TEGELER
|  | RITTER | RITTER 204 |  | Not Known | WILLINGBORO HEMATOLOGY/ONCOLOGY |  |  | excluded | 01/01/1900 |  |  |  |  | NO | NO |  |  |  |  | RITTER 10348008 Not Known |  |  | Active |  | 99:99:99:99:99:99 |  | Equipment | PAAR:00-PVAR | 11/02/2019 |  | COOPER AMBULATORY OFF-SITES |  |  | exam rm 1 |  | ANN DENTON
|  | RITTER | RITTER 204 |  | V21569 | 3 COOPER-HEM/ONC |  |  | excluded | 01/01/1900 |  |  |  |  | NO | NO |  |  |  |  | RITTER 10346945 V21569 |  |  | Active |  | 99:99:99:99:99:99 |  | Equipment | PAAR:00-PVAR | 11/02/2019 |  | COOPER AMBULATORY OFF-SITES |  |  | Suite 211 - Exam 4 |  | LOIS CARR
|  | RITTER | RITTER 204 |  | V1282815 | CHERRY HILL URGENT CARE |  |  | excluded | 10/16/2012 |  |  |  |  | NO | NO |  |  |  |  | RITTER 10346171 V1282815 |  |  | Active |  | 99:99:99:99:99:99 |  | Equipment | PAAR:00-PVAR | 11/01/2019 |  | COOPER AMBULATORY OFF-SITES |  |  | exam 3 |  | MELISSA PORTOBANCO
|  | RITTER | RITTER 204 |  | V1282809 | CHERRY HILL URGENT CARE |  |  | excluded | 10/16/2012 |  |  |  |  | NO | NO |  |  |  |  | RITTER 10346173 V1282809 |  |  | Active |  | 99:99:99:99:99:99 |  | Equipment | PAAR:00-PVAR | 11/02/2019 |  | COOPER AMBULATORY OFF-SITES |  |  | EXAM 2 |  | MELISSA PORTOBANCO
|  | RITTER | RITTER 204 |  | V1282840 | CHERRY HILL URGENT CARE |  |  | excluded | 10/16/2012 |  |  |  |  | NO | NO |  |  |  |  | RITTER 10346162 V1282840 |  |  | Active |  | 99:99:99:99:99:99 |  | Equipment | PAAR:00-PVAR | 11/01/2019 |  | COOPER AMBULATORY OFF-SITES |  |  | EXAM 5 |  | MELISSA PORTOBANCO
|  | RITTER | RITTER 204 |  | V1282831 | CHERRY HILL URGENT CARE |  |  | excluded | 10/16/2012 |  |  |  |  | NO | NO |  |  |  |  | RITTER 10346164 V1282831 |  |  | Active |  | 99:99:99:99:99:99 |  | Equipment | PAAR:00-PVAR | 11/02/2019 |  | COOPER AMBULATORY OFF-SITES |  |  | EXAM 6 |  | MELISSA PORTOBANCO
|  | RITTER | RITTER 204 |  | V1282801 | CHERRY HILL URGENT CARE |  |  | excluded | 10/16/2012 |  |  |  |  | NO | NO |  |  |  |  | RITTER 10346160 V1282801 |  |  | Active |  | 99:99:99:99:99:99 |  | Equipment | PAAR:00-PVAR | 11/01/2019 |  | COOPER AMBULATORY OFF-SITES |  |  | exam 4 |  | MELISSA PORTOBANCO
|  | RITTER | RITTER 204 |  | V1588437 | COOPER CARE NOW-SHOPRITE CLINIC |  |  | excluded | 11/05/2014 |  |  |  |  | NO | NO |  |  |  |  | RITTER 10346100 V1588437 |  |  | Active |  | 99:99:99:99:99:99 |  | Equipment | PAAR:00-PVAR | 11/01/2019 |  | COOPER AMBULATORY OFF-SITES |  |  | 307 W. ROUTE 70 Marlton NJ |  | DR. BRAD BENDESKY
|  | RITTER | RITTER 204 |  | V485480 | MT. LAUREL-PULMONARY |  |  | excluded | 01/28/2008 |  |  |  |  | NO | NO |  |  |  |  | RITTER 10345405 V485480 |  |  | Active |  | 99:99:99:99:99:99 |  | Equipment | PAAR:00-PVAR | 11/02/2019 |  | COOPER AMBULATORY OFF-SITES |  |  | Suite 101 - Exam 1 |  | KATHY LOFLAND
|  | RITTER | RITTER 204 |  | V480353 | MT. LAUREL-PULMONARY |  |  | excluded | 01/28/2008 |  |  |  |  | NO | NO |  |  |  |  | RITTER 10345401 V480353 |  |  | Active |  | 99:99:99:99:99:99 |  | Equipment | PAAR:00-PVAR | 11/02/2019 |  | COOPER AMBULATORY OFF-SITES |  |  | Suite 101 - Exam 3 |  | KATHY LOFLAND
|  | RITTER | RITTER 204 |  | V480347 | MT. LAUREL-PULMONARY |  |  | excluded | 01/28/2008 |  |  |  |  | NO | NO |  |  |  |  | RITTER 10345396 V480347 |  |  | Active |  | 99:99:99:99:99:99 |  | Equipment | PAAR:00-PVAR | 11/02/2019 |  | COOPER AMBULATORY OFF-SITES |  |  | Suite 101 - Exam 2 |  | KATHY LOFLAND
|  | RITTER | RITTER 204 |  | V465399 | MT. LAUREL-PULMONARY |  |  | excluded | 01/28/2008 |  |  |  |  | NO | NO |  |  |  |  | RITTER 10345393 V465399 |  |  | Active |  | 99:99:99:99:99:99 |  | Equipment | PAAR:00-PVAR | 11/02/2019 |  | COOPER AMBULATORY OFF-SITES |  |  | Suite 101 - Exam 9 |  | KATHY LOFLAND
|  | RITTER | RITTER 204 |  | V480351 | MT. LAUREL-PULMONARY |  |  | excluded | 01/28/2008 |  |  |  |  | NO | NO |  |  |  |  | RITTER 10345387 V480351 |  |  | Active |  | 99:99:99:99:99:99 |  | Equipment | PAAR:00-PVAR | 11/02/2019 |  | COOPER AMBULATORY OFF-SITES |  |  | Suite 101 - Exam 4 |  | KATHY LOFLAND
|  | RITTER | RITTER 204 |  | V480346 | MT. LAUREL-PULMONARY |  |  | excluded | 01/28/2008 |  |  |  |  | NO | NO |  |  |  |  | RITTER 10345381 V480346 |  |  | Active |  | 99:99:99:99:99:99 |  | Equipment | PAAR:00-PVAR | 11/02/2019 |  | COOPER AMBULATORY OFF-SITES |  |  | Suite 101 - Exam 5 |  | KATHY LOFLAND
|  | RITTER | RITTER 204 |  | V525814 | MT. LAUREL-PULMONARY |  |  | excluded | 01/28/2008 |  |  |  |  | NO | NO |  |  |  |  | RITTER 10345378 V525814 |  |  | Active |  | 99:99:99:99:99:99 |  | Equipment | PAAR:00-PVAR | 11/02/2019 |  | COOPER AMBULATORY OFF-SITES |  |  | Suite 101 - Exam 7 |  | KATHY LOFLAND
|  | RITTER | RITTER 204 |  | V480362 | MT. LAUREL-PULMONARY |  |  | excluded | 01/28/2008 |  |  |  |  | NO | NO |  |  |  |  | RITTER 10345374 V480362 |  |  | Active |  | 99:99:99:99:99:99 |  | Equipment | PAAR:00-PVAR | 11/02/2019 |  | COOPER AMBULATORY OFF-SITES |  |  | Suite 101 - Exam 8 |  | KATHY LOFLAND
|  | RITTER | RITTER 204 |  | V828771 | VOORHEES INTERNAL MEDICINE |  |  | excluded | 12/08/2009 |  |  |  |  | NO | NO |  |  |  |  | RITTER 10345280 V828771 |  |  | Active |  | 99:99:99:99:99:99 |  | Equipment | PAAR:00-PVAR | 11/02/2019 |  | COOPER AMBULATORY OFF-SITES |  |  | EXAM 6 |  | JENNY BETLER
|  | RITTER | RITTER 204 |  | V828813 | VOORHEES INTERNAL MEDICINE |  |  | excluded | 12/08/2009 |  |  |  |  | NO | NO |  |  |  |  | RITTER 10345277 V828813 |  |  | Active |  | 99:99:99:99:99:99 |  | Equipment | PAAR:00-PVAR | 11/02/2019 |  | COOPER AMBULATORY OFF-SITES |  |  | Exam 7 |  | JENNY BETLER
|  | RITTER | RITTER 204 |  | V828762 | VOORHEES INTERNAL MEDICINE |  |  | excluded | 12/09/2009 |  |  |  |  | NO | NO |  |  |  |  | RITTER 10345265 V828762 |  |  | Active |  | 99:99:99:99:99:99 |  | Equipment | PAAR:00-PVAR | 11/02/2019 |  | COOPER AMBULATORY OFF-SITES |  |  | exam 3 |  | JENNY BETLER
|  | RITTER | RITTER 204 |  | V828214 | VOORHEES INTERNAL MEDICINE |  |  | excluded | 12/17/2009 |  |  |  |  | NO | NO |  |  |  |  | RITTER 10345262 V828214 |  |  | Active |  | 99:99:99:99:99:99 |  | Equipment | PAAR:00-PVAR | 11/01/2019 |  | COOPER AMBULATORY OFF-SITES |  |  | EXAM 9 |  | JENNY BETLER
|  | RITTER | RITTER 204 |  | V828942 | VOORHEES INTERNAL MEDICINE |  |  | excluded | 12/09/2009 |  |  |  |  | NO | NO |  |  |  |  | RITTER 10345256 V828942 |  |  | Active |  | 99:99:99:99:99:99 |  | Equipment | PAAR:00-PVAR | 11/02/2019 |  | COOPER AMBULATORY OFF-SITES |  |  | EXAM 5 |  | JENNY BETLER
|  | RITTER | RITTER 204 |  | V828134 | VOORHEES INTERNAL MEDICINE |  |  | excluded | 12/17/2009 |  |  |  |  | NO | NO |  |  |  |  | RITTER 10345253 V828134 |  |  | Active |  | 99:99:99:99:99:99 |  | Equipment | PAAR:00-PVAR | 11/02/2019 |  | COOPER AMBULATORY OFF-SITES |  |  | EXAM 10 |  | JENNY BETLER
|  | RITTER | RITTER 204 |  | BS077977 | VOORHEES SURGERY CENTER-SURGERY DEPT |  |  | excluded | 01/01/1900 |  |  |  |  | NO | NO |  |  |  |  | RITTER 10344818 BS077977 |  |  | Active |  | 99:99:99:99:99:99 |  | Equipment | PAAR:00-PVAR | 11/02/2019 |  | COOPER AMBULATORY OFF-SITES |  |  | SUITE G ROOM 1 |  | Theresa Megali
|  | RITTER | RITTER 204 |  | V1533105 | VOORHEES SURGERY CENTER-SURGERY DEPT |  |  | excluded | 01/01/1900 |  |  |  |  | NO | NO |  |  |  |  | RITTER 10344802 V1533105 |  |  | Active |  | 99:99:99:99:99:99 |  | Equipment | PAAR:00-PVAR | 11/02/2019 |  | COOPER AMBULATORY OFF-SITES |  |  | SUITE G EXAM 4 | 0012516830 | Theresa Megali | Repair | Closed | Kirk Lis | 12/19/2017 | 12/21/2017 | TABLE - LEVER THAT RAISES AND LOWERS THE BED IS BROKEN - VOORHEES SURGERY SUITE G EXAM RM 4 | 12/21/2017 9:04:04 AM KALIS (KALIS 12/20/2017 12:00 AM) RESEATED HANDLE ASSEMBLY. RESECURED HOLDING BOLT APPLIED LOCK TIGHT. PERFORMED OVP | E68CBCA5-F350-4F3C-9319-B44139FF85FE | Labor | 12/20/2017 | 12/20/2017 | Kirk Lis
|  | RITTER | RITTER 204-001 MANUAL EXAM |  | V1444981 | RIPPA CENTER-OB/GYN |  |  | excluded | 11/02/2019 |  |  |  |  | NO | NO |  |  |  |  | RITTER 210337361 V1444981 |  |  | Active |  | 99:99:99:99:99:99 |  | Equipment | PAAR:00-PVAR | 11/02/2019 | 11/02/2019 | COOPER AMBULATORY OFF-SITES |  |  | OB GYN EXAM 4 |  | PATRICIA HUFF |  |  |  | 11/02/2019 | 11/02/2019 |  |  |  |  | 11/02/2019 | 11/02/2019
|  | RITTER | RITTER 204-001 MANUAL EXAM |  | V1444950 | RIPPA CENTER-OB/GYN |  |  | excluded | 11/02/2019 |  |  |  |  | NO | NO |  |  |  |  | RITTER 210337346 V1444950 |  |  | Active |  | 99:99:99:99:99:99 |  | Equipment | PAAR:00-PVAR | 11/02/2019 | 11/02/2019 | COOPER AMBULATORY OFF-SITES |  |  | EXAM 1 |  | PATRICIA HUFF |  |  |  | 11/02/2019 | 11/02/2019 |  |  |  |  | 11/02/2019 | 11/02/2019
|  | RITTER | RITTER 204-001 MANUAL EXAM |  | V1444965 | RIPPA CENTER-OB/GYN |  |  | excluded | 11/02/2019 |  |  |  |  | NO | NO |  |  |  |  | RITTER 210337347 V1444965 |  |  | Active |  | 99:99:99:99:99:99 |  | Equipment | PAAR:00-PVAR | 11/02/2019 | 11/02/2019 | COOPER AMBULATORY OFF-SITES |  |  | EXAM 2 |  | PATRICIA HUFF |  |  |  | 11/02/2019 | 11/02/2019 |  |  |  |  | 11/02/2019 | 11/02/2019
|  | RITTER | RITTER 204-001 MANUAL EXAM |  | V1959050 | EMERGENCY ROOM |  |  | excluded | 10/31/2019 |  |  |  |  | NO | NO |  |  |  |  | RITTER 11222094 V1959050 |  |  | Active |  | 99:99:99:99:99:99 |  | Equipment | PAAR:00-PVAR | 10/31/2019 | 10/31/2019 | COOPER UNIVERSITY HOSPITAL |  |  | Performance Verification | WOT00000001040954 | KAREN GRUBER | Performance Verification | Closed | Richard Jolly | 10/31/2019 | 10/31/2019 | Performance Verification for RITTER 11222094 V1959050 | Initial Install of Performance Verification. Device is ready for patient use. |  |  | 10/31/2019 | 10/31/2019
|  | RITTER | RITTER 204-001 MANUAL EXAM |  |  | KINGS HIGHWAY-MEDICINE |  |  |  | 09/04/2017 |  |  |  |  | NO | NO |  |  |  |  | RITTER 10732142 3607 |  |  | Disposition |  | 99:99:99:99:99:99 |  | Equipment | PAAR:00-PVAR | 10/16/2019 |  | COOPER AMBULATORY OFF-SITES |  |  |  | 0012501224 | CHRISTINE MULLER | Performance Verification | Closed | Josh Harris | 12/12/2017 | 12/12/2017 | INCOMING INVENTORY | DEVICE INVENTORIED | 5A93CAA0-6116-4280-8B27-3CA23158DDC6 | Labor | 12/12/2017 | 12/12/2017 | Josh Harris
|  | RITTER | RITTER 204-001 MANUAL EXAM |  | V1674890 | COOPER FAMILY MEDICINE AT CAMDEN COUNTY COLLEGE |  |  | excluded | 02/22/2016 |  |  |  |  | NO | NO |  |  |  |  | RITTER 10505063 V1674890 |  |  | Active |  | 99:99:99:99:99:99 |  | Equipment | PAAR:00-PVAR | 10/31/2019 |  | COOPER AMBULATORY OFF-SITES |  |  | Exam 6 |  | KATHLEEN CLIFFORD
|  | RITTER | RITTER 204-001 MANUAL EXAM |  | V1674886 | COOPER FAMILY MEDICINE AT CAMDEN COUNTY COLLEGE |  |  | excluded | 02/22/2016 |  |  |  |  | NO | NO |  |  |  |  | RITTER 10505060 V1674886 |  |  | Active |  | 99:99:99:99:99:99 |  | Equipment | PAAR:00-PVAR | 10/31/2019 |  | COOPER AMBULATORY OFF-SITES |  |  | Exam 1 |  | KATHLEEN CLIFFORD
|  | RITTER | RITTER 204-001 MANUAL EXAM |  | V1674882 | COOPER FAMILY MEDICINE AT CAMDEN COUNTY COLLEGE |  |  | excluded | 02/22/2016 |  |  |  |  | NO | NO |  |  |  |  | RITTER 10505059 V1674882 |  |  | Active |  | 99:99:99:99:99:99 |  | Equipment | PAAR:00-PVAR | 10/31/2019 |  | COOPER AMBULATORY OFF-SITES |  |  | Exam 2 |  | KATHLEEN CLIFFORD
|  | RITTER | RITTER 204-001 MANUAL EXAM |  | V169 | BUNKER HILL-OB/GYN |  |  | excluded | 03/03/2016 |  |  |  |  | NO | NO |  |  |  |  | RITTER 10480165 V169 |  |  | Active |  | 99:99:99:99:99:99 |  | Equipment | PAAR:00-PVAR | 10/31/2019 |  | COOPER AMBULATORY OFF-SITES |  |  | OB RM 9 |  | LISA POTTS
|  | RITTER | RITTER 204-001 MANUAL EXAM |  | V1646953 | HEART INSTITUTE |  |  | excluded | 08/12/2015 |  |  |  |  | NO | NO |  |  |  |  | RITTER 10368992 V1646953 |  |  | Active |  | 99:99:99:99:99:99 |  | Equipment | PAAR:00-PVAR | 10/31/2019 |  | COOPER AMBULATORY OFF-SITES |  |  | exam room 5 | 0011080814 | KATHRYN COMO | Performance Verification | Closed | Bonnie Aichroth | 01/24/2017 | 01/24/2017 | INCOMING INVENTORY | DEVICE INVENTORIED | 1E17C464-703D-4106-97DD-99F43EE4BF6B | Labor | 01/24/2017 | 01/24/2017 | Bonnie Aichroth
|  | RITTER | RITTER 204-001 MANUAL EXAM |  | V1646973 | HEART INSTITUTE |  |  | excluded | 07/10/2015 |  |  |  |  | NO | NO |  |  |  |  | RITTER 10368989 V1646973 |  |  | Active |  | 99:99:99:99:99:99 |  | Equipment | PAAR:00-PVAR | 10/31/2019 |  | COOPER AMBULATORY OFF-SITES |  |  | ROOM 4 |  | KATHRYN COMO
|  | RITTER | RITTER 204-001 MANUAL EXAM |  | V1646962 | HEART INSTITUTE |  |  | excluded | 07/10/2015 |  |  |  |  | NO | NO |  |  |  |  | RITTER 10368986 V1646962 |  |  | Active |  | 99:99:99:99:99:99 |  | Equipment | PAAR:00-PVAR | 10/31/2019 |  | COOPER AMBULATORY OFF-SITES |  |  | ROOM 3 |  | KATHRYN COMO
|  | RITTER | RITTER 204-001 MANUAL EXAM |  | V1646942 | HEART INSTITUTE |  |  | excluded | 07/10/2015 |  |  |  |  | NO | NO |  |  |  |  | RITTER 10368983 V1646942 |  |  | Active |  | 99:99:99:99:99:99 |  | Equipment | PAAR:00-PVAR | 10/31/2019 |  | COOPER AMBULATORY OFF-SITES |  |  | ROOM 2 |  | KATHRYN COMO
|  | RITTER | RITTER 204-001 MANUAL EXAM |  | V1646948 | HEART INSTITUTE |  |  | excluded | 07/10/2015 |  |  |  |  | NO | NO |  |  |  |  | RITTER 10368980 V1646948 |  |  | Active |  | 99:99:99:99:99:99 |  | Equipment | PAAR:00-PVAR | 10/31/2019 |  | COOPER AMBULATORY OFF-SITES |  |  | Room 1 |  | KATHRYN COMO
|  | RITTER | RITTER 204-001 MANUAL EXAM |  | V834895 | WILLINGBORO COOPER UNIVERSITY PHYSICIANS |  |  | excluded | 03/08/2010 |  |  |  |  | NO | NO |  |  |  |  | RITTER 10367102 V834895 |  |  | Active |  | 99:99:99:99:99:99 |  | Equipment | PAAR:00-PVAR | 11/02/2019 |  | COOPER AMBULATORY OFF-SITES |  |  | INTERNAL MEDICINE EXAM RM 18 |  | PATTY LEWIS
|  | RITTER | RITTER 204-001 MANUAL EXAM |  | V856329 | WILLINGBORO COOPER UNIVERSITY PHYSICIANS |  |  | excluded | 03/08/2010 |  |  |  |  | NO | NO |  |  |  |  | RITTER 10367098 V856329 |  |  | Active |  | 99:99:99:99:99:99 |  | Equipment | PAAR:00-PVAR | 11/02/2019 |  | COOPER AMBULATORY OFF-SITES |  |  | INTERNAL MEDICINE EXAM RM 16 |  | PATTY LEWIS
|  | RITTER | RITTER 204-001 MANUAL EXAM |  | V856300 | WILLINGBORO COOPER UNIVERSITY PHYSICIANS |  |  | excluded | 03/08/2010 |  |  |  |  | NO | NO |  |  |  |  | RITTER 10367094 V856300 |  |  | Active |  | 99:99:99:99:99:99 |  | Equipment | PAAR:00-PVAR | 11/02/2019 |  | COOPER AMBULATORY OFF-SITES |  |  | INTERNAL MEDICINE EXAM RM 14 |  | PATTY LEWIS
|  | RITTER | RITTER 204-001 MANUAL EXAM |  | V835088 | WILLINGBORO COOPER UNIVERSITY PHYSICIANS |  |  | excluded | 03/08/2010 |  |  |  |  | NO | NO |  |  |  |  | RITTER 10367096 V835088 |  |  | Active |  | 99:99:99:99:99:99 |  | Equipment | PAAR:00-PVAR | 11/02/2019 |  | COOPER AMBULATORY OFF-SITES |  |  | INTERNAL MEDICINE EXAM RM 15 |  | PATTY LEWIS
|  | RITTER | RITTER 204-001 MANUAL EXAM |  | V825234 | WILLINGBORO COOPER UNIVERSITY PHYSICIANS |  |  | excluded | 03/08/2010 |  |  |  |  | NO | NO |  |  |  |  | RITTER 10367089 V825234 |  |  | Active |  | 99:99:99:99:99:99 |  | Equipment | PAAR:00-PVAR | 11/02/2019 |  | COOPER AMBULATORY OFF-SITES |  |  | SPECIALITIES EXAM 1 |  | PATTY LEWIS
|  | RITTER | RITTER 204-001 MANUAL EXAM |  | V856266 | WILLINGBORO COOPER UNIVERSITY PHYSICIANS |  |  | excluded | 03/08/2010 |  |  |  |  | NO | NO |  |  |  |  | RITTER 10367085 V856266 |  |  | Active |  | 99:99:99:99:99:99 |  | Equipment | PAAR:00-PVAR | 11/02/2019 |  | COOPER AMBULATORY OFF-SITES |  |  | SPECIALITIES EXAM 4 |  | PATTY LEWIS
|  | RITTER | RITTER 204-001 MANUAL EXAM |  | V834727 | WILLINGBORO COOPER UNIVERSITY PHYSICIANS |  |  | excluded | 03/08/2010 |  |  |  |  | NO | NO |  |  |  |  | RITTER 10367082 V834727 |  |  | Active |  | 99:99:99:99:99:99 |  | Equipment | PAAR:00-PVAR | 11/02/2019 |  | COOPER AMBULATORY OFF-SITES |  |  | SPECIALITIES EXAM 6 |  | PATTY LEWIS
|  | RITTER | RITTER 204-001 MANUAL EXAM |  | V856307 | WILLINGBORO COOPER UNIVERSITY PHYSICIANS |  |  | excluded | 03/08/2010 |  |  |  |  | NO | NO |  |  |  |  | RITTER 10367076 V856307 |  |  | Active |  | 99:99:99:99:99:99 |  | Equipment | PAAR:00-PVAR | 11/02/2019 |  | COOPER AMBULATORY OFF-SITES |  |  | SPECIALITIES EXAM 7 |  | PATTY LEWIS
|  | RITTER | RITTER 204-001 MANUAL EXAM |  | V856311 | WILLINGBORO COOPER UNIVERSITY PHYSICIANS |  |  | excluded | 03/08/2010 |  |  |  |  | NO | NO |  |  |  |  | RITTER 10367072 V856311 |  |  | Active |  | 99:99:99:99:99:99 |  | Equipment | PAAR:00-PVAR | 11/02/2019 |  | COOPER AMBULATORY OFF-SITES |  |  | SPECIALITIES EXAM 8 |  | PATTY LEWIS
|  | RITTER | RITTER 204-001 MANUAL EXAM |  | V539924 | ANTERPARTUM-INVITRO FERT |  |  | excluded | 01/01/2001 |  |  |  |  | NO | NO |  |  |  |  | RITTER 10355021 V539924 |  |  | Active |  | 99:99:99:99:99:99 |  | Equipment | PAAR:00-PVAR | 11/02/2019 |  | COOPER UNIVERSITY HOSPITAL |  |  | D617 | WOT00000000535921 | GRACE SVEINBZORNSSON | Disposition | Closed | Gene Amodei | 02/08/2018 | 05/24/2019 | Bulk Disposition CNL
|  | RITTER | RITTER 204-001 MANUAL EXAM |  | V485481 | COOPER DIGESTIVE HEALTH-ENDOSCOPY |  |  | excluded | 01/28/2008 |  |  |  |  | NO | NO |  |  |  |  | RITTER 10345384 V485481 |  |  | Active |  | 99:99:99:99:99:99 |  | Equipment | PAAR:00-PVAR | 10/31/2019 |  | COOPER AMBULATORY OFF-SITES |  |  | EXAM ROOM 6 |  | JEANNE GREER
|  | RITTER | RITTER 204-001 MANUAL EXAM |  | V1444969 | RIPPA CENTER-OB/GYN |  |  | excluded | 02/24/2013 |  |  |  |  | NO | NO |  |  |  |  | RITTER 10315915 V1444969 |  |  | Active |  | 99:99:99:99:99:99 |  | Equipment | PAAR:00-PVAR | 11/01/2019 |  | COOPER AMBULATORY OFF-SITES |  |  | EXAM 5 |  | PATRICIA HUFF
|  | RITTER | RITTER 204-002 |  | V1418556 | RIPPA CENTER-OB/GYN |  |  | excluded | 11/02/2019 |  |  |  |  | NO | NO |  |  |  |  | RITTER 30071415 V1418556 |  |  | Active |  | 99:99:99:99:99:99 |  | Equipment | PAAR:00-PVAR | 11/02/2019 | 11/02/2019 | COOPER AMBULATORY OFF-SITES |  |  | OB GYN EXAM 8 |  | PATRICIA HUFF |  |  |  | 11/02/2019 | 11/02/2019 |  |  |  |  | 11/02/2019 | 11/02/2019
|  | RITTER | RITTER 204-002 |  | V1418560 | RIPPA CENTER-OB/GYN |  |  | excluded | 11/02/2019 |  |  |  |  | NO | NO |  |  |  |  | RITTER 30071407 V1418560 |  |  | Active |  | 99:99:99:99:99:99 |  | Equipment | PAAR:00-PVAR | 11/02/2019 | 11/02/2019 | COOPER AMBULATORY OFF-SITES |  |  | OB GYN EXAM 7 |  | PATRICIA HUFF |  |  |  | 11/02/2019 | 11/02/2019 |  |  |  |  | 11/02/2019 | 11/02/2019
|  | RITTER | RITTER 204-002 |  | V1418548 | RIPPA CENTER-OB/GYN |  |  | excluded | 11/01/2019 |  |  |  |  | NO | NO |  |  |  |  | RITTER 30071314 V1418548 |  |  | Active |  | 99:99:99:99:99:99 |  | Equipment | PAAR:00-PVAR | 11/01/2019 | 11/01/2019 | COOPER AMBULATORY OFF-SITES |  |  | OB GYN EXAM 7 |  | PATRICIA HUFF |  |  |  | 11/01/2019 | 11/01/2019 |  |  |  |  | 11/01/2019 | 11/01/2019
|  | RITTER | RITTER 204-002 |  | V1425789 | RIPPA CENTER-OB/GYN |  |  | excluded | 11/02/2019 |  |  |  |  | NO | NO |  |  |  |  | RITTER 210337357 V1425789 |  |  | Active |  | 99:99:99:99:99:99 |  | Equipment | PAAR:00-PVAR | 11/02/2019 | 11/02/2019 | COOPER AMBULATORY OFF-SITES |  |  | EXAM ROOM 10 |  | PATRICIA HUFF |  |  |  | 11/02/2019 | 11/02/2019 |  |  |  |  | 11/02/2019 | 11/02/2019
|  | RITTER | RITTER 204-002 |  | VH25788 | RIPPA CENTER-OB/GYN |  |  | excluded | 11/02/2019 |  |  |  |  | NO | NO |  |  |  |  | RITTER 210337354 VH25788 |  |  | Active |  | 99:99:99:99:99:99 |  | Equipment | PAAR:00-PVAR | 11/02/2019 | 11/02/2019 | COOPER AMBULATORY OFF-SITES |  |  | EXAM ROOM 11 |  | PATRICIA HUFF |  |  |  | 11/02/2019 | 11/02/2019 |  |  |  |  | 11/02/2019 | 11/02/2019
|  | RITTER | RITTER 204-002 |  | V148555 | RIPPA CENTER-OB/GYN |  |  | excluded | 11/02/2019 |  |  |  |  | NO | NO |  |  |  |  | RITTER 210337350 V148555 |  |  | Active |  | 99:99:99:99:99:99 |  | Equipment | PAAR:00-PVAR | 11/02/2019 | 11/02/2019 | COOPER AMBULATORY OFF-SITES |  |  | EXAM ROOM 12 |  | PATRICIA HUFF |  |  |  | 11/02/2019 | 11/02/2019 |  |  |  |  | 11/02/2019 | 11/02/2019
|  | RITTER | RITTER 204-002 |  | V1971578 | BUNKER HILL-INTERNAL MEDICINE |  |  | excluded | 10/31/2019 |  |  |  |  | NO | NO |  |  |  |  | RITTER 11221672 V1971578 |  |  | Active |  | 99:99:99:99:99:99 |  | Equipment | PAAR:00-PVAR | 10/31/2019 | 10/31/2019 | COOPER AMBULATORY OFF-SITES |  |  | Exam 1 | WOT00000001844612 | SUSAN BABCOCK | Performance Verification | Closed | Michael Youch | 10/31/2019 | 10/31/2019 | Performance Verification for RITTER 11221672 V1971578 | Initial Install of Performance Verification. Device is ready for patient use. |  |  | 10/31/2019 | 10/31/2019
|  | RITTER | RITTER 204-002 |  | V1950340 | BUNKER HILL-INTERNAL MEDICINE |  |  | excluded | 10/31/2019 |  |  |  |  | NO | NO |  |  |  |  | RITTER 11221668 V1950340 |  |  | Active |  | 99:99:99:99:99:99 |  | Equipment | PAAR:00-PVAR | 10/31/2019 | 10/31/2019 | COOPER AMBULATORY OFF-SITES |  |  | Exam 5 | WOT00000001844401 | SUSAN BABCOCK | Performance Verification | Closed | Michael Youch | 10/31/2019 | 10/31/2019 | Performance Verification for RITTER 11221668 V1950340 | Initial Install of Performance Verification. Device is ready for patient use. |  |  | 10/31/2019 | 10/31/2019
|  | RITTER | RITTER 204-002 |  | V1928098 | BUNKER HILL-INTERNAL MEDICINE |  |  | excluded | 10/31/2019 |  |  |  |  | NO | NO |  |  |  |  | RITTER 11208027 V1928098 |  |  | Active |  |  |  | Equipment | PAAR:00-PVAR | 10/31/2019 | 10/31/2019 | COOPER AMBULATORY OFF-SITES |  |  | Exam rm 8 | WOT00000002497104 | SUSAN BABCOCK | Performance Verification | Closed | Michael Youch | 10/31/2019 | 10/31/2019 | Performance Verification for RITTER 11208027 V1928098 | Initial Install of Performance Verification. Device is ready for patient use. |  |  | 10/31/2019 | 10/31/2019
|  | RITTER | RITTER 204-002 |  | NOT KNOWN | BUNKER HILL-INTERNAL MEDICINE |  |  | excluded | 10/31/2019 |  |  |  |  | NO | NO |  |  |  |  | RITTER 11208017 NOT KNOWN |  |  | Active |  | 99:99:99:99:99:99 |  | Equipment | PAAR:00-PVAR | 10/31/2019 | 10/31/2019 | COOPER AMBULATORY OFF-SITES |  |  | Exam 6 | WOT00000001844703 | SUSAN BABCOCK | Performance Verification | Closed | Michael Youch | 10/31/2019 | 10/31/2019 | Performance Verification for RITTER 11208017 NOT KNOWN | Initial Install of Performance Verification. Device is ready for patient use. |  |  | 10/31/2019 | 10/31/2019
|  | RITTER | RITTER 204-002 |  | V1865905 | COOPER PRIMARY CARE |  |  | excluded | 10/31/2019 |  |  |  |  | NO | NO |  |  |  |  | RITTER 10769675 V1865905 |  |  | Active |  | 99:99:99:99:99:99 |  | Equipment | PAAR:00-PVAR | 10/31/2019 | 10/31/2019 | COOPER AMBULATORY OFF-SITES |  |  | RUNNEMEDE | 0012056300 | CINDY PATTEN | Preventative Maintenance | Closed | Richard Jolly | 10/31/2019 | 10/31/2019 | PERFORMANCE ASSURANCE AT INVENTORY | INVENTORIED DEVICE AND ENSURED DEVICE WAS FUNCTIONING PROPERLY. | 9756D8FB-C795-4021-85C3-E1848A8F7189 | Labor | 10/31/2019 | 10/31/2019 | Richard Jolly
|  | RITTER | RITTER 204-002 |  | V1865911 | RUNNEMEDE URGENT CARE |  |  | excluded | 10/31/2019 |  |  |  |  | NO | NO |  |  |  |  | RITTER 10769667 V1865911 |  |  | Active |  | 99:99:99:99:99:99 |  | Equipment | PAAR:00-PVAR | 10/31/2019 | 10/31/2019 | COOPER AMBULATORY OFF-SITES |  |  |  | 0012056293 | MELISSA PORTOBANCO | Performance Verification | Closed | Kirk Lis | 10/31/2019 | 10/31/2019 | INCOMING INVENTORY | DEVICE INVENTORIED | 235E2B99-1F76-4794-BB4C-B274735801AE | Labor | 10/31/2019 | 10/31/2019 | Bonnie Aichroth
|  | RITTER | RITTER 204-002 |  | V1847965 | MULTI SPECIALTY CARE AT MARLTON |  |  | excluded | 06/09/2017 |  |  |  |  | NO | NO |  |  |  |  | RITTER 10732104 V1847965 |  |  | Active |  | 99:99:99:99:99:99 |  | Equipment | PAAR:00-PVAR | 10/31/2019 |  | COOPER AMBULATORY OFF-SITES |  |  |  | 0011910813 | SUSAN MAKO | Preventative Maintenance | Closed | Bonnie Aichroth | 07/19/2017 | 07/19/2017 | PERFORMANCE ASSURANCE AT INVENTORY | INVENTORIED DEVICE AND ENSURED DEVICE WAS FUNCTIONING PROPERLY. | A765E0B2-6E9D-4A9C-A7D6-6F11ACD57829 | Labor | 06/09/2017 | 06/09/2017 | Kirk Lis
|  | RITTER | RITTER 204-002 |  | V1847944 | MULTI SPECIALTY CARE AT MARLTON |  |  | excluded | 06/09/2017 |  |  |  |  | NO | NO |  |  |  |  | RITTER 10732110 V1847944 |  |  | Active |  | 99:99:99:99:99:99 |  | Equipment | PAAR:00-PVAR | 10/31/2019 |  | COOPER AMBULATORY OFF-SITES |  |  |  | 0011910803 | SUSAN MAKO | Performance Verification | Closed | Bonnie Aichroth | 07/19/2017 | 07/19/2017 | INCOMING INVENTORY | DEVICE INVENTORIED | 51400A48-CEEF-4CF2-A37F-A56115FEF0E2 | Labor | 07/19/2017 | 07/19/2017 | Bonnie Aichroth
|  | RITTER | RITTER 204-002 |  | V1861380 | MULTI SPECIALTY CARE AT MARLTON |  |  | excluded | 06/09/2017 |  |  |  |  | NO | NO |  |  |  |  | RITTER 10732109 V1861380 |  |  | Active |  | 99:99:99:99:99:99 |  | Equipment | PAAR:00-PVAR | 10/31/2019 |  | COOPER AMBULATORY OFF-SITES |  |  |  | 0011910809 | SUSAN MAKO | Performance Verification | Closed | Bonnie Aichroth | 07/19/2017 | 07/19/2017 | INCOMING INVENTORY | DEVICE INVENTORIED | BC36D2BC-64D9-4CEF-920F-BBC719ABE492 | Labor | 07/19/2017 | 07/19/2017 | Bonnie Aichroth
|  | RITTER | RITTER 204-002 |  | V1861364 | MULTI SPECIALTY CARE AT MARLTON |  |  | excluded | 06/09/2017 |  |  |  |  | NO | NO |  |  |  |  | RITTER 10732100 V1861364 |  |  | Active |  | 99:99:99:99:99:99 |  | Equipment | PAAR:00-PVAR | 10/31/2019 |  | COOPER AMBULATORY OFF-SITES |  |  |  | 0011910821 | SUSAN MAKO | Preventative Maintenance | Closed | Bonnie Aichroth | 07/19/2017 | 07/19/2017 | PERFORMANCE ASSURANCE AT INVENTORY | INVENTORIED DEVICE AND ENSURED DEVICE WAS FUNCTIONING PROPERLY. | BE121803-9D6A-46C9-8528-AB0CD7323E05 | Labor | 06/09/2017 | 06/09/2017 | Kirk Lis
|  | RITTER | RITTER 204-002 |  | V1861357 | MULTI SPECIALTY CARE AT MARLTON |  |  | excluded | 06/09/2017 |  |  |  |  | NO | NO |  |  |  |  | RITTER 10732101 V1861357 |  |  | Active |  | 99:99:99:99:99:99 |  | Equipment | PAAR:00-PVAR | 10/31/2019 |  | COOPER AMBULATORY OFF-SITES |  |  |  | 0011910818 | SUSAN MAKO | Performance Verification | Closed | Bonnie Aichroth | 07/19/2017 | 07/19/2017 | INCOMING INVENTORY | DEVICE INVENTORIED | 21CE6439-B90E-4099-A463-BC39D312DBE8 | Labor | 07/19/2017 | 07/19/2017 | Bonnie Aichroth
|  | RITTER | RITTER 204-002 |  | V1861369 | MULTI SPECIALTY CARE AT MARLTON |  |  | excluded | 06/09/2017 |  |  |  |  | NO | NO |  |  |  |  | RITTER 10732095 V1861369 |  |  | Active |  | 99:99:99:99:99:99 |  | Equipment | PAAR:00-PVAR | 10/31/2019 |  | COOPER AMBULATORY OFF-SITES |  |  |  | 0011910824 | SUSAN MAKO | Performance Verification | Closed | Bonnie Aichroth | 07/19/2017 | 07/19/2017 | INCOMING INVENTORY | DEVICE INVENTORIED | 61CF175B-0DB3-4BF0-986A-801798D65086 | Labor | 07/19/2017 | 07/19/2017 | Bonnie Aichroth
|  | RITTER | RITTER 204-002 |  | V1864932 | MULTI SPECIALTY CARE AT MARLTON |  |  | excluded | 06/09/2017 |  |  |  |  | NO | NO |  |  |  |  | RITTER 10732076 V1864932 |  |  | Active |  | 99:99:99:99:99:99 |  | Equipment | PAAR:00-PVAR | 10/31/2019 |  | COOPER AMBULATORY OFF-SITES |  |  |  | 0011910835 | SUSAN MAKO | Preventative Maintenance | Closed | Bonnie Aichroth | 07/19/2017 | 07/19/2017 | PERFORMANCE ASSURANCE AT INVENTORY | INVENTORIED DEVICE AND ENSURED DEVICE WAS FUNCTIONING PROPERLY. | 76709F92-8766-4A35-AE46-D80C05E107A2 | Labor | 06/09/2017 | 06/09/2017 | Kirk Lis
|  | RITTER | RITTER 204-002 |  | V1844973 | MULTI SPECIALTY CARE AT MARLTON |  |  | excluded | 06/09/2017 |  |  |  |  | NO | NO |  |  |  |  | RITTER 10732071 V1844973 |  |  | Active |  | 99:99:99:99:99:99 |  | Equipment | PAAR:00-PVAR | 10/31/2019 |  | COOPER AMBULATORY OFF-SITES |  |  |  | 0011910828 | SUSAN MAKO | Performance Verification | Closed | Bonnie Aichroth | 07/19/2017 | 07/19/2017 | INCOMING INVENTORY | DEVICE INVENTORIED | 2CEEC156-259A-483E-AFFF-7598024F233E | Labor | 07/19/2017 | 07/19/2017 | Bonnie Aichroth
|  | RITTER | RITTER 204-002 |  | V1802685 | CINNAMINSON URGENT CARE |  |  | excluded | 05/12/2017 |  |  |  |  | NO | NO |  |  |  |  | RITTER 10732044 V1802685 |  |  | Active |  | 99:99:99:99:99:99 |  | Equipment | PAAR:00-PVAR | 10/31/2019 |  | COOPER AMBULATORY OFF-SITES |  |  | EXAM RM. 2 | 0011656682 | MELISSA PORTOBANCO | Performance Verification | Closed | Bonnie Aichroth | 05/23/2017 | 05/23/2017 | INCOMING INVENTORY | DEVICE INVENTORIED | 3A55B7D7-F05E-4DBD-A931-053997A32382 | Labor | 05/23/2017 | 05/23/2017 | Bonnie Aichroth
|  | RITTER | RITTER 204-002 |  | V1819720 | CINNAMINSON URGENT CARE |  |  | excluded | 05/12/2017 |  |  |  |  | NO | NO |  |  |  |  | RITTER 10732045 V1819720 |  |  | Active |  | 99:99:99:99:99:99 |  | Equipment | PAAR:00-PVAR | 10/31/2019 |  | COOPER AMBULATORY OFF-SITES |  |  |  | 0011656608 | MELISSA PORTOBANCO | Preventative Maintenance | Closed | Bonnie Aichroth | 05/23/2017 | 05/23/2017 | PERFORMANCE ASSURANCE AT INVENTORY | INVENTORIED DEVICE AND ENSURED DEVICE WAS FUNCTIONING PROPERLY. | 22689A6B-EBEB-499F-825B-DD9B9D7601FE | Labor | 05/12/2017 | 05/12/2017 | Kirk Lis
|  | RITTER | RITTER 204-002 |  | V1809994 | CINNAMINSON URGENT CARE |  |  | excluded | 05/12/2017 |  |  |  |  | NO | NO |  |  |  |  | RITTER 10732037 V1809994 |  |  | Active |  | 99:99:99:99:99:99 |  | Equipment | PAAR:00-PVAR | 10/31/2019 |  | COOPER AMBULATORY OFF-SITES |  |  |  | 0011656698 | MELISSA PORTOBANCO | Performance Verification | Closed | Bonnie Aichroth | 05/23/2017 | 05/23/2017 | INCOMING INVENTORY | DEVICE INVENTORIED | 48BF7A63-4171-4017-8E44-B176E5A6BDAB | Labor | 05/23/2017 | 05/23/2017 | Bonnie Aichroth
|  | RITTER | RITTER 204-002 |  | V1819706 | CINNAMINSON URGENT CARE |  |  | excluded | 05/12/2017 |  |  |  |  | NO | NO |  |  |  |  | RITTER 10732032 V1819706 |  |  | Active |  | 99:99:99:99:99:99 |  | Equipment | PAAR:00-PVAR | 10/31/2019 |  | COOPER AMBULATORY OFF-SITES |  |  |  | 0011656692 | MELISSA PORTOBANCO | Preventative Maintenance | Closed | Bonnie Aichroth | 05/23/2017 | 05/23/2017 | PERFORMANCE ASSURANCE AT INVENTORY | INVENTORIED DEVICE AND ENSURED DEVICE WAS FUNCTIONING PROPERLY. | CA6304B9-BB24-423F-8653-2152D82FC13C | Labor | 05/12/2017 | 05/12/2017 | Richard Jolly
|  | RITTER | RITTER 204-002 |  | V1802671 | CINNAMINSON URGENT CARE |  |  | excluded | 05/12/2017 |  |  |  |  | NO | NO |  |  |  |  | RITTER 10732031 V1802671 |  |  | Active |  | 99:99:99:99:99:99 |  | Equipment | PAAR:00-PVAR | 10/31/2019 |  | COOPER AMBULATORY OFF-SITES |  |  |  | 0011656702 | MELISSA PORTOBANCO | Preventative Maintenance | Closed | Bonnie Aichroth | 05/23/2017 | 05/23/2017 | PERFORMANCE ASSURANCE AT INVENTORY | INVENTORIED DEVICE AND ENSURED DEVICE WAS FUNCTIONING PROPERLY. | FD015081-86E6-4900-9C6B-8175BEB7D932 | Labor | 05/12/2017 | 05/12/2017 | Kirk Lis
|  | RITTER | RITTER 204-002 |  | V1753317 | GLOUCESTER-MEDICINE |  |  | excluded | 08/08/2016 |  |  |  |  | NO | NO |  |  |  |  | RITTER 10505467 V1753317 |  |  | Active |  | 99:99:99:99:99:99 |  | Equipment | PAAR:00-PVAR | 10/31/2019 |  | COOPER AMBULATORY OFF-SITES |  |  | 430 S. BROADWAY-EXAM RM 1 |  | KELLIE STOUT
|  | RITTER | RITTER 204-002 |  | V1656636 | KINGS HIGHWAY - OB/GYN |  |  | excluded | 11/20/2015 |  |  |  |  | NO | NO |  |  |  |  | RITTER 10480209 V1656636 |  |  | Active |  | 99:99:99:99:99:99 |  | Equipment | PAAR:00-PVAR | 10/31/2019 |  | COOPER AMBULATORY OFF-SITES |  |  | 1st Room |  | DONNA ONEILL
|  | RITTER | RITTER 204-002 |  | V1691735 | BUNKER HILL-OB/GYN |  |  | excluded | 11/12/2015 |  |  |  |  | NO | NO |  |  |  |  | RITTER 10480130 V1691735 |  |  | Active |  | 99:99:99:99:99:99 |  | Equipment | PAAR:00-PVAR | 10/31/2019 |  | COOPER AMBULATORY OFF-SITES |  |  | OB 3 |  | LISA POTTS
|  | RITTER | RITTER 204-002 |  | V1691726 | BUNKER HILL-OB/GYN |  |  | excluded | 11/12/2015 |  |  |  |  | NO | NO |  |  |  |  | RITTER 10480126 V1691726 |  |  | Active |  | 99:99:99:99:99:99 |  | Equipment | PAAR:00-PVAR | 10/31/2019 |  | COOPER AMBULATORY OFF-SITES |  |  | OB 7 |  | LISA POTTS
|  | RITTER | RITTER 204-002 |  | V1691692 | BUNKER HILL-OB/GYN |  |  | excluded | 11/12/2015 |  |  |  |  | NO | NO |  |  |  |  | RITTER 10480123 V1691692 |  |  | Active |  | 99:99:99:99:99:99 |  | Equipment | PAAR:00-PVAR | 10/31/2019 |  | COOPER AMBULATORY OFF-SITES |  |  | OB 2 |  | LISA POTTS
|  | RITTER | RITTER 204-002 |  | V1691742 | BUNKER HILL-OB/GYN |  |  | excluded | 11/12/2015 |  |  |  |  | NO | NO |  |  |  |  | RITTER 10480121 V1691742 |  |  | Active |  | 99:99:99:99:99:99 |  | Equipment | PAAR:00-PVAR | 10/31/2019 |  | COOPER AMBULATORY OFF-SITES |  |  | OB 4 |  | LISA POTTS
|  | RITTER | RITTER 204-002 |  | V1691721 | BUNKER HILL-OB/GYN |  |  | excluded | 11/12/2015 |  |  |  |  | NO | NO |  |  |  |  | RITTER 10480119 V1691721 |  |  | Active |  | 99:99:99:99:99:99 |  | Equipment | PAAR:00-PVAR | 10/31/2019 |  | COOPER AMBULATORY OFF-SITES |  |  | OB 1 |  | LISA POTTS
|  | RITTER | RITTER 204-002 |  | V1691712 | BUNKER HILL-OB/GYN |  |  | excluded | 11/12/2015 |  |  |  |  | NO | NO |  |  |  |  | RITTER 10480115 V1691712 |  |  | Active |  | 99:99:99:99:99:99 |  | Equipment | PAAR:00-PVAR | 10/31/2019 |  | COOPER AMBULATORY OFF-SITES |  |  | OB 6 |  | LISA POTTS
|  | RITTER | RITTER 204-002 |  | V1691706 | BUNKER HILL-OB/GYN |  |  | excluded | 11/12/2015 |  |  |  |  | NO | NO |  |  |  |  | RITTER 10480117 V1691706 |  |  | Active |  | 99:99:99:99:99:99 |  | Equipment | PAAR:00-PVAR | 10/31/2019 |  | COOPER AMBULATORY OFF-SITES |  |  | OB 5 |  | LISA POTTS
|  | RITTER | RITTER 204-002 |  | Not Known | WILLINGBORO HEMATOLOGY/ONCOLOGY |  |  | excluded | 10/10/2006 |  |  |  |  | NO | NO |  |  |  |  | RITTER 10367245 Not Known |  |  | Active |  | 99:99:99:99:99:99 |  | Equipment | PAAR:00-PVAR | 11/02/2019 |  | COOPER AMBULATORY OFF-SITES |  |  | EXAM RM 3 |  | ANN DENTON
|  | RITTER | RITTER 204-002 |  | V654790 | WILLINGBORO COOPER UNIVERSITY PHYSICIANS |  |  | excluded | 03/01/2010 |  |  |  |  | NO | NO |  |  |  |  | RITTER 10367142 V654790 |  |  | Active |  | 99:99:99:99:99:99 |  | Equipment | PAAR:00-PVAR | 11/02/2019 |  | COOPER AMBULATORY OFF-SITES |  |  | INTERNAL MEDICINE EXAM RM 12 |  | PATTY LEWIS
|  | RITTER | RITTER 204-002 |  | V654742 | WILLINGBORO COOPER UNIVERSITY PHYSICIANS |  |  | excluded | 03/01/2010 |  |  |  |  | NO | NO |  |  |  |  | RITTER 10367100 V654742 |  |  | Active |  | 99:99:99:99:99:99 |  | Equipment | PAAR:00-PVAR | 11/02/2019 |  | COOPER AMBULATORY OFF-SITES |  |  | INTERNAL MEDICINE EXAM RM 17 |  | PATTY LEWIS
|  | RITTER | RITTER 204-002 |  | V522685 | WILLINGBORO COOPER UNIVERSITY PHYSICIANS |  |  | excluded | 03/01/2010 |  |  |  |  | NO | NO |  |  |  |  | RITTER 10367087 V522685 |  |  | Active |  | 99:99:99:99:99:99 |  | Equipment | PAAR:00-PVAR | 11/02/2019 |  | COOPER AMBULATORY OFF-SITES |  |  | SPECIALITIES EXAM 3 |  | PATTY LEWIS
|  | RITTER | RITTER 204-002 |  | V212571 | WILLINGBORO COOPER UNIVERSITY PHYSICIANS |  |  | excluded | 01/01/1900 |  |  |  |  | NO | NO |  |  |  |  | RITTER 10367084 V212571 |  |  | Active |  | 99:99:99:99:99:99 |  | Equipment | PAAR:00-PVAR | 11/02/2019 |  | COOPER AMBULATORY OFF-SITES |  |  | SPECIALITIES EXAM 5 |  | PATTY LEWIS
|  | RITTER | RITTER 204-002 |  | V397857 | BUNKER HILL-OB/GYN |  |  | excluded | 11/29/2011 |  |  |  |  | NO | NO |  |  |  |  | RITTER 10366986 V397857 |  |  | Active |  | 99:99:99:99:99:99 |  | Equipment | PAAR:00-PVAR | 11/02/2019 |  | COOPER AMBULATORY OFF-SITES |  |  | ROOM 5 |  | LISA POTTS
|  | RITTER | RITTER 204-002 |  | V224597 | KINGS HIGHWAY-MEDICINE |  |  | excluded | 02/01/2006 |  |  |  |  | NO | NO |  |  |  |  | RITTER 10366281 V224597 |  |  | Active |  | 99:99:99:99:99:99 |  | Equipment | PAAR:00-PVAR | 11/02/2019 |  | COOPER AMBULATORY OFF-SITES |  |  | MEDICINE - 1103 KINGS |  | CHRISTINE MULLER
|  | RITTER | RITTER 204-002 |  | V1585890 | KROC CENTER-FAMILY MEDICINE |  |  | excluded | 09/12/2014 |  |  |  |  | NO | NO |  |  |  |  | RITTER 10365725 V1585890 |  |  | Active |  | 99:99:99:99:99:99 |  | Equipment | PAAR:00-PVAR | 11/02/2019 |  | COOPER AMBULATORY OFF-SITES |  |  | ROOM 2 |  | JESSICA NIEVES
|  | RITTER | RITTER 204-002 |  | V1585885 | KROC CENTER-FAMILY MEDICINE |  |  | excluded | 09/12/2014 |  |  |  |  | NO | NO |  |  |  |  | RITTER 10365703 V1585885 |  |  | Active |  | 99:99:99:99:99:99 |  | Equipment | PAAR:00-PVAR | 11/02/2019 |  | COOPER AMBULATORY OFF-SITES |  |  | Room 1 |  | JESSICA NIEVES
|  | RITTER | RITTER 204-002 |  | V539830 | ANTERPARTUM-INVITRO FERT |  |  | excluded | 01/13/2008 |  |  |  |  | NO | NO |  |  |  |  | RITTER 10355054 V539830 |  |  | Active |  | 99:99:99:99:99:99 |  | Equipment | PAAR:00-PVAR | 11/02/2019 |  | COOPER UNIVERSITY HOSPITAL |  |  | rm612 | WOT00000000535920 | GRACE SVEINBZORNSSON | Disposition | Closed | Gene Amodei | 02/08/2018 | 05/24/2019 | Bulk Disposition CNL
|  | RITTER | RITTER 204-002 |  | V1666630 | VOORHEES SURGERY CENTER-HEM/ONC |  |  | excluded | 08/03/2015 |  |  |  |  | NO | NO |  |  |  |  | RITTER 10349367 V1666630 |  |  | Active |  | 99:99:99:99:99:99 |  | Equipment | PAAR:00-PVAR | 10/31/2019 |  | COOPER AMBULATORY OFF-SITES |  |  | SUITE M - ROOM 10 |  | MEGAN MCCAFFERTY
|  | RITTER | RITTER 204-002 |  | V1656567 | VOORHEES SURGERY CENTER-HEM/ONC |  |  | excluded | 08/03/2015 |  |  |  |  | NO | NO |  |  |  |  | RITTER 10349360 V1656567 |  |  | Active |  | 99:99:99:99:99:99 |  | Equipment | PAAR:00-PVAR | 10/31/2019 |  | COOPER AMBULATORY OFF-SITES |  |  | SUITE F - ROOM 3 |  | MEGAN MCCAFFERTY
|  | RITTER | RITTER 204-002 |  | V1656618 | VOORHEES SURGERY CENTER-HEM/ONC |  |  | excluded | 08/03/2015 |  |  |  |  | NO | NO |  |  |  |  | RITTER 10349352 V1656618 |  |  | Active |  | 99:99:99:99:99:99 |  | Equipment | PAAR:00-PVAR | 10/31/2019 |  | COOPER AMBULATORY OFF-SITES |  |  | SUITE F - ROOM 6 |  | MEGAN MCCAFFERTY
|  | RITTER | RITTER 204-002 |  | V828183 | VOORHEES INTERNAL MEDICINE |  |  | excluded | 06/10/2015 |  |  |  |  | NO | NO |  |  |  |  | RITTER 10349295 V828183 |  |  | Active |  | 99:99:99:99:99:99 |  | Equipment | PAAR:00-PVAR | 10/31/2019 |  | COOPER AMBULATORY OFF-SITES |  |  | SITE 202 |  | JENNY BETLER
|  | RITTER | RITTER 204-002 |  | V1656575 | VOORHEES INTERNAL MEDICINE |  |  | excluded | 06/10/2015 |  |  |  |  | NO | NO |  |  |  |  | RITTER 10349274 V1656575 |  |  | Active |  | 99:99:99:99:99:99 |  | Equipment | PAAR:00-PVAR | 10/31/2019 |  | COOPER AMBULATORY OFF-SITES |  |  | SITE 202 - RM 1060A |  | JENNY BETLER
|  | RITTER | RITTER 204-002 |  | V1656585 | VOORHEES INTERNAL MEDICINE |  |  | excluded | 06/10/2015 |  |  |  |  | NO | NO |  |  |  |  | RITTER 10349273 V1656585 |  |  | Active |  | 99:99:99:99:99:99 |  | Equipment | PAAR:00-PVAR | 10/31/2019 |  | COOPER AMBULATORY OFF-SITES |  |  | SITE 202 - RM 11 |  | JENNY BETLER
|  | RITTER | RITTER 204-002 |  | V1656670 | VOORHEES INTERNAL MEDICINE |  |  | excluded | 07/10/2015 |  |  |  |  | NO | NO |  |  |  |  | RITTER 10349262 V1656670 |  |  | Active |  | 99:99:99:99:99:99 |  | Equipment | PAAR:00-PVAR | 11/02/2019 |  | COOPER AMBULATORY OFF-SITES |  |  | Room 4 @ 3Cooper WCC |  | JENNY BETLER
|  | RITTER | RITTER 204-002 |  | V1656652 | VOORHEES INTERNAL MEDICINE |  |  | excluded | 07/10/2015 |  |  |  |  | NO | NO |  |  |  |  | RITTER 10349257 V1656652 |  |  | Active |  | 99:99:99:99:99:99 |  | Equipment | PAAR:00-PVAR | 11/01/2019 |  | COOPER AMBULATORY OFF-SITES |  |  | SUITE 202 BLD 2 ROOM 1062 |  | JENNY BETLER
|  | RITTER | RITTER 204-002 |  | V1679604 | VOORHEES SURGERY CENTER - GYN/ONCOLOGY |  |  | excluded | 10/31/2019 |  |  |  |  | NO | NO |  |  |  |  | RITTER 30149657 V1679604 |  |  | Active |  | 99:99:99:99:99:99 |  | Equipment | PAAR:00-PVAR | 10/31/2019 | 10/31/2019 | COOPER AMBULATORY OFF-SITES |  |  | SUITE F |  | SUE MALTMAN |  |  |  | 10/31/2019 | 10/31/2019 |  |  |  |  | 10/31/2019 | 10/31/2019
|  | RITTER | RITTER 204-002 |  | V1679601 | VOORHEES SURGERY CENTER - GYN/ONCOLOGY |  |  | excluded | 10/31/2019 |  |  |  |  | NO | NO |  |  |  |  | RITTER 30149653 V1679601 |  |  | Active |  | 99:99:99:99:99:99 |  | Equipment | PAAR:00-PVAR | 10/31/2019 | 10/31/2019 | COOPER AMBULATORY OFF-SITES |  |  | SUITE F |  | SUE MALTMAN |  |  |  | 10/31/2019 | 10/31/2019 |  |  |  |  | 10/31/2019 | 10/31/2019
|  | RITTER | RITTER 204-002 |  | V1102302 | MT. LAUREL-FAMILY MEDICINE |  |  | excluded | 08/12/2011 |  |  |  |  | NO | NO |  |  |  |  | RITTER 10345866 V1102302 |  |  | Active |  | 99:99:99:99:99:99 |  | Equipment | PAAR:00-PVAR | 11/02/2019 |  | COOPER AMBULATORY OFF-SITES |  |  | EXAM 1 |  | SUE MAKO
|  | RITTER | RITTER 204-002 |  | V190178 | VOORHEES UROGYNECOLOGY |  |  | excluded | 01/17/2006 |  |  |  |  | NO | NO |  |  |  |  | RITTER 10345839 V190178 |  |  | Active |  | 99:99:99:99:99:99 |  | Equipment | PAAR:00-PVAR | 11/02/2019 |  | COOPER AMBULATORY OFF-SITES |  |  | EXAM ROOM 3 |  | Sheronda Coppage-Belt
|  | RITTER | RITTER 204-002 |  | V190177 | VOORHEES UROGYNECOLOGY |  |  | excluded | 01/17/2006 |  |  |  |  | NO | NO |  |  |  |  | RITTER 10345838 V190177 |  |  | Active |  | 99:99:99:99:99:99 |  | Equipment | PAAR:00-PVAR | 11/02/2019 |  | COOPER AMBULATORY OFF-SITES |  |  | EXAM RM 2 |  | Sheronda Coppage-Belt
|  | RITTER | RITTER 204-002 |  | V190175 | VOORHEES UROGYNECOLOGY |  |  | excluded | 01/17/2006 |  |  |  |  | NO | NO |  |  |  |  | RITTER 10345836 V190175 |  |  | Active |  | 99:99:99:99:99:99 |  | Equipment | PAAR:00-PVAR | 11/02/2019 |  | COOPER AMBULATORY OFF-SITES |  |  | EXAM 1 |  | Sheronda Coppage-Belt
|  | RITTER | RITTER 204-002 |  | V397827 | 3 COOPER-GAMMA KNIFE |  |  | excluded | 09/06/2007 |  |  |  |  | NO | NO |  |  |  |  | RITTER 10345516 V397827 |  |  | Active |  | 99:99:99:99:99:99 |  | Equipment | PAAR:00-PVAR | 11/02/2019 |  | COOPER AMBULATORY OFF-SITES |  |  | SUITE 180 - EXAM 181 |  | ANNE BEXTON
|  | RITTER | RITTER 204-002 |  | V969850 | VOORHEES SURGERY CENTER-SURGERY DEPT |  |  | excluded | 11/05/2010 |  |  |  |  | NO | NO |  |  |  |  | RITTER 10344858 V969850 |  |  | Active |  | 99:99:99:99:99:99 |  | Equipment | PAAR:00-PVAR | 11/02/2019 |  | COOPER AMBULATORY OFF-SITES |  |  | SUITE G ROOM 5 |  | Theresa Megali
|  | RITTER | RITTER 204-002 |  | V968080 | VOORHEES SURGERY CENTER-SURGERY DEPT |  |  | excluded | 11/05/2010 |  |  |  |  | NO | NO |  |  |  |  | RITTER 10344856 V968080 |  |  | Active |  | 99:99:99:99:99:99 |  | Equipment | PAAR:00-PVAR | 11/02/2019 |  | COOPER AMBULATORY OFF-SITES |  |  | SUITE G ROOM 7 |  | Theresa Megali
|  | RITTER | RITTER 204-002 |  | V980340 | VOORHEES SURGERY CENTER-SURGERY DEPT |  |  | excluded | 11/05/2010 |  |  |  |  | NO | NO |  |  |  |  | RITTER 10344854 V980340 |  |  | Active |  | 99:99:99:99:99:99 |  | Equipment | PAAR:00-PVAR | 11/02/2019 |  | COOPER AMBULATORY OFF-SITES |  |  | SUITE G ROOM 6 |  | Theresa Megali
|  | RITTER | RITTER 204-002 |  | V969962 | VOORHEES SURGERY CENTER-SURGERY DEPT |  |  | excluded | 11/05/2010 |  |  |  |  | NO | NO |  |  |  |  | RITTER 10344852 V969962 |  |  | Active |  | 99:99:99:99:99:99 |  | Equipment | PAAR:00-PVAR | 11/02/2019 |  | COOPER AMBULATORY OFF-SITES |  |  | SUITE G ROOM 2 |  | Theresa Megali
|  | RITTER | RITTER 204-002 |  | V969879 | VOORHEES SURGERY CENTER-SURGERY DEPT |  |  | excluded | 11/05/2010 |  |  |  |  | NO | NO |  |  |  |  | RITTER 10344850 V969879 |  |  | Active |  | 99:99:99:99:99:99 |  | Equipment | PAAR:00-PVAR | 11/02/2019 |  | COOPER AMBULATORY OFF-SITES |  |  | SUITE G ROOM 9 |  | Theresa Megali
|  | RITTER | RITTER 204-002 |  | V969889 | VOORHEES SURGERY CENTER-SURGERY DEPT |  |  | excluded | 11/05/2010 |  |  |  |  | NO | NO |  |  |  |  | RITTER 10344848 V969889 |  |  | Active |  | 99:99:99:99:99:99 |  | Equipment | PAAR:00-PVAR | 11/02/2019 |  | COOPER AMBULATORY OFF-SITES |  |  | SUITE G ROOM 11 |  | Theresa Megali
|  | RITTER | RITTER 204-002 |  | V946325 | VOORHEES SURGERY CENTER-SURGERY DEPT |  |  | excluded | 11/05/2010 |  |  |  |  | NO | NO |  |  |  |  | RITTER 10344831 V946325 |  |  | Active |  | 99:99:99:99:99:99 |  | Equipment | PAAR:00-PVAR | 11/02/2019 |  | COOPER AMBULATORY OFF-SITES |  |  | SUITE G EXAM 12 |  | Theresa Megali
|  | RITTER | RITTER 204-002 |  | V946314 | VOORHEES SURGERY CENTER-SURGERY DEPT |  |  | excluded | 11/05/2010 |  |  |  |  | NO | NO |  |  |  |  | RITTER 10344829 V946314 |  |  | Active |  | 99:99:99:99:99:99 |  | Equipment | PAAR:00-PVAR | 11/02/2019 |  | COOPER AMBULATORY OFF-SITES |  |  | SUITE G EXAM 14 | WOT00000001268634 | Theresa Megali | Repair | Closed | Kirk Lis | 08/03/2018 | 11/06/2018 | Extremely shaky | ADJUSTED TABLE HEIGHT CASTERS. PERFORMED OVP | EXP1078983 | Labor | 08/06/2018 | 08/06/2018 | Kirk Lis
|  | RITTER | RITTER 204-002 |  | V291335 | VOORHEES SURGERY CENTER-HEM/ONC |  |  | excluded | 10/11/2006 |  |  |  |  | NO | NO |  |  |  |  | RITTER 10344794 V291335 |  |  | Active |  | 99:99:99:99:99:99 |  | Equipment | PAAR:00-PVAR | 11/02/2019 |  | COOPER AMBULATORY OFF-SITES |  |  | SUITE M ROOM 8 |  | MEGAN MCCAFFERTY
|  | RITTER | RITTER 204-002 |  | V291243 | VOORHEES SURGERY CENTER-HEM/ONC |  |  | excluded | 10/11/2006 |  |  |  |  | NO | NO |  |  |  |  | RITTER 10344785 V291243 |  |  | Active |  | 99:99:99:99:99:99 |  | Equipment | PAAR:00-PVAR | 11/02/2019 |  | COOPER AMBULATORY OFF-SITES |  |  | SUITE M EXAM 6 |  | MEGAN MCCAFFERTY
|  | RITTER | RITTER 204-002 |  | V1485988 | RIPPA CENTER-OB/GYN |  |  | excluded | 01/27/2014 |  |  |  |  | NO | NO |  |  |  |  | RITTER 10315928 V1485988 |  |  | Active |  | 99:99:99:99:99:99 |  | Equipment | PAAR:00-PVAR | 11/02/2019 |  | COOPER AMBULATORY OFF-SITES |  |  | CONSULT RM 5 |  | PATRICIA HUFF
|  | RITTER | RITTER 222 |  | V1658931 | BUNKER HILL-OB/GYN |  |  | excluded | 11/12/2015 |  |  |  |  | NO | NO |  |  |  |  | RITTER 10480128 V1658931 |  |  | Active |  | 99:99:99:99:99:99 |  | Equipment | PAAR:00-PVAR | 10/31/2019 |  | COOPER AMBULATORY OFF-SITES |  |  | BH OB 8 |  | LISA POTTS
|  | RITTER | RITTER 222 |  | V146550 | THOROFARE-INTERNAL MEDICINE |  |  | excluded | 12/28/2005 |  |  |  |  | NO | NO |  |  |  |  | RITTER 10366825 V146550 |  |  | Active |  | 99:99:99:99:99:99 |  | Equipment | PAAR:00-PVAR | 11/02/2019 |  | COOPER AMBULATORY OFF-SITES |  |  | EXAM 1 |  | Cheryl Peck
|  | RITTER | RITTER 222-016 |  | V1783089 | WILLINGBORO HEMATOLOGY/ONCOLOGY |  |  | excluded | 02/15/2017 |  |  |  |  | NO | NO |  |  |  |  | RITTER 10649964 V1783089 |  |  | Active |  | 99:99:99:99:99:99 |  | Equipment | PAAR:00-PVAR | 10/31/2019 |  | COOPER AMBULATORY OFF-SITES |  |  |  | 0011611922 | ANN DENTON | Preventative Maintenance | Closed | Bonnie Aichroth | 05/04/2017 | 05/04/2017 | PERFORMANCE ASSURANCE AT INVENTORY | INVENTORIED DEVICE AND ENSURED DEVICE WAS FUNCTIONING PROPERLY. | C028CC4E-AC7F-4E2F-B493-6A20885C2684 | Labor | 02/15/2017 | 02/15/2017 | Kirk Lis
|  | RITTER | RITTER 222-016 |  | V1783026 | WILLINGBORO HEMATOLOGY/ONCOLOGY |  |  | excluded | 02/15/2017 |  |  |  |  | NO | NO |  |  |  |  | RITTER 10649965 V1783026 |  |  | Active |  | 99:99:99:99:99:99 |  | Equipment | PAAR:00-PVAR | 10/31/2019 |  | COOPER AMBULATORY OFF-SITES |  |  |  | 0011611913 | ANN DENTON | Performance Verification | Closed | Bonnie Aichroth | 05/04/2017 | 05/04/2017 | INCOMING INVENTORY | DEVICE INVENTORIED | DCE88510-F4CB-4774-8DDE-2FDE35CEAC64 | Labor | 05/04/2017 | 05/04/2017 | Bonnie Aichroth
|  | RITTER | RITTER 222-016 |  | V1783048 | WILLINGBORO HEMATOLOGY/ONCOLOGY |  |  | excluded | 02/15/2017 |  |  |  |  | NO | NO |  |  |  |  | RITTER 10649963 V1783048 |  |  | Active |  | 99:99:99:99:99:99 |  | Equipment | PAAR:00-PVAR | 10/31/2019 |  | COOPER AMBULATORY OFF-SITES |  |  |  | 0011611933 | ANN DENTON | Performance Verification | Closed | Bonnie Aichroth | 05/04/2017 | 05/04/2017 | INCOMING INVENTORY | DEVICE INVENTORIED | F59CC996-83A1-449C-A15B-91C875FD8E15 | Labor | 05/04/2017 | 05/04/2017 | Bonnie Aichroth
|  | RITTER | RITTER 222-016 |  | V1783123 | WILLINGBORO HEMATOLOGY/ONCOLOGY |  |  | excluded | 02/15/2017 |  |  |  |  | NO | NO |  |  |  |  | RITTER 10649962 V1783123 |  |  | Active |  | 99:99:99:99:99:99 |  | Equipment | PAAR:00-PVAR | 10/31/2019 |  | COOPER AMBULATORY OFF-SITES |  |  |  | 0011611939 | ANN DENTON | Preventative Maintenance | Closed | Bonnie Aichroth | 05/04/2017 | 05/04/2017 | PERFORMANCE ASSURANCE AT INVENTORY | INVENTORIED DEVICE AND ENSURED DEVICE WAS FUNCTIONING PROPERLY. | 0C7955C3-75BF-4A80-80EB-18EA87DDF439 | Labor | 02/15/2017 | 02/15/2017 | Kirk Lis
|  | RITTER | RITTER 222-016 |  | V1590841 | PRINCETON-OB/GYN |  |  | excluded | 12/23/2015 |  |  |  |  | NO | NO |  |  |  |  | RITTER 10480011 V1590841 |  |  | Active |  | 99:99:99:99:99:99 |  | Equipment | PAAR:00-PVAR | 10/31/2019 |  | COOPER AMBULATORY OFF-SITES |  |  | EXAM ROOM 2 |  | LINDA CARON
|  | RITTER | RITTER 222-016 |  | V1679608 | PRINCETON-OB/GYN |  |  | excluded | 10/23/2015 |  |  |  |  | NO | NO |  |  |  |  | RITTER 10480012 V1679608 |  |  | Active |  | 99:99:99:99:99:99 |  | Equipment | PAAR:00-PVAR | 10/31/2019 |  | COOPER AMBULATORY OFF-SITES |  |  | EXAM ROOM 1 |  | LINDA CARON
|  | RITTER | RITTER 222-016 |  | V167912 | PRINCETON-OB/GYN |  |  | excluded | 12/23/2015 |  |  |  |  | NO | NO |  |  |  |  | RITTER 10480013 V167912 |  |  | Active |  | 99:99:99:99:99:99 |  | Equipment | PAAR:00-PVAR | 10/31/2019 |  | COOPER AMBULATORY OFF-SITES |  |  | EXAM ROOM 3 |  | LINDA CARON
|  | RITTER | RITTER 222-016 |  | V1385995 | COOPER CANCER CENTER-MULTIDISCIPLINARY CLINIC |  |  | excluded | 07/12/2013 |  |  |  |  | NO | NO |  |  |  |  | RITTER 10355370 V1385995 |  |  | Active |  | 99:99:99:99:99:99 |  | Equipment | PAAR:00-PVAR | 11/02/2019 |  | COOPER AMBULATORY OFF-SITES |  |  | MULTI DISC - C2041 |  | ROXANNE BERGER
|  | RITTER | RITTER 222-016 |  | V1404656 | COOPER CANCER CENTER-MULTIDISCIPLINARY CLINIC |  |  | excluded | 07/12/2013 |  |  |  |  | NO | NO |  |  |  |  | RITTER 10355333 V1404656 |  |  | Active |  | 99:99:99:99:99:99 |  | Equipment | PAAR:00-PVAR | 11/02/2019 |  | COOPER AMBULATORY OFF-SITES |  |  | Multi Disc - C2027 |  | ROXANNE BERGER
|  | RITTER | RITTER 222-016 |  | V817716 | RIPPA CENTER-OB/GYN |  |  | excluded | 04/21/2010 |  |  |  |  | NO | NO |  |  |  |  | RITTER 10315940 V817716 |  |  | Active |  | 99:99:99:99:99:99 |  | Equipment | PAAR:00-PVAR | 11/02/2019 |  | COOPER AMBULATORY OFF-SITES |  |  | 6117 MAIN OB/GYN PROC RM |  | PATRICIA HUFF
|  | RITTER | RITTER 230-002 |  | V1731313 | COOPER CANCER-- EGG HARBOR |  |  | excluded | 10/31/2019 |  |  |  |  | NO | NO |  |  |  |  | RITTER 10769734 V1731313 |  |  | Active |  | 99:99:99:99:99:99 |  | Equipment | PAAR:00-PVAR | 10/31/2019 | 10/31/2019 | COOPER AMBULATORY OFF-SITES |  |  |  | 0012025447 | VIOLET YACOVELLI | Performance Verification | Closed | Josh Harris | 10/31/2019 | 10/31/2019 | INCOMING INVENTORY | DEVICE INVENTORIED | 68F513B8-937D-41EA-8067-B9308BB9AFDB | Labor | 10/31/2019 | 10/31/2019 | Bonnie Aichroth
|  | RITTER | RITTER 230-002 |  |  | COOPER CANCER-- EGG HARBOR |  |  | excluded | 10/31/2019 |  |  |  |  | NO | NO |  |  |  |  | RITTER 10769731 |  |  | Active |  | 99:99:99:99:99:99 |  | Equipment | PAAR:00-PVAR | 10/31/2019 | 10/31/2019 | COOPER AMBULATORY OFF-SITES |  |  |  | 0012025461 | VIOLET YACOVELLI | Preventative Maintenance | Closed | Josh Harris | 10/31/2019 | 10/31/2019 | PERFORMANCE ASSURANCE AT INVENTORY | INVENTORIED DEVICE AND ENSURED DEVICE WAS FUNCTIONING PROPERLY. | 70BA1350-D475-44B5-8356-7DDAE9B6B34D | Labor | 10/31/2019 | 10/31/2019 | Josh Harris
|  | RITTER | RITTER 230-002 |  | V1742914 | COOPER CANCER-- EGG HARBOR |  |  | excluded | 10/31/2019 |  |  |  |  | NO | NO |  |  |  |  | RITTER 10769733 V1742914 |  |  | Active |  | 99:99:99:99:99:99 |  | Equipment | PAAR:00-PVAR | 10/31/2019 | 10/31/2019 | COOPER AMBULATORY OFF-SITES |  |  |  | 0012025455 | VIOLET YACOVELLI | Performance Verification | Closed | Josh Harris | 10/31/2019 | 10/31/2019 | INCOMING INVENTORY | DEVICE INVENTORIED | C15E48A0-2341-4287-8522-27D38DAAC24D | Labor | 10/31/2019 | 10/31/2019 | Bonnie Aichroth
|  | RITTER | RITTER 230-002 |  | V1679674 | VOORHEES SURGERY CENTER-HEM/ONC |  |  | excluded | 12/08/2017 |  |  |  |  | NO | NO |  |  |  |  | RITTER 10732212 V1679674 |  |  | Active |  | 99:99:99:99:99:99 |  | Equipment | PAAR:00-PVAR | 10/31/2019 |  | COOPER AMBULATORY OFF-SITES |  |  |  | 0012586437 | MEGAN MCCAFFERTY | Performance Verification | Closed | Josh Harris | 12/27/2017 | 12/27/2017 | INCOMING INVENTORY | DEVICE INVENTORIED | 444E64D7-3CAD-497F-A276-573439BED646 | Labor | 12/27/2017 | 12/27/2017 | Josh Harris
|  | RITTER | RITTER 230-002 |  | V1679043 | VOORHEES SURGERY CENTER-HEM/ONC |  |  | excluded | 12/08/2017 |  |  |  |  | NO | NO |  |  |  |  | RITTER 10732211 V1679043 |  |  | Active |  | 99:99:99:99:99:99 |  | Equipment | PAAR:00-PVAR | 10/31/2019 |  | COOPER AMBULATORY OFF-SITES |  |  |  | 0012586435 | MEGAN MCCAFFERTY | Preventative Maintenance | Closed | Josh Harris | 12/27/2017 | 12/27/2017 | PERFORMANCE ASSURANCE AT INVENTORY | INVENTORIED DEVICE AND ENSURED DEVICE WAS FUNCTIONING PROPERLY. | FBC8F795-BB85-41BA-ABDA-67DAE99D4493 | Labor | 12/08/2017 | 12/08/2017 | Kirk Lis
|  | RITTER | RITTER 230-002 |  | V806267 | WILLINGBORO COOPER UNIVERSITY PHYSICIANS |  |  | excluded | 10/05/2009 |  |  |  |  | NO | NO |  |  |  |  | RITTER 10367128 V806267 |  |  | Active |  | 99:99:99:99:99:99 |  | Equipment | PAAR:00-PVAR | 11/02/2019 |  | COOPER AMBULATORY OFF-SITES |  |  | PROCEDURE ROOM 3 |  | PATTY LEWIS
|  | RITTER | RITTER 230-002 |  | V805933 | WILLINGBORO COOPER UNIVERSITY PHYSICIANS |  |  | excluded | 03/08/2010 |  |  |  |  | NO | NO |  |  |  |  | RITTER 10367117 V805933 |  |  | Active |  | 99:99:99:99:99:99 |  | Equipment | PAAR:00-PVAR | 11/02/2019 |  | COOPER AMBULATORY OFF-SITES |  |  | INT MED PROCEDURE RM 2 |  | PATTY LEWIS
|  | RITTER | RITTER 230-002 |  | V226474 | 127 CHURCH - SURGERY |  |  | excluded | 03/16/2006 |  |  |  |  | NO | NO |  |  |  |  | RITTER 10365949 V226474 |  |  | Active |  | 99:99:99:99:99:99 |  | Equipment | PAAR:00-PVAR | 11/02/2019 |  | COOPER AMBULATORY OFF-SITES |  |  | EXAM 2 |  | Carmen Rivera
|  | RITTER | RITTER 230-002 |  | V226475 | 127 CHURCH - SURGERY |  |  | excluded | 03/16/2006 |  |  |  |  | NO | NO |  |  |  |  | RITTER 10365934 V226475 |  |  | Active |  | 99:99:99:99:99:99 |  | Equipment | PAAR:00-PVAR | 11/02/2019 |  | COOPER AMBULATORY OFF-SITES |  |  | EXAM 5 |  | Carmen Rivera
|  | RITTER | RITTER 230-002 |  | V1138011 | VOORHEES SURGERY CENTER-HEM/ONC |  |  | excluded | 01/10/2012 |  |  |  |  | NO | NO |  |  |  |  | RITTER 10356760 V1138011 |  |  | Active |  | 99:99:99:99:99:99 |  | Equipment | PAAR:00-PVAR | 11/02/2019 |  | COOPER AMBULATORY OFF-SITES |  |  | SUITE M EXAM 2 | WOT00000001203045 | MEGAN MCCAFFERTY | Repair | Closed | Kirk Lis | 07/30/2018 | 11/06/2018 | table - where the cord plugs into the table, the prong broke off and is stuck in the cord | TRACED PROBLEM TO BROKEN AC POWER INLET RESEARCHED AND ORDERED PART INSTALLED AC POWER CONNECTOR . PERFORMED OVP. INFORMED STAFF | EXP1030705 | Labor | 08/01/2018 | 08/01/2018 | Kirk Lis
|  | RITTER | RITTER 230-002 |  | V1365494 | 6017 MAIN ST-PLASTICS |  |  | excluded | 03/25/2013 |  |  |  |  | NO | NO |  |  |  |  | RITTER 10345798 V1365494 |  |  | Active |  | 99:99:99:99:99:99 |  | Equipment | PAAR:00-PVAR | 11/02/2019 |  | COOPER AMBULATORY OFF-SITES |  |  | PROCEDURE ROOM C |  | ANNE MAIER
|  | RITTER | RITTER 230-002 |  | V474650 | CYBER KNIFE |  |  | excluded | 01/01/1900 |  |  |  |  | NO | NO |  |  |  |  | RITTER 10345414 V474650 |  |  | Active |  | 99:99:99:99:99:99 |  | Equipment | PAAR:00-PVAR | 11/02/2019 |  | COOPER AMBULATORY OFF-SITES |  |  | EXAM ROOM |  | CINDY BAPTISTA
|  | RITTER | RITTER 230-002 |  |  | VOORHEES SURGERY CENTER-SURGERY DEPT |  |  | excluded | 11/05/2010 |  |  |  |  | NO | NO |  |  |  |  | RITTER 10344838 789696 |  |  | Active |  | 99:99:99:99:99:99 |  | Equipment | PAAR:00-PVAR | 11/02/2019 |  | COOPER AMBULATORY OFF-SITES |  |  | SUITE G PROC RM B |  | Theresa Megali
|  | RITTER | RITTER 230-002 |  | V918111 | VOORHEES SURGERY CENTER-SURGERY DEPT |  |  | excluded | 11/05/2010 |  |  |  |  | NO | NO |  |  |  |  | RITTER 10344827 V918111 |  |  | Active |  | 99:99:99:99:99:99 |  | Equipment | PAAR:00-PVAR | 11/02/2019 |  | COOPER AMBULATORY OFF-SITES |  |  | SUITE G PROC RM C |  | Theresa Megali
|  | RITTER | RITTER 230-002 |  | V1107435 | VOORHEES SURGERY CENTER - GYN/ONCOLOGY |  |  | excluded | 01/10/2012 |  |  |  |  | NO | NO |  |  |  |  | RITTER 10344768 V1107435 |  |  | Active |  | 99:99:99:99:99:99 |  | Equipment | PAAR:00-PVAR | 11/01/2019 |  | COOPER AMBULATORY OFF-SITES |  |  | SUITE m - ROOM 1 |  | SUE MALTMAN
|  | RITTER | RITTER 304 |  | GK001452 | MOORESTOWN-FAMILY MEDICINE |  |  | excluded | 01/01/1900 |  |  |  |  | NO | NO |  |  |  |  | RITTER 10366188 GK001452 |  |  | Active |  | 99:99:99:99:99:99 |  | Equipment | PAAR:00-PVAR | 11/02/2019 |  | COOPER AMBULATORY OFF-SITES |  |  | Exam 7 |  | LYNNE DEJOSEPH
|  | RITTER | RITTER 304 |  | GK001453 | MOORESTOWN-FAMILY MEDICINE |  |  | excluded | 01/01/1900 |  |  |  |  | NO | NO |  |  |  |  | RITTER 10366205 GK001453 |  |  | Active |  | 99:99:99:99:99:99 |  | Equipment | PAAR:00-PVAR | 11/02/2019 |  | COOPER AMBULATORY OFF-SITES |  |  | EXAM 5 | 0012659375 | LYNNE DEJOSEPH | Repair | Closed | Kirk Lis | 01/17/2018 | 01/19/2018 | EXAM TABLE - CRACKING - FAMILY MED MOORESTOWN STEPHANIE OFFICE | 1/17/2018 3:38:07 PM KALIS (KALIS 1/17/2018 12:00 AM) CONFERRED WITH MANAGER ON PROBLEM. FRONT CATCH BASIN PLASTIC FRONT IS CRACKED. CONTACTED RITTER. NO PARTS ARE AVAILABLE FOR THIS MODEL. IT IS NO LONGER SUPPORTED BY OEM. RITTER E-MAILING LETTER OF OBSOLESCENCE. 1/19/2018 3:25:07 PM KALIS (KALIS 1/19/2018 12:00 AM) DOCUMENTATION | EC854286-0906-4040-8317-3276E1E88C0F | Labor | 01/19/2018 | 01/19/2018 | Kirk Lis
|  | RITTER | RITTER 304 |  | GR001088 | MOORESTOWN-FAMILY MEDICINE |  |  | excluded | 07/13/2004 |  |  |  |  | NO | NO |  |  |  |  | RITTER 10366204 GR001088 |  |  | Active |  | 99:99:99:99:99:99 |  | Equipment | PAAR:00-PVAR | 11/02/2019 |  | COOPER AMBULATORY OFF-SITES |  |  | EXAM 2 |  | LYNNE DEJOSEPH
|  | RITTER | RITTER 304 |  | GK001451 | MOORESTOWN-FAMILY MEDICINE |  |  | excluded | 01/01/1900 |  |  |  |  | NO | NO |  |  |  |  | RITTER 10366191 GK001451 |  |  | Active |  | 99:99:99:99:99:99 |  | Equipment | PAAR:00-PVAR | 11/02/2019 |  | COOPER AMBULATORY OFF-SITES |  |  | exam 4 |  | LYNNE DEJOSEPH
|  | RITTER | RITTER 304 |  | GK001492 | MOORESTOWN-FAMILY MEDICINE |  |  | excluded | 07/13/2004 |  |  |  |  | NO | NO |  |  |  |  | RITTER 10366180 GK001492 |  |  | Active |  | 99:99:99:99:99:99 |  | Equipment | PAAR:00-PVAR | 11/02/2019 |  | COOPER AMBULATORY OFF-SITES |  |  | EXAM 1 |  | LYNNE DEJOSEPH
|  | RITTER | RITTER 308 |  | GM001741 | 1030 KINGS HIGHWAY-MEDICINE |  |  | excluded | 01/01/1900 |  |  |  |  | NO | NO |  |  |  |  | RITTER 10365912 GM001741 |  |  | Active |  | 99:99:99:99:99:99 |  | Equipment | PAAR:00-PVAR | 11/02/2019 |  | COOPER AMBULATORY OFF-SITES |  |  | LAB |  | Bonnie Aichroch
|  | RITTER | RITTER 319-005 |  | V3050 | BUNKER HILL-SURGERY |  |  | excluded | 07/01/2006 |  |  |  |  | NO | NO |  |  |  |  | RITTER 10366900 V3050 |  |  | Active |  | 99:99:99:99:99:99 |  | Equipment | PAAR:00-PVAR | 11/01/2019 |  | COOPER AMBULATORY OFF-SITES |  |  | PROCEDURE RM 1 |  | ANNE MAIER
|  | RITTER | RITTER 354 |  | Not Known | 6017 MAIN ST-PLASTICS |  |  | excluded | 01/01/1900 |  |  |  |  | NO | NO |  |  |  |  | RITTER 10396766 Not Known |  |  | Active |  | 99:99:99:99:99:99 |  | Equipment | PAAR:00-PVAR | 11/02/2019 |  | COOPER AMBULATORY OFF-SITES |  |  | ORAL SIDE PROC B |  | ANNE MAIER
|  | RITTER | RITTER 75 |  | Not Known | PENNSVILLE-MEDICINE |  |  | excluded | 01/01/1900 |  |  |  |  | NO | NO |  |  |  |  | RITTER 10345959 Not Known |  |  | Active |  | 99:99:99:99:99:99 |  | Equipment | PAAR:00-PVAR | 11/02/2019 |  | COOPER AMBULATORY OFF-SITES |  |  | Procto Room |  | Heather Rhodes
|  | RITTER | RITTER 75 |  | EM2274 | VOORHEES UROGYNECOLOGY |  |  | excluded | 01/01/1900 |  |  |  |  | NO | NO |  |  |  |  | RITTER 10345842 EM2274 |  |  | Active |  | 99:99:99:99:99:99 |  | Equipment | PAAR:00-PVAR | 11/02/2019 |  | COOPER AMBULATORY OFF-SITES |  |  | EXAM RM 4 PT ROOM |  | Sheronda Coppage-Belt
|  | RITTER | RITTER 75 |  | KK001709 | VOORHEES SURGERY CENTER-SURGERY DEPT |  |  | excluded | 01/01/1900 |  |  |  |  | NO | NO |  |  |  |  | RITTER 10344815 KK001709 |  |  | Active |  | 99:99:99:99:99:99 |  | Equipment | PAAR:00-PVAR | 11/02/2019 |  | COOPER AMBULATORY OFF-SITES |  |  | SUITE G PROC RM A |  | Theresa Megali
|  | RITTER | RITTER EXAM LIGHT |  | NE31457 | THOROFARE-INTERNAL MEDICINE |  |  | excluded | 12/28/2005 |  |  |  |  | NO | NO |  |  |  |  | RITTER 10366826 NE31457 |  |  | Active |  | 99:99:99:99:99:99 |  | Equipment | PAAR:00-PVAR | 11/02/2019 |  | COOPER AMBULATORY OFF-SITES |  |  | EXAM 1 |  | Cheryl Peck
|  | RITTER | RITTER EXAM TABLE |  | BS077988 | 3 COOPER - MEDICINE DEPARTMENT |  |  |  | 01/01/1900 |  |  |  |  | NO | NO |  |  |  |  | RITTER 03962 BS077988 |  |  | Disposition |  |  |  | Equipment | PAAR:00-PVAR | 10/16/2019 |  | COOPER AMBULATORY OFF-SITES |  |  | EXAM ROOM 10 |  | NANCY LOUIS
|  | RITTER | RITTER M11 |  | NOT KNOWN | VOORHEES UROGYNECOLOGY |  |  |  | 01/01/1900 |  |  |  |  | NO | NO |  |  |  |  | RITTER 10345833 NOT KNOWN |  |  | Active |  | 99:99:99:99:99:99 |  | High Risk | 1Y:00-MFG | 04/16/2019 | 04/01/2020 | COOPER AMBULATORY OFF-SITES |  |  | SUPPLY ROOM |  | Sheronda Coppage-Belt
|  | RITTER | RITTER M11-001 |  | ES004065 | BUNKER HILL-OB/GYN |  |  |  | 12/11/2000 |  |  |  |  | NO | NO |  |  |  |  | RITTER 10366994 ES004065 |  |  | Disposition |  |  |  | High Risk | 6M:00-MFG | 11/02/2016 |  | COOPER AMBULATORY OFF-SITES |  |  | CLEAN UTILITY OB |  | LISA POTTS
|  | RITTER | RITTER M11-001 |  | ES004066 | BUNKER HILL-ORAL SURGERY |  |  |  | 12/22/2000 |  |  |  |  | NO | NO |  |  |  |  | RITTER 10366593 ES004066 |  |  | Disposition |  |  |  | High Risk | 6M:00-MFG | 09/22/2015 | 03/01/2020 | COOPER AMBULATORY OFF-SITES |  |  | BH2 |  | BARBARA DIPINTO
|  | RITTER | RITTER M9 |  | 0M024630 | BURLINGTON OB/GYN |  |  |  | 12/28/2005 |  |  |  |  | NO | NO |  |  |  |  | RITTER 10365989 0M024630 |  |  | Disposition |  |  |  | High Risk | 6M:00-MFG | 02/26/2016 | 02/01/2020 | COOPER AMBULATORY OFF-SITES |  |  | LAB |  | Carey Myers
|  | RITTER | RITTER M9 |  | 0M020733 | 127 CHURCH - SURGERY |  |  |  | 01/01/1900 |  |  |  |  | NO | NO |  |  |  |  | RITTER 10365925 0M020733 |  |  | Disposition |  |  |  | High Risk | 6M:00-MFG | 06/08/2016 | 12/01/2019 | COOPER AMBULATORY OFF-SITES |  |  | Clean room |  | Carmen Rivera
|  | RITTER | RITTER TREATMENT TABLE |  |  | 6017 MAIN ST-BARIATRIC |  |  | excluded | 11/05/2010 |  |  |  |  | NO | NO |  |  |  |  | RITTER 10345285 102903284 |  |  | Active |  | 99:99:99:99:99:99 |  | Equipment | PAAR:00-PVAR | 11/02/2019 |  | COOPER AMBULATORY OFF-SITES |  |  | exam 4 |  | CHRISTINE CASTAGNA
|  | RITTER | RITTER TREATMENT TABLE |  |  | 6017 MAIN ST-BARIATRIC |  |  | excluded | 11/05/2010 |  |  |  |  | NO | NO |  |  |  |  | RITTER 10345283 102803268 |  |  | Active |  | 99:99:99:99:99:99 |  | Equipment | PAAR:00-PVAR | 11/01/2019 |  | COOPER AMBULATORY OFF-SITES |  |  | EXAM 5 | 0011517194 | CHRISTINE CASTAGNA | Repair | Closed | Kirk Lis | 04/27/2017 | 05/09/2017 | EXAM TABLE - MOVING WITHOUT BUTTON BEING PRESSED - BARI OFFICE, 6017 MAIN, VORHEES, EXAM ROOM 5 | 4/28/2017 10:14:54 AM KALIS (KALIS 4/28/2017 12:00 AM) TROUBLESHOT CHAIR. TRACED ISSUE TO BAD HAND PENDANT. ORDED PENDANT. SUGGESTED TO MA CHRISTINE NOT TO USE CHAIR UNTIL PENDANT IS REPLACED 5/9/2017 4:23:41 PM KALIS (KALIS 5/9/2017 12:00 AM) TRAVEL TIME (KALIS 5/9/2017 12:00 AM) EQUIPMENT NOT AVAILABLE 5/9/2017 4:27:24 PM KALIS (KALIS 5/9/2017 12:00 AM) REPLACED HAND PENDANT. TESTED UNIT | 937017FE-8688-4948-BD9C-43B746A2FD57 | Parts | 01/01/1900 | 01/01/1900 | Kirk Lis
|  | ROCHE DIAGNOSTICS | ROCHE DIAGNOSTICS COAGUCHEK S |  | UF0172505 | VOORHEES CARDIOLOGY |  |  |  | 02/22/2017 |  |  |  |  | NO | NO |  |  |  |  | ROCHE DIAGNOSTICS 11025 UF0172505 |  |  | Disposition |  |  |  | Equipment | 1Y:00-MFG | 02/22/2017 | 02/22/2017 | COOPER AMBULATORY OFF-SITES |  |  | SUITE 11 |  | KATHY COMO |  |  |  | 02/22/2017 | 02/22/2017 |  |  |  |  | 02/22/2017 | 02/22/2017
|  | ROCHE DIAGNOSTICS | ROCHE DIAGNOSTICS COAGUCHEK XS |  | UQ0072674 | VOORHEES CARDIOLOGY |  |  |  | 10/31/2019 |  |  |  |  | NO | NO |  |  |  |  | ROCHE DIAGNOSTICS 30142113 UQ0072674 |  |  | Active |  | 99:99:99:99:99:99 |  | Equipment | PAAR:00-PVAR | 10/31/2019 | 10/31/2019 | COOPER AMBULATORY OFF-SITES |  |  |  | 0011983385 | KATHY COMO | Performance Verification | Closed | Bonnie Aichroth | 10/31/2019 | 10/31/2019 | INCOMING INVENTORY | DEVICE INVENTORIED | 120D1770-6184-447E-85B0-7E2DEED6F3F3 | Labor | 10/31/2019 | 10/31/2019 | Bonnie Aichroth
|  | ROCHE DIAGNOSTICS | ROCHE DIAGNOSTICS COBAS 6000 |  | 0884-11 | LAB HEMATOLOGY |  |  |  | 10/07/2008 |  |  |  |  | NO | NO |  |  |  |  | ROCHE DIAGNOSTICS 10367702 0884-11 |  |  | Disposition |  |  |  | Equipment | 1Y:00-VEN | 01/01/1900 | 12/01/2019 | COOPER UNIVERSITY HOSPITAL |  |  | HEMATOLOGY |  | DALE MORRONE
|  | ROCHE DIAGNOSTICS | ROCHE DIAGNOSTICS COBAS 6000 |  | 0884-111 | LAB HEMATOLOGY |  |  |  | 01/01/1900 |  |  |  |  | NO | NO |  |  |  |  | ROCHE DIAGNOSTICS 10367696 0884-111 |  |  | Disposition |  |  |  | Equipment | 1Y:00-VEN | 01/01/1900 | 12/01/2019 | COOPER UNIVERSITY HOSPITAL |  |  | HEMATOLOGY |  | DALE MORRONE
|  | ROCHE DIAGNOSTICS | ROCHE DIAGNOSTICS COBAS C501 |  |  | LAB HEMATOLOGY |  |  | gone per gene | 06/05/2014 |  |  |  |  | NO | NO |  |  |  |  | ROCHE DIAGNOSTICS 10367704 081427 |  |  | Active |  | 99:99:99:99:99:99 |  | Equipment | 1Y:00-MFG | 01/18/2019 | 01/01/2020 | COOPER UNIVERSITY HOSPITAL |  |  | HEMATOLOGY |  | DALE MORRONE
|  | ROCHE DIAGNOSTICS | ROCHE DIAGNOSTICS COBAS C501 |  | 0805-26 | LAB HEMATOLOGY |  |  | gone per gene | 06/05/2014 |  |  |  |  | NO | NO |  |  |  |  | ROCHE DIAGNOSTICS 10367697 0805-26 |  |  | Active |  | 99:99:99:99:99:99 |  | Equipment | 1Y:00-MFG | 01/18/2019 | 01/01/2020 | COOPER UNIVERSITY HOSPITAL |  |  | HEMATOLOGY |  | DALE MORRONE
|  | ROCHE DIAGNOSTICS | ROCHE DIAGNOSTICS COBAS C501 |  | 0814-10 | LAB HEMATOLOGY |  |  | gone per gene | 06/05/2014 |  |  |  |  | NO | NO |  |  |  |  | ROCHE DIAGNOSTICS 10367698 0814-10 |  |  | Active |  | 99:99:99:99:99:99 |  | Equipment | 1Y:00-MFG | 01/18/2019 | 01/01/2020 | COOPER UNIVERSITY HOSPITAL |  |  | CHEMISTRY |  | DALE MORRONE
|  | ROCHE DIAGNOSTICS | ROCHE DIAGNOSTICS COBAS E601 |  |  | LAB HEMATOLOGY |  |  | gone per gene | 06/05/2015 |  |  |  |  | NO | NO |  |  |  |  | ROCHE DIAGNOSTICS 10367699 205408 |  |  | Active |  | 99:99:99:99:99:99 |  | Equipment | 1Y:00-MFG | 01/18/2019 | 01/01/2020 | COOPER UNIVERSITY HOSPITAL |  |  | HEMATOLOGY |  | DALE MORRONE
|  | ROCHE DIAGNOSTICS | ROCHE DIAGNOSTICS COBAS INTEGRA 800 |  |  | LAB HEMATOLOGY |  |  |  | 01/24/2006 |  |  |  |  | NO | NO |  |  |  |  | ROCHE DIAGNOSTICS 10367701 395684 |  |  | Disposition |  | 00:00:00:00:00:00 |  | Equipment | 1Y:00-MFG | 03/27/2019 | 03/01/2020 | COOPER UNIVERSITY HOSPITAL |  |  | HEMATOLOGY |  | DALE MORRONE
|  | S & M INSTRUMENTS | S & M INSTRUMENTS DC-2011E |  |  | 3 COOPER - SURGERY DEPARTMENT |  |  |  | 12/03/2008 |  |  |  |  | NO | NO |  |  |  |  | S & M INSTRUMENTS 10347668 6008124 |  |  | Disposition |  |  |  | Equipment | 1Y:00-MFG | 11/14/2016 |  | COOPER AMBULATORY OFF-SITES |  |  | 5TH FLOOR PAVILLION |  | ANNE MAIER
|  | S & S X-RAY PRODUCTS | S & S X-RAY PRODUCTS 188 |  | C013230 | 3 COOPER-RADIOLOGY |  |  | excluded | 01/01/1900 |  |  |  |  | NO | NO |  |  |  |  | S & S X-RAY PRODUCTS 10345990 C013230 |  |  | Active |  | 99:99:99:99:99:99 |  | Equipment | PAAR:00-PVAR | 11/02/2019 |  | COOPER AMBULATORY OFF-SITES |  |  | SUITE 100 - ROOM 148 |  | JUDY ADIRZONE
|  | S & S X-RAY PRODUCTS | S & S X-RAY PRODUCTS 470 |  | 470-0045 | 3 COOPER-CARDIAC DIAGNOSTIC CENTER |  |  | excluded | 01/01/1900 |  |  |  |  | NO | NO |  |  |  |  | S & S X-RAY PRODUCTS 10346869 470-0045 |  |  | Active |  | 99:99:99:99:99:99 |  | Equipment | PAAR:00-PVAR | 11/02/2019 |  | COOPER AMBULATORY OFF-SITES |  |  | SUITE 318 - E CAM ROOM |  | CARLA TRUELL
|  | S & S X-RAY PRODUCTS | S & S X-RAY PRODUCTS 47002 |  | B090715 | BUNKER HILL-INTERNAL MEDICINE |  |  | excluded | 01/01/1900 |  |  |  |  | NO | NO |  |  |  |  | S & S X-RAY PRODUCTS 10366763 B090715 |  |  | Active |  | 99:99:99:99:99:99 |  | Equipment | PAAR:00-PVAR | 11/02/2019 |  | COOPER AMBULATORY OFF-SITES |  |  | DOCTORS OFFICE NXT EXAM5 |  | SUSAN BABCOCK
|  | S & S X-RAY PRODUCTS | S & S X-RAY PRODUCTS 470D2 |  | A034264 | 3 COOPER - SURGERY DEPARTMENT |  |  |  | 01/01/1900 |  |  |  |  | NO | NO |  |  |  |  | S & S X-RAY PRODUCTS 10346842 A034264 |  |  | Disposition |  |  |  | Equipment | PAAR:00-PVAR | 11/02/2019 |  | COOPER AMBULATORY OFF-SITES |  |  | Room 1 |  | ANNE MAIER
|  | S & S X-RAY PRODUCTS | S & S X-RAY PRODUCTS 470D2 |  | A034265 | 401 KINGS HIGHWAY - ORTHOPEDICS |  |  | excluded | 01/01/1900 |  |  |  |  | NO | NO |  |  |  |  | S & S X-RAY PRODUCTS 10346104 A034265 |  |  | Active |  | 99:99:99:99:99:99 |  | Equipment | PAAR:00-PVAR | 11/02/2019 |  | COOPER AMBULATORY OFF-SITES |  |  | NURSES STATION |  | HELEN BOYLE
|  | S & S X-RAY PRODUCTS | S & S X-RAY PRODUCTS 470D2 |  | B090719 | VOORHEES SURGERY CENTER-SURGERY DEPT |  |  |  | 01/01/1900 |  |  |  |  | NO | NO |  |  |  |  | S & S X-RAY PRODUCTS 03530 B090719 |  |  | Disposition |  |  |  | Equipment | PAAR:00-PVAR | 10/16/2019 |  | COOPER AMBULATORY OFF-SITES |  |  |  |  | Theresa Megali
|  | S & S X-RAY PRODUCTS | S & S X-RAY PRODUCTS VIEWBOX |  | Not Known | BUNKER HILL-ORAL SURGERY |  |  | excluded | 01/01/1900 |  |  |  |  | NO | NO |  |  |  |  | S & S X-RAY PRODUCTS 10366954 Not Known |  |  | Active |  | 99:99:99:99:99:99 |  | Equipment | PAAR:00-PVAR | 11/02/2019 |  | COOPER AMBULATORY OFF-SITES |  |  | exam 4 |  | BARBARA DIPINTO
|  | S & S X-RAY PRODUCTS | S & S X-RAY PRODUCTS VIEWBOX |  |  | BUNKER HILL-ORAL SURGERY |  |  | excluded | 01/01/1900 |  |  |  |  | NO | NO |  |  |  |  | S & S X-RAY PRODUCTS 10366959 98401414 |  |  | Active |  | 99:99:99:99:99:99 |  | Equipment | PAAR:00-PVAR | 11/01/2019 |  | COOPER AMBULATORY OFF-SITES |  |  | EXAM 1 |  | BARBARA DIPINTO
|  | S & S X-RAY PRODUCTS | S & S X-RAY PRODUCTS VIEWBOX |  | Not Known | BUNKER HILL-ORAL SURGERY |  |  | excluded | 01/01/1900 |  |  |  |  | NO | NO |  |  |  |  | S & S X-RAY PRODUCTS 10366934 Not Known |  |  | Active |  | 99:99:99:99:99:99 |  | Equipment | PAAR:00-PVAR | 11/01/2019 |  | COOPER AMBULATORY OFF-SITES |  |  | exam 3 |  | BARBARA DIPINTO
|  | S & S X-RAY PRODUCTS | S & S X-RAY PRODUCTS VIEWBOX |  | Not Known | BUNKER HILL-SURGERY |  |  | excluded | 01/01/1900 |  |  |  |  | NO | NO |  |  |  |  | S & S X-RAY PRODUCTS 10366897 Not Known |  |  | Active |  | 99:99:99:99:99:99 |  | Equipment | PAAR:00-PVAR | 11/02/2019 |  | COOPER AMBULATORY OFF-SITES |  |  | STAFF OFFICE |  | ANNE MAIER
|  | S & S X-RAY PRODUCTS | S & S X-RAY PRODUCTS VIEWBOX |  | Not Known | BUNKER HILL-SURGERY |  |  | excluded | 01/01/1900 |  |  |  |  | NO | NO |  |  |  |  | S & S X-RAY PRODUCTS 10366898 Not Known |  |  | Active |  | 99:99:99:99:99:99 |  | Equipment | PAAR:00-PVAR | 11/02/2019 |  | COOPER AMBULATORY OFF-SITES |  |  | PROCEDURE ROOM |  | ANNE MAIER
|  | S & S MEDCART | S & S MEDCART MED CART |  | A008859 | PEDIATRIC INTENSIVE CARE UNIT |  |  |  | 01/01/1900 |  |  |  |  | NO | NO |  |  |  |  | S & S MEDCART 00719 A008859 |  |  | Disposition |  |  |  | Equipment | 1Y:00-MFG | 03/01/2016 | 03/01/2020 | COOPER UNIVERSITY HOSPITAL |  |  | 3RD FLOOR |  | Susan Cannon
|  | S & S MEDCART | S & S MEDCART PRN-15 |  | 05-71754 | KELEMEN 9 |  |  |  | 09/13/2005 |  |  |  |  | NO | NO |  |  |  |  | S & S MEDCART 10737 05-71754 |  |  | Disposition |  |  |  | Equipment | PAAR:00-PVAR | 10/16/2019 |  | COOPER UNIVERSITY HOSPITAL |  |  |  |  | LAURA ZIMMERMAN
|  | S & S MEDCART | S & S MEDCART PRN-15 |  | 04-67183 | GYNECOLOGY / DIABETES TREATMENT |  |  |  | 01/19/2005 |  |  |  |  | NO | NO |  |  |  |  | S & S MEDCART 09472 04-67183 |  |  | Disposition |  |  |  | Equipment | PAAR:00-PVAR | 10/16/2019 |  | COOPER UNIVERSITY HOSPITAL |  |  | S9 NURSES' STATION |  | LAUSA ZIMMERMAN
|  | S & S MEDCART | S & S MEDCART PRN-15 |  | A008801 | BIOMEDICAL |  |  |  | 01/01/1900 |  |  |  |  | NO | NO |  |  |  |  | S & S MEDCART 04518 A008801 |  |  | Disposition |  |  |  | Equipment | 1Y:00-MFG | 12/01/2015 | 12/01/2020 | COOPER UNIVERSITY HOSPITAL |  |  | STORAGE |  | Bonnie Aichroch
|  | SAGE | SAGE 7934 |  | 07131-055 | CCU - CORONARY CARE UNIT |  |  |  | 10/16/2019 |  |  |  |  | NO | NO |  |  |  |  | SAGE 15610 07131-055 |  |  | Disposition |  |  |  | Equipment | PAAR:00-PVAR | 10/16/2019 | 10/16/2019 | COOPER UNIVERSITY HOSPITAL |  |  | CLEAN UTILITY ROOM |  | CAROLYN RUMELL |  |  |  | 10/16/2019 | 10/16/2019 |  |  |  |  | 10/16/2019 | 10/16/2019
|  | SAGE | SAGE 7938 |  | 10079-130 | CCU - CORONARY CARE UNIT |  |  |  | 10/16/2019 |  |  |  |  | NO | NO |  |  |  |  | SAGE 18344 10079-130 |  |  | Disposition |  |  |  | Equipment | PAAR:00-PVAR | 10/16/2019 | 10/16/2019 | COOPER UNIVERSITY HOSPITAL |  |  | CLEAN UTILITY ROOM CCU |  | CAROLYN RUMELL |  |  |  | 10/16/2019 | 10/16/2019 |  |  |  |  | 10/16/2019 | 10/16/2019
|  | SAGE | SAGE 7938 |  | 10231-299 | MATERNAL FETAL CARE UNIT |  |  | excluded | 05/15/2013 |  |  |  |  | NO | NO |  |  |  |  | SAGE 10369378 10231-299 |  |  | Active |  | 99:99:99:99:99:99 |  | Equipment | PAAR:00-PVAR | 11/02/2019 |  | COOPER UNIVERSITY HOSPITAL |  |  | D5444 | WOT00000000507395 | JOANNA HORST | Disposition | Closed | Gene Amodei | 02/08/2018 | 06/21/2019 | Bulk Disposition CNL
|  | SAGE | SAGE COMFORT 28-COUNT WARMER |  | 07156-138 | LABOR & DELIVERY |  |  | excluded | 08/21/2008 |  |  |  |  | NO | NO |  |  |  |  | SAGE 10354969 07156-138 |  |  | Active |  | 99:99:99:99:99:99 |  | Equipment | PAAR:00-PVAR | 11/02/2019 |  | COOPER UNIVERSITY HOSPITAL |  |  | L&D ROOM 6 6TH FLOOR | WOT00000000505771 | JOANNA HORST | Disposition | Closed | Gene Amodei | 02/08/2018 | 07/19/2019 | Bulk Disposition CNL
|  | SAGE | SAGE COMFORT 28-COUNT WARMER |  |  | TSDU - KELEMEN S7 |  |  |  | 01/01/1900 |  |  |  |  | NO | NO |  |  |  |  | SAGE 07151 03572 |  |  | Disposition |  |  |  | Equipment | PAAR:00-PVAR | 10/16/2019 |  | COOPER UNIVERSITY HOSPITAL |  |  | N-7 |  | JEN VANDER HORN
|  | SAGE | SAGE COMFORT 28-COUNT WARMER |  |  | TRAUMA ICU |  |  |  | 01/01/1900 |  |  |  |  | NO | NO |  |  |  |  | SAGE 06738 03659 |  |  | Disposition |  |  |  | Equipment | PAAR:00-PVAR | 10/16/2019 |  | COOPER UNIVERSITY HOSPITAL |  |  |  |  | Diane Floyd
|  | SAKURA FINETEK USA, INC. | SAKURA FINETEK USA, INC. TISSUE-TEK TEC 5 |  | 51021496-1006 | LAB HISTOLOGY |  |  |  | 01/01/1900 |  |  |  |  | NO | NO |  |  |  |  | SAKURA FINETEK USA, INC. 10368005 51021496-1006 |  |  | Disposition |  |  |  | Equipment | PAAR:00-PVAR | 11/02/2019 |  | COOPER UNIVERSITY HOSPITAL |  |  | HISTOLOGY |  | DALE MORRONE
|  | SAKURA FINETEK USA, INC. | SAKURA FINETEK USA, INC. TISSUE-TEK TEC 5 |  |  | LAB HISTOLOGY |  |  |  | 01/01/1900 |  |  |  |  | NO | NO |  |  |  |  | SAKURA FINETEK USA, INC. 10368004 51020710 |  |  | Disposition |  |  |  | Equipment | PAAR:00-PVAR | 11/02/2019 |  | COOPER UNIVERSITY HOSPITAL |  |  | HISTOLOGY |  | DALE MORRONE
|  | SALTER BRECKNELL | SALTER BRECKNELL 914 |  | 914whlkr | 3 COOPER-PEDIATRICS |  |  |  | 01/01/1900 |  |  |  |  | NO | NO |  |  |  |  | SALTER BRECKNELL 10345681 914whlkr |  |  | Disposition |  |  |  | Equipment | PAAR:00-PVAR | 11/02/2019 |  | COOPER AMBULATORY OFF-SITES |  |  | RM 209 |  | MAUREEN OBRIEN
|  | SAMSUNG ELECTRONICS AMERICA | SAMSUNG ELECTRONICS AMERICA DVD-V9800 |  | 6RAL701824U/XAA | LIFE SUPPORT |  |  |  | 10/16/2019 |  |  |  |  | NO | NO |  |  |  |  | SAMSUNG ELECTRONICS AMERICA 13662 6RAL701824U/XAA |  |  | Disposition |  |  |  | Equipment | PAAR:00-PVAR | 10/16/2019 | 10/16/2019 | COOPER UNIVERSITY HOSPITAL |  |  | SUITE 401 |  | KATHY MARTINO |  |  |  | 10/16/2019 | 10/16/2019 |  |  |  |  | 10/16/2019 | 10/16/2019
|  | SAMSUNG ELECTRONICS AMERICA | SAMSUNG ELECTRONICS AMERICA SM-T900 |  | RK2G805W5E4 | OR - KELEMEN 3 |  |  |  | 02/11/2019 |  |  |  |  | NO | NO |  |  |  |  | SAMSUNG ELECTRONICS AMERICA 30142137 RK2G805W5E4 |  |  | Active |  | 99:99:99:99:99:99 |  | Accessory | 1Y:00-MFG | 02/11/2019 | 02/11/2019 | COOPER UNIVERSITY HOSPITAL |  |  | Authrex Cart |  | DOMINIC VENDETTA |  |  |  | 02/11/2019 | 02/11/2019 |  |  |  |  | 02/11/2019 | 02/11/2019
|  | SANDHILL SCIENTIFIC | SANDHILL SCIENTIFIC INSIGHT |  | HA300 | 127 CHURCH - SURGERY |  |  |  | 06/19/2006 |  |  |  |  | NO | NO |  |  |  |  | SANDHILL SCIENTIFIC 10365953 HA300 |  |  | Disposition |  |  |  | Equipment | 1Y:00-MFG | 06/08/2016 | 06/01/2020 | COOPER AMBULATORY OFF-SITES |  |  | EXAM 2 |  | Carmen Rivera
|  | SATURN BIOMEDICAL | SATURN BIOMEDICAL GLIDESCOPE |  | GS05071001 | INTENSIVE CARE UNIT |  |  |  | 09/20/2005 |  |  |  |  | NO | NO |  |  |  |  | SATURN BIOMEDICAL 10407 GS05071001 |  |  | Disposition |  |  |  | Equipment | 1Y:00-MFG | 09/08/2015 | 06/01/2020 | COOPER UNIVERSITY HOSPITAL |  |  |  |  | CAROLYN RUMELL
|  | SCALE-TRONIX INC. | SCALE-TRONIX INC. 4002 |  | 4002-4252 | INTENSIVE CARE NURSERY |  |  |  | 06/24/2004 |  |  |  |  | NO | NO |  |  |  |  | SCALE-TRONIX INC. 10365016 4002-4252 |  |  | Disposition |  | 99:99:99:99:99:99 |  | Equipment | 1Y:00-MFG | 08/30/2018 | 08/01/2020 | COOPER UNIVERSITY HOSPITAL |  |  | NICU |  | JOANNE FOX
|  | SCALE-TRONIX INC. | SCALE-TRONIX INC. 4002 |  |  | INTENSIVE CARE NURSERY |  |  |  | 01/01/1900 |  |  |  |  | NO | NO |  |  |  |  | SCALE-TRONIX INC. 10355200 40023614 |  |  | Disposition |  | 99:99:99:99:99:99 |  | Equipment | 1Y:00-MFG | 10/24/2018 | 10/01/2020 | COOPER UNIVERSITY HOSPITAL |  |  | SEVENTH FLOOR DORRANCE STORAGE |  | JOANNE FOX
|  | SCALE-TRONIX INC. | SCALE-TRONIX INC. 4002 |  | 4002-1998 | INTENSIVE CARE NURSERY |  |  |  | 01/01/1900 |  |  |  |  | NO | NO |  |  |  |  | SCALE-TRONIX INC. 10355198 4002-1998 |  |  | Disposition |  | 99:99:99:99:99:99 |  | Equipment | 1Y:00-MFG | 10/30/2018 | 10/01/2020 | COOPER UNIVERSITY HOSPITAL |  |  | SEVENTH FLOOR DORRANCE STORAGE |  | JOANNE FOX
|  | SCALE-TRONIX INC. | SCALE-TRONIX INC. 4002 |  |  | INTENSIVE CARE NURSERY |  |  |  | 01/01/1900 |  |  |  |  | NO | NO |  |  |  |  | SCALE-TRONIX INC. 10355195 40023619 |  |  | Disposition |  | 99:99:99:99:99:99 |  | Equipment | 1Y:00-MFG | 10/30/2018 | 10/01/2020 | COOPER UNIVERSITY HOSPITAL |  |  | SEVENTH FLOOR DORRANCE STORAGE |  | JOANNE FOX
|  | SCALE-TRONIX INC. | SCALE-TRONIX INC. 4002 |  | 4002-4250 | INTENSIVE CARE NURSERY |  |  |  | 01/01/1900 |  |  |  |  | NO | NO |  |  |  |  | SCALE-TRONIX INC. 10355193 4002-4250 |  |  | Disposition |  | 99:99:99:99:99:99 |  | Equipment | 1Y:00-MFG | 10/24/2018 | 10/01/2020 | COOPER UNIVERSITY HOSPITAL |  |  | SEVENTH FLOOR DORRANCE STORAGE |  | JOANNE FOX
|  | SCALE-TRONIX INC. | SCALE-TRONIX INC. 4002 |  | 4002-4253 | INTENSIVE CARE NURSERY |  |  |  | 01/01/1900 |  |  |  |  | NO | NO |  |  |  |  | SCALE-TRONIX INC. 10355194 4002-4253 |  |  | Disposition |  | 99:99:99:99:99:99 |  | Equipment | 1Y:00-MFG | 10/30/2018 | 10/01/2020 | COOPER UNIVERSITY HOSPITAL |  |  | SEVENTH FLOOR DORRANCE STORAGE |  | JOANNE FOX
|  | SCALE-TRONIX INC. | SCALE-TRONIX INC. 4002 |  | 4002-4249 | INTENSIVE CARE NURSERY |  |  |  | 06/23/2004 |  |  |  |  | NO | NO |  |  |  |  | SCALE-TRONIX INC. 10355192 4002-4249 |  |  | Disposition |  | 99:99:99:99:99:99 |  | Equipment | 1Y:00-MFG | 10/24/2018 | 10/01/2020 | COOPER UNIVERSITY HOSPITAL |  |  | DORRANCE |  | JOANNE FOX
|  | SCALE-TRONIX INC. | SCALE-TRONIX INC. 4800 |  | Not Known | MOORESTOWN-PEDIATRICS |  |  | excluded | 01/01/1900 |  |  |  |  | NO | NO |  |  |  |  | SCALE-TRONIX INC. 10366154 Not Known |  |  | Active |  | 99:99:99:99:99:99 |  | Equipment | 1Y:00-MFG | 07/02/2019 | 07/01/2020 | COOPER AMBULATORY OFF-SITES |  |  | Triage |  | MAUREEN OBRIEN
|  | SCALE-TRONIX INC. | SCALE-TRONIX INC. 4800 |  | 4800-8036 | PEDIATRICS SOUTH 7 |  |  |  | 01/01/1900 |  |  |  |  | NO | NO |  |  |  |  | SCALE-TRONIX INC. 10365324 4800-8036 |  |  | Disposition |  |  |  | Equipment | 1Y:00-MFG | 12/01/2015 | 12/01/2020 | COOPER UNIVERSITY HOSPITAL |  |  | BIOMED SHOP |  | JOANNE FOX
|  | SCALE-TRONIX INC. | SCALE-TRONIX INC. 4800 |  | 48-4769 | PEDIATRICS SOUTH 7 |  |  |  | 08/25/2018 |  |  |  |  | NO | NO |  |  |  |  | SCALE-TRONIX INC. 30143400 48-4769 |  |  | Disposition |  | 99:99:99:99:99:99 |  | Equipment | 1Y:00-MFG | 08/25/2018 | 08/25/2018 | COOPER UNIVERSITY HOSPITAL |  |  | PEDS PROCEDURE ROOM |  | JOANNE FOX |  |  |  | 08/25/2018 | 08/25/2018 |  |  |  |  | 08/25/2018 | 08/25/2018
|  | SCALE-TRONIX INC. | SCALE-TRONIX INC. 4800 |  | 48-4688 | 3 COOPER-PEDIATRICS |  |  | excluded | 01/01/1900 |  |  |  |  | NO | NO |  |  |  |  | SCALE-TRONIX INC. 10345701 48-4688 |  |  | Active |  | 99:99:99:99:99:99 |  | Equipment | 1Y:00-MFG | 11/01/2019 | 11/01/2020 | COOPER AMBULATORY OFF-SITES |  |  | Suite 200 - Room 208 |  | MAUREEN OBRIEN
|  | SCALE-TRONIX INC. | SCALE-TRONIX INC. 4802 |  | 4820-22418 | EMERGENCY ROOM |  |  | excluded | 02/18/2019 |  |  |  |  | NO | NO |  |  |  |  | SCALE-TRONIX INC. 11239356 4820-22418 |  |  | Active |  | 99:99:99:99:99:99 |  | Equipment | 1Y:00-MFG | 02/18/2019 | 02/18/2019 | COOPER UNIVERSITY HOSPITAL |  |  | PEDS |  | KAREN GRUBER |  |  |  | 02/18/2019 | 02/18/2019 |  |  |  |  | 02/18/2019 | 02/18/2019
|  | SCALE-TRONIX INC. | SCALE-TRONIX INC. 4802 |  |  | 3 COOPER-PEDIATRICS |  |  | excluded | 11/01/2019 |  |  |  |  | NO | NO |  |  |  |  | SCALE-TRONIX INC. 30225074 107203170234 |  |  | Active |  | 99:99:99:99:99:99 |  | Equipment | 1Y:00-MFG | 11/01/2019 | 11/01/2019 | COOPER AMBULATORY OFF-SITES |  |  | Suite 200 - Exam 27 | 0011611873 | MAUREEN OBRIEN | Preventative Maintenance | Closed | Bonnie Aichroth | 11/01/2019 | 11/01/2019 | PERFORMANCE ASSURANCE AT INVENTORY | INVENTORIED DEVICE AND ENSURED DEVICE WAS FUNCTIONING PROPERLY. | E3BD6C83-A927-438C-A5C9-BC75DAC22F2B | Labor | 11/01/2019 | 11/01/2019 | Stephen Zubrzycki
|  | SCALE-TRONIX INC. | SCALE-TRONIX INC. 4802 |  |  | 3 COOPER-PEDIATRICS |  |  | excluded | 11/01/2019 |  |  |  |  | NO | NO |  |  |  |  | SCALE-TRONIX INC. 30225073 107203170224 |  |  | Active |  | 99:99:99:99:99:99 |  | Equipment | 1Y:00-MFG | 11/01/2019 | 11/01/2019 | COOPER AMBULATORY OFF-SITES |  |  | Suite 200 - Exam 1 | 0011611875 | MAUREEN OBRIEN | Performance Verification | Closed | Bonnie Aichroth | 11/01/2019 | 11/01/2019 | INCOMING INVENTORY | DEVICE INVENTORIED | 10D3A72F-2717-4940-BF99-1258B401B7CF | Labor | 11/01/2019 | 11/01/2019 | Bonnie Aichroth
|  | SCALE-TRONIX INC. | SCALE-TRONIX INC. 4802 |  | 4802-10327 | INTENSIVE CARE NURSERY |  |  |  | 12/01/1998 |  |  |  |  | NO | NO |  |  |  |  | SCALE-TRONIX INC. 10355208 4802-10327 |  |  | Disposition |  | 99:99:99:99:99:99 |  | Equipment | 1Y:00-MFG | 07/30/2019 | 08/01/2020 | COOPER UNIVERSITY HOSPITAL |  |  | 5th |  | JOANNE FOX
|  | SCALE-TRONIX INC. | SCALE-TRONIX INC. 4802 |  |  | VOORHEES SURGERY CENTER-OPERATING ROOM |  |  | excluded | 01/01/1900 |  |  |  |  | NO | NO |  |  |  |  | SCALE-TRONIX INC. 10346070 480211653 |  |  | Active |  | 99:99:99:99:99:99 |  | Equipment | 1Y:00-MFG | 04/15/2019 | 04/01/2020 | COOPER AMBULATORY OFF-SITES |  |  | PRE-OP HALLWAY |  | JENNIFER BOMBARO
|  | SCALE-TRONIX INC. | SCALE-TRONIX INC. 4802 |  | 4802-11305 | 3 COOPER-PEDIATRICS |  |  | excluded | 01/01/1900 |  |  |  |  | NO | NO |  |  |  |  | SCALE-TRONIX INC. 10345676 4802-11305 |  |  | Active |  | 99:99:99:99:99:99 |  | Equipment | 1Y:00-MFG | 11/01/2019 | 11/01/2020 | COOPER AMBULATORY OFF-SITES |  |  | Suite 200 - Exam 10 |  | MAUREEN OBRIEN
|  | SCALE-TRONIX INC. | SCALE-TRONIX INC. 5002 |  |  | SAME DAY PREOP -2ND FL PAVILION |  |  | excluded | 10/31/2019 |  |  |  |  | NO | NO |  |  |  |  | SCALE-TRONIX INC. 11239171 21107250175988 |  |  | Active |  | 99:99:99:99:99:99 |  | Equipment | PAAR:00-PVAR | 10/31/2019 | 10/31/2019 | COOPER UNIVERSITY HOSPITAL |  |  | SD Pre Op | WOT00000000625744 | JOE DRUCTOR | Performance Verification | Closed | Salvatore Bombara | 10/31/2019 | 10/31/2019 | Performance Verification for SCALE-TRONIX INC. 11239171 21107250175988 | Initial Install of Performance Verification. Device is ready for patient use. |  |  | 10/31/2019 | 10/31/2019
|  | SCALE-TRONIX INC. | SCALE-TRONIX INC. 5002 |  | 5002-10832 | KELEMEN 8 PCU |  |  | excluded | 02/11/2016 |  |  |  |  | NO | NO |  |  |  |  | SCALE-TRONIX INC. 10505006 5002-10832 |  |  | Active |  | 99:99:99:99:99:99 |  | Equipment | 1Y:00-CAL | 01/22/2019 | 01/01/2020 | COOPER UNIVERSITY HOSPITAL |  |  | k8 hallway |  | BYRON WELLS
|  | SCALE-TRONIX INC. | SCALE-TRONIX INC. 5002 |  | 5002-10831 | KELEMEN 8 PCU |  |  | excluded | 02/11/2016 |  |  |  |  | NO | NO |  |  |  |  | SCALE-TRONIX INC. 10505005 5002-10831 |  |  | Active |  | 99:99:99:99:99:99 |  | Equipment | 1Y:00-CAL | 01/22/2019 | 01/01/2020 | COOPER UNIVERSITY HOSPITAL |  |  | NORTH 8 HALLWAY |  | BYRON WELLS
|  | SCALE-TRONIX INC. | SCALE-TRONIX INC. 5002 |  | 5002-1011 | MED/SURG 6 PAVILION |  |  | excluded | 01/01/1900 |  |  |  |  | NO | NO |  |  |  |  | SCALE-TRONIX INC. 10369457 5002-1011 |  |  | Active |  | 99:99:99:99:99:99 |  | Equipment | 1Y:00-CAL | 02/15/2019 | 02/01/2020 | COOPER UNIVERSITY HOSPITAL |  |  | Pav 6 equip |  | BRIAN OSHAUGHNESSY
|  | SCALE-TRONIX INC. | SCALE-TRONIX INC. 5002 |  | 5002-1004 | EMERGENCY ROOM |  |  |  | 01/01/1900 |  |  |  |  | NO | NO |  |  |  |  | SCALE-TRONIX INC. 10368767 5002-1004 |  |  | Disposition |  |  |  | Equipment | 1Y:00-CAL | 02/28/2018 | 02/01/2020 | COOPER UNIVERSITY HOSPITAL |  |  |  |  | KAREN GRUBER
|  | SCALE-TRONIX INC. | SCALE-TRONIX INC. 5002 |  | 5002-1092 | SURGICAL CARE UNIT |  |  | excluded | 01/01/1900 |  |  |  |  | NO | NO |  |  |  |  | SCALE-TRONIX INC. 10368570 5002-1092 |  |  | Active |  | 99:99:99:99:99:99 |  | Equipment | 1Y:00-CAL | 06/11/2019 | 06/01/2020 | COOPER UNIVERSITY HOSPITAL |  |  | NURSES STATION |  | Lisa Geoghegan
|  | SCALE-TRONIX INC. | SCALE-TRONIX INC. 5002 |  | 5002-0887 | LABOR & DELIVERY |  |  | excluded | 06/09/2014 |  |  |  |  | NO | NO |  |  |  |  | SCALE-TRONIX INC. 10364791 5002-0887 |  |  | Active |  | 99:99:99:99:99:99 |  | Equipment | 1Y:00-CAL | 10/27/2019 | 10/01/2020 | COOPER UNIVERSITY HOSPITAL |  |  | MATERNAL CARE UNIT FLR 5 |  | JOANNA HORST
|  | SCALE-TRONIX INC. | SCALE-TRONIX INC. 5002 |  | 5002-2877 | KELEMEN N6 |  |  | excluded | 01/01/1900 |  |  |  |  | NO | NO |  |  |  |  | SCALE-TRONIX INC. 10360502 5002-2877 |  |  | Active |  | 99:99:99:99:99:99 |  | Equipment | 1Y:00-CAL | 08/23/2019 | 08/01/2020 | COOPER UNIVERSITY HOSPITAL |  |  | PEDS/6N TREATMENT RM |  | Susan Cannon
|  | SCALE-TRONIX INC. | SCALE-TRONIX INC. 5002 |  | 5002-31948 | PAVILION 8 |  |  | excluded | 05/08/2014 |  |  |  |  | NO | NO |  |  |  |  | SCALE-TRONIX INC. 10356668 5002-31948 |  |  | Active |  | 99:99:99:99:99:99 |  | Equipment | 1Y:00-MFG | 07/09/2019 | 07/01/2020 | COOPER UNIVERSITY HOSPITAL |  |  | ROOM 885 |  | BRIAN OSHAUGHNESSY
|  | SCALE-TRONIX INC. | SCALE-TRONIX INC. 5002 |  | 5002-31949 | PAVILION 8 |  |  | excluded | 05/08/2014 |  |  |  |  | NO | NO |  |  |  |  | SCALE-TRONIX INC. 10356419 5002-31949 |  |  | Active |  | 99:99:99:99:99:99 |  | Equipment | 1Y:00-CAL | 07/10/2019 | 07/01/2020 | COOPER UNIVERSITY HOSPITAL |  |  | EQUIPMENT ROOM |  | BRIAN OSHAUGHNESSY
|  | SCALE-TRONIX INC. | SCALE-TRONIX INC. 5002 |  | 5002-30820 | OR - KELEMEN 3 |  |  | excluded | 08/16/2013 |  |  |  |  | NO | NO |  |  |  |  | SCALE-TRONIX INC. 10356182 5002-30820 |  |  | Active |  | 99:99:99:99:99:99 |  | Equipment | 1Y:00-CAL | 02/14/2019 | 02/01/2020 | COOPER UNIVERSITY HOSPITAL |  |  | holding |  | DOMINIC VENDETTA
|  | SCALE-TRONIX INC. | SCALE-TRONIX INC. 5002 |  | 5002-1012 | KELEMEN 8 PCU |  |  | excluded | 01/01/1900 |  |  |  |  | NO | NO |  |  |  |  | SCALE-TRONIX INC. 10356086 5002-1012 |  |  | Active |  | 99:99:99:99:99:99 |  | Equipment | 1Y:00-CAL | 02/26/2019 | 02/01/2020 | COOPER UNIVERSITY HOSPITAL |  |  | PCU S8 |  | BYRON WELLS
|  | SCALE-TRONIX INC. | SCALE-TRONIX INC. 5002 |  | 5002-23942 | GYNECOLOGY / DIABETES TREATMENT |  |  | excluded | 12/30/2009 |  |  |  |  | NO | NO |  |  |  |  | SCALE-TRONIX INC. 10356085 5002-23942 |  |  | Active |  | 99:99:99:99:99:99 |  | Equipment | 1Y:00-CAL | 02/26/2019 | 02/01/2020 | COOPER UNIVERSITY HOSPITAL |  |  | south 9 kelemen |  | LAUSA ZIMMERMAN
|  | SCALE-TRONIX INC. | SCALE-TRONIX INC. 5002 |  | 5002-1814 | KELEMEN 9 |  |  | excluded | 01/01/1900 |  |  |  |  | NO | NO |  |  |  |  | SCALE-TRONIX INC. 10356067 5002-1814 |  |  | Active |  | 99:99:99:99:99:99 |  | Equipment | 1Y:00-CAL | 02/15/2019 | 02/01/2020 | COOPER UNIVERSITY HOSPITAL |  |  | south 9 kelemen |  | LAURA ZIMMERMAN
|  | SCALE-TRONIX INC. | SCALE-TRONIX INC. 5002 |  | 5002-7178 | INCU - KELEMEN S10 |  |  | excluded | 01/01/1900 |  |  |  |  | NO | NO |  |  |  |  | SCALE-TRONIX INC. 10356022 5002-7178 |  |  | Active |  | 99:99:99:99:99:99 |  | Equipment | 1Y:00-CAL | 11/01/2019 | 11/01/2020 | COOPER UNIVERSITY HOSPITAL |  |  | Med South 10 |  | Lisa Brooks
|  | SCALE-TRONIX INC. | SCALE-TRONIX INC. 5002 |  | 5002-1013 | TSDU - KELEMEN S7 |  |  | excluded | 01/01/1900 |  |  |  |  | NO | NO |  |  |  |  | SCALE-TRONIX INC. 10349437 5002-1013 |  |  | Active |  | 99:99:99:99:99:99 |  | Equipment | 1Y:00-CAL | 02/21/2019 | 02/01/2020 | COOPER UNIVERSITY HOSPITAL |  |  | N7 STORAGE ROOM |  | JEN VANDER HORN
|  | SCALE-TRONIX INC. | SCALE-TRONIX INC. 5002 |  | 5002-2452 | 3 COOPER-WOMENS CARE CENTER |  |  | excluded | 01/01/1900 |  |  |  |  | NO | NO |  |  |  |  | SCALE-TRONIX INC. 10346848 5002-2452 |  |  | Active |  | 99:99:99:99:99:99 |  | Equipment | 1Y:00-CAL | 11/01/2019 | 11/01/2020 | COOPER AMBULATORY OFF-SITES |  |  | Suite 300 - Hallway |  | BONNIE MANNINO
|  | SCALE-TRONIX INC. | SCALE-TRONIX INC. 5002 |  | 5002-1540 | 3 COOPER-PEDIATRICS |  |  | excluded | 01/01/1900 |  |  |  |  | NO | NO |  |  |  |  | SCALE-TRONIX INC. 10345638 5002-1540 |  |  | Active |  | 99:99:99:99:99:99 |  | Equipment | 1Y:00-CAL | 11/01/2019 | 11/01/2020 | COOPER AMBULATORY OFF-SITES |  |  | Suite 200 - Exam 1 |  | MAUREEN OBRIEN
|  | SCALE-TRONIX INC. | SCALE-TRONIX INC. SCALE |  | 4502-476 | PEDIATRIC INTENSIVE CARE UNIT |  |  | excluded | 12/20/2005 |  |  |  |  | NO | NO |  |  |  |  | SCALE-TRONIX INC. 10360453 4502-476 |  |  | Active |  | 99:99:99:99:99:99 |  | Equipment | 1Y:00-MFG | 03/26/2019 | 03/01/2020 | COOPER UNIVERSITY HOSPITAL |  |  | PICU SOILED RM |  | Susan Cannon
|  | SCALE-TRONIX INC. | SCALE-TRONIX INC. ST |  | 5702-1184 | EMERGENCY ROOM |  |  | excluded | 07/27/2012 |  |  |  |  | NO | NO |  |  |  |  | SCALE-TRONIX INC. 10368145 5702-1184 |  |  | Active |  | 99:99:99:99:99:99 |  | Equipment | 1Y:00-MFG | 02/19/2019 | 02/01/2020 | COOPER UNIVERSITY HOSPITAL |  |  | EMERGENCY DEPARTMENT |  | KAREN GRUBER
|  | SCHILLER AMERICA, INC. | SCHILLER AMERICA, INC. PB-1000 |  |  | KENNEDY CATH LAB |  |  |  | 10/31/2019 |  |  |  |  | NO | NO |  |  |  |  | SCHILLER AMERICA, INC. 11208343 765.04516 |  |  | Active |  |  |  | Equipment | PAAR:00-PVAR | 10/31/2019 | 10/31/2019 | COOPER AMBULATORY OFF-SITES |  |  | KENNEDY CATH LAB | WOT00000002362716 | Bonnie Aichroch | Performance Verification | Closed | Zhan Kiselev | 10/31/2019 | 10/31/2019 | Performance Verification for SCHILLER AMERICA, INC. 11208343 765.04516 | Initial Install of Performance Verification. Device is ready for patient use. |  |  | 10/31/2019 | 10/31/2019
|  | SCHILLER AMERICA, INC. | SCHILLER AMERICA, INC. PB-1000 |  |  | KENNEDY CATH LAB |  |  |  | 10/31/2019 |  |  |  |  | NO | NO |  |  |  |  | SCHILLER AMERICA, INC. 11208344 765.04115 |  |  | Active |  |  |  | Equipment | PAAR:00-PVAR | 10/31/2019 | 10/31/2019 | COOPER AMBULATORY OFF-SITES |  |  | KENNEDY CATH LAB | WOT00000002362700 | Bonnie Aichroch | Performance Verification | Closed | Zhan Kiselev | 10/31/2019 | 10/31/2019 | Performance Verification for SCHILLER AMERICA, INC. 11208344 765.04115 | Initial Install of Performance Verification. Device is ready for patient use. |  |  | 10/31/2019 | 10/31/2019
|  | SCHILLER AMERICA, INC. | SCHILLER AMERICA, INC. PB-1000 |  | 765-05512 | CARDIAC CATH LAB |  |  |  | 06/10/2015 |  |  |  |  | NO | NO |  |  |  |  | SCHILLER AMERICA, INC. 10725164 765-05512 |  |  | Disposition |  | 99:99:99:99:99:99 |  | Equipment | PAAR:00-PVAR | 10/16/2019 |  | COOPER UNIVERSITY HOSPITAL |  |  |  | 0012740460 | LINDA BEAN | Preventative Maintenance | Closed | Josh Harris | 01/30/2018 | 01/30/2018 | PERFORMANCE ASSURANCE AT INVENTORY | INVENTORIED DEVICE AND ENSURED DEVICE WAS FUNCTIONING PROPERLY. | 06B97235-7673-48FA-9268-AC17C1F46C8A | Labor | 12/27/2017 | 12/27/2017 | Stephen Zubrzycki
|  | SCHILLER AMERICA, INC. | SCHILLER AMERICA, INC. PB-1000 |  | 765-03661 | CARDIAC CATH LAB |  |  |  | 06/10/2015 |  |  |  |  | NO | NO |  |  |  |  | SCHILLER AMERICA, INC. 10725149 765-03661 |  |  | Disposition |  | 99:99:99:99:99:99 |  | Equipment | PAAR:00-PVAR | 10/16/2019 |  | COOPER UNIVERSITY HOSPITAL |  |  |  | 0012740467 | LINDA BEAN | Preventative Maintenance | Closed | Josh Harris | 01/30/2018 | 01/30/2018 | PERFORMANCE ASSURANCE AT INVENTORY | INVENTORIED DEVICE AND ENSURED DEVICE WAS FUNCTIONING PROPERLY. | 6C46F925-25A3-4A25-8DD0-4834614BD2E9 | Labor | 12/27/2017 | 12/27/2017 | Stephen Zubrzycki
|  | SCHILLER AMERICA, INC. | SCHILLER AMERICA, INC. PB-1000 |  |  | CARDIAC CATH LAB |  |  |  | 09/12/2012 |  |  |  |  | NO | NO |  |  |  |  | SCHILLER AMERICA, INC. 10369206 765.03402 |  |  | Disposition |  | 99:99:99:99:99:99 |  | Equipment | PAAR:00-PVAR | 11/02/2019 |  | COOPER UNIVERSITY HOSPITAL |  |  | CCL - EP1 | 0011088849 | LINDA BEAN | Alert | Closed | Zhan Kiselev | 01/26/2017 | 06/05/2018 | ALT000882: Merge Healthcare - Schiller PB 1000, Merge Hemo PDM: NIBP Module May Not Reach Maximum Pressure for System | 2/9/2018 12:08:58 PM BGAICHROTH SPOKE WITH SCHILLER - NEED TO REACH OUT TO OUR MCKESSON REP TO SEND THIS IN TO BE UPGRADED 5/22/2018 8:53:04 AM ZXKISELEV (ZXKISELEV 5/22/2018 12:00 AM) AFFECTED, REPLACED IT WITH GOOD AND UPDATED PB 1000. THIS ONE SENT BACK TO THE COMPANY 6/5/2018 5:48:52 PM ZXKISELEV (ZXKISELEV 6/5/2018 12:00 AM) RETURNED TO MANUFACTURE. UNIT WILL BE RETIRED | 10075E87-CE57-4BD6-A503-1D36907E23DC | Labor | 05/22/2018 | 05/22/2018 | Zhan Kiselev
|  | SCHILLER AMERICA, INC. | SCHILLER AMERICA, INC. PB-1000 |  |  | CARDIAC CATH LAB |  |  |  | 01/12/2011 |  |  |  |  | NO | NO |  |  |  |  | SCHILLER AMERICA, INC. 10368385 765.03311 |  |  | Disposition |  | 99:99:99:99:99:99 |  | Equipment | PAAR:00-PVAR | 11/02/2019 |  | COOPER UNIVERSITY HOSPITAL |  |  | CCL - EP2 |  | LINDA BEAN
|  | SCHILLER AMERICA, INC. | SCHILLER AMERICA, INC. PB-1000 |  |  | CARDIAC CATH LAB |  |  |  | 09/12/2012 |  |  |  |  | NO | NO |  |  |  |  | SCHILLER AMERICA, INC. 10365309 765.01944 |  |  | Disposition |  |  |  | Equipment | PAAR:00-PVAR | 11/02/2019 |  | COOPER UNIVERSITY HOSPITAL |  |  | BIOMED PARTS ROOM |  | LINDA BEAN
|  | SCHILLER AMERICA, INC. | SCHILLER AMERICA, INC. PB-1000 |  |  | CARDIAC CATH LAB |  |  |  | 10/16/2019 |  |  |  |  | NO | NO |  |  |  |  | SCHILLER AMERICA, INC. 30225114 765.03640 |  |  | Disposition |  | 99:99:99:99:99:99 |  | Equipment | PAAR:00-PVAR | 10/16/2019 | 10/16/2019 | COOPER UNIVERSITY HOSPITAL |  |  | CCL - Lab 2 | WOT00000000943351 | LINDA BEAN | Performance Verification | Closed | Stephen Zubrzycki | 10/16/2019 | 10/16/2019 | Performance Verification for SCHILLER AMERICA, INC. 30225114 765.03640 | Initial Install of Performance Verification. Device is ready for patient use. |  |  | 10/16/2019 | 10/16/2019
|  | SCHILLER AMERICA, INC. | SCHILLER AMERICA, INC. PB-1000 |  |  | CARDIAC CATH LAB |  |  |  | 11/02/2019 |  |  |  |  | NO | NO |  |  |  |  | SCHILLER AMERICA, INC. 30143089 765.03297 |  |  | Disposition |  | 99:99:99:99:99:99 |  | Equipment | PAAR:00-PVAR | 11/02/2019 | 11/02/2019 | COOPER UNIVERSITY HOSPITAL |  |  | Disposition |  | LINDA BEAN |  |  |  | 11/02/2019 | 11/02/2019 |  |  |  |  | 11/02/2019 | 11/02/2019
|  | SCHUCO | SCHUCO 130 |  |  | WILLINGBORO HEMATOLOGY/ONCOLOGY |  |  |  | 01/01/2002 |  |  |  |  | NO | NO |  |  |  |  | SCHUCO 10367250 039700023077 |  |  | Active |  | 99:99:99:99:99:99 |  | Equipment | PAAR:00-PVAR | 10/31/2019 |  | COOPER AMBULATORY OFF-SITES |  |  | NURSES STATION | 0012352250 | ANN DENTON | Preventative Maintenance | Closed | Kirk Lis | 11/01/2017 | 11/10/2017 | Performance Assurance: 00-MFG | 11/10/2017 8:33:14 AM KALIS (KALIS 11/3/2017 12:00 AM) PERFORMED PA 11/10/2017 8:33 AM KALIS | 708DA0D8-7ACE-4B04-9446-B7B15353AAB4 | Labor | 11/03/2017 | 11/03/2017 | Kirk Lis
|  | SCHUCO | SCHUCO 130 |  |  | 3 COOPER-PEDIATRICS |  |  |  | 01/01/1900 |  |  |  |  | NO | NO |  |  |  |  | SCHUCO 10349242 109800038838 |  |  | Disposition |  | 99:99:99:99:99:99 |  | Equipment | PAAR:00-PVAR | 11/02/2019 |  | COOPER AMBULATORY OFF-SITES |  |  | Suite 200 - Hallway |  | MAUREEN OBRIEN
|  | SCHUCO | SCHUCO 130 |  |  | 6017 MAIN ST-PLASTICS |  |  |  | 06/13/2014 |  |  |  |  | NO | NO |  |  |  |  | SCHUCO 10345802 508809 |  |  | Disposition |  |  |  | Equipment | PAAR:00-PVAR | 11/02/2019 |  | COOPER AMBULATORY OFF-SITES |  |  | ORAL SURGERY AREA | 0011615216 | ANNE MAIER | Repair | Closed | Bonnie Aichroth | 05/05/2017 | 05/05/2017 | ASPIRATOR - RETIRE - TMX | 5/5/2017 11:29:09 AM BGAICHROTH NO LONGER IN DEPARTMENT 5/5/2017 11:29:11 AM BGAICHROTH This device has been removed from an active status with the RSQ Database, and physically removed from the facility. Device retired on 5/5/2017; Authorized By: YES; Nature of Retirement: NO LONGER NEEDED; Days In Service: 701 | 7BEA791C-52A4-46A9-9F38-6116984A5DD0 | Labor | 05/05/2017 | 05/05/2017 | Bonnie Aichroth
|  | SCHUCO | SCHUCO 130 |  |  | 6017 MAIN ST-PLASTICS |  |  |  | 01/01/1900 |  |  |  |  | NO | NO |  |  |  |  | SCHUCO 10345774 1.2930000099e+011 |  |  | Active |  | 99:99:99:99:99:99 |  | Equipment | PAAR:00-PVAR | 11/02/2019 |  | COOPER AMBULATORY OFF-SITES |  |  | ORAL SIDE HALLWAY | WOT00000002008575 | ANNE MAIER | Service Request | Closed | Kirk Lis | 01/23/2019 | 02/06/2019 | customer replaced suction pump on crash cart, customer did not know biomed's procedure for replacement | INVENTORIED NEW EQUIPMENT | EXP2198295 | Labor | 02/01/2019 | 02/01/2019 | Kirk Lis
|  | SCHUCO | SCHUCO S130P |  |  | BUNKER HILL-ORAL SURGERY |  |  |  | 06/01/2004 |  |  |  |  | NO | NO |  |  |  |  | SCHUCO 10366936 00017652 |  |  | Disposition |  | 99:99:99:99:99:99 |  | Equipment | PAAR:00-PVAR | 11/01/2019 |  | COOPER AMBULATORY OFF-SITES |  |  | HALLWAY | WOT00000002406542 | BARBARA DIPINTO | Service Request | Closed | Michael Youch | 03/26/2019 | 04/16/2019 | no longer needed can be removed from service | replaced with 11208024 and disposed of. | EXP2711004 | Labor | 04/02/2019 | 04/02/2019 | Michael Youch
|  | SCHWINN BICYCLE COMPANY | SCHWINN BICYCLE COMPANY AIRDYNE |  | coophospnsn043 | PHYSICAL THERAPY |  |  |  | 01/01/1900 |  |  |  |  | NO | NO |  |  |  |  | SCHWINN BICYCLE COMPANY 08427 coophospnsn043 |  |  | Disposition |  |  |  | Equipment | PAAR:00-PVAR | 10/16/2019 |  | COOPER UNIVERSITY HOSPITAL |  |  |  |  | JOSEPHINE HONG
|  | SCIENTIFIC INDUSTRIES, INC. | SCIENTIFIC INDUSTRIES, INC. VORTEX-GENIE 2 |  | 2-416902 | ANGIOGRAPHY |  |  |  | 01/01/2014 |  |  |  |  | NO | NO |  |  |  |  | SCIENTIFIC INDUSTRIES, INC. 10347556 2-416902 |  |  | Active |  | 99:99:99:99:99:99 |  | Equipment | 1Y:00-MFG | 03/29/2019 | 03/01/2020 | COOPER UNIVERSITY HOSPITAL |  |  | LAB 1 |  | PAULETTE DUCKREY
|  | SDI DIAGNOSTICS | SDI DIAGNOSTICS ASTRA 300 |  | 11A-F-325 | 6200 MAIN ST-SURGERY |  |  |  | 10/01/2019 |  |  |  |  | NO | NO |  |  |  |  | SDI DIAGNOSTICS 30149677 11A-F-325 |  |  | Disposition |  | 99:99:99:99:99:99 |  | Equipment | 1Y:00-MFG | 10/01/2019 | 10/01/2019 | COOPER AMBULATORY OFF-SITES |  |  | 6200 Main St. - Plastics - Storage 136 |  | BOBBIE MICKLE |  |  |  | 10/01/2019 | 10/01/2019 |  |  |  |  | 10/01/2019 | 10/01/2019
|  | SEBIA | SEBIA HYDRASYS AUTOMATED ELECTROPHORESIS |  |  | LAB CHEMISTRY |  |  |  | 10/02/2003 |  |  |  |  | NO | NO |  |  |  |  | SEBIA 10360283 3417 |  |  | Disposition |  | 99:99:99:99:99:99 |  | Equipment | 1Y:00-MFG | 12/20/2018 | 12/01/2019 | COOPER UNIVERSITY HOSPITAL |  |  | CHEMISTRY |  | Barbara Snyder
|  | SECA CORP | SECA CORP 220 |  |  | INTENSIVE CARE NURSERY |  |  |  | 07/02/2015 |  |  |  |  | NO | NO |  |  |  |  | SECA CORP 10366498 8852219140449 |  |  | Disposition |  |  |  | Equipment | 1Y:00-MFG | 12/02/2016 |  | COOPER UNIVERSITY HOSPITAL |  |  |  |  | JOANNE FOX
|  | SECA CORP | SECA CORP 220 |  |  | LINCOLN DRIVE-FAMILY MEDICINE |  |  | excluded | 01/31/2008 |  |  |  |  | NO | NO |  |  |  |  | SECA CORP 10366002 57001720E60725 |  |  | Active |  | 99:99:99:99:99:99 |  | Equipment | 1Y:00-MFG | 08/19/2019 | 08/01/2020 | COOPER AMBULATORY OFF-SITES |  |  | HALLWAY |  | SCOTT GROFF
|  | SECA CORP | SECA CORP 220 |  | NOT KNOWN | INTENSIVE CARE NURSERY |  |  | excluded | 10/31/2019 |  |  |  |  | NO | NO |  |  |  |  | SECA CORP 30212603 NOT KNOWN |  |  | Active |  | 99:99:99:99:99:99 |  | Equipment | PAAR:00-PVAR | 10/31/2019 | 10/31/2019 | COOPER UNIVERSITY HOSPITAL |  |  |  | 0012149971 | JOANNE FOX | Preventative Maintenance | Closed | Gene Amodei | 10/31/2019 | 10/31/2019 | PERFORMANCE ASSURANCE AT INVENTORY | INVENTORIED DEVICE AND ENSURED DEVICE WAS FUNCTIONING PROPERLY. | FE1125F7-CB93-45D5-B08F-1443C8DB6F85 | Labor | 10/31/2019 | 10/31/2019 | Gene Amodei
|  | SECA CORP | SECA CORP 220 |  |  | INTENSIVE CARE NURSERY |  |  |  | 10/16/2019 |  |  |  |  | NO | NO |  |  |  |  | SECA CORP 30212602 8852015160204 |  |  | Disposition |  | 99:99:99:99:99:99 |  | Equipment | PAAR:00-PVAR | 10/16/2019 | 10/16/2019 | COOPER UNIVERSITY HOSPITAL |  |  |  | 0012149976 | JOANNE FOX | Performance Verification | Closed | Gene Amodei | 10/16/2019 | 10/16/2019 | INCOMING INVENTORY | DEVICE INVENTORIED | 9B3C58D6-C42F-487C-B734-E85ED7BB547E | Labor | 10/16/2019 | 10/16/2019 | Bonnie Aichroth
|  | SECA CORP | SECA CORP 220 |  |  | INTENSIVE CARE NURSERY |  |  |  | 10/16/2019 |  |  |  |  | NO | NO |  |  |  |  | SECA CORP 30212601 8852015160355 |  |  | Disposition |  | 99:99:99:99:99:99 |  | Equipment | PAAR:00-PVAR | 10/16/2019 | 10/16/2019 | COOPER UNIVERSITY HOSPITAL |  |  |  | 0012149980 | JOANNE FOX | Preventative Maintenance | Closed | Gene Amodei | 10/16/2019 | 10/16/2019 | PERFORMANCE ASSURANCE AT INVENTORY | INVENTORIED DEVICE AND ENSURED DEVICE WAS FUNCTIONING PROPERLY. | E4A2769C-BD06-4FB7-80D2-474D7AE90432 | Labor | 10/16/2019 | 10/16/2019 | Gene Amodei
|  | SECA CORP | SECA CORP 220 |  |  | INTENSIVE CARE NURSERY |  |  |  | 07/02/2015 |  |  |  |  | NO | NO |  |  |  |  | SECA CORP 10348779 8852219140450 |  |  | Disposition |  |  |  | Equipment | 1Y:00-MFG | 04/01/2016 |  | COOPER UNIVERSITY HOSPITAL |  |  | NICU |  | JOANNE FOX
|  | SECA CORP | SECA CORP 2641900009 |  |  | COOPER CANCER CENTER-MULTIDISCIPLINARY CLINIC |  |  | excluded | 10/31/2019 |  |  |  |  | NO | NO |  |  |  |  | SECA CORP 11221858 10000000123659 |  |  | Active |  |  |  | Equipment | PAAR:00-PVAR | 10/31/2019 | 10/31/2019 | COOPER AMBULATORY OFF-SITES |  |  | 2 COOPER | WOT00000002569358 | ROXANNE BERGER | Performance Verification | Closed | Josh Harris | 10/31/2019 | 10/31/2019 | Performance Verification for SECA CORP 11221858 10000000123659 | Initial Install of Performance Verification. Device is ready for patient use. |  |  | 10/31/2019 | 10/31/2019
|  | SECA CORP | SECA CORP 2641900009 |  | Not Known | COOPER CANCER CENTER-COOPER DAY-CHEMO |  |  |  | 01/01/1900 |  |  |  |  | NO | NO |  |  |  |  | SECA CORP 10365564 Not Known |  |  | Disposition |  |  |  | Equipment | PAAR:00-PVAR | 11/02/2019 |  | COOPER AMBULATORY OFF-SITES |  |  | DISPOSITION |  | Bonnie Aichroch
|  | SECA CORP | SECA CORP 2641900009 |  |  | COOPER CANCER CENTER |  |  | excluded | 07/25/2013 |  |  |  |  | NO | NO |  |  |  |  | SECA CORP 10365505 1.0000000026e+013 |  |  | Active |  | 99:99:99:99:99:99 |  | Equipment | PAAR:00-PVAR | 11/02/2019 |  | COOPER AMBULATORY OFF-SITES |  |  | Rad/Onc - Hallway |  | COLLEEN TEGELER
|  | SECA CORP | SECA CORP 2641900009 |  |  | COOPER CANCER CENTER-MULTIDISCIPLINARY CLINIC |  |  | excluded | 01/01/1900 |  |  |  |  | NO | NO |  |  |  |  | SECA CORP 10357063 10000000025888 |  |  | Active |  | 99:99:99:99:99:99 |  | Equipment | PAAR:00-PVAR | 11/02/2019 |  | COOPER AMBULATORY OFF-SITES |  |  | DISPOSITION |  | ROXANNE BERGER
|  | SECA CORP | SECA CORP 334(3341321008) |  |  | CINNAMINSON URGENT CARE |  |  | excluded | 01/01/1900 |  |  |  |  | NO | NO |  |  |  |  | SECA CORP 10365769 5334257143680 |  |  | Active |  | 99:99:99:99:99:99 |  | Equipment | 1Y:00-MFG | 12/06/2018 | 12/01/2019 | COOPER AMBULATORY OFF-SITES |  |  | HALLWAY |  | MELISSA PORTOBANCO
|  | SECA CORP | SECA CORP 374 |  |  | FAMILY MEDICAL SEWELL |  |  | excluded | 01/01/1900 |  |  |  |  | NO | NO |  |  |  |  | SECA CORP 10366801 5374163127505 |  |  | Active |  | 99:99:99:99:99:99 |  | Equipment | 1Y:00-MFG | 10/02/2019 | 10/01/2020 | COOPER AMBULATORY OFF-SITES |  |  | EXAM 5 |  | MARIANNE SHIEPAN
|  | SECA CORP | SECA CORP 700 1121009 |  |  | INTERNAL MEDICINE |  |  | excluded | 10/31/2019 |  |  |  |  | NO | NO |  |  |  |  | SECA CORP 11200041 29815 |  |  | Active |  |  |  | Equipment | PAAR:00-PVAR | 10/31/2019 | 10/31/2019 | COOPER AMBULATORY OFF-SITES |  |  | 180 TUCKERTON RD. MEDFORD | WOT00000003172842 | CINDY PATTEN | Performance Verification | Closed | Kirk Lis | 10/31/2019 | 10/31/2019 | Performance Verification for SECA CORP 11200041 29815 | Initial Install of Performance Verification. Device is ready for patient use. |  |  | 10/31/2019 | 10/31/2019
|  | SECA CORP | SECA CORP 700 1121009 |  |  | KINGS HIGHWAY - OB/GYN |  |  |  | 01/01/1900 |  |  |  |  | NO | NO |  |  |  |  | SECA CORP 10366050 000000014111 |  |  | Disposition |  |  |  | Equipment | 1Y:00-MFG | 01/05/2018 | 01/01/2020 | COOPER AMBULATORY OFF-SITES |  |  | HALLWAY |  | DONNA ONEILL
|  | SECA CORP | SECA CORP 7001121998 |  | Not Known | RIPPA CENTER-OB/GYN |  |  | excluded | 05/10/2019 |  |  |  |  | NO | NO |  |  |  |  | SECA CORP 210337341 Not Known |  |  | Active |  | 99:99:99:99:99:99 |  | Equipment | 1Y:00-MFG | 05/10/2019 | 05/10/2019 | COOPER AMBULATORY OFF-SITES |  |  | dexa |  | PATRICIA HUFF |  |  |  | 05/10/2019 | 05/10/2019 |  |  |  |  | 05/10/2019 | 05/10/2019
|  | SECA CORP | SECA CORP 703 |  |  | MOORESTOWN-PEDIATRICS |  |  | excluded | 08/27/2014 |  |  |  |  | NO | NO |  |  |  |  | SECA CORP 10366148 5.7032271344e+012 |  |  | Active |  | 99:99:99:99:99:99 |  | Equipment | 1Y:00-MFG | 07/02/2019 | 07/01/2020 | COOPER AMBULATORY OFF-SITES |  |  | Triage |  | MAUREEN OBRIEN
|  | SECA CORP | SECA CORP 707 |  | Not Known | PENNSVILLE-MEDICINE |  |  | excluded | 01/01/1900 |  |  |  |  | NO | NO |  |  |  |  | SECA CORP 10345949 Not Known |  |  | Active |  | 99:99:99:99:99:99 |  | Equipment | 1Y:00-MFG | 08/21/2019 | 08/01/2020 | COOPER AMBULATORY OFF-SITES |  |  | PED-1 |  | Heather Rhodes
|  | SECA CORP | SECA CORP 767 |  |  | BRACE ROAD-MEDICINE |  |  | excluded | 01/01/1900 |  |  |  |  | NO | NO |  |  |  |  | SECA CORP 10365856 1.7670260467e+012 |  |  | Active |  | 99:99:99:99:99:99 |  | Equipment | 1Y:00-MFG | 05/06/2019 | 05/01/2020 | COOPER AMBULATORY OFF-SITES |  |  | MEGAN DAY'S OFFICE |  | Cheryl Peck
|  | SECA CORP | SECA CORP 769 |  |  | GYNECOLOGY / DIABETES TREATMENT |  |  |  | 05/13/2016 |  |  |  |  | NO | NO |  |  |  |  | SECA CORP 19998 5.7691831007e+012 |  |  | Disposition |  |  |  | Equipment | 1Y:00-MFG | 05/13/2016 | 05/13/2016 | COOPER UNIVERSITY HOSPITAL |  |  | N9/S9 |  | LAUSA ZIMMERMAN |  |  |  | 05/13/2016 | 05/13/2016 |  |  |  |  | 05/13/2016 | 05/13/2016
|  | SECA CORP | SECA CORP 781 |  | Not Known | BUNKER HILL-PEDIATRICS |  |  |  | 01/01/1900 |  |  |  |  | NO | NO |  |  |  |  | SECA CORP 10366771 Not Known |  |  | Disposition |  |  |  | Equipment | 1Y:00-MFG | 11/20/2015 |  | COOPER AMBULATORY OFF-SITES |  |  | OUTSIDE EXAM RM 1 |  | MAUREEN OBRIEN
|  | SECA CORP | SECA CORP 851 |  | PO 242648 | INTENSIVE CARE NURSERY |  |  |  | 10/20/2006 |  |  |  |  | NO | NO |  |  |  |  | SECA CORP 10355213 PO 242648 |  |  | Disposition |  |  |  | Equipment | 1Y:00-MFG | 11/30/2016 | 08/01/2020 | COOPER UNIVERSITY HOSPITAL |  |  | D-5 |  | JOANNE FOX
|  | SECA CORP | SECA CORP 851 |  | PO 242643 | INTENSIVE CARE NURSERY |  |  | excluded | 10/20/2006 |  |  |  |  | NO | NO |  |  |  |  | SECA CORP 10354856 PO 242643 |  |  | Active |  | 99:99:99:99:99:99 |  | Equipment | 1Y:00-MFG | 11/01/2019 | 11/01/2020 | COOPER UNIVERSITY HOSPITAL |  |  | D-5 |  | JOANNE FOX
|  | SECA CORP | SECA CORP 852 |  |  | INTENSIVE CARE NURSERY |  |  | excluded | 11/01/2019 |  |  |  |  | NO | NO |  |  |  |  | SECA CORP 11207657 8852334180094 |  |  | Active |  |  |  | Equipment | 1Y:00-MFG | 11/01/2019 | 11/01/2019 | COOPER UNIVERSITY HOSPITAL |  |  | ICN | WOT00000002980731 | JOANNE FOX | Performance Verification | Closed | Gene Amodei | 11/01/2019 | 11/01/2019 | Performance Verification for SECA CORP 11207657 218852334180094 | Initial Install of Performance Verification. Device is ready for patient use. |  |  | 11/01/2019 | 11/01/2019
|  | SECA CORP | SECA CORP 852 |  | NOT KNOWN | INTENSIVE CARE NURSERY |  |  | excluded | 11/01/2019 |  |  |  |  | NO | NO |  |  |  |  | SECA CORP 11207654 NOT KNOWN |  |  | Active |  |  |  | Equipment | 1Y:00-MFG | 11/01/2019 | 11/01/2019 | COOPER UNIVERSITY HOSPITAL |  |  | ICN | WOT00000002979921 | JOANNE FOX | Performance Verification | Closed | Gene Amodei | 11/01/2019 | 11/01/2019 | Performance Verification for SECA CORP 11207654 218852334180093 | Initial Install of Performance Verification. Device is ready for patient use. |  |  | 11/01/2019 | 11/01/2019
|  | SECA CORP | SECA CORP 852 |  |  | INTENSIVE CARE NURSERY |  |  | excluded | 11/01/2019 |  |  |  |  | NO | NO |  |  |  |  | SECA CORP 11207656 8852334180218 |  |  | Active |  |  |  | Equipment | 1Y:00-MFG | 11/01/2019 | 11/01/2019 | COOPER UNIVERSITY HOSPITAL |  |  | ICN | WOT00000002980386 | JOANNE FOX | Performance Verification | Closed | Gene Amodei | 11/01/2019 | 11/01/2019 | Performance Verification for SECA CORP 11207656 218852334180218 | Initial Install of Performance Verification. Device is ready for patient use. |  |  | 11/01/2019 | 11/01/2019
|  | SECA CORP | SECA CORP 852 |  | NOT KNOWN | INTENSIVE CARE NURSERY |  |  | excluded | 11/01/2019 |  |  |  |  | NO | NO |  |  |  |  | SECA CORP 11207655 NOT KNOWN |  |  | Active |  |  |  | Equipment | 1Y:00-MFG | 11/01/2019 | 11/01/2019 | COOPER UNIVERSITY HOSPITAL |  |  | ICN | WOT00000002980152 | JOANNE FOX | Performance Verification | Closed | Gene Amodei | 11/01/2019 | 11/01/2019 | Performance Verification for SECA CORP 11207655 218852334180217 | Initial Install of Performance Verification. Device is ready for patient use. |  |  | 11/01/2019 | 11/01/2019
|  | SECA CORP | SECA CORP 852 |  |  | PEDIATRICS SOUTH 7 |  |  | excluded | 04/14/2017 |  |  |  |  | NO | NO |  |  |  |  | SECA CORP 10769346 8852233160243 |  |  | Active |  | 99:99:99:99:99:99 |  | Equipment | 1Y:00-MFG | 09/20/2019 | 08/01/2020 | COOPER UNIVERSITY HOSPITAL |  |  |  | 0011483424 | JOANNE FOX | Performance Verification | Closed | Bonnie Aichroth | 04/14/2017 | 04/14/2017 | INCOMING INVENTORY | DEVICE INVENTORIED | FD63159E-E258-4A5E-A745-415CB9B7E02C | Labor | 04/14/2017 | 04/14/2017 | Bonnie Aichroth
|  | SECA CORP | SECA CORP 852 |  |  | PEDIATRICS SOUTH 7 |  |  | excluded | 04/14/2017 |  |  |  |  | NO | NO |  |  |  |  | SECA CORP 10769345 8852233160300 |  |  | Active |  | 99:99:99:99:99:99 |  | Equipment | 1Y:00-MFG | 09/20/2019 | 08/01/2020 | COOPER UNIVERSITY HOSPITAL |  |  |  | 0011483445 | JOANNE FOX | Preventative Maintenance | Closed | Bonnie Aichroth | 04/14/2017 | 04/14/2017 | PERFORMANCE ASSURANCE AT INVENTORY | INVENTORIED DEVICE AND ENSURED DEVICE WAS FUNCTIONING PROPERLY. | 238DC902-596F-42AE-BC26-04D22AEA20F9 | Labor | 04/14/2017 | 04/14/2017 | Gene Amodei
|  | SECA CORP | SECA CORP 852 |  |  | PEDIATRICS SOUTH 7 |  |  | excluded | 04/14/2017 |  |  |  |  | NO | NO |  |  |  |  | SECA CORP 10769344 8852233160244 |  |  | Active |  | 99:99:99:99:99:99 |  | Equipment | 1Y:00-MFG | 09/30/2019 | 08/01/2020 | COOPER UNIVERSITY HOSPITAL |  |  |  | 0011483440 | JOANNE FOX | Performance Verification | Closed | Bonnie Aichroth | 04/14/2017 | 04/14/2017 | INCOMING INVENTORY | DEVICE INVENTORIED | 5190B23D-5A8C-48D7-BE39-925215FE8CA6 | Labor | 04/14/2017 | 04/14/2017 | Bonnie Aichroth
|  | SECA CORP | SECA CORP 852 |  |  | PEDIATRIC INTENSIVE CARE UNIT |  |  |  | 10/16/2019 |  |  |  |  | NO | NO |  |  |  |  | SECA CORP 30244981 8852065160260 |  |  | Disposition |  | 99:99:99:99:99:99 |  | Equipment | PAAR:00-PVAR | 10/16/2019 | 10/16/2019 | COOPER UNIVERSITY HOSPITAL |  |  |  | 0011052488 | Susan Cannon | Performance Verification | Closed | Bonnie Aichroth | 10/16/2019 | 10/16/2019 | INCOMING INVENTORY | DEVICE INVENTORIED | C3B1DCE0-A42A-4573-AF08-7354B7523C02 | Labor | 10/16/2019 | 10/16/2019 | Bonnie Aichroth
|  | SECA CORP | SECA CORP 852 |  |  | PEDIATRIC INTENSIVE CARE UNIT |  |  | excluded | 09/20/2019 |  |  |  |  | NO | NO |  |  |  |  | SECA CORP 30244979 8852065160306 |  |  | Active |  | 99:99:99:99:99:99 |  | Equipment | 1Y:00-MFG | 09/20/2019 | 09/20/2019 | COOPER UNIVERSITY HOSPITAL |  |  |  | 0011052464 | Susan Cannon | Preventative Maintenance | Closed | Bonnie Aichroth | 09/20/2019 | 09/20/2019 | PERFORMANCE ASSURANCE AT INVENTORY | INVENTORIED DEVICE AND ENSURED DEVICE WAS FUNCTIONING PROPERLY. | 40F1D3C1-4BEB-46D6-909B-72BD16142F40 | Labor | 09/20/2019 | 09/20/2019 | Gene Amodei
|  | SECA CORP | SECA CORP 852 |  |  | PEDIATRIC INTENSIVE CARE UNIT |  |  | excluded | 09/28/2019 |  |  |  |  | NO | NO |  |  |  |  | SECA CORP 30244978 8852065160247 |  |  | Active |  | 99:99:99:99:99:99 |  | Equipment | 1Y:00-MFG | 09/28/2019 | 09/28/2019 | COOPER UNIVERSITY HOSPITAL |  |  |  | 0011052471 | Susan Cannon | Performance Verification | Closed | Bonnie Aichroth | 09/28/2019 | 09/28/2019 | INCOMING INVENTORY | DEVICE INVENTORIED | 76839067-98C0-4B76-894A-9DF8390D4E71 | Labor | 09/28/2019 | 09/28/2019 | Bonnie Aichroth
|  | SECA CORP | SECA CORP 852 |  |  | PEDIATRIC INTENSIVE CARE UNIT |  |  | excluded | 09/20/2019 |  |  |  |  | NO | NO |  |  |  |  | SECA CORP 30244975 8852065160259 |  |  | Active |  | 99:99:99:99:99:99 |  | Equipment | 1Y:00-MFG | 09/20/2019 | 09/20/2019 | COOPER UNIVERSITY HOSPITAL |  |  |  | 0011052331 | Susan Cannon | Preventative Maintenance | Closed | Bonnie Aichroth | 09/20/2019 | 09/20/2019 | PERFORMANCE ASSURANCE AT INVENTORY | INVENTORIED DEVICE AND ENSURED DEVICE WAS FUNCTIONING PROPERLY. | 5195A54D-64EB-46CF-8B7F-E403F1829731 | Labor | 09/20/2019 | 09/20/2019 | Gene Amodei
|  | SECA CORP | SECA CORP 852 |  |  | PEDIATRIC INTENSIVE CARE UNIT |  |  | excluded | 09/28/2019 |  |  |  |  | NO | NO |  |  |  |  | SECA CORP 30244977 8852065160305 |  |  | Active |  | 99:99:99:99:99:99 |  | Equipment | 1Y:00-MFG | 09/28/2019 | 09/28/2019 | COOPER UNIVERSITY HOSPITAL |  |  |  | 0011052476 | Susan Cannon | Performance Verification | Closed | Bonnie Aichroth | 09/28/2019 | 09/28/2019 | INCOMING INVENTORY | DEVICE INVENTORIED | 54D051F6-414C-444F-AF1B-3565F62F2F74 | Labor | 09/28/2019 | 09/28/2019 | Bonnie Aichroth
|  | SECA CORP | SECA CORP 852 |  |  | PEDIATRIC INTENSIVE CARE UNIT |  |  |  | 10/16/2019 |  |  |  |  | NO | NO |  |  |  |  | SECA CORP 30244974 8852065160069 |  |  | Disposition |  | 99:99:99:99:99:99 |  | Equipment | PAAR:00-PVAR | 10/16/2019 | 10/16/2019 | COOPER UNIVERSITY HOSPITAL |  |  |  | 0011052486 | Susan Cannon | Preventative Maintenance | Closed | Bonnie Aichroth | 10/16/2019 | 10/16/2019 | PERFORMANCE ASSURANCE AT INVENTORY | INVENTORIED DEVICE AND ENSURED DEVICE WAS FUNCTIONING PROPERLY. | B8BB406C-DFE7-43B6-AF7A-8A981A3CB6F9 | Labor | 10/16/2019 | 10/16/2019 | Gene Amodei
|  | SECA CORP | SECA CORP 852 |  |  | PEDIATRIC INTENSIVE CARE UNIT |  |  |  | 10/16/2019 |  |  |  |  | NO | NO |  |  |  |  | SECA CORP 30244972 885201560211 |  |  | Disposition |  | 99:99:99:99:99:99 |  | Equipment | PAAR:00-PVAR | 10/16/2019 | 10/16/2019 | COOPER UNIVERSITY HOSPITAL |  |  |  | 0011052531 | Susan Cannon | Performance Verification | Closed | Bonnie Aichroth | 10/16/2019 | 10/16/2019 | INCOMING INVENTORY | DEVICE INVENTORIED | 63C26EED-56CF-44D1-9674-44D4DA848A74 | Labor | 10/16/2019 | 10/16/2019 | Bonnie Aichroth
|  | SECA CORP | SECA CORP 852 |  |  | PEDIATRIC INTENSIVE CARE UNIT |  |  |  | 10/16/2019 |  |  |  |  | NO | NO |  |  |  |  | SECA CORP 30244971 885201560150 |  |  | Disposition |  | 99:99:99:99:99:99 |  | Equipment | PAAR:00-PVAR | 10/16/2019 | 10/16/2019 | COOPER UNIVERSITY HOSPITAL |  |  |  | 0011052526 | Susan Cannon | Performance Verification | Closed | Bonnie Aichroth | 10/16/2019 | 10/16/2019 | INCOMING INVENTORY | DEVICE INVENTORIED | C824BE29-F65A-44A7-9208-BC0A8721165C | Labor | 10/16/2019 | 10/16/2019 | Bonnie Aichroth
|  | SECA CORP | SECA CORP 852 |  |  | INTENSIVE CARE NURSERY |  |  |  | 10/16/2019 |  |  |  |  | NO | NO |  |  |  |  | SECA CORP 30244969 885201560212 |  |  | Disposition |  | 99:99:99:99:99:99 |  | Equipment | PAAR:00-PVAR | 10/16/2019 | 10/16/2019 | COOPER UNIVERSITY HOSPITAL |  |  | Biomed from NICU SUR | 0011052580 | JOANNE FOX | Performance Verification | Closed | Bonnie Aichroth | 10/16/2019 | 10/16/2019 | INCOMING INVENTORY | DEVICE INVENTORIED | 3558B334-8CCB-4589-8F07-48C88DBF59FC | Labor | 10/16/2019 | 10/16/2019 | Bonnie Aichroth
|  | SECA CORP | SECA CORP 852 |  |  | PEDIATRIC INTENSIVE CARE UNIT |  |  |  | 10/16/2019 |  |  |  |  | NO | NO |  |  |  |  | SECA CORP 30244966 885201560349 |  |  | Disposition |  | 99:99:99:99:99:99 |  | Equipment | PAAR:00-PVAR | 10/16/2019 | 10/16/2019 | COOPER UNIVERSITY HOSPITAL |  |  |  | 0011052506 | Susan Cannon | Performance Verification | Closed | Bonnie Aichroth | 10/16/2019 | 10/16/2019 | INCOMING INVENTORY | DEVICE INVENTORIED | A1D94FD0-74F0-43AA-9FD2-684C6141EABC | Labor | 10/16/2019 | 10/16/2019 | Bonnie Aichroth
|  | SECA CORP | SECA CORP 852 |  |  | INTENSIVE CARE NURSERY |  |  | excluded | 11/01/2019 |  |  |  |  | NO | NO |  |  |  |  | SECA CORP 30244963 885201560298 |  |  | Active |  | 99:99:99:99:99:99 |  | Equipment | 1Y:00-MFG | 11/01/2019 | 11/01/2019 | COOPER UNIVERSITY HOSPITAL |  |  |  | 0011052567 | JOANNE FOX | Performance Verification | Closed | Bonnie Aichroth | 11/01/2019 | 11/01/2019 | INCOMING INVENTORY | DEVICE INVENTORIED | A32A0C65-CF3F-4DDF-BB6E-4E8006DFF613 | Labor | 11/01/2019 | 11/01/2019 | Bonnie Aichroth
|  | SECA CORP | SECA CORP 852 |  |  | PEDIATRIC INTENSIVE CARE UNIT |  |  |  | 10/16/2019 |  |  |  |  | NO | NO |  |  |  |  | SECA CORP 30244958 885201560335 |  |  | Disposition |  | 99:99:99:99:99:99 |  | Equipment | PAAR:00-PVAR | 10/16/2019 | 10/16/2019 | COOPER UNIVERSITY HOSPITAL |  |  |  | 0011052547 | Susan Cannon | Preventative Maintenance | Closed | Bonnie Aichroth | 10/16/2019 | 10/16/2019 | PERFORMANCE ASSURANCE AT INVENTORY | INVENTORIED DEVICE AND ENSURED DEVICE WAS FUNCTIONING PROPERLY. | F520F62A-ED45-4A7A-B9A4-F9F158999607 | Labor | 10/16/2019 | 10/16/2019 | Gene Amodei
|  | SECA CORP | SECA CORP 852 |  |  | INTENSIVE CARE NURSERY |  |  | excluded | 11/01/2019 |  |  |  |  | NO | NO |  |  |  |  | SECA CORP 30244952 218852298170549 |  |  | Active |  | 99:99:99:99:99:99 |  | Equipment | 1Y:00-MFG | 11/01/2019 | 11/01/2019 | COOPER UNIVERSITY HOSPITAL |  |  | Performance Verification | WOT00000001571259 | JOANNE FOX | Performance Verification | Closed | Gene Amodei | 11/01/2019 | 11/01/2019 | Performance Verification for SECA CORP 30244952 218852298170549 | Initial Install of Performance Verification. Device is ready for patient use. |  |  | 11/01/2019 | 11/01/2019
|  | SECA CORP | SECA CORP 852 |  |  | INTENSIVE CARE NURSERY |  |  | excluded | 11/01/2019 |  |  |  |  | NO | NO |  |  |  |  | SECA CORP 30244950 218852298170448 |  |  | Active |  | 99:99:99:99:99:99 |  | Equipment | 1Y:00-MFG | 11/01/2019 | 11/01/2019 | COOPER UNIVERSITY HOSPITAL |  |  | Performance Verification | WOT00000001571234 | JOANNE FOX | Performance Verification | Closed | Gene Amodei | 11/01/2019 | 11/01/2019 | Performance Verification for SECA CORP 30244950 218852298170448 | Initial Install of Performance Verification. Device is ready for patient use. |  |  | 11/01/2019 | 11/01/2019
|  | SECA CORP | SECA CORP 852 |  |  | INTENSIVE CARE NURSERY |  |  | excluded | 11/01/2019 |  |  |  |  | NO | NO |  |  |  |  | SECA CORP 30244949 218852298170550 |  |  | Active |  | 99:99:99:99:99:99 |  | Equipment | 1Y:00-MFG | 11/01/2019 | 11/01/2019 | COOPER UNIVERSITY HOSPITAL |  |  | Performance Verification | WOT00000001571217 | JOANNE FOX | Performance Verification | Closed | Gene Amodei | 11/01/2019 | 11/01/2019 | CEID Record Completion for SECA CORP 30244949 218852298170550 | vpo infant weights to 1000gr unit ok vpo infant weights to 1000gr unit ok | EXP2326032 | Labor | 11/01/2019 | 11/01/2019 | Gene Amodei
|  | SECA CORP | SECA CORP 852 |  |  | PEDIATRIC INTENSIVE CARE UNIT |  |  |  | 10/16/2019 |  |  |  |  | NO | NO |  |  |  |  | SECA CORP 30244670 885201560224 |  |  | Disposition |  | 99:99:99:99:99:99 |  | Equipment | PAAR:00-PVAR | 10/16/2019 | 10/16/2019 | COOPER UNIVERSITY HOSPITAL |  |  |  | 0011052540 | Susan Cannon | Performance Verification | Closed | Bonnie Aichroth | 10/16/2019 | 10/16/2019 | INCOMING INVENTORY | DEVICE INVENTORIED | 36956920-E8B7-4694-9747-73903028EDDE | Labor | 10/16/2019 | 10/16/2019 | Bonnie Aichroth
|  | SECA CORP | SECA CORP 852 |  |  | INTENSIVE CARE NURSERY |  |  |  | 10/16/2019 |  |  |  |  | NO | NO |  |  |  |  | SECA CORP 30236324 8852328160140 |  |  | Disposition |  | 99:99:99:99:99:99 |  | Equipment | PAAR:00-PVAR | 10/16/2019 | 10/16/2019 | COOPER UNIVERSITY HOSPITAL |  |  |  | 0011983686 | JOANNE FOX | Preventative Maintenance | Closed | Bonnie Aichroth | 10/16/2019 | 10/16/2019 | PERFORMANCE ASSURANCE AT INVENTORY | INVENTORIED DEVICE AND ENSURED DEVICE WAS FUNCTIONING PROPERLY. | 86A3E21F-941D-4B21-8DF1-AF360331FC31 | Labor | 10/16/2019 | 10/16/2019 | Gene Amodei
|  | SECA CORP | SECA CORP 852 |  |  | INTENSIVE CARE NURSERY |  |  | excluded | 11/01/2019 |  |  |  |  | NO | NO |  |  |  |  | SECA CORP 30236325 8852328160345 |  |  | Active |  | 99:99:99:99:99:99 |  | Equipment | 1Y:00-MFG | 11/01/2019 | 11/01/2019 | COOPER UNIVERSITY HOSPITAL |  |  |  | 0011983466 | JOANNE FOX | Performance Verification | Closed | Bonnie Aichroth | 11/01/2019 | 11/01/2019 | INCOMING INVENTORY | DEVICE INVENTORIED | CA97F9F7-55FB-46CB-A221-B04C10EDB72A | Labor | 11/01/2019 | 11/01/2019 | Bonnie Aichroth
|  | SECA CORP | SECA CORP 852 |  | NOT KNOWN | INTENSIVE CARE NURSERY |  |  | excluded | 09/30/2019 |  |  |  |  | NO | NO |  |  |  |  | SECA CORP 30236323 NOT KNOWN |  |  | Active |  | 99:99:99:99:99:99 |  | Equipment | 1Y:00-MFG | 09/30/2019 | 09/30/2019 | COOPER UNIVERSITY HOSPITAL |  |  |  | 0011983473 | JOANNE FOX | Performance Verification | Closed | Bonnie Aichroth | 09/30/2019 | 09/30/2019 | INCOMING INVENTORY | DEVICE INVENTORIED | 52ECF21F-0F8C-49B6-A9D2-B268CDA80101 | Labor | 09/30/2019 | 09/30/2019 | Bonnie Aichroth
|  | SECA CORP | SECA CORP 852 |  |  | INTENSIVE CARE NURSERY |  |  |  | 10/16/2019 |  |  |  |  | NO | NO |  |  |  |  | SECA CORP 30236322 8852328160391 |  |  | Disposition |  | 99:99:99:99:99:99 |  | Equipment | PAAR:00-PVAR | 10/16/2019 | 10/16/2019 | COOPER UNIVERSITY HOSPITAL |  |  |  | 0011983477 | JOANNE FOX | Performance Verification | Closed | Bonnie Aichroth | 10/16/2019 | 10/16/2019 | INCOMING INVENTORY | DEVICE INVENTORIED | E35B747E-E1F0-4B4D-9A4B-4BECA34234D9 | Labor | 10/16/2019 | 10/16/2019 | Bonnie Aichroth
|  | SECA CORP | SECA CORP 852 |  |  | INTENSIVE CARE NURSERY |  |  |  | 10/16/2019 |  |  |  |  | NO | NO |  |  |  |  | SECA CORP 30236321 8852328160266 |  |  | Disposition |  | 99:99:99:99:99:99 |  | Equipment | PAAR:00-PVAR | 10/16/2019 | 10/16/2019 | COOPER UNIVERSITY HOSPITAL |  |  |  | 0011983481 | JOANNE FOX | Performance Verification | Closed | Bonnie Aichroth | 10/16/2019 | 10/16/2019 | INCOMING INVENTORY | DEVICE INVENTORIED | 5A2F0378-3F00-4026-9F40-654050E3937A | Labor | 10/16/2019 | 10/16/2019 | Bonnie Aichroth
|  | SECA CORP | SECA CORP 852 |  |  | INTENSIVE CARE NURSERY |  |  | excluded | 11/01/2019 |  |  |  |  | NO | NO |  |  |  |  | SECA CORP 30236319 8852328160392 |  |  | Active |  | 99:99:99:99:99:99 |  | Equipment | 1Y:00-MFG | 11/01/2019 | 11/01/2019 | COOPER UNIVERSITY HOSPITAL |  |  |  | 0011983676 | JOANNE FOX | Preventative Maintenance | Closed | Bonnie Aichroth | 11/01/2019 | 11/01/2019 | PERFORMANCE ASSURANCE AT INVENTORY | INVENTORIED DEVICE AND ENSURED DEVICE WAS FUNCTIONING PROPERLY. | 6741463D-63F6-46C5-A224-2F807631BA1A | Labor | 11/01/2019 | 11/01/2019 | Gene Amodei
|  | SECA CORP | SECA CORP 852 |  |  | INTENSIVE CARE NURSERY |  |  |  | 10/16/2019 |  |  |  |  | NO | NO |  |  |  |  | SECA CORP 30236320 885232810139 |  |  | Disposition |  | 99:99:99:99:99:99 |  | Equipment | PAAR:00-PVAR | 10/16/2019 | 10/16/2019 | COOPER UNIVERSITY HOSPITAL |  |  |  | 0011983672 | JOANNE FOX | Preventative Maintenance | Closed | Bonnie Aichroth | 10/16/2019 | 10/16/2019 | PERFORMANCE ASSURANCE AT INVENTORY | INVENTORIED DEVICE AND ENSURED DEVICE WAS FUNCTIONING PROPERLY. | 396D925D-1D2E-46C3-91F9-D4C42CFB5611 | Labor | 10/16/2019 | 10/16/2019 | Gene Amodei
|  | SECA CORP | SECA CORP 852 |  |  | INTENSIVE CARE NURSERY |  |  |  | 10/16/2019 |  |  |  |  | NO | NO |  |  |  |  | SECA CORP 30236318 885232810265 |  |  | Disposition |  | 99:99:99:99:99:99 |  | Equipment | PAAR:00-PVAR | 10/16/2019 | 10/16/2019 | COOPER UNIVERSITY HOSPITAL |  |  |  | 0011983679 | JOANNE FOX | Preventative Maintenance | Closed | Bonnie Aichroth | 10/16/2019 | 10/16/2019 | PERFORMANCE ASSURANCE AT INVENTORY | INVENTORIED DEVICE AND ENSURED DEVICE WAS FUNCTIONING PROPERLY. | B343ACE4-6AF3-4954-B72D-51471F86A18E | Labor | 10/16/2019 | 10/16/2019 | Gene Amodei
|  | SECA CORP | SECA CORP 852 |  |  | PEDIATRIC INTENSIVE CARE UNIT |  |  |  | 10/16/2019 |  |  |  |  | NO | NO |  |  |  |  | SECA CORP 30236281 885201560356 |  |  | Disposition |  | 99:99:99:99:99:99 |  | Equipment | PAAR:00-PVAR | 10/16/2019 | 10/16/2019 | COOPER UNIVERSITY HOSPITAL |  |  |  | 0011052511 | Susan Cannon | Performance Verification | Closed | Bonnie Aichroth | 10/16/2019 | 10/16/2019 | INCOMING INVENTORY | DEVICE INVENTORIED | EC79AF5F-6B27-4C87-8EF2-CAF5C3290996 | Labor | 10/16/2019 | 10/16/2019 | Bonnie Aichroth
|  | SECA CORP | SECA CORP 852 |  |  | PEDIATRIC INTENSIVE CARE UNIT |  |  |  | 10/16/2019 |  |  |  |  | NO | NO |  |  |  |  | SECA CORP 30236282 805201560350 |  |  | Disposition |  | 99:99:99:99:99:99 |  | Equipment | PAAR:00-PVAR | 10/16/2019 | 10/16/2019 | COOPER UNIVERSITY HOSPITAL |  |  |  | 0011052516 | Susan Cannon | Performance Verification | Closed | Bonnie Aichroth | 10/16/2019 | 10/16/2019 | INCOMING INVENTORY | DEVICE INVENTORIED | F6FA6C18-470B-46F0-B1A8-FAE2996BB2F1 | Labor | 10/16/2019 | 10/16/2019 | Bonnie Aichroth
|  | SECA CORP | SECA CORP 852 |  |  | PEDIATRIC INTENSIVE CARE UNIT |  |  |  | 10/16/2019 |  |  |  |  | NO | NO |  |  |  |  | SECA CORP 30236280 885201560039 |  |  | Disposition |  | 99:99:99:99:99:99 |  | Equipment | PAAR:00-PVAR | 10/16/2019 | 10/16/2019 | COOPER UNIVERSITY HOSPITAL |  |  |  | 0011052521 | Susan Cannon | Preventative Maintenance | Closed | Bonnie Aichroth | 10/16/2019 | 10/16/2019 | PERFORMANCE ASSURANCE AT INVENTORY | INVENTORIED DEVICE AND ENSURED DEVICE WAS FUNCTIONING PROPERLY. | 8BA8B60E-70C4-49E5-8514-1C067708BC30 | Labor | 10/16/2019 | 10/16/2019 | Gene Amodei
|  | SECA CORP | SECA CORP 852 |  |  | INTENSIVE CARE NURSERY |  |  |  | 10/16/2019 |  |  |  |  | NO | NO |  |  |  |  | SECA CORP 30236279 885201560371 |  |  | Disposition |  | 99:99:99:99:99:99 |  | Equipment | PAAR:00-PVAR | 10/16/2019 | 10/16/2019 | COOPER UNIVERSITY HOSPITAL |  |  |  | 0011052574 | JOANNE FOX | Performance Verification | Closed | Bonnie Aichroth | 10/16/2019 | 10/16/2019 | INCOMING INVENTORY | DEVICE INVENTORIED | CFDFFDB9-D23A-4F15-8EC3-08066362C762 | Labor | 10/16/2019 | 10/16/2019 | Bonnie Aichroth
|  | SECA CORP | SECA CORP 852 |  |  | INTENSIVE CARE NURSERY |  |  |  | 10/16/2019 |  |  |  |  | NO | NO |  |  |  |  | SECA CORP 30236278 885201560223 |  |  | Disposition |  | 99:99:99:99:99:99 |  | Equipment | PAAR:00-PVAR | 10/16/2019 | 10/16/2019 | COOPER UNIVERSITY HOSPITAL |  |  |  | 0011052571 | JOANNE FOX | Performance Verification | Closed | Bonnie Aichroth | 10/16/2019 | 10/16/2019 | INCOMING INVENTORY | DEVICE INVENTORIED | 6B682FA1-EBA1-4D4B-9164-4ADFEE0FFA9C | Labor | 10/16/2019 | 10/16/2019 | Bonnie Aichroth
|  | SECA CORP | SECA CORP 852 |  |  | INTENSIVE CARE NURSERY |  |  | excluded | 11/01/2019 |  |  |  |  | NO | NO |  |  |  |  | SECA CORP 30236277 885201560336 |  |  | Active |  | 99:99:99:99:99:99 |  | Equipment | 1Y:00-MFG | 11/01/2019 | 11/01/2019 | COOPER UNIVERSITY HOSPITAL |  |  |  | 0011052582 | JOANNE FOX | Performance Verification | Closed | Bonnie Aichroth | 11/01/2019 | 11/01/2019 | INCOMING INVENTORY | DEVICE INVENTORIED | BC6E1275-019E-4853-B2A7-AE03456CDE6B | Labor | 11/01/2019 | 11/01/2019 | Bonnie Aichroth
|  | SECA CORP | SECA CORP 852 |  |  | PEDIATRIC INTENSIVE CARE UNIT |  |  |  | 10/16/2019 |  |  |  |  | NO | NO |  |  |  |  | SECA CORP 30236276 885201560040 |  |  | Disposition |  | 99:99:99:99:99:99 |  | Equipment | PAAR:00-PVAR | 10/16/2019 | 10/16/2019 | COOPER UNIVERSITY HOSPITAL |  |  |  | 0011052536 | Susan Cannon | Performance Verification | Closed | Bonnie Aichroth | 10/16/2019 | 10/16/2019 | INCOMING INVENTORY | DEVICE INVENTORIED | 0E8E9A64-74B4-4B08-A846-551700C31057 | Labor | 10/16/2019 | 10/16/2019 | Bonnie Aichroth
|  | SECA CORP | SECA CORP 852 |  |  | PEDIATRIC INTENSIVE CARE UNIT |  |  |  | 10/16/2019 |  |  |  |  | NO | NO |  |  |  |  | SECA CORP 30236274 885201560372 |  |  | Disposition |  | 99:99:99:99:99:99 |  | Equipment | PAAR:00-PVAR | 10/16/2019 | 10/16/2019 | COOPER UNIVERSITY HOSPITAL |  |  |  | 0011052501 | Susan Cannon | Preventative Maintenance | Closed | Bonnie Aichroth | 10/16/2019 | 10/16/2019 | PERFORMANCE ASSURANCE AT INVENTORY | INVENTORIED DEVICE AND ENSURED DEVICE WAS FUNCTIONING PROPERLY. | 9F078315-860B-4635-BBD3-CDB2CFBA4B92 | Labor | 10/16/2019 | 10/16/2019 | Gene Amodei
|  | SECA CORP | SECA CORP 852 |  |  | INTENSIVE CARE NURSERY |  |  |  | 10/16/2019 |  |  |  |  | NO | NO |  |  |  |  | SECA CORP 30236275 8852001560203 |  |  | Disposition |  | 99:99:99:99:99:99 |  | Equipment | PAAR:00-PVAR | 10/16/2019 | 10/16/2019 | COOPER UNIVERSITY HOSPITAL |  |  |  | 0011052560 | JOANNE FOX | Performance Verification | Closed | Bonnie Aichroth | 10/16/2019 | 10/16/2019 | INCOMING INVENTORY | DEVICE INVENTORIED | FD72370A-0512-4D17-AABE-5E82ED019032 | Labor | 10/16/2019 | 10/16/2019 | Bonnie Aichroth
|  | SECA CORP | SECA CORP 852 |  |  | PEDIATRIC INTENSIVE CARE UNIT |  |  |  | 10/16/2019 |  |  |  |  | NO | NO |  |  |  |  | SECA CORP 30236273 885201560149 |  |  | Disposition |  | 99:99:99:99:99:99 |  | Equipment | PAAR:00-PVAR | 10/16/2019 | 10/16/2019 | COOPER UNIVERSITY HOSPITAL |  |  |  | 0011052493 | Susan Cannon | Preventative Maintenance | Closed | Bonnie Aichroth | 10/16/2019 | 10/16/2019 | PERFORMANCE ASSURANCE AT INVENTORY | INVENTORIED DEVICE AND ENSURED DEVICE WAS FUNCTIONING PROPERLY. | 4AAC02E3-1E86-4637-A9EA-89CD471EA8A0 | Labor | 10/16/2019 | 10/16/2019 | Gene Amodei
|  | SECHRIST INDUSTRIES | SECHRIST INDUSTRIES 164235 |  |  | PERFUSION |  |  | excluded | 09/25/2019 |  |  |  |  | NO | NO |  |  |  |  | SECHRIST INDUSTRIES 11239458 36233 |  |  | Active |  |  |  | High Risk | 1Y:00-MFG | 09/25/2019 | 09/25/2019 | COOPER UNIVERSITY HOSPITAL |  |  | Ecmo cart | WOT00000002701863 | Bonnie Aichroch | Performance Verification | Closed | Salvatore Bombara | 09/25/2019 | 09/25/2019 | Performance Verification for SECHRIST INDUSTRIES 11239458 36233 | Initial Install of Performance Verification. Device is ready for patient use. |  |  | 09/25/2019 | 09/25/2019
|  | SECHRIST INDUSTRIES | SECHRIST INDUSTRIES 3500 |  |  | PERFUSION |  |  | excluded | 09/25/2019 |  |  |  |  | NO | NO |  |  |  |  | SECHRIST INDUSTRIES 11239493 36318 |  |  | Active |  |  |  | High Risk | 1Y:00-MFG | 09/25/2019 | 09/25/2019 | COOPER UNIVERSITY HOSPITAL |  |  | Ecmo cart | WOT00000003790898 | Bonnie Aichroch | Performance Verification | Completed | Salvatore Bombara | 09/25/2019 | 09/25/2019 | Performance Verification for SECHRIST INDUSTRIES 11239493 36318 | Initial Install of Performance Verification. Device is ready for patient use. |  |  | 09/25/2019 | 09/25/2019
|  | SECHRIST INDUSTRIES | SECHRIST INDUSTRIES 3500HL |  | H39012 | RESPIRATORY |  |  | excluded | 01/28/2019 |  |  |  |  | NO | NO |  |  |  |  | SECHRIST INDUSTRIES 30126097 H39012 |  |  | Active |  | 99:99:99:99:99:99 |  | High Risk | 1Y:00-MIN 2Y:00-VEN | 01/28/2019 | 01/28/2019 | COOPER UNIVERSITY HOSPITAL |  |  |  |  | KATHY LOFLAND |  |  |  | 01/28/2019 | 01/28/2019 |  |  |  |  | 01/28/2019 | 01/28/2019
|  | SECHRIST INDUSTRIES | SECHRIST INDUSTRIES 3500HL |  |  | PERFUSION |  |  | excluded | 01/01/2013 |  |  |  |  | NO | NO |  |  |  |  | SECHRIST INDUSTRIES 10368310 58368 |  |  | Active |  | 99:99:99:99:99:99 |  | High Risk | 1Y:00-MIN 2Y:00-VEN | 02/15/2019 | 02/01/2020 | COOPER UNIVERSITY HOSPITAL |  |  | Ecmo Cart |  | Bonnie Aichroch
|  | SECHRIST INDUSTRIES | SECHRIST INDUSTRIES 3500HL |  | H39009 | RESPIRATORY |  |  | excluded | 01/01/2001 |  |  |  |  | NO | NO |  |  |  |  | SECHRIST INDUSTRIES 10360480 H39009 |  |  | Active |  | 99:99:99:99:99:99 |  | High Risk | 1Y:00-MIN 2Y:00-VEN | 01/28/2019 | 01/01/2020 | COOPER UNIVERSITY HOSPITAL |  |  |  |  | KATHY LOFLAND
|  | SECHRIST INDUSTRIES | SECHRIST INDUSTRIES 3500HL |  | H39008 | RESPIRATORY |  |  | excluded | 01/01/2001 |  |  |  |  | NO | NO |  |  |  |  | SECHRIST INDUSTRIES 10355215 H39008 |  |  | Active |  | 99:99:99:99:99:99 |  | High Risk | 1Y:00-MIN 2Y:00-VEN | 01/28/2019 | 01/01/2020 | COOPER UNIVERSITY HOSPITAL |  |  | TRAN 3 |  | KATHY LOFLAND
|  | SECHRIST INDUSTRIES | SECHRIST INDUSTRIES 3500HL |  | H39013 | RESPIRATORY |  |  | excluded | 01/01/2001 |  |  |  |  | NO | NO |  |  |  |  | SECHRIST INDUSTRIES 10355143 H39013 |  |  | Active |  | 99:99:99:99:99:99 |  | High Risk | 1Y:00-MIN 2Y:00-VEN | 01/28/2019 | 01/01/2020 | COOPER UNIVERSITY HOSPITAL |  |  | NICU OWL |  | KATHY LOFLAND
|  | SECHRIST INDUSTRIES | SECHRIST INDUSTRIES 3500HL |  | H39004 | RESPIRATORY |  |  | excluded | 01/01/2001 |  |  |  |  | NO | NO |  |  |  |  | SECHRIST INDUSTRIES 10355141 H39004 |  |  | Active |  | 99:99:99:99:99:99 |  | High Risk | 1Y:00-MIN 2Y:00-VEN | 03/15/2019 | 01/01/2020 | COOPER UNIVERSITY HOSPITAL |  |  | rt |  | KATHY LOFLAND
|  | SECHRIST INDUSTRIES | SECHRIST INDUSTRIES 3500HL |  | H38998 | RESPIRATORY |  |  | excluded | 01/01/2001 |  |  |  |  | NO | NO |  |  |  |  | SECHRIST INDUSTRIES 10355139 H38998 |  |  | Active |  | 99:99:99:99:99:99 |  | High Risk | 1Y:00-MIN 2Y:00-VEN | 01/28/2019 | 01/01/2020 | COOPER UNIVERSITY HOSPITAL |  |  | rt |  | KATHY LOFLAND
|  | SECHRIST INDUSTRIES | SECHRIST INDUSTRIES 3500HL |  | H39824 | RESPIRATORY |  |  |  | 01/01/2001 |  |  |  |  | NO | NO |  |  |  |  | SECHRIST INDUSTRIES 10355137 H39824 |  |  | Disposition |  |  |  | High Risk | 1Y:00-MFG | 01/01/1900 | 12/01/2019 | COOPER UNIVERSITY HOSPITAL |  |  | rt |  | KATHY LOFLAND
|  | SECHRIST INDUSTRIES | SECHRIST INDUSTRIES 3500HL |  | H39825 | RESPIRATORY |  |  | excluded | 06/24/2015 |  |  |  |  | NO | NO |  |  |  |  | SECHRIST INDUSTRIES 10355103 H39825 |  |  | Active |  | 99:99:99:99:99:99 |  | High Risk | 1Y:00-MIN 2Y:00-VEN | 03/15/2019 | 01/01/2020 | COOPER UNIVERSITY HOSPITAL |  |  | L&D OR 1 |  | KATHY LOFLAND
|  | SECHRIST INDUSTRIES | SECHRIST INDUSTRIES 3500HL |  | H39010 | RESPIRATORY |  |  | excluded | 01/01/2001 |  |  |  |  | NO | NO |  |  |  |  | SECHRIST INDUSTRIES 10354983 H39010 |  |  | Active |  | 99:99:99:99:99:99 |  | High Risk | 1Y:00-MIN 2Y:00-VEN | 01/28/2019 | 01/01/2020 | COOPER UNIVERSITY HOSPITAL |  |  | rt |  | KATHY LOFLAND
|  | SECHRIST INDUSTRIES | SECHRIST INDUSTRIES 3500HL |  | H39011 | RESPIRATORY |  |  | excluded | 01/01/2001 |  |  |  |  | NO | NO |  |  |  |  | SECHRIST INDUSTRIES 10354846 H39011 |  |  | Active |  | 99:99:99:99:99:99 |  | High Risk | 1Y:00-MIN 2Y:00-VEN | 01/28/2019 | 01/01/2020 | COOPER UNIVERSITY HOSPITAL |  |  | rt |  | KATHY LOFLAND
|  | SECHRIST INDUSTRIES | SECHRIST INDUSTRIES 3500HL |  | H39003 | RESPIRATORY |  |  | excluded | 01/01/2001 |  |  |  |  | NO | NO |  |  |  |  | SECHRIST INDUSTRIES 10354844 H39003 |  |  | Active |  | 99:99:99:99:99:99 |  | High Risk | 1Y:00-MIN 2Y:00-VEN | 01/28/2019 | 01/01/2020 | COOPER UNIVERSITY HOSPITAL |  |  | NICU PROCEDURE ROOM |  | KATHY LOFLAND
|  | SECHRIST INDUSTRIES | SECHRIST INDUSTRIES 3500HL |  | H38999 | RESPIRATORY |  |  | excluded | 01/01/2001 |  |  |  |  | NO | NO |  |  |  |  | SECHRIST INDUSTRIES 10354817 H38999 |  |  | Active |  | 99:99:99:99:99:99 |  | High Risk | 1Y:00-MIN 2Y:00-VEN | 01/28/2019 | 01/01/2020 | COOPER UNIVERSITY HOSPITAL |  |  | NICU 16 |  | KATHY LOFLAND
|  | SECHRIST INDUSTRIES | SECHRIST INDUSTRIES 3500HL |  |  | RESPIRATORY |  |  |  | 01/01/2001 |  |  |  |  | NO | NO |  |  |  |  | SECHRIST INDUSTRIES 10348310 61731 |  |  | Disposition |  | 99:99:99:99:99:99 |  | High Risk | 1Y:00-MIN 2Y:00-VEN | 05/31/2018 | 01/01/2020 | COOPER UNIVERSITY HOSPITAL |  |  | rt |  | KATHY LOFLAND
|  | SECHRIST INDUSTRIES | SECHRIST INDUSTRIES 3500HL |  | H39826 | RESPIRATORY |  |  | excluded | 01/01/2001 |  |  |  |  | NO | NO |  |  |  |  | SECHRIST INDUSTRIES 10348303 H39826 |  |  | Active |  | 99:99:99:99:99:99 |  | High Risk | 1Y:00-MIN 2Y:00-VEN | 01/28/2019 | 01/01/2020 | COOPER UNIVERSITY HOSPITAL |  |  | rt |  | KATHY LOFLAND
|  | SECHRIST INDUSTRIES | SECHRIST INDUSTRIES 3500HL |  | H39005 | RESPIRATORY |  |  | excluded | 01/01/2001 |  |  |  |  | NO | NO |  |  |  |  | SECHRIST INDUSTRIES 10348299 H39005 |  |  | Active |  | 99:99:99:99:99:99 |  | High Risk | 1Y:00-MIN 2Y:00-VEN | 01/28/2019 | 01/01/2020 | COOPER UNIVERSITY HOSPITAL |  |  | RESPIRATORY |  | KATHY LOFLAND
|  | SECHRIST INDUSTRIES | SECHRIST INDUSTRIES 3500HL |  | H39001 | RESPIRATORY |  |  | excluded | 01/01/2001 |  |  |  |  | NO | NO |  |  |  |  | SECHRIST INDUSTRIES 10348295 H39001 |  |  | Active |  | 99:99:99:99:99:99 |  | High Risk | 1Y:00-MIN 2Y:00-VEN | 01/28/2019 | 01/01/2020 | COOPER UNIVERSITY HOSPITAL |  |  | rt |  | KATHY LOFLAND
|  | SECHRIST INDUSTRIES | SECHRIST INDUSTRIES 3500HL |  |  | PERFUSION |  |  | excluded | 01/01/2013 |  |  |  |  | NO | NO |  |  |  |  | SECHRIST INDUSTRIES 10346608 71149 |  |  | Active |  | 99:99:99:99:99:99 |  | High Risk | 1Y:00-MIN 2Y:00-VEN | 02/15/2019 | 02/01/2020 | COOPER UNIVERSITY HOSPITAL |  |  | S3 CART |  | Bonnie Aichroch
|  | SEECOR | SEECOR 2039 |  |  | PERFUSION |  |  |  | 09/25/2019 |  |  |  |  | NO | NO |  |  |  |  | SEECOR 30146257 3235 |  |  | Active |  | 99:99:99:99:99:99 |  | High Risk | 6M:00-MFG | 09/25/2019 | 09/25/2019 | COOPER UNIVERSITY HOSPITAL |  |  | Purple OR BLUE CART PERFUSSION |  | Bonnie Aichroch |  |  |  | 09/25/2019 | 09/25/2019 |  |  |  |  | 09/25/2019 | 09/25/2019
|  | SEILER | SEILER WESTLAB II |  |  | LINCOLN DRIVE-FAMILY MEDICINE |  |  |  | 01/01/1900 |  |  |  |  | NO | NO |  |  |  |  | SEILER 10346743 9415964 |  |  | Active |  | 99:99:99:99:99:99 |  | Equipment | PAAR:00-PVAR | 11/02/2019 |  | COOPER AMBULATORY OFF-SITES |  |  | LAB |  | SCOTT GROFF
|  | SEILER-WESTLAB | SEILER-WESTLAB MICROSCOPE |  |  | FAMILY MEDICAL SEWELL |  |  |  | 01/01/1900 |  |  |  |  | NO | NO |  |  |  |  | SEILER-WESTLAB 10366802 9504582 |  |  | Disposition |  | 99:99:99:99:99:99 |  | Equipment | 1Y:00-MFG | 10/30/2018 | 10/01/2020 | COOPER AMBULATORY OFF-SITES |  |  | EXAM 5 |  | MARIANNE SHIEPAN
|  | SELECT MEDICAL PRODUCTS | SELECT MEDICAL PRODUCTS 545 |  | BI0010793 | 127 CHURCH - OB/GYN |  |  |  | 10/16/2019 |  |  |  |  | NO | NO |  |  |  |  | SELECT MEDICAL PRODUCTS 17165 BI0010793 |  |  | Disposition |  |  |  | Equipment | PAAR:00-PVAR | 10/16/2019 | 10/16/2019 | COOPER AMBULATORY OFF-SITES |  |  | OB/GYN 127 CHURCH |  | Shannan Friel |  |  |  | 10/16/2019 | 10/16/2019 |  |  |  |  | 10/16/2019 | 10/16/2019
|  | SELECT MEDICAL PRODUCTS | SELECT MEDICAL PRODUCTS 551 |  | BH0044821 | BIOMEDICAL |  |  |  | 10/16/2019 |  |  |  |  | NO | NO |  |  |  |  | SELECT MEDICAL PRODUCTS 18111 BH0044821 |  |  | Disposition |  |  |  | Equipment | PAAR:00-PVAR | 10/16/2019 | 10/16/2019 | COOPER UNIVERSITY HOSPITAL |  |  | OB/GYN MARLTON |  | Bonnie Aichroch |  |  |  | 10/16/2019 | 10/16/2019 |  |  |  |  | 10/16/2019 | 10/16/2019
|  | SENSORMEDICS CORP. | SENSORMEDICS CORP. 10273 |  | KGF08952 | RESPIRATORY |  |  |  | 01/01/2001 |  |  |  |  | NO | NO |  |  |  |  | SENSORMEDICS CORP. 10348301 KGF08952 |  |  | Active |  | 99:99:99:99:99:99 |  | High Risk | 1Y:00-MFG | 03/28/2019 | 03/01/2020 | COOPER UNIVERSITY HOSPITAL |  |  | PICU back room |  | KATHY LOFLAND
|  | SENSORMEDICS CORP. | SENSORMEDICS CORP. DELTATRAC |  |  | LAB CHEMISTRY |  |  |  | 01/01/1900 |  |  |  |  | NO | NO |  |  |  |  | SENSORMEDICS CORP. 10369406 67092 |  |  | Disposition |  |  |  | Alarm | 1Y:00-MFG | 03/14/2016 | 03/01/2020 | COOPER UNIVERSITY HOSPITAL |  |  |  |  | Barbara Snyder
|  | SENSORMEDICS CORP. | SENSORMEDICS CORP. VMAX 22 |  | JMU000767-B | PULMONARY LAB |  |  |  | 05/15/2016 |  |  |  |  | NO | NO |  |  |  |  | SENSORMEDICS CORP. 22566 JMU000767-B |  |  | Disposition |  |  |  | Equipment | 1Y:00-MFG | 05/15/2016 | 05/15/2016 | COOPER UNIVERSITY HOSPITAL |  |  | PULMONARY ROOM 644 |  | KATHY LOFLAND |  |  |  | 05/15/2016 | 05/15/2016 |  |  |  |  | 05/15/2016 | 05/15/2016
|  | SENSORMEDICS CORP. | SENSORMEDICS CORP. VMAX 22-D |  | JMU02235A | VOORHEES SURGERY CENTER-PULMONARY |  |  |  | 06/08/2004 |  |  |  |  | NO | NO |  |  |  |  | SENSORMEDICS CORP. 10356789 JMU02235A |  |  | Disposition |  |  |  | Equipment | 1Y:00-MFG | 04/11/2016 | 04/01/2020 | COOPER AMBULATORY OFF-SITES |  |  | Exercise Physiology Lab |  | SUSAN PINE
|  | SENSORMEDICS CORP. | SENSORMEDICS CORP. VMAX 29 |  |  | VOORHEES SURGERY CENTER-PULMONARY |  |  |  | 01/01/1900 |  |  |  |  | NO | NO |  |  |  |  | SENSORMEDICS CORP. 03434 8711 |  |  | Disposition |  |  |  | Equipment | 1Y:00-MFG | 05/13/2016 | 04/01/2020 | COOPER AMBULATORY OFF-SITES |  |  | SUITE K216 |  | SUSAN PINE
|  | SENTINELLE MEDICAL | SENTINELLE MEDICAL LATERAL ARRAY (4000045-51) |  |  | VOORHEES SURGERY CENTER-RADIOLOGY |  |  |  | 06/04/2015 |  |  |  |  | NO | NO |  |  |  |  | SENTINELLE MEDICAL 10345856 197 |  |  | Active |  | 99:99:99:99:99:99 |  | Accessory | PAAR:00-PVAR | 11/02/2019 |  | COOPER AMBULATORY OFF-SITES |  |  | MRI |  | PAT STIENES
|  | SENTINELLE MEDICAL | SENTINELLE MEDICAL LATERAL ARRAY LEFT (4000045-52) |  |  | VOORHEES SURGERY CENTER-RADIOLOGY |  |  |  | 10/31/2019 |  |  |  |  | NO | NO |  |  |  |  | SENTINELLE MEDICAL 30149585 274 |  |  | Active |  | 99:99:99:99:99:99 |  | Accessory | PAAR:00-PVAR | 10/31/2019 | 10/31/2019 | COOPER AMBULATORY OFF-SITES |  |  |  |  | PAT STIENES |  |  |  | 10/31/2019 | 10/31/2019 |  |  |  |  | 10/31/2019 | 10/31/2019
|  | SENTINELLE MEDICAL | SENTINELLE MEDICAL LATERAL ARRAY LEFT (4000045-52) |  |  | VOORHEES SURGERY CENTER-RADIOLOGY |  |  |  | 01/01/1900 |  |  |  |  | NO | NO |  |  |  |  | SENTINELLE MEDICAL 10345855 205 |  |  | Active |  | 99:99:99:99:99:99 |  | Accessory | PAAR:00-PVAR | 11/02/2019 |  | COOPER AMBULATORY OFF-SITES |  |  | MRI |  | PAT STIENES
|  | SENTINELLE MEDICAL | SENTINELLE MEDICAL MEDIAL ARRAY (4000035-51) |  |  | VOORHEES SURGERY CENTER-RADIOLOGY |  |  |  | 10/31/2019 |  |  |  |  | NO | NO |  |  |  |  | SENTINELLE MEDICAL 30149584 255 |  |  | Active |  | 99:99:99:99:99:99 |  | Accessory | PAAR:00-PVAR | 10/31/2019 | 10/31/2019 | COOPER AMBULATORY OFF-SITES |  |  |  |  | PAT STIENES |  |  |  | 10/31/2019 | 10/31/2019 |  |  |  |  | 10/31/2019 | 10/31/2019
|  | SENTINELLE MEDICAL | SENTINELLE MEDICAL MEDIAL ARRAY (4000035-51) |  |  | VOORHEES SURGERY CENTER-RADIOLOGY |  |  |  | 01/01/1900 |  |  |  |  | NO | NO |  |  |  |  | SENTINELLE MEDICAL 10345853 204 |  |  | Active |  | 99:99:99:99:99:99 |  | Accessory | PAAR:00-PVAR | 11/02/2019 |  | COOPER AMBULATORY OFF-SITES |  |  | MRI | WOT00000000656260 | PAT STIENES | Repair | Closed | Charles Santomero | 03/14/2018 | 10/19/2018 | breast coil has artifact | SPOKE TO LINDA GARRISON. SHE IS GOING TO HAVE HER TECHS DO QC TESTING ON THE COIL, AND ALSO HAVE ED GOLDSCHMIDT TEST IT. IF A PROBLEM IS CONFIRMED, WE WILL DISCUSS IF WE WILL SEND THE COIL OUT FOR REPAIR. THE OEM, INVIVO, DOES NOT REPAIR THEIR COILS, SO WE WOULD NEED TO FIND A THIRD PARTY. TECHS NOW REPORT THAT THE COIL HAS BEEN WORKING WELL. | EXP0354019 | Labor | 03/14/2018 | 03/14/2018 | Charles Santomero
|  | SENTINELLE MEDICAL | SENTINELLE MEDICAL SINGLE LOOP LEFT (44000044-51) |  |  | VOORHEES SURGERY CENTER-RADIOLOGY |  |  |  | 06/04/2015 |  |  |  |  | NO | NO |  |  |  |  | SENTINELLE MEDICAL 10345851 189 |  |  | Active |  | 99:99:99:99:99:99 |  | Accessory | PAAR:00-PVAR | 11/02/2019 |  | COOPER AMBULATORY OFF-SITES |  |  | MRI |  | PAT STIENES
|  | SENTINELLE MEDICAL | SENTINELLE MEDICAL SINGLE LOOP RIGHT (4000044-52) |  |  | VOORHEES SURGERY CENTER-RADIOLOGY |  |  |  | 06/04/2015 |  |  |  |  | NO | NO |  |  |  |  | SENTINELLE MEDICAL 10345850 182 |  |  | Active |  | 99:99:99:99:99:99 |  | Accessory | PAAR:00-PVAR | 11/02/2019 |  | COOPER AMBULATORY OFF-SITES |  |  | MRI |  | PAT STIENES
|  | SENTINELLE MEDICAL | SENTINELLE MEDICAL VANGUARD BREAST TABLE 16CH 3T |  |  | VOORHEES SURGERY CENTER-RADIOLOGY |  |  |  | 01/01/2015 |  |  |  |  | NO | NO |  |  |  |  | SENTINELLE MEDICAL 10345879 291 |  |  | Active |  | 99:99:99:99:99:99 |  | Equipment | PAAR:00-PVAR | 11/02/2019 |  | COOPER AMBULATORY OFF-SITES |  |  | SUITE B MRI |  | PAT STIENES
|  | SHAMPAINE | SHAMPAINE 5100B |  | RN9802020 | OPERATING ROOM - PAVILION |  |  |  | 10/16/2019 |  |  |  |  | NO | NO |  |  |  |  | SHAMPAINE 50010937 RN9802020 |  |  | Disposition |  |  |  | Equipment | PAAR:00-PVAR | 10/16/2019 | 10/16/2019 | COOPER UNIVERSITY HOSPITAL |  |  |  |  | DOMINIC VENDETTA |  |  |  | 10/16/2019 | 10/16/2019 |  |  |  |  | 10/16/2019 | 10/16/2019
|  | SHARP | SHARP AQUOS |  |  | RADIOLOGY DIAGNOSTICS |  |  |  | 07/01/2006 |  |  |  |  | NO | NO |  |  |  |  | SHARP 10368744 604840626 |  |  | Disposition |  | 99:99:99:99:99:99 |  | Non-medical | PAAR:00-PVAR | 11/02/2019 |  | COOPER UNIVERSITY HOSPITAL |  |  | TOMOGRAPHY |  | PAULETTE DUCKREY
|  | SHARPLAN LASERS, INC. | SHARPLAN LASERS, INC. ACUSPOT 712 |  | 11-157 | OR - KELEMEN 3 |  |  |  | 08/02/2019 |  |  |  |  | NO | NO |  |  |  |  | SHARPLAN LASERS, INC. 11797 11-157 |  |  | Active |  | 99:99:99:99:99:99 |  | High Risk | 6M:00-MFG | 08/02/2019 | 08/02/2019 | COOPER UNIVERSITY HOSPITAL |  |  | 3RD FLOOR |  | DOMINIC VENDETTA |  |  |  | 08/02/2019 | 08/02/2019 |  |  |  |  | 08/02/2019 | 08/02/2019
|  | SHELDON MANUFACTURING, INC. | SHELDON MANUFACTURING, INC. 1203 |  |  | LAB CHEMISTRY |  |  |  | 01/01/1900 |  |  |  |  | NO | NO |  |  |  |  | SHELDON MANUFACTURING, INC. 10348507 0604396 |  |  | Disposition |  |  |  | Equipment | 1Y:00-MFG | 03/14/2016 | 03/01/2020 | COOPER UNIVERSITY HOSPITAL |  |  | RM 310 |  | Barbara Snyder
|  | SHELDON MANUFACTURING, INC. | SHELDON MANUFACTURING, INC. 2005 |  |  | MARLTON-DERMATOLOGY |  |  |  | 05/10/2019 |  |  |  |  | NO | NO |  |  |  |  | SHELDON MANUFACTURING, INC. 30142560 01130708 |  |  | Active |  | 99:99:99:99:99:99 |  | Equipment | 1Y:00-MFG | 05/10/2019 | 05/10/2019 | COOPER AMBULATORY OFF-SITES |  |  | LAB |  | MICHELE CANALE |  |  |  | 05/10/2019 | 05/10/2019 |  |  |  |  | 05/10/2019 | 05/10/2019
TL10732221 |  | SHELDON MANUFACTURING, INC. | SHELDON MANUFACTURING, INC. SHEL LAB |  |  | 127 CHURCH - SURGERY |  |  |  | 10/16/2019 |  |  |  |  | NO | NO |  |  |  |  | SHELDON MANUFACTURING, INC. TL10732221 11024015 |  |  | Disposition |  | 99:99:99:99:99:99 |  | Equipment | PAAR:00-PVAR | 10/16/2019 | 10/16/2019 | COOPER AMBULATORY OFF-SITES |  |  |  | 0012740567 | Carmen Rivera | Preventative Maintenance | Closed | Josh Harris | 10/16/2019 | 10/16/2019 | PERFORMANCE ASSURANCE AT INVENTORY | INVENTORIED DEVICE AND ENSURED DEVICE WAS FUNCTIONING PROPERLY. | 12C82928-FC77-43C5-AF69-A1729871C1BA | Labor | 10/16/2019 | 10/16/2019 | Kirk Lis
|  | SHELDON MANUFACTURING, INC. | SHELDON MANUFACTURING, INC. SHEL LAB |  |  | 6200 MAIN ST-SURGERY |  |  |  | 05/19/2016 |  |  |  |  | NO | NO |  |  |  |  | SHELDON MANUFACTURING, INC. 10480452 11024115 |  |  | Active |  | 99:99:99:99:99:99 |  | Equipment | PAAR:00-PVAR | 10/31/2019 |  | COOPER AMBULATORY OFF-SITES |  |  | ROOM 142 |  | BOBBIE MICKLE
|  | SHERWOOD MEDICAL | SHERWOOD MEDICAL 828401 |  | U0312373 | OR - KELEMEN 3 |  |  |  | 07/26/2005 |  |  |  |  | NO | NO |  |  |  |  | SHERWOOD MEDICAL 10347669 U0312373 |  |  | Disposition |  |  |  | Equipment | PAAR:00-PVAR | 11/02/2019 |  | COOPER UNIVERSITY HOSPITAL |  |  | SPD basement |  | DOMINIC VENDETTA
|  | SHIMADZU MEDICAL SYSTEMS | SHIMADZU MEDICAL SYSTEMS DIGITEX ALPHA PLUS |  | 0162N56802 | 3 COOPER-RADIOLOGY |  |  |  | 04/19/2006 |  |  |  |  | NO | NO |  |  |  |  | SHIMADZU MEDICAL SYSTEMS 10347646 0162N56802 |  |  | Disposition |  |  |  | Equipment | 1Y:00-MFG | 01/01/1900 | 12/01/2019 | COOPER AMBULATORY OFF-SITES |  |  | DTC |  | JUDY ADIRZONE
|  | SHIMADZU MEDICAL SYSTEMS | SHIMADZU MEDICAL SYSTEMS L040-075U |  | 026R881901 | VOORHEES SURGERY CENTER-OPERATING ROOM |  |  |  | 05/08/2013 |  |  |  |  | NO | NO |  |  |  |  | SHIMADZU MEDICAL SYSTEMS 10348036 026R881901 |  |  | Active |  | 99:99:99:99:99:99 |  | Accessory | PAAR:00-PVAR | 11/02/2019 |  | COOPER AMBULATORY OFF-SITES |  |  | STORAGE |  | JENNIFER BOMBARO
|  | SHIMADZU MEDICAL SYSTEMS | SHIMADZU MEDICAL SYSTEMS MOBILE DART |  | 0162Z17309 | RADIOLOGY DIAGNOSTICS |  |  |  | 01/19/2007 |  |  |  |  | NO | NO |  |  |  |  | SHIMADZU MEDICAL SYSTEMS 10364995 0162Z17309 |  |  | Disposition |  | 00:00:00:00:00:00 |  | Equipment | 1Y:00-MFG | 01/22/2019 | 01/01/2020 | COOPER UNIVERSITY HOSPITAL |  |  | Old DP1 |  | PAULETTE DUCKREY
|  | SHIMADZU MEDICAL SYSTEMS | SHIMADZU MEDICAL SYSTEMS MOBILE DART EVOLUTION |  |  | CHERRY HILL BONE AND JOINT |  |  |  | 01/20/2016 |  |  |  |  | NO | NO |  |  |  |  | SHIMADZU MEDICAL SYSTEMS 10505041 410004029003 |  |  | Disposition |  |  |  | Equipment | 6M:00-MFG 1Y:00-MIN | 02/26/2018 | 01/01/2020 | COOPER AMBULATORY OFF-SITES |  |  |  | 0011483118 | CASSANDRA RIVERA | Performance Verification | Closed | Bonnie Aichroth | 04/14/2017 | 04/14/2017 | INCOMING INVENTORY | DEVICE INVENTORIED | E31269A4-AE43-460C-A38B-93097D4DCCF1 | Labor | 04/14/2017 | 04/14/2017 | Bonnie Aichroth
|  | SHIMADZU MEDICAL SYSTEMS | SHIMADZU MEDICAL SYSTEMS RADSPEED / CANON DR |  | =m47507 | 3 COOPER-RADIOLOGY |  |  |  | 01/01/1900 |  |  |  |  | NO | NO |  |  |  |  | SHIMADZU MEDICAL SYSTEMS 10347647 =m47507 |  |  | Disposition |  |  |  | Equipment | 1Y:00-MFG | 01/01/1900 | 12/01/2019 | COOPER AMBULATORY OFF-SITES |  |  | 2nd room |  | JUDY ADIRZONE
|  | SHIMADZU MEDICAL SYSTEMS | SHIMADZU MEDICAL SYSTEMS RADSPEED / CANON DR |  | 503-61436 | 3 COOPER-RADIOLOGY |  |  |  | 03/27/2012 |  |  |  |  | NO | NO |  |  |  |  | SHIMADZU MEDICAL SYSTEMS 10347644 503-61436 |  |  | Disposition |  |  |  | Equipment | 1Y:00-MFG | 01/01/1900 | 12/01/2019 | COOPER AMBULATORY OFF-SITES |  |  | ROOM 2 |  | JUDY ADIRZONE
|  | SHIMADZU MEDICAL SYSTEMS | SHIMADZU MEDICAL SYSTEMS RADSPEED / CANON DR |  | 011X629502 | 3 COOPER-RADIOLOGY |  |  |  | 01/01/1900 |  |  |  |  | NO | NO |  |  |  |  | SHIMADZU MEDICAL SYSTEMS 10347637 011X629502 |  |  | Disposition |  |  |  | Equipment | 1Y:00-MFG | 01/01/1900 | 12/01/2019 | COOPER AMBULATORY OFF-SITES |  |  | 130 GENERAL X RAY |  | JUDY ADIRZONE
|  | SHIMADZU MEDICAL SYSTEMS | SHIMADZU MEDICAL SYSTEMS RADSPEED / CANON DR |  | 727194214C | 3 COOPER-RADIOLOGY |  |  |  | 11/01/2007 |  |  |  |  | NO | NO |  |  |  |  | SHIMADZU MEDICAL SYSTEMS 10345971 727194214C |  |  | Disposition |  |  |  | Equipment | 1Y:00-MFG | 05/27/2016 | 05/01/2020 | COOPER AMBULATORY OFF-SITES |  |  | ELO DISPLAY RM B |  | JUDY ADIRZONE
|  | SHIMADZU MEDICAL SYSTEMS | SHIMADZU MEDICAL SYSTEMS SDU-1200X PLUS |  | 016P610103 | VOORHEES SURGERY CENTER-SURGERY DEPT |  |  |  | 01/25/2002 |  |  |  |  | NO | NO |  |  |  |  | SHIMADZU MEDICAL SYSTEMS 10347202 016P610103 |  |  | Disposition |  |  |  | Equipment | 1Y:00-MFG | 04/27/2018 | 04/01/2020 | COOPER AMBULATORY OFF-SITES |  |  | SUITE E |  | Theresa Megali
|  | SHIMADZU MEDICAL SYSTEMS | SHIMADZU MEDICAL SYSTEMS UB10R-065U |  | 026R863309 | VOORHEES SURGERY CENTER-OPERATING ROOM |  |  |  | 01/01/1900 |  |  |  |  | NO | NO |  |  |  |  | SHIMADZU MEDICAL SYSTEMS 10355974 026R863309 |  |  | Active |  | 99:99:99:99:99:99 |  | Accessory | PAAR:00-PVAR | 11/02/2019 |  | COOPER AMBULATORY OFF-SITES |  |  | STORAGE |  | JENNIFER BOMBARO
|  | SIEMENS HEALTHCARE DIAGNOSTICS | SIEMENS HEALTHCARE DIAGNOSTICS B1010-6 |  | B00111002983 | LAB MICROBIOLOGY |  |  |  | 05/15/2016 |  |  |  |  | NO | NO |  |  |  |  | SIEMENS HEALTHCARE DIAGNOSTICS 22349 B00111002983 |  |  | Disposition |  |  |  | Equipment | 1Y:00-MFG | 05/15/2016 | 05/15/2016 | COOPER UNIVERSITY HOSPITAL |  |  | MICROBIOLOGY |  | COURTNEY BARRY |  |  |  | 05/15/2016 | 05/15/2016 |  |  |  |  | 05/15/2016 | 05/15/2016
|  | SIEMENS HEALTHCARE DIAGNOSTICS | SIEMENS HEALTHCARE DIAGNOSTICS CLINITEK STATUS |  |  | RUNNEMEDE URGENT CARE |  |  |  | 10/31/2019 |  |  |  |  | NO | NO |  |  |  |  | SIEMENS HEALTHCARE DIAGNOSTICS 11221607 015335 |  |  | Active |  | 99:99:99:99:99:99 |  | Equipment | PAAR:00-PVAR | 10/31/2019 | 10/31/2019 | COOPER AMBULATORY OFF-SITES |  |  | Performance Verification | WOT00000001069790 | MELISSA PORTOBANCO | Performance Verification | Closed | Tom Burhart | 10/31/2019 | 10/31/2019 | Performance Verification for SIEMENS HEALTHCARE DIAGNOSTICS 11221607 015335 | Initial Install of Performance Verification. Device is ready for patient use. |  |  | 10/31/2019 | 10/31/2019
|  | SIEMENS HEALTHCARE DIAGNOSTICS | SIEMENS HEALTHCARE DIAGNOSTICS CLINITEK STATUS |  | 289201` | 127 CHURCH - SURGERY |  |  |  | 12/29/2017 |  |  |  |  | NO | NO |  |  |  |  | SIEMENS HEALTHCARE DIAGNOSTICS 10379675 289201` |  |  | Active |  | 99:99:99:99:99:99 |  | Equipment | PAAR:00-PVAR | 10/31/2019 |  | COOPER AMBULATORY OFF-SITES |  |  |  | 0012740423 | Carmen Rivera | Preventative Maintenance | Closed | Josh Harris | 01/30/2018 | 01/30/2018 | PERFORMANCE ASSURANCE AT INVENTORY | INVENTORIED DEVICE AND ENSURED DEVICE WAS FUNCTIONING PROPERLY. | 1C1AEAE0-ADBA-4765-8C0A-FC8C6E3D72B7 | Labor | 12/29/2017 | 12/29/2017 | Kirk Lis
|  | SIEMENS HEALTHCARE DIAGNOSTICS | SIEMENS HEALTHCARE DIAGNOSTICS CLINITEK STATUS |  | ib62589ed | WOODSTOWN - CARDIOLOGY |  |  |  | 01/01/1900 |  |  |  |  | NO | NO |  |  |  |  | SIEMENS HEALTHCARE DIAGNOSTICS 10366965 ib62589ed |  |  | Disposition |  |  |  | Equipment | 1Y:00-MFG | 02/18/2016 | 07/01/2020 | COOPER AMBULATORY OFF-SITES |  |  | BUNKER HILL SURGERY |  | SUSAN WHITZELL
|  | SIEMENS HEALTHCARE DIAGNOSTICS | SIEMENS HEALTHCARE DIAGNOSTICS HEMATEK 4488C |  |  | LAB HEMATOLOGY |  |  |  | 03/01/2011 |  |  |  |  | NO | NO |  |  |  |  | SIEMENS HEALTHCARE DIAGNOSTICS 10360300 203114 |  |  | Disposition |  |  |  | Equipment | 1Y:00-MFG | 03/02/2017 | 03/01/2020 | COOPER UNIVERSITY HOSPITAL |  |  | P058 - HEMATOLOGY |  | DALE MORRONE
|  | SIEMENS HEALTHCARE DIAGNOSTICS | SIEMENS HEALTHCARE DIAGNOSTICS RAPIDLAB 1240 |  |  | LAB CHEMISTRY |  |  |  | 10/15/2009 |  |  |  |  | NO | NO |  |  |  |  | SIEMENS HEALTHCARE DIAGNOSTICS 10360276 14306 |  |  | Disposition |  |  |  | Equipment | 4M:00-MFG | 05/18/2018 | 01/01/2020 | COOPER UNIVERSITY HOSPITAL |  |  | CHEMISTRY |  | Barbara Snyder
|  | SIEMENS HEALTHCARE DIAGNOSTICS | SIEMENS HEALTHCARE DIAGNOSTICS RAPIDLAB 1265 |  |  | LAB HEMATOLOGY |  |  |  | 01/01/2005 |  |  |  |  | NO | NO |  |  |  |  | SIEMENS HEALTHCARE DIAGNOSTICS 10360275 14314 |  |  | Disposition |  |  |  | Equipment | 1Y:00-MFG | 12/02/2016 | 12/01/2020 | COOPER UNIVERSITY HOSPITAL |  |  | HEMATOLOGY |  | DALE MORRONE
|  | SIEMENS HEALTHCARE DIAGNOSTICS | SIEMENS HEALTHCARE DIAGNOSTICS RAPIDLAB 1265 |  |  | LAB HEMATOLOGY |  |  |  | 01/01/2005 |  |  |  |  | NO | NO |  |  |  |  | SIEMENS HEALTHCARE DIAGNOSTICS 10360274 14321 |  |  | Disposition |  |  |  | Equipment | 1Y:00-MFG | 12/02/2016 | 12/01/2020 | COOPER UNIVERSITY HOSPITAL |  |  | HEMATOLOGY |  | DALE MORRONE
|  | SIEMENS HEALTHCARE DIAGNOSTICS | SIEMENS HEALTHCARE DIAGNOSTICS RAPIDLAB 1265 |  |  | LAB CHEMISTRY |  |  |  | 10/15/2009 |  |  |  |  | NO | NO |  |  |  |  | SIEMENS HEALTHCARE DIAGNOSTICS 10354909 015284 |  |  | Disposition |  |  |  | Equipment | 4M:00-MFG | 05/18/2018 | 01/01/2020 | COOPER UNIVERSITY HOSPITAL |  |  | NICU LAB |  | Barbara Snyder
|  | SIEMENS MEDICAL | SIEMENS MEDICAL 03089349 |  | HXV1003059 | ANGIOGRAPHY |  |  |  | 08/01/2007 |  |  |  |  | NO | NO |  |  |  |  | SIEMENS MEDICAL 10346236 HXV1003059 |  |  | Disposition |  | 99:99:99:99:99:99 |  | Accessory | PAAR:00-PVAR | 11/02/2019 |  | COOPER UNIVERSITY HOSPITAL |  |  | B34 - Lab 2 | WOT00000000526468 | PAULETTE DUCKREY | Disposition | Closed | Charles Santomero | 02/08/2018 | 06/05/2019 | Bulk Disposition CNL
|  | SIEMENS MEDICAL | SIEMENS MEDICAL 03099959 |  | HXUN0006177 | ANGIOGRAPHY |  |  |  | 02/14/2007 |  |  |  |  | NO | NO |  |  |  |  | SIEMENS MEDICAL 10347561 HXUN0006177 |  |  | Disposition |  | 99:99:99:99:99:99 |  | Accessory | PAAR:00-PVAR | 11/01/2019 |  | COOPER UNIVERSITY HOSPITAL |  |  | LAB 1 |  | PAULETTE DUCKREY
|  | SIEMENS MEDICAL | SIEMENS MEDICAL 03099959 |  | HXUN006167 | ANGIOGRAPHY |  |  |  | 02/14/2007 |  |  |  |  | NO | NO |  |  |  |  | SIEMENS MEDICAL 10347560 HXUN006167 |  |  | Disposition |  | 99:99:99:99:99:99 |  | Accessory | PAAR:00-PVAR | 11/02/2019 |  | COOPER UNIVERSITY HOSPITAL |  |  | BASEMENT |  | PAULETTE DUCKREY
|  | SIEMENS MEDICAL | SIEMENS MEDICAL 03099975 |  | HXU7004598 | RADIOLOGY DIAGNOSTICS |  |  |  | 07/01/2006 |  |  |  |  | NO | NO |  |  |  |  | SIEMENS MEDICAL 10366451 HXU7004598 |  |  | Disposition |  | 99:99:99:99:99:99 |  | Accessory | PAAR:00-PVAR | 11/02/2019 |  | COOPER UNIVERSITY HOSPITAL |  |  | BASEMENT ROOM E |  | PAULETTE DUCKREY
|  | SIEMENS MEDICAL | SIEMENS MEDICAL 03099975 |  | HXV5008231 | ANGIOGRAPHY |  |  |  | 08/01/2007 |  |  |  |  | NO | NO |  |  |  |  | SIEMENS MEDICAL 10366231 HXV5008231 |  |  | Disposition |  | 99:99:99:99:99:99 |  | Accessory | PAAR:00-PVAR | 11/01/2019 |  | COOPER UNIVERSITY HOSPITAL |  |  | LAB 2 CONTROL ROOM |  | PAULETTE DUCKREY
|  | SIEMENS MEDICAL | SIEMENS MEDICAL 1.5T 8CH HEAD ARRAY |  |  | MRI |  |  |  | 01/01/1900 |  |  |  |  | NO | NO |  |  |  |  | SIEMENS MEDICAL 10366428 2197 |  |  | Active |  | 99:99:99:99:99:99 |  | Accessory | PAAR:00-PVAR | 11/02/2019 |  | COOPER UNIVERSITY HOSPITAL |  |  | B12 | WOT00000000513347 | ELLIOT VASQUEZ | Disposition | Closed | Charles Santomero | 02/08/2018 | 05/15/2019 | Bulk Disposition CNL
|  | SIEMENS MEDICAL | SIEMENS MEDICAL 3.5C40S |  | xa95868 | CHERRY HILL URGENT CARE |  |  |  | 01/01/1900 |  |  |  |  | NO | NO |  |  |  |  | SIEMENS MEDICAL 10346153 xa95868 |  |  | Disposition |  |  |  | Accessory | PAAR:00-PVAR | 11/01/2019 |  | COOPER AMBULATORY OFF-SITES |  |  | LAB | WOT00000000650289 | MELISSA PORTOBANCO | Disposition | Closed | Zhan Kiselev | 03/12/2018 | 03/23/2018 | Equipment Disposition | Disposition being closed per CMPLRSQM0010801
|  | SIEMENS MEDICAL | SIEMENS MEDICAL 300 |  |  | RESPIRATORY |  |  |  | 01/01/1900 |  |  |  |  | NO | NO |  |  |  |  | SIEMENS MEDICAL 10369375 20977 |  |  | Disposition |  |  |  | Life Support | 6M:00-MFG | 09/10/2015 | 03/01/2020 | COOPER UNIVERSITY HOSPITAL |  |  | ER EQUIPMENT STORAGE |  | KATHY LOFLAND
|  | SIEMENS MEDICAL | SIEMENS MEDICAL 300 |  | 09135S11 | RESPIRATORY |  |  |  | 03/01/1997 |  |  |  |  | NO | NO |  |  |  |  | SIEMENS MEDICAL 10365464 09135S11 |  |  | Disposition |  |  |  | Life Support | 6M:00-MFG | 09/10/2015 | 03/01/2020 | COOPER UNIVERSITY HOSPITAL |  |  | 3rd |  | KATHY LOFLAND
|  | SIEMENS MEDICAL | SIEMENS MEDICAL 300 |  | 20973 #6 | RESPIRATORY |  |  |  | 01/01/1900 |  |  |  |  | NO | NO |  |  |  |  | SIEMENS MEDICAL 10347613 20973 #6 |  |  | Disposition |  |  |  | Life Support | 6M:00-MFG | 09/10/2015 | 03/01/2020 | COOPER UNIVERSITY HOSPITAL |  |  | STORAGE |  | KATHY LOFLAND
|  | SIEMENS MEDICAL | SIEMENS MEDICAL 300 |  | 09658S11 | RESPIRATORY |  |  |  | 04/01/1997 |  |  |  |  | NO | NO |  |  |  |  | SIEMENS MEDICAL 10346429 09658S11 |  |  | Disposition |  |  |  | Life Support | 6M:00-MFG | 09/10/2015 | 03/01/2020 | COOPER UNIVERSITY HOSPITAL |  |  | RESPIRATORY |  | KATHY LOFLAND
|  | SIEMENS MEDICAL | SIEMENS MEDICAL 300 |  |  | RESPIRATORY |  |  |  | 04/01/1997 |  |  |  |  | NO | NO |  |  |  |  | SIEMENS MEDICAL 03248 09447511 |  |  | Disposition |  |  |  | Life Support | 6M:00-MFG | 08/04/2015 | 03/01/2020 | COOPER UNIVERSITY HOSPITAL |  |  | resp |  | KATHY LOFLAND
|  | SIEMENS MEDICAL | SIEMENS MEDICAL 3792079X2077 |  | S01276 S01 | VOORHEES SURGERY CENTER-RADIOLOGY |  |  |  | 01/01/1900 |  |  |  |  | NO | NO |  |  |  |  | SIEMENS MEDICAL 04693 S01276 S01 |  |  | Disposition |  |  |  | Accessory | 1Y:00-MFG | 04/18/2016 | 04/01/2020 | COOPER AMBULATORY OFF-SITES |  |  | VOORHEES CT |  | PAT STIENES
|  | SIEMENS MEDICAL | SIEMENS MEDICAL 4528212 |  |  | CARDIAC CATH LAB |  |  |  | 01/01/1900 |  |  |  |  | NO | NO |  |  |  |  | SIEMENS MEDICAL 10367835 01783 |  |  | Disposition |  | 99:99:99:99:99:99 |  | Equipment | PAAR:00-PVAR | 11/02/2019 |  | COOPER UNIVERSITY HOSPITAL |  |  | LAB #3 | WOT00000000536898 | LINDA BEAN | Disposition | Closed | Stephen Zubrzycki | 02/09/2018 | 05/23/2018 | Bulk Disposition CNL | Notification sent to technician and manager that this CEID has been marked as Could Not Locate (CNL). 33% SLA Warning: Notification sent to technician and manager that this CEID has been marked as Could Not Locate (CNL) for 30 days. 66% SLA Warning: Notification sent to technician and manager that this CEID has been marked as Could Not Locate (CNL) for 60 days. 99% SLA Warning: Notification sent to technician and manager that this CEID has been marked as Could Not Locate (CNL) for 90 days. CNL device for 2 years. All of the Siemens products have been removed from the Cath Labs. | EXP0609260 | Labor | 05/22/2018 | 05/22/2018 | Stephen Zubrzycki
|  | SIEMENS MEDICAL | SIEMENS MEDICAL 4V1C |  |  | CARDIAC CATH LAB |  |  |  | 02/12/2018 |  |  |  |  | NO | NO |  |  |  |  | SIEMENS MEDICAL 10752776 75180555 |  |  | Active |  | 99:99:99:99:99:99 |  | Accessory | PAAR:00-PVAR | 10/31/2019 |  | COOPER UNIVERSITY HOSPITAL |  |  | Cath Lab 4 | WOT00000000545833 | LINDA BEAN | Performance Verification | Closed | Zhan Kiselev | 02/13/2018 | 07/30/2018 | Performance Verification for SIEMENS MEDICAL 10752776 75180555 | Initial Install of Performance Verification. Device is ready for patient use.
|  | SIEMENS MEDICAL | SIEMENS MEDICAL 5989079 |  |  | NUCLEAR MEDICINE |  |  |  | 01/01/1900 |  |  |  |  | NO | NO |  |  |  |  | SIEMENS MEDICAL 02407 14228 |  |  | Disposition |  |  |  | Equipment | 1Y:00-MFG | 04/18/2016 | 05/01/2020 | COOPER UNIVERSITY HOSPITAL |  |  | BASEMENT |  | Donna Handy
|  | SIEMENS MEDICAL | SIEMENS MEDICAL 5989079 |  |  | NUCLEAR MEDICINE |  |  |  | 01/01/1992 |  |  |  |  | NO | NO |  |  |  |  | SIEMENS MEDICAL 02401 1366 |  |  | Disposition |  |  |  | Equipment | 1Y:00-MFG | 04/18/2016 | 05/01/2020 | COOPER UNIVERSITY HOSPITAL |  |  | BASEMENT |  | Donna Handy
|  | SIEMENS MEDICAL | SIEMENS MEDICAL 6174986 |  |  | CARDIAC CATH LAB |  |  |  | 04/18/2016 |  |  |  |  | NO | NO |  |  |  |  | SIEMENS MEDICAL 13863 10308 |  |  | Disposition |  |  |  | Equipment | 1Y:00-MFG | 04/18/2016 | 04/18/2016 | COOPER UNIVERSITY HOSPITAL |  |  | SERVER ROOM 401A |  | LINDA BEAN |  |  |  | 04/18/2016 | 04/18/2016 |  |  |  |  | 04/18/2016 | 04/18/2016
|  | SIEMENS MEDICAL | SIEMENS MEDICAL 7.5L45S |  | XG60393 | CHERRY HILL URGENT CARE |  |  |  | 11/03/2004 |  |  |  |  | NO | NO |  |  |  |  | SIEMENS MEDICAL 10346151 XG60393 |  |  | Disposition |  |  |  | Accessory | PAAR:00-PVAR | 11/02/2019 |  | COOPER AMBULATORY OFF-SITES |  |  | LAB | WOT00000000650290 | MELISSA PORTOBANCO | Disposition | Closed | Zhan Kiselev | 03/12/2018 | 03/23/2018 | Equipment Disposition | Disposition being closed per CMPLRSQM0010801
|  | SIEMENS MEDICAL | SIEMENS MEDICAL 960 |  |  | RESPIRATORY |  |  |  | 01/01/2001 |  |  |  |  | NO | NO |  |  |  |  | SIEMENS MEDICAL 10354920 405256 |  |  | Active |  | 99:99:99:99:99:99 |  | High Risk | 1Y:00-MFG | 12/18/2018 | 12/01/2019 | COOPER UNIVERSITY HOSPITAL |  |  | RT |  | KATHY LOFLAND
|  | SIEMENS MEDICAL | SIEMENS MEDICAL 960 |  |  | RESPIRATORY |  |  |  | 01/01/2001 |  |  |  |  | NO | NO |  |  |  |  | SIEMENS MEDICAL 10348308 2439266 |  |  | Active |  | 99:99:99:99:99:99 |  | High Risk | 1Y:00-MFG | 12/28/2018 | 12/01/2019 | COOPER UNIVERSITY HOSPITAL |  |  | RT |  | KATHY LOFLAND
|  | SIEMENS MEDICAL | SIEMENS MEDICAL 960 |  | 148T08B | RESPIRATORY |  |  |  | 01/01/2001 |  |  |  |  | NO | NO |  |  |  |  | SIEMENS MEDICAL 10348305 148T08B |  |  | Active |  | 99:99:99:99:99:99 |  | High Risk | 1Y:00-MFG | 03/28/2019 | 03/01/2020 | COOPER UNIVERSITY HOSPITAL |  |  | manuf: Biomed Devices |  | KATHY LOFLAND
|  | SIEMENS MEDICAL | SIEMENS MEDICAL 960 |  |  | RESPIRATORY |  |  |  | 01/01/2001 |  |  |  |  | NO | NO |  |  |  |  | SIEMENS MEDICAL 10348298 2220097 |  |  | Active |  | 99:99:99:99:99:99 |  | High Risk | 1Y:00-MFG | 12/18/2018 | 12/01/2019 | COOPER UNIVERSITY HOSPITAL |  |  | RT |  | KATHY LOFLAND
|  | SIEMENS MEDICAL | SIEMENS MEDICAL 960 |  | 243RRRR | RESPIRATORY |  |  |  | 01/01/2001 |  |  |  |  | NO | NO |  |  |  |  | SIEMENS MEDICAL 10348297 243RRRR |  |  | Active |  | 99:99:99:99:99:99 |  | High Risk | 1Y:00-MFG | 12/18/2018 | 12/01/2019 | COOPER UNIVERSITY HOSPITAL |  |  | RT |  | KATHY LOFLAND
|  | SIEMENS MEDICAL | SIEMENS MEDICAL ACUSON 9L4 MULTI-D |  |  | OPERATING ROOM PAVILION 2ND FLOOR |  |  |  | 10/31/2019 |  |  |  |  | NO | NO |  |  |  |  | SIEMENS MEDICAL 30212632 81006017 |  |  | Active |  | 99:99:99:99:99:99 |  | Accessory | PAAR:00-PVAR | 10/31/2019 | 10/31/2019 | COOPER UNIVERSITY HOSPITAL |  |  | Pav Or 2nd flr | WOT00000000766296 | JOE DRUCTOR | Performance Verification | Closed | Gene Amodei | 10/31/2019 | 10/31/2019 | Performance Verification for SIEMENS MEDICAL 30212632 81006017 | Initial Install of Performance Verification. Device is ready for patient use. |  |  | 10/31/2019 | 10/31/2019
|  | SIEMENS MEDICAL | SIEMENS MEDICAL ACUSON X300 |  |  | WILLINGBORO COOPER UNIVERSITY PHYSICIANS |  |  |  | 03/26/2010 |  |  |  |  | NO | NO |  |  |  |  | SIEMENS MEDICAL 10367129 316852 |  |  | Active |  | CD:10:10:CE:D0:00 |  | Equipment | 1Y:00-MFG | 03/26/2019 | 03/01/2020 | COOPER AMBULATORY OFF-SITES |  |  | INT MED PROCEDURE RM 3 |  | PATTY LEWIS
|  | SIEMENS MEDICAL | SIEMENS MEDICAL ACUSON X300 |  |  | VOORHEES SURGERY CENTER-SURGERY DEPT |  |  |  | 07/01/2008 |  |  |  |  | NO | NO |  |  |  |  | SIEMENS MEDICAL 10344822 313313 |  |  | Active |  | CD:10:10:CE:D0:00 |  | Equipment | 1Y:00-MFG | 04/12/2019 | 04/01/2020 | COOPER AMBULATORY OFF-SITES |  |  | SUITE G PROC RM C |  | Theresa Megali
|  | SIEMENS MEDICAL | SIEMENS MEDICAL ANGIOSTAR |  |  | CARDIAC CATH LAB |  |  |  | 07/04/1998 |  |  |  |  | NO | NO |  |  |  |  | SIEMENS MEDICAL 10367839 941100102 |  |  | Disposition |  |  |  | Equipment | 1Y:00-MFG | 07/29/2015 | 08/01/2020 | COOPER UNIVERSITY HOSPITAL |  |  | LAB 3 |  | LINDA BEAN
|  | SIEMENS MEDICAL | SIEMENS MEDICAL ANTARES |  |  | ANGIOGRAPHY |  |  |  | 11/20/2002 |  |  |  |  | NO | NO |  |  |  |  | SIEMENS MEDICAL 10369004 10137 |  |  | Active |  | 00:00:50:38:FD:52 |  | Equipment | 2Y:00-MFG | 05/25/2018 | 05/01/2020 | COOPER UNIVERSITY HOSPITAL |  |  | ANGIO HOLDING |  | PAULETTE DUCKREY
|  | SIEMENS MEDICAL | SIEMENS MEDICAL ANTARES |  |  | BUNKER HILL-OB/GYN |  |  |  | 10/01/2001 |  |  |  |  | NO | NO |  |  |  |  | SIEMENS MEDICAL 10366990 10140 |  |  | Disposition |  | 00:00:50:3B:77:7C |  | Equipment | 2Y:00-MFG | 11/01/2019 | 11/01/2021 | COOPER AMBULATORY OFF-SITES |  |  | Exam 8 |  | LISA POTTS
|  | SIEMENS MEDICAL | SIEMENS MEDICAL ANTARES |  |  | RIPPA CENTER-OB/GYN |  |  |  | 01/01/1900 |  |  |  |  | NO | NO |  |  |  |  | SIEMENS MEDICAL 10347655 10141 |  |  | Disposition |  |  |  | Equipment | 2Y:00-MFG | 05/24/2016 | 05/01/2021 | COOPER AMBULATORY OFF-SITES |  |  | 5TH FLOOR PAVILLION |  | PATRICIA HUFF
|  | SIEMENS MEDICAL | SIEMENS MEDICAL AXIOM ARTIS |  |  | ANGIOGRAPHY |  |  |  | 02/14/2007 |  |  |  |  | NO | NO |  |  |  |  | SIEMENS MEDICAL 10347551 360460601 |  |  | Disposition |  |  |  | Equipment | 1Y:00-MFG | 01/01/1900 | 12/01/2019 | COOPER UNIVERSITY HOSPITAL |  |  | LAB 1 |  | PAULETTE DUCKREY
|  | SIEMENS MEDICAL | SIEMENS MEDICAL AXIOM MULTIX M |  |  | RADIOLOGY DIAGNOSTICS |  |  |  | 10/01/2002 |  |  |  |  | NO | NO |  |  |  |  | SIEMENS MEDICAL 10368740 02170 |  |  | Disposition |  |  |  | Equipment | 2Y:00-MFG 3Y:00-RPLC 4Y:00-MIN | 06/13/2017 | 06/01/2020 | COOPER UNIVERSITY HOSPITAL |  |  | ROOM F |  | PAULETTE DUCKREY
|  | SIEMENS MEDICAL | SIEMENS MEDICAL AXIOM SENSIS |  |  | ANGIOGRAPHY |  |  |  | 06/28/2016 |  |  |  |  | NO | NO |  |  |  |  | SIEMENS MEDICAL 12580 3342 |  |  | Disposition |  |  |  | Alarm | 1Y:00-MFG | 06/28/2016 | 06/28/2016 | COOPER UNIVERSITY HOSPITAL |  |  | IR LAB 2 |  | PAULETTE DUCKREY |  |  |  | 06/28/2016 | 06/28/2016 |  |  |  |  | 06/28/2016 | 06/28/2016
|  | SIEMENS MEDICAL | SIEMENS MEDICAL AXIOM SENSIS SERVER |  | LBD57C0824 | RADIATION ONCOLOGY |  |  |  | 04/18/2016 |  |  |  |  | NO | NO |  |  |  |  | SIEMENS MEDICAL 24630 LBD57C0824 |  |  | Disposition |  |  |  | Equipment | 1Y:00-MFG | 04/18/2016 | 04/18/2016 | COOPER UNIVERSITY HOSPITAL |  |  | ROOM C1099 |  | COLLEEN TEGELER |  |  |  | 04/18/2016 | 04/18/2016 |  |  |  |  | 04/18/2016 | 04/18/2016
|  | SIEMENS MEDICAL | SIEMENS MEDICAL AXIOM VERTIX SOLITAIRE M |  |  | RADIOLOGY DIAGNOSTICS |  |  |  | 01/01/1900 |  |  |  |  | NO | NO |  |  |  |  | SIEMENS MEDICAL 12502 4640 |  |  | Disposition |  |  |  | Equipment | 1Y:00-MFG 3Y:00-RPLC 4Y:00-MIN | 01/01/1900 | 01/01/1900 | COOPER UNIVERSITY HOSPITAL |  |  | BASEMENT ROOM E |  | PAULETTE DUCKREY |  |  |  | 01/01/1900 | 01/01/1900 |  |  |  |  | 01/01/1900 | 01/01/1900
|  | SIEMENS MEDICAL | SIEMENS MEDICAL AXIOM VERTIX SOLITAIRE M |  |  | VOORHEES SURGERY CENTER-RADIOLOGY |  |  |  | 06/10/2015 |  |  |  |  | NO | NO |  |  |  |  | SIEMENS MEDICAL 04668 04112510 |  |  | Disposition |  |  |  | Equipment | 1Y:00-MFG 3Y:00-RPLC 4Y:00-MIN | 12/29/2015 | 04/01/2020 | COOPER AMBULATORY OFF-SITES |  |  | B108/SITE ID 45960 |  | PAT STIENES
|  | SIEMENS MEDICAL | SIEMENS MEDICAL AXIOM-SIRESKOP SD |  | Not Known | RADIOLOGY DIAGNOSTICS |  |  |  | 10/01/2002 |  |  |  |  | NO | NO |  |  |  |  | SIEMENS MEDICAL 10368741 Not Known |  |  | Disposition |  |  |  | Equipment | 1Y:00-MFG | 10/06/2016 | 06/01/2020 | COOPER UNIVERSITY HOSPITAL |  |  | ROOM F |  | PAULETTE DUCKREY
|  | SIEMENS MEDICAL | SIEMENS MEDICAL AXIOM-SIRESKOP SD |  |  | RADIOLOGY DIAGNOSTICS |  |  |  | 10/01/2002 |  |  |  |  | NO | NO |  |  |  |  | SIEMENS MEDICAL 10368745 11489 |  |  | Disposition |  | 00:30:05:2B:5C:DF |  | Equipment | 1Y:00-MFG | 05/06/2019 | 05/01/2020 | COOPER UNIVERSITY HOSPITAL |  |  | Fluoro Rm 1 |  | PAULETTE DUCKREY
|  | SIEMENS MEDICAL | SIEMENS MEDICAL AXIOM-SIRESKOP SD |  | NOT KNOWN | RADIOLOGY DIAGNOSTICS |  |  |  | 07/11/2006 |  |  |  |  | NO | NO |  |  |  |  | SIEMENS MEDICAL 10366453 NOT KNOWN |  |  | Disposition |  | 00:00:00:00:00:00 |  | Equipment | 1Y:00-MFG 10Y:00-RPLC | 09/25/2018 | 09/01/2020 | COOPER UNIVERSITY HOSPITAL |  |  | ROOM E |  | PAULETTE DUCKREY
|  | SIEMENS MEDICAL | SIEMENS MEDICAL BODY MATRIX |  |  | VOORHEES SURGERY CENTER-RADIOLOGY |  |  |  | 01/01/2015 |  |  |  |  | NO | NO |  |  |  |  | SIEMENS MEDICAL 10345852 8168 |  |  | Active |  | 99:99:99:99:99:99 |  | Accessory | PAAR:00-PVAR | 11/01/2019 |  | COOPER AMBULATORY OFF-SITES |  |  | MRI |  | PAT STIENES
|  | SIEMENS MEDICAL | SIEMENS MEDICAL BODY MATRIX |  | s11298 | 3 COOPER-RADIOLOGY |  |  |  | 01/01/2015 |  |  |  |  | NO | NO |  |  |  |  | SIEMENS MEDICAL 10345723 s11298 |  |  | Active |  | 99:99:99:99:99:99 |  | Accessory | PAAR:00-PVAR | 11/02/2019 |  | COOPER AMBULATORY OFF-SITES |  |  | MRI - BODY MATRIX |  | JUDY ADIRZONE
|  | SIEMENS MEDICAL | SIEMENS MEDICAL C5-2 |  | AR84431 | 3 COOPER - SURGERY DEPARTMENT |  |  |  | 12/03/2008 |  |  |  |  | NO | NO |  |  |  |  | SIEMENS MEDICAL 10347665 AR84431 |  |  | Disposition |  |  |  | Accessory | PAAR:00-PVAR | 11/02/2019 |  | COOPER AMBULATORY OFF-SITES |  |  | SUITE 403 |  | ANNE MAIER
|  | SIEMENS MEDICAL | SIEMENS MEDICAL CH4-1 |  |  | ANGIOGRAPHY |  |  |  | 05/09/2011 |  |  |  |  | NO | NO |  |  |  |  | SIEMENS MEDICAL 10369005 11310013 |  |  | Disposition |  | 99:99:99:99:99:99 |  | Accessory | PAAR:00-PVAR | 11/02/2019 |  | COOPER UNIVERSITY HOSPITAL |  |  | ANGIO HOLDING | WOT00000000508419 | PAULETTE DUCKREY | Disposition | Closed | Zhan Kiselev | 02/08/2018 | 07/19/2019 | Bulk Disposition CNL | Unit was traded in. | EXP3441235 | Labor | 07/19/2019 | 07/19/2019 | Zhan Kiselev
|  | SIEMENS MEDICAL | SIEMENS MEDICAL CH4-1 |  |  | RIPPA CENTER-OB/GYN |  |  |  | 12/11/2014 |  |  |  |  | NO | NO |  |  |  |  | SIEMENS MEDICAL 10347658 42013283 |  |  | Active |  | 99:99:99:99:99:99 |  | Accessory | PAAR:00-PVAR | 11/02/2019 |  | COOPER AMBULATORY OFF-SITES |  |  | OB/GYN |  | PATRICIA HUFF
|  | SIEMENS MEDICAL | SIEMENS MEDICAL CH4-1 |  |  | BUNKER HILL-OB/GYN |  |  |  | 11/01/2019 |  |  |  |  | NO | NO |  |  |  |  | SIEMENS MEDICAL 30144682 01390505 |  |  | Active |  | 99:99:99:99:99:99 |  | Accessory | PAAR:00-PVAR | 11/01/2019 | 11/01/2019 | COOPER AMBULATORY OFF-SITES |  |  | MOVES |  | LISA POTTS |  |  |  | 11/01/2019 | 11/01/2019 |  |  |  |  | 11/01/2019 | 11/01/2019
|  | SIEMENS MEDICAL | SIEMENS MEDICAL CH5-2 |  |  | WILLINGBORO COOPER UNIVERSITY PHYSICIANS |  |  |  | 03/26/2010 |  |  |  |  | NO | NO |  |  |  |  | SIEMENS MEDICAL 10367132 02497112 |  |  | Active |  | 99:99:99:99:99:99 |  | Accessory | PAAR:00-PVAR | 11/02/2019 |  | COOPER AMBULATORY OFF-SITES |  |  | INT MED PROCEDURE RM 3 |  | PATTY LEWIS
|  | SIEMENS MEDICAL | SIEMENS MEDICAL CH6-2 |  |  | RADIOLOGY DIAGNOSTICS |  |  |  | 01/01/2005 |  |  |  |  | NO | NO |  |  |  |  | SIEMENS MEDICAL 10347659 22505804 |  |  | Disposition |  | 99:99:99:99:99:99 |  | Accessory | PAAR:00-PVAR | 11/01/2019 |  | COOPER UNIVERSITY HOSPITAL |  |  | 5TH FLOOR PAVILLION | WOT00000000513492 | PAULETTE DUCKREY | Disposition | Closed | Charles Santomero | 02/08/2018 | 05/14/2019 | Bulk Disposition CNL
|  | SIEMENS MEDICAL | SIEMENS MEDICAL CH6-2 |  |  | BUNKER HILL-OB/GYN |  |  |  | 11/02/2019 |  |  |  |  | NO | NO |  |  |  |  | SIEMENS MEDICAL 30144681 41414807 |  |  | Active |  | 99:99:99:99:99:99 |  | Accessory | PAAR:00-PVAR | 11/02/2019 | 11/02/2019 | COOPER AMBULATORY OFF-SITES |  |  | MOVES |  | LISA POTTS |  |  |  | 11/02/2019 | 11/02/2019 |  |  |  |  | 11/02/2019 | 11/02/2019
|  | SIEMENS MEDICAL | SIEMENS MEDICAL CP BODY ARRAY FLEX |  |  | MRI |  |  |  | 06/05/2015 |  |  |  |  | NO | NO |  |  |  |  | SIEMENS MEDICAL 10366434 02404 |  |  | Active |  | 99:99:99:99:99:99 |  | Accessory | PAAR:00-PVAR | 11/02/2019 |  | COOPER UNIVERSITY HOSPITAL |  |  | B12 |  | ELLIOT VASQUEZ
|  | SIEMENS MEDICAL | SIEMENS MEDICAL CP EXTREMITY COIL |  |  | MRI |  |  |  | 06/05/2015 |  |  |  |  | NO | NO |  |  |  |  | SIEMENS MEDICAL 10366435 3674 |  |  | Active |  | 99:99:99:99:99:99 |  | Accessory | PAAR:00-PVAR | 11/02/2019 |  | COOPER UNIVERSITY HOSPITAL |  |  | B12 | WOT00000000515071 | ELLIOT VASQUEZ | Disposition | Closed | Charles Santomero | 02/08/2018 | 05/15/2019 | Bulk Disposition CNL
|  | SIEMENS MEDICAL | SIEMENS MEDICAL CP EXTREMITY COIL |  |  | VOORHEES SURGERY CENTER-RADIOLOGY |  |  |  | 01/01/2004 |  |  |  |  | NO | NO |  |  |  |  | SIEMENS MEDICAL 10345862 1150 |  |  | Active |  | 99:99:99:99:99:99 |  | Accessory | PAAR:00-PVAR | 11/01/2019 |  | COOPER AMBULATORY OFF-SITES |  |  | MRI |  | PAT STIENES
|  | SIEMENS MEDICAL | SIEMENS MEDICAL CP EXTREMITY COIL |  | s1485 | 3 COOPER-RADIOLOGY |  |  |  | 06/04/2015 |  |  |  |  | NO | NO |  |  |  |  | SIEMENS MEDICAL 10345725 s1485 |  |  | Active |  | 99:99:99:99:99:99 |  | Accessory | PAAR:00-PVAR | 11/02/2019 |  | COOPER AMBULATORY OFF-SITES |  |  | MRI - CP EXTREMITY COIL |  | JUDY ADIRZONE
|  | SIEMENS MEDICAL | SIEMENS MEDICAL CP HEAD ARRAY |  |  | MRI |  |  |  | 01/01/2015 |  |  |  |  | NO | NO |  |  |  |  | SIEMENS MEDICAL 10366436 5115 |  |  | Active |  | 99:99:99:99:99:99 |  | Accessory | PAAR:00-PVAR | 11/02/2019 |  | COOPER UNIVERSITY HOSPITAL |  |  | B12 | WOT00000000516846 | ELLIOT VASQUEZ | Disposition | Closed | Charles Santomero | 02/08/2018 | 05/15/2019 | Bulk Disposition CNL
|  | SIEMENS MEDICAL | SIEMENS MEDICAL CP HEAD ARRAY |  | s4171 | 3 COOPER-RADIOLOGY |  |  |  | 01/01/2015 |  |  |  |  | NO | NO |  |  |  |  | SIEMENS MEDICAL 10345717 s4171 |  |  | Active |  | 99:99:99:99:99:99 |  | Accessory | PAAR:00-PVAR | 11/02/2019 |  | COOPER AMBULATORY OFF-SITES |  |  | MRI - CP HEAD ARRAY |  | JUDY ADIRZONE
|  | SIEMENS MEDICAL | SIEMENS MEDICAL CP NECK COIL |  |  | MRI |  |  |  | 01/01/1900 |  |  |  |  | NO | NO |  |  |  |  | SIEMENS MEDICAL 10366437 4175 |  |  | Active |  | 99:99:99:99:99:99 |  | Accessory | PAAR:00-PVAR | 11/02/2019 |  | COOPER UNIVERSITY HOSPITAL |  |  | B12 | WOT00000000515707 | ELLIOT VASQUEZ | Disposition | Closed | Charles Santomero | 02/08/2018 | 05/15/2019 | Bulk Disposition CNL
|  | SIEMENS MEDICAL | SIEMENS MEDICAL CP SPINE ARRAY |  |  | MRI |  |  |  | 01/01/1900 |  |  |  |  | NO | NO |  |  |  |  | SIEMENS MEDICAL 103664238 1870 |  |  | Disposition |  |  |  | Accessory | PAAR:00-PVAR | 11/01/2019 |  | COOPER UNIVERSITY HOSPITAL |  |  | DISPOSITION |  | ELLIOT VASQUEZ
|  | SIEMENS MEDICAL | SIEMENS MEDICAL E.CAM |  |  | VOORHEES CARDIOLOGY SUITE 102 |  |  |  | 01/01/2001 |  |  |  |  | NO | NO |  |  |  |  | SIEMENS MEDICAL 10345364 1333 |  |  | Disposition |  |  |  | Equipment | 6M:00-MFG 4Y:00-RPLC | 06/28/2016 | 04/01/2020 | COOPER AMBULATORY OFF-SITES |  |  | Nuclear Lab |  | MICHELE MOLINARI
|  | SIEMENS MEDICAL | SIEMENS MEDICAL EC-10C5 |  |  | SPD |  |  |  | 07/01/2008 |  |  |  |  | NO | NO |  |  |  |  | SIEMENS MEDICAL 10347667 82432125 |  |  | Disposition |  | 99:99:99:99:99:99 |  | Accessory | PAAR:00-PVAR | 11/02/2019 |  | COOPER UNIVERSITY HOSPITAL |  |  | 5th floor pavillion storage | WOT00000000519497 | David Frye | Disposition | Closed | Zhan Kiselev | 02/08/2018 | 05/23/2019 | Bulk Disposition CNL | No longer at Cooper | EXP2993225 | Labor | 05/23/2019 | 05/23/2019 | Zhan Kiselev
|  | SIEMENS MEDICAL | SIEMENS MEDICAL EC9-4 |  |  | WILLINGBORO COOPER UNIVERSITY PHYSICIANS |  |  |  | 03/26/2010 |  |  |  |  | NO | NO |  |  |  |  | SIEMENS MEDICAL 10367130 02194204 |  |  | Active |  | 99:99:99:99:99:99 |  | Accessory | PAAR:00-PVAR | 11/02/2019 |  | COOPER AMBULATORY OFF-SITES |  |  | INT MED PROCEDURE RM 3 |  | PATTY LEWIS
|  | SIEMENS MEDICAL | SIEMENS MEDICAL EC9-4 |  | C2526029 | RIPPA CENTER-OB/GYN |  |  |  | 12/11/2014 |  |  |  |  | NO | NO |  |  |  |  | SIEMENS MEDICAL 10347660 C2526029 |  |  | Active |  | 99:99:99:99:99:99 |  | Accessory | PAAR:00-PVAR | 11/02/2019 |  | COOPER AMBULATORY OFF-SITES |  |  | 5TH FLOOR PAVILLION |  | PATRICIA HUFF
|  | SIEMENS MEDICAL | SIEMENS MEDICAL EC9-4 |  | B0584624 | BUNKER HILL-OB/GYN |  |  |  | 11/02/2019 |  |  |  |  | NO | NO |  |  |  |  | SIEMENS MEDICAL 30144680 B0584624 |  |  | Active |  | 99:99:99:99:99:99 |  | Accessory | PAAR:00-PVAR | 11/02/2019 | 11/02/2019 | COOPER AMBULATORY OFF-SITES |  |  | MOVES |  | LISA POTTS |  |  |  | 11/02/2019 | 11/02/2019 |  |  |  |  | 11/02/2019 | 11/02/2019
|  | SIEMENS MEDICAL | SIEMENS MEDICAL EIZO DSC 5608-DC |  |  | ANGIOGRAPHY |  |  |  | 02/14/2007 |  |  |  |  | NO | NO |  |  |  |  | SIEMENS MEDICAL 10347558 26585076 |  |  | Disposition |  | 99:99:99:99:99:99 |  | Accessory | PAAR:00-PVAR | 11/01/2019 |  | COOPER UNIVERSITY HOSPITAL |  |  | B35A - Lab 1 Control | WOT00000000513985 | PAULETTE DUCKREY | Disposition | Closed | Charles Santomero | 02/08/2018 | 07/20/2019 | Bulk Disposition CNL
|  | SIEMENS MEDICAL | SIEMENS MEDICAL EIZO DSC 5608-DC |  | NOT KNOWN | ANGIOGRAPHY |  |  |  | 02/18/2007 |  |  |  |  | NO | NO |  |  |  |  | SIEMENS MEDICAL 10347559 NOT KNOWN |  |  | Disposition |  | 99:99:99:99:99:99 |  | Accessory | PAAR:00-PVAR | 11/02/2019 |  | COOPER UNIVERSITY HOSPITAL |  |  | B35A - Lab 1 Control | WOT00000000531433 | PAULETTE DUCKREY | Disposition | Closed | Charles Santomero | 02/08/2018 | 07/20/2019 | Bulk Disposition CNL
|  | SIEMENS MEDICAL | SIEMENS MEDICAL FLUOROSPOT TOP |  |  | RADIOLOGY DIAGNOSTICS |  |  |  | 10/01/2002 |  |  |  |  | NO | NO |  |  |  |  | SIEMENS MEDICAL 10368747 03116 |  |  | Disposition |  |  |  | Equipment | 1Y:00-MFG | 05/10/2016 | 05/01/2020 | COOPER UNIVERSITY HOSPITAL |  |  | RM F KEL BASEMENT |  | PAULETTE DUCKREY
|  | SIEMENS MEDICAL | SIEMENS MEDICAL FLUOROSPOT TOP |  |  | RADIOLOGY DIAGNOSTICS |  |  |  | 02/13/2003 |  |  |  |  | NO | NO |  |  |  |  | SIEMENS MEDICAL 10368684 03203585 |  |  | Disposition |  |  |  | Equipment | 1Y:00-MFG | 09/29/2015 | 05/01/2020 | COOPER UNIVERSITY HOSPITAL |  |  | ROOM M BASEMENT |  | PAULETTE DUCKREY
|  | SIEMENS MEDICAL | SIEMENS MEDICAL HEAD MATRIX |  |  | VOORHEES SURGERY CENTER-RADIOLOGY |  |  |  | 01/01/2015 |  |  |  |  | NO | NO |  |  |  |  | SIEMENS MEDICAL 10345857 2421 |  |  | Active |  | 99:99:99:99:99:99 |  | Accessory | PAAR:00-PVAR | 11/02/2019 |  | COOPER AMBULATORY OFF-SITES |  |  | MRI |  | PAT STIENES
|  | SIEMENS MEDICAL | SIEMENS MEDICAL HEAD MATRIX |  | s4349 | 3 COOPER-RADIOLOGY |  |  |  | 01/01/2015 |  |  |  |  | NO | NO |  |  |  |  | SIEMENS MEDICAL 10345718 s4349 |  |  | Active |  | 99:99:99:99:99:99 |  | Accessory | PAAR:00-PVAR | 11/02/2019 |  | COOPER AMBULATORY OFF-SITES |  |  | MRI - HEAD MATRIX |  | JUDY ADIRZONE
|  | SIEMENS MEDICAL | SIEMENS MEDICAL HEAD/NECK 20 MRI COIL 3T |  |  | 3 COOPER-RADIOLOGY |  |  |  | 08/15/2016 |  |  |  |  | NO | NO |  |  |  |  | SIEMENS MEDICAL 10505492 3993 |  |  | Active |  | 99:99:99:99:99:99 |  | Accessory | PAAR:00-PVAR | 10/31/2019 |  | COOPER AMBULATORY OFF-SITES |  |  |  |  | JUDY ADIRZONE
|  | SIEMENS MEDICAL | SIEMENS MEDICAL HELIODENT 70 |  |  | BUNKER HILL-ORAL SURGERY |  |  |  | 01/01/1900 |  |  |  |  | NO | NO |  |  |  |  | SIEMENS MEDICAL 10366930 16025 |  |  | Disposition |  |  |  | Equipment | 1Y:00-MFG | 09/22/2015 | 09/01/2020 | COOPER AMBULATORY OFF-SITES |  |  | exam 3 |  | BARBARA DIPINTO
|  | SIEMENS MEDICAL | SIEMENS MEDICAL INTERFACE 047 (05511956) |  |  | VOORHEES SURGERY CENTER-RADIOLOGY |  |  |  | 06/04/2015 |  |  |  |  | NO | NO |  |  |  |  | SIEMENS MEDICAL 10345859 5856 |  |  | Active |  | 99:99:99:99:99:99 |  | Accessory | PAAR:00-PVAR | 11/02/2019 |  | COOPER AMBULATORY OFF-SITES |  |  | MRI |  | PAT STIENES
|  | SIEMENS MEDICAL | SIEMENS MEDICAL INTERFACE 047 (05511956) |  | s6797 | 3 COOPER-RADIOLOGY |  |  |  | 06/04/2015 |  |  |  |  | NO | NO |  |  |  |  | SIEMENS MEDICAL 10345724 s6797 |  |  | Active |  | 99:99:99:99:99:99 |  | Accessory | PAAR:00-PVAR | 10/31/2019 |  | COOPER AMBULATORY OFF-SITES |  |  | MRI |  | JUDY ADIRZONE
|  | SIEMENS MEDICAL | SIEMENS MEDICAL L10-5 |  | AU82023 | 3 COOPER - SURGERY DEPARTMENT |  |  |  | 12/03/2008 |  |  |  |  | NO | NO |  |  |  |  | SIEMENS MEDICAL 10347664 AU82023 |  |  | Disposition |  |  |  | Accessory | PAAR:00-PVAR | 11/02/2019 |  | COOPER AMBULATORY OFF-SITES |  |  | 5TH FLOOR PAVILLION |  | ANNE MAIER
|  | SIEMENS MEDICAL | SIEMENS MEDICAL LEONARDO |  |  | ANGIOGRAPHY |  |  |  | 05/10/2016 |  |  |  |  | NO | NO |  |  |  |  | SIEMENS MEDICAL 13722 2164 |  |  | Disposition |  |  |  | Equipment | 1Y:00-MFG | 05/10/2016 | 05/10/2016 | COOPER UNIVERSITY HOSPITAL |  |  | BASEMENT |  | PAULETTE DUCKREY |  |  |  | 05/10/2016 | 05/10/2016 |  |  |  |  | 05/10/2016 | 05/10/2016
|  | SIEMENS MEDICAL | SIEMENS MEDICAL MOBILETT PLUS HP |  |  | INTENSIVE CARE NURSERY |  |  |  | 01/01/1900 |  |  |  |  | NO | NO |  |  |  |  | SIEMENS MEDICAL 10354805 30909 |  |  | Disposition |  |  |  | Equipment | 1Y:00-MFG | 05/12/2016 |  | COOPER UNIVERSITY HOSPITAL |  |  | SITE ID 125735 |  | JOANNE FOX
|  | SIEMENS MEDICAL | SIEMENS MEDICAL MULTIX |  |  | KINGS HIGHWAY-RADIOLOGY |  |  |  | 01/09/1995 |  |  |  |  | NO | NO |  |  |  |  | SIEMENS MEDICAL 10366066 207888 |  |  | Disposition |  | 00:00:00:00:00:00 |  | Equipment | 1Y:00-MFG | 05/25/2018 | 05/01/2020 | COOPER AMBULATORY OFF-SITES |  |  | X-RAY ROOM 109 |  | SUZEN SCHAFFER
|  | SIEMENS MEDICAL | SIEMENS MEDICAL MULTIX |  |  | RADIOLOGY DIAGNOSTICS |  |  |  | 01/01/2011 |  |  |  |  | NO | NO |  |  |  |  | SIEMENS MEDICAL 10347610 1299 |  |  | Disposition |  |  |  | Equipment | 1Y:00-MFG | 05/27/2016 | 05/01/2020 | COOPER UNIVERSITY HOSPITAL |  |  | ED X-RAY |  | PAULETTE DUCKREY
|  | SIEMENS MEDICAL | SIEMENS MEDICAL MULTIX |  | S66HX03W02 | VOORHEES SURGERY CENTER-RADIOLOGY |  |  |  | 01/14/2002 |  |  |  |  | NO | NO |  |  |  |  | SIEMENS MEDICAL 10344962 S66HX03W02 |  |  | Disposition |  | 00:00:00:00:00:00 |  | Equipment | 1Y:00-MFG | 04/24/2018 | 04/01/2020 | COOPER AMBULATORY OFF-SITES |  |  | SUITE B X-RAY |  | PAT STIENES
|  | SIEMENS MEDICAL | SIEMENS MEDICAL MULTIX PRO |  |  | RADIOLOGY DIAGNOSTICS |  |  |  | 07/21/2011 |  |  |  |  | NO | NO |  |  |  |  | SIEMENS MEDICAL 10347608 11970 |  |  | Disposition |  |  |  | Equipment | 1Y:00-MFG 3Y:00-RPLC 4Y:00-MIN | 01/01/1900 | 12/01/2019 | COOPER UNIVERSITY HOSPITAL |  |  | EMERGENCY DEPARTMENT |  | PAULETTE DUCKREY
|  | SIEMENS MEDICAL | SIEMENS MEDICAL NECK MATRIX |  |  | 3 COOPER-RADIOLOGY |  |  |  | 06/05/2015 |  |  |  |  | NO | NO |  |  |  |  | SIEMENS MEDICAL 10505491 8222 |  |  | Active |  | 99:99:99:99:99:99 |  | Accessory | PAAR:00-PVAR | 11/02/2019 |  | COOPER AMBULATORY OFF-SITES |  |  | MRI - NECK MATRIX |  | JUDY ADIRZONE
|  | SIEMENS MEDICAL | SIEMENS MEDICAL NECK MATRIX |  |  | VOORHEES SURGERY CENTER-RADIOLOGY |  |  |  | 01/01/2015 |  |  |  |  | NO | NO |  |  |  |  | SIEMENS MEDICAL 10345861 5445 |  |  | Active |  | 99:99:99:99:99:99 |  | Accessory | PAAR:00-PVAR | 11/02/2019 |  | COOPER AMBULATORY OFF-SITES |  |  | MRI |  | PAT STIENES
|  | SIEMENS MEDICAL | SIEMENS MEDICAL PA MATRIX TIM COIL |  |  | VOORHEES SURGERY CENTER-RADIOLOGY |  |  |  | 01/01/1900 |  |  |  |  | NO | NO |  |  |  |  | SIEMENS MEDICAL 10345863 1895 |  |  | Active |  | 99:99:99:99:99:99 |  | Accessory | PAAR:00-PVAR | 11/02/2019 |  | COOPER AMBULATORY OFF-SITES |  |  | MRI |  | PAT STIENES
|  | SIEMENS MEDICAL | SIEMENS MEDICAL PA MATRIX TIM COIL |  | s2873 | 3 COOPER-RADIOLOGY |  |  |  | 01/01/1900 |  |  |  |  | NO | NO |  |  |  |  | SIEMENS MEDICAL 10345721 s2873 |  |  | Active |  | 99:99:99:99:99:99 |  | Accessory | PAAR:00-PVAR | 11/02/2019 |  | COOPER AMBULATORY OFF-SITES |  |  | MRI - PA MATRIX TIM COIL |  | JUDY ADIRZONE
|  | SIEMENS MEDICAL | SIEMENS MEDICAL PANORAMA |  | 25427-S02 | BUNKER HILL-ORAL SURGERY |  |  |  | 01/01/1900 |  |  |  |  | NO | NO |  |  |  |  | SIEMENS MEDICAL 00814 25427-S02 |  |  | Disposition |  |  |  | Equipment | 1Y:00-MFG | 04/18/2016 | 09/01/2020 | COOPER AMBULATORY OFF-SITES |  |  | RM 4 |  | BARBARA DIPINTO
|  | SIEMENS MEDICAL | SIEMENS MEDICAL POLYDOROS 80 |  | 12032S01 | RADIOLOGY DIAGNOSTICS |  |  |  | 04/13/2003 |  |  |  |  | NO | NO |  |  |  |  | SIEMENS MEDICAL 10369013 12032S01 |  |  | Active |  | 99:99:99:99:99:99 |  | Equipment | 2Y:00-MFG | 05/02/2018 | 04/01/2020 | COOPER UNIVERSITY HOSPITAL |  |  | RM M 400-135932 CONT 35132751 |  | PAULETTE DUCKREY
|  | SIEMENS MEDICAL | SIEMENS MEDICAL POLYDOROS 80 |  |  | RADIOLOGY DIAGNOSTICS |  |  |  | 01/01/1900 |  |  |  |  | NO | NO |  |  |  |  | SIEMENS MEDICAL 10368683 04642 |  |  | Disposition |  |  |  | Equipment | 1Y:00-MFG | 09/27/2015 | 05/01/2020 | COOPER UNIVERSITY HOSPITAL |  |  | RM B44 |  | PAULETTE DUCKREY
|  | SIEMENS MEDICAL | SIEMENS MEDICAL SHOULDER COIL |  |  | MRI |  |  |  | 06/08/2015 |  |  |  |  | NO | NO |  |  |  |  | SIEMENS MEDICAL 10366440 05688 |  |  | Active |  | 99:99:99:99:99:99 |  | Accessory | PAAR:00-PVAR | 11/02/2019 |  | COOPER UNIVERSITY HOSPITAL |  |  | B12 | WOT00000000536892 | ELLIOT VASQUEZ | Disposition | Closed | Charles Santomero | 02/09/2018 | 05/15/2019 | Bulk Disposition CNL | Notification sent to technician and manager that this CEID has been marked as Could Not Locate (CNL). 33% SLA Warning: Notification sent to technician and manager that this CEID has been marked as Could Not Locate (CNL) for 30 days. 66% SLA Warning: Notification sent to technician and manager that this CEID has been marked as Could Not Locate (CNL) for 60 days. 99% SLA Warning: Notification sent to technician and manager that this CEID has been marked as Could Not Locate (CNL) for 90 days.
|  | SIEMENS MEDICAL | SIEMENS MEDICAL SHOULDER COIL |  |  | VOORHEES SURGERY CENTER-RADIOLOGY |  |  |  | 06/08/2015 |  |  |  |  | NO | NO |  |  |  |  | SIEMENS MEDICAL 10345860 06211.1119 |  |  | Active |  | 99:99:99:99:99:99 |  | Accessory | PAAR:00-PVAR | 11/02/2019 |  | COOPER AMBULATORY OFF-SITES |  |  | MRI |  | PAT STIENES
|  | SIEMENS MEDICAL | SIEMENS MEDICAL SONOLINE G20 |  | JB01125 | 3 COOPER - SURGERY DEPARTMENT |  |  |  | 12/03/2008 |  |  |  |  | NO | NO |  |  |  |  | SIEMENS MEDICAL 10347666 JB01125 |  |  | Disposition |  |  |  | Equipment | 1Y:00-MFG | 10/13/2015 | 01/01/2020 | COOPER AMBULATORY OFF-SITES |  |  | SUITE 403 |  | ANNE MAIER
|  | SIEMENS MEDICAL | SIEMENS MEDICAL SONOLINE PRIMA |  | BCA1491 | CHERRY HILL URGENT CARE |  |  |  | 01/01/1900 |  |  |  |  | NO | NO |  |  |  |  | SIEMENS MEDICAL 10346150 BCA1491 |  |  | Disposition |  |  |  | Equipment | 1Y:00-MFG | 10/31/2017 | 10/01/2020 | COOPER AMBULATORY OFF-SITES |  |  | LAB |  | MELISSA PORTOBANCO
|  | SIEMENS MEDICAL | SIEMENS MEDICAL SWIFT LINK |  |  | CARDIAC CATH LAB |  |  |  | 03/02/2017 |  |  |  |  | NO | NO |  |  |  |  | SIEMENS MEDICAL 10752766 43210131 |  |  | Active |  | 99:99:99:99:99:99 |  | Accessory | PAAR:00-PVAR | 10/31/2019 |  | COOPER UNIVERSITY HOSPITAL |  |  |  | 0012677719 | LINDA BEAN | Repair | Closed | Charles Santomero | 01/26/2018 | 01/29/2018 | ULTRASOUND CATH - LOOSE CONNECTION NOT ABLE TO SEE IMAGES - CATH LAB EP RM 1 | 1/26/2018 11:57:00 AM ZXKISELEV (ZXKISELEV 1/26/2018 12:00 AM) SWIFT LINK NEEDS TO BE REPLACED. NOT BEGIN RECOGNIZED BY ULTRASOUND MACHINE (CTSANTOMERO 1/26/2018 12:00 AM) SWIFT LINK NEEDS TO BE REPLACED. NOT BEGIN RECOGNIZED BY ULTRASOUND MACHINE 1/29/2018 10:09:58 PM CTSANTOMERO (JXHARRIS 1/29/2018 8:00 AM) JOSH WENT TO LOADING DOCK TO RETIEVE PACKAGE AND DELIVERED IT TO THE CATH LAB. TECHS INSTALLED NEW PROBE AND IT WORKED AS INTENDED. OVP, RTS. | 5202B23B-B954-4112-8C88-5FCCB6AB51BD | Labor | 01/26/2018 | 01/26/2018 | Charles Santomero
|  | SIEMENS MEDICAL | SIEMENS MEDICAL SWIFTLINK |  |  | CARDIAC CATH LAB |  |  |  | 02/12/2018 |  |  |  |  | NO | NO |  |  |  |  | SIEMENS MEDICAL 10752778 02542517 |  |  | Active |  | 99:99:99:99:99:99 |  | Accessory | PAAR:00-PVAR | 10/31/2019 |  | COOPER UNIVERSITY HOSPITAL |  |  | Cath Lab 4 | WOT00000000545849 | LINDA BEAN | Performance Verification | Closed | Zhan Kiselev | 02/13/2018 | 07/30/2018 | Performance Verification for SIEMENS MEDICAL 10752778 02542517 | Initial Install of Performance Verification. Device is ready for patient use.
|  | SIEMENS MEDICAL | SIEMENS MEDICAL SWIFTLINK |  |  | CARDIAC CATH LAB |  |  |  | 02/12/2018 |  |  |  |  | NO | NO |  |  |  |  | SIEMENS MEDICAL 10752777 74511065 |  |  | Disposition |  | 99:99:99:99:99:99 |  | Accessory | PAAR:00-PVAR | 10/16/2019 |  | COOPER UNIVERSITY HOSPITAL |  |  | Cath Lab 4 | WOT00000000545846 | LINDA BEAN | Performance Verification | Closed | Zhan Kiselev | 02/13/2018 | 07/30/2018 | CEID Record Completion for SIEMENS MEDICAL 10752777 74511065 | New Inventory of a Ultrasound Probe | EXP0129769 | Labor | 02/13/2018 | 02/13/2018 | Zhan Kiselev
|  | SIEMENS MEDICAL | SIEMENS MEDICAL SYNGO WORKPLACE |  | 280FWBW971 | NUCLEAR MEDICINE |  |  |  | 11/01/2019 |  |  |  |  | NO | NO |  |  |  |  | SIEMENS MEDICAL 17613 280FWBW971 |  |  | Disposition |  | CD:10:10:CE:D0:00 |  | Equipment | PAAR:00-PVAR | 11/01/2019 | 11/01/2019 | COOPER UNIVERSITY HOSPITAL |  |  | B72 - PHYSICIAN'S READING RM |  | Donna Handy |  |  |  | 11/01/2019 | 11/01/2019 |  |  |  |  | 11/01/2019 | 11/01/2019
|  | SIEMENS MEDICAL | SIEMENS MEDICAL SYNGO WORKPLACE |  |  | NEUROLOGY/EEG |  |  |  | 11/02/2019 |  |  |  |  | NO | NO |  |  |  |  | SIEMENS MEDICAL 16431 1965 |  |  | Disposition |  |  |  | Equipment | PAAR:00-PVAR | 11/02/2019 | 11/02/2019 | COOPER UNIVERSITY HOSPITAL |  |  | PAV OR - RM 4/5 |  | Debbie Hughes |  |  |  | 11/02/2019 | 11/02/2019 |  |  |  |  | 11/02/2019 | 11/02/2019
|  | SIEMENS MEDICAL | SIEMENS MEDICAL SYNGO WORKPLACE |  |  | RADIATION ONCOLOGY |  |  |  | 04/04/2013 |  |  |  |  | NO | NO |  |  |  |  | SIEMENS MEDICAL 10480296 3097 |  |  | Disposition |  |  |  | Equipment | PAAR:00-PVAR | 10/16/2019 |  | COOPER UNIVERSITY HOSPITAL |  |  | ROOM C1099 |  | COLLEEN TEGELER
|  | SIEMENS MEDICAL | SIEMENS MEDICAL SYNGO WORKPLACE |  | E171303308 | VOORHEES SURGERY CENTER-RADIOLOGY |  |  |  | 12/30/2011 |  |  |  |  | NO | NO |  |  |  |  | SIEMENS MEDICAL 10344950 E171303308 |  |  | Active |  | CD:10:10:CE:D0:00 |  | Equipment | PAAR:00-PVAR | 11/02/2019 |  | COOPER AMBULATORY OFF-SITES |  |  | SUITE B pet |  | PAT STIENES
|  | SIEMENS MEDICAL | SIEMENS MEDICAL SYNGO WORKPLACE |  |  | VOORHEES SURGERY CENTER-RADIOLOGY |  |  |  | 12/30/2011 |  |  |  |  | NO | NO |  |  |  |  | SIEMENS MEDICAL 10344952 3029 |  |  | Active |  | CD:10:10:CE:D0:00 |  | Equipment | PAAR:00-PVAR | 11/02/2019 |  | COOPER AMBULATORY OFF-SITES |  |  | SUITE B pet/Site 400-412407 |  | PAT STIENES
|  | SIEMENS MEDICAL | SIEMENS MEDICAL SYNGO WORKPLACE |  | 400-412407 | VOORHEES SURGERY CENTER-RADIOLOGY |  |  |  | 12/30/2011 |  |  |  |  | NO | NO |  |  |  |  | SIEMENS MEDICAL 10344953 400-412407 |  |  | Active |  | CD:10:10:CE:D0:00 |  | Equipment | PAAR:00-PVAR | 11/02/2019 |  | COOPER AMBULATORY OFF-SITES |  |  | SUITE B pet |  | PAT STIENES
|  | SIEMENS MEDICAL | SIEMENS MEDICAL TE-V5MS |  |  | ECHOCARDIOLOGY |  |  |  | 01/01/2015 |  |  |  |  | NO | NO |  |  |  |  | SIEMENS MEDICAL 10357239 33607602 |  |  | Disposition |  | 99:99:99:99:99:99 |  | Accessory | PAAR:00-PVAR | 11/02/2019 |  | COOPER UNIVERSITY HOSPITAL |  |  | eco lab | WOT00000000514809 | LINDA VALENTI | Disposition | Closed | Zhan Kiselev | 02/08/2018 | 05/23/2019 | Bulk Disposition CNL | No longer at Cooper. | EXP2993255 | Labor | 05/23/2019 | 05/23/2019 | Zhan Kiselev
|  | SIEMENS MEDICAL | SIEMENS MEDICAL VF13-5 |  |  | WILLINGBORO COOPER UNIVERSITY PHYSICIANS |  |  |  | 03/26/2010 |  |  |  |  | NO | NO |  |  |  |  | SIEMENS MEDICAL 10367133 0229661 |  |  | Active |  | 99:99:99:99:99:99 |  | Accessory | PAAR:00-PVAR | 11/02/2019 |  | COOPER AMBULATORY OFF-SITES |  |  | INT MED PROCEDURE RM 3 |  | PATTY LEWIS
|  | SIEMENS MEDICAL | SIEMENS MEDICAL VF13-5 |  | SF135014053 | RADIOLOGY DIAGNOSTICS |  |  |  | 01/01/2005 |  |  |  |  | NO | NO |  |  |  |  | SIEMENS MEDICAL 10347654 SF135014053 |  |  | Disposition |  | 99:99:99:99:99:99 |  | Accessory | PAAR:00-PVAR | 11/02/2019 |  | COOPER UNIVERSITY HOSPITAL |  |  | 5TH FLOOR PAVILLION | WOT00000000534232 | PAULETTE DUCKREY | Disposition | Closed | Charles Santomero | 02/08/2018 | 06/05/2019 | Bulk Disposition CNL
|  | SIEMENS MEDICAL | SIEMENS MEDICAL VF7-3 |  | a7602985 | ANGIOGRAPHY |  |  |  | 01/01/1900 |  |  |  |  | NO | NO |  |  |  |  | SIEMENS MEDICAL 10369007 a7602985 |  |  | Disposition |  |  |  | Accessory | PAAR:00-PVAR | 11/02/2019 |  | COOPER UNIVERSITY HOSPITAL |  |  | holding |  | PAULETTE DUCKREY
|  | SIEMENS MEDICAL | SIEMENS MEDICAL VF7-3 |  | A8563125 | RIPPA CENTER-OB/GYN |  |  |  | 12/11/2014 |  |  |  |  | NO | NO |  |  |  |  | SIEMENS MEDICAL 1034763 A8563125 |  |  | Active |  | 99:99:99:99:99:99 |  | Accessory | PAAR:00-PVAR | 10/31/2019 |  | COOPER AMBULATORY OFF-SITES |  |  | OB/GYN |  | PATRICIA HUFF
|  | SIEMENS MEDICAL | SIEMENS MEDICAL VF8-3 |  | BE00698 | WILLINGBORO COOPER UNIVERSITY PHYSICIANS |  |  |  | 03/26/2010 |  |  |  |  | NO | NO |  |  |  |  | SIEMENS MEDICAL 10367131 BE00698 |  |  | Active |  | 99:99:99:99:99:99 |  | Accessory | PAAR:00-PVAR | 11/02/2019 |  | COOPER AMBULATORY OFF-SITES |  |  | INT MED PROCEDURE RM 3 |  | PATTY LEWIS
|  | SIEMENS MEDICAL | SIEMENS MEDICAL VFX13-5 |  | x13c104434 | ANGIOGRAPHY |  |  |  | 01/01/2015 |  |  |  |  | NO | NO |  |  |  |  | SIEMENS MEDICAL 10369006 x13c104434 |  |  | Disposition |  | 99:99:99:99:99:99 |  | Accessory | PAAR:00-PVAR | 11/02/2019 |  | COOPER UNIVERSITY HOSPITAL |  |  | ANGIO HOLDING | WOT00000000536168 | PAULETTE DUCKREY | Disposition | Closed | Zhan Kiselev | 02/08/2018 | 07/19/2019 | Bulk Disposition CNL | Unit was traded in | EXP3441349 | Labor | 07/19/2019 | 07/19/2019 | Zhan Kiselev
|  | SIERRA SCIENTIFIC INSTRUMENTS | SIERRA SCIENTIFIC INSTRUMENTS MANOSCAN 360 |  | MSM1264 | SPECIAL TEST |  |  |  | 01/25/2019 |  |  |  |  | NO | NO |  |  |  |  | SIERRA SCIENTIFIC INSTRUMENTS 30143438 MSM1264 |  |  | Disposition |  | 00:21:70:55:46:1D |  | Equipment | 1Y:00-MFG | 01/25/2019 | 01/25/2019 | COOPER UNIVERSITY HOSPITAL |  |  | ENDOSCOPY 1 |  | AMY HANNAN |  |  |  | 01/25/2019 | 01/25/2019 |  |  |  |  | 01/25/2019 | 01/25/2019
|  | SIESTAMED TECHNOLOGIES, LLC | SIESTAMED TECHNOLOGIES, LLC HURRICANE |  | Not Known | VOORHEES SURGERY CENTER-PULMONARY |  |  |  | 01/01/1900 |  |  |  |  | NO | NO |  |  |  |  | SIESTAMED TECHNOLOGIES, LLC 10348042 Not Known |  |  | Active |  | 99:99:99:99:99:99 |  | Equipment | PAAR:00-PVAR | 11/01/2019 |  | COOPER AMBULATORY OFF-SITES |  |  | K205 DIRTY ROOM | 0012064622 | SUSAN PINE | Repair | Closed | Kirk Lis | 08/25/2017 | 08/28/2017 | DRYER - "ALMOST DONE & NEED A NEW ONE", NEED MACHINE CHECKED OUT- PLEASE CALL W/ETA - VASC/PULM LAB, 900 CENTENIAL BLDG STE K | 8/28/2017 8:57:44 AM KALIS (KALIS 8/28/2017 12:00 AM) TRAVEL TIME (KALIS 8/25/2017 12:00 AM) PERFORMED DIAGNOSTICS. OEM DOES NOT SELL REPLACEMENT PARTS. GAVE SLEEP STUDY TECH. JEN OPTIONS FROM OEM. #1 REPLACE BOTTOM OF UNIT FOR $300.00 OR #2 BUY COMPLETE UNIT FOR $500.00 NEED TO GET FEED BACK ON WHICH WAY THEY WANT TO GO? 8/28/2017 8:58:16 AM KALIS (KALIS 8/28/2017 12:00 AM) DOCUMENTATION 8/28/2017 9:31:37 AM KALIS This device has been removed from an active status with the RSQ Database, and physically removed from the facility. Device retired on 8/28/2017; Authorized By: YES; Nature of Retirement: BEYOND ECONOMICAL REPAIR; Days In Service: 816 | 614A5FC4-25A9-4726-A82E-3A3C4286C5AE | Labor | 08/28/2017 | 08/28/2017 | Kirk Lis
|  | SIMS BCI INC. | SIMS BCI INC. 3300NV |  |  | BRACE ROAD-MEDICINE |  |  |  | 10/31/2019 |  |  |  |  | NO | NO |  |  |  |  | SIMS BCI INC. 11200056 39041237 |  |  | Active |  |  |  | Alarm | PAAR:00-PVAR | 10/31/2019 | 10/31/2019 | COOPER AMBULATORY OFF-SITES |  |  | SUITE 107 | WOT00000003416636 | Cheryl Peck | Performance Verification | Closed | Kirk Lis | 10/31/2019 | 10/31/2019 | CEID Record Completion for SIMS BCI INC. 11200056 39041237 | INVENTORIED NEW EQUIPMENT | EXP3604444 | Labor | 10/31/2019 | 10/31/2019 | Kirk Lis
|  | SIZEWISE RENTALS | SIZEWISE RENTALS BARI BED |  |  | MED/SURG 6 PAVILION |  |  |  | 02/03/2017 |  |  |  |  | NO | NO |  |  |  |  | SIZEWISE RENTALS 50010963 218208 |  |  | Disposition |  |  |  | Equipment | 1Y:00-MFG | 02/03/2017 | 02/03/2017 | COOPER UNIVERSITY HOSPITAL |  |  | ROOM 642 |  | BRIAN OSHAUGHNESSY |  |  |  | 02/03/2017 | 02/03/2017 |  |  |  |  | 02/03/2017 | 02/03/2017
|  | SIZEWISE RENTALS | SIZEWISE RENTALS BARI BED |  |  | BIOMEDICAL |  |  |  | 02/03/2017 |  |  |  |  | NO | NO |  |  |  |  | SIZEWISE RENTALS 50005111 39599 |  |  | Disposition |  |  |  | Equipment | 1Y:00-MFG | 02/03/2017 | 02/03/2017 | COOPER UNIVERSITY HOSPITAL |  |  | P5 STORAGE RM |  | Bonnie Aichroch |  |  |  | 02/03/2017 | 02/03/2017 |  |  |  |  | 02/03/2017 | 02/03/2017
|  | SKYTRON | SKYTRON 12209 |  | DO99A16-419 | LABOR & DELIVERY |  |  |  | 01/01/1900 |  |  |  |  | NO | NO |  |  |  |  | SKYTRON 04591 DO99A16-419 |  |  | Disposition |  |  |  | Equipment | 1Y:00-MFG | 05/15/2016 |  | COOPER UNIVERSITY HOSPITAL |  |  |  |  | JOANNA HORST
|  | SKYTRON | SKYTRON 12209 |  | DO99A16-413 | LABOR & DELIVERY |  |  |  | 01/01/1900 |  |  |  |  | NO | NO |  |  |  |  | SKYTRON 04592 DO99A16-413 |  |  | Disposition |  |  |  | Equipment | 1Y:00-MFG | 05/15/2016 |  | COOPER UNIVERSITY HOSPITAL |  |  |  |  | JOANNA HORST
|  | SKYTRON | SKYTRON 6500N |  | 6500-26-A0375 | OR - KELEMEN 3 |  |  |  | 03/09/2003 |  |  |  |  | NO | NO |  |  |  |  | SKYTRON 10369306 6500-26-A0375 |  |  | Disposition |  | 99:99:99:99:99:99 |  | Equipment | PAAR:00-PVAR | 11/02/2019 |  | COOPER UNIVERSITY HOSPITAL |  |  | KELEMEN OR |  | DOMINIC VENDETTA
|  | SKYTRON | SKYTRON 6500N |  | A0640 | OPERATING ROOM - PAVILION |  |  |  | 01/01/1900 |  |  |  |  | NO | NO |  |  |  |  | SKYTRON 10368333 A0640 |  |  | Disposition |  |  |  | Equipment | PAAR:00-PVAR | 11/02/2019 |  | COOPER UNIVERSITY HOSPITAL |  |  | OR P10 |  | DOMINIC VENDETTA
|  | SKYTRON | SKYTRON AURORA LED 5 |  | 2016-02-1797 | OR - KELEMEN 3 |  |  | head was switched by vendor | 09/12/2016 |  |  |  |  | NO | NO |  |  |  |  | SKYTRON 10505433 2016-02-1797 |  |  | Active |  | 99:99:99:99:99:99 |  | Equipment | PAAR:00-PVAR | 10/31/2019 |  | COOPER UNIVERSITY HOSPITAL |  |  | KELEMEN OR RM 11 |  | DOMINIC VENDETTA
|  | SKYTRON | SKYTRON AURORA LED 7 |  |  | OPERATING ROOM - PAVILION |  |  |  | 02/09/2009 |  |  |  |  | NO | NO |  |  |  |  | SKYTRON 10368895 07100192 |  |  | Disposition |  |  |  | Equipment | PAAR:00-PVAR | 11/02/2019 |  | COOPER UNIVERSITY HOSPITAL |  |  | ROOM 11 |  | DOMINIC VENDETTA
|  | SKYTRON | SKYTRON AURORA LED 7 |  |  | OPERATING ROOM - PAVILION |  |  |  | 02/09/2009 |  |  |  |  | NO | NO |  |  |  |  | SKYTRON 10368897 07080023 |  |  | Disposition |  |  |  | Equipment | PAAR:00-PVAR | 11/02/2019 |  | COOPER UNIVERSITY HOSPITAL |  |  | ROOM 11 |  | DOMINIC VENDETTA
|  | SKYTRON | SKYTRON AURORA LED 7 |  |  | OPERATING ROOM - PAVILION |  |  |  | 02/04/2009 |  |  |  |  | NO | NO |  |  |  |  | SKYTRON 10368280 07100079 |  |  | Disposition |  |  |  | Equipment | PAAR:00-PVAR | 11/02/2019 |  | COOPER UNIVERSITY HOSPITAL |  |  | OR 3 |  | DOMINIC VENDETTA
|  | SKYTRON | SKYTRON AURORA LED 7 |  |  | OPERATING ROOM - PAVILION |  |  |  | 02/04/2009 |  |  |  |  | NO | NO |  |  |  |  | SKYTRON 10367293 08050393 |  |  | Disposition |  |  |  | Equipment | PAAR:00-PVAR | 11/01/2019 |  | COOPER UNIVERSITY HOSPITAL |  |  | ROOM 2 |  | DOMINIC VENDETTA
|  | SKYTRON | SKYTRON AURORA LED 7 |  |  | OPERATING ROOM - PAVILION |  |  |  | 02/04/2009 |  |  |  |  | NO | NO |  |  |  |  | SKYTRON 10367292 07120112 |  |  | Disposition |  |  |  | Equipment | PAAR:00-PVAR | 11/02/2019 |  | COOPER UNIVERSITY HOSPITAL |  |  | ROOM 2 |  | DOMINIC VENDETTA
|  | SKYTRON | SKYTRON ELITE |  |  | OR - KELEMEN 3 |  |  |  | 11/01/2019 |  |  |  |  | NO | NO |  |  |  |  | SKYTRON 50010988 04857 |  |  | Disposition |  | 99:99:99:99:99:99 |  | Equipment | PAAR:00-PVAR | 11/01/2019 | 11/01/2019 | COOPER UNIVERSITY HOSPITAL |  |  | P5 STORAGE RM | WOT00000000536977 | DOMINIC VENDETTA | Disposition | Closed | Salvatore Bombara | 11/01/2019 | 11/01/2019 | Bulk Disposition CNL | Unit has been removed from service | EXP2945993 | Labor | 11/01/2019 | 11/01/2019 | Salvatore Bombara
|  | SKYTRON | SKYTRON ELITE 6500 |  | 6500NB-26-A0732 | OR - KELEMEN 3 |  |  |  | 01/01/1900 |  |  |  |  | NO | NO |  |  |  |  | SKYTRON 10367387 6500NB-26-A0732 |  |  | Disposition |  |  |  | Equipment | PAAR:00-PVAR | 11/02/2019 |  | COOPER UNIVERSITY HOSPITAL |  |  | OR |  | DOMINIC VENDETTA
|  | SKYTRON | SKYTRON ELITE 6500 |  | 6500NB-26-A0731 | OPERATING ROOM - PAVILION |  |  |  | 03/08/2002 |  |  |  |  | NO | NO |  |  |  |  | SKYTRON 10367380 6500NB-26-A0731 |  |  | Disposition |  | 99:99:99:99:99:99 |  | Equipment | PAAR:00-PVAR | 11/02/2019 |  | COOPER UNIVERSITY HOSPITAL |  |  | P3 - ROOM 8 |  | DOMINIC VENDETTA
|  | SKYTRON | SKYTRON EXAM LIGHT |  | D099A16-415 | LABOR & DELIVERY |  |  |  | 01/01/1900 |  |  |  |  | NO | NO |  |  |  |  | SKYTRON 04590 D099A16-415 |  |  | Disposition |  |  |  | Equipment | 1Y:00-MFG | 05/15/2016 |  | COOPER UNIVERSITY HOSPITAL |  |  |  |  | JOANNA HORST
|  | SKYTRON | SKYTRON EZ SLIDE 3502 |  | SUT20134-0032 | OR - KELEMEN 3 |  |  |  | 10/21/2013 |  |  |  |  | NO | NO |  |  |  |  | SKYTRON 10346277 SUT20134-0032 |  |  | Active |  | 99:99:99:99:99:99 |  | Equipment | PAAR:00-PVAR | 11/02/2019 |  | COOPER UNIVERSITY HOSPITAL |  |  | OR 9 |  | DOMINIC VENDETTA
|  | SKYTRON | SKYTRON HERCULES 6500HD |  | 6500-HD-2001-1-6-1 | OR - KELEMEN 3 |  |  |  | 01/01/1900 |  |  |  |  | NO | NO |  |  |  |  | SKYTRON 10355480 6500-HD-2001-1-6-1 |  |  | Disposition |  |  |  | Equipment | PAAR:00-PVAR | 11/01/2019 |  | COOPER UNIVERSITY HOSPITAL |  |  | OR 6 |  | DOMINIC VENDETTA
|  | SKYTRON | SKYTRON INFINITY SERIES |  | 5A-670 | EMERGENCY ROOM |  |  |  | 01/01/1900 |  |  |  |  | NO | NO |  |  |  |  | SKYTRON 04767 5A-670 |  |  | Disposition |  |  |  | Equipment | PAAR:00-PVAR | 10/16/2019 |  | COOPER UNIVERSITY HOSPITAL |  |  | PEDS TRAUMA |  | KAREN GRUBER
|  | SKYTRON | SKYTRON INFINITY SERIES |  | 06970348B | TRAUMA ADMIT |  |  |  | 01/01/1900 |  |  |  |  | NO | NO |  |  |  |  | SKYTRON 04765 06970348B |  |  | Disposition |  |  |  | Equipment | PAAR:00-PVAR | 10/16/2019 |  | COOPER UNIVERSITY HOSPITAL |  |  | PEDS TRAUMA |  | Diane Floyd
|  | SKYTRON | SKYTRON INFINITY SERIES |  | 5A-660 | EMERGENCY ROOM |  |  |  | 01/01/1900 |  |  |  |  | NO | NO |  |  |  |  | SKYTRON 04766 5A-660 |  |  | Disposition |  |  |  | Equipment | PAAR:00-PVAR | 10/16/2019 |  | COOPER UNIVERSITY HOSPITAL |  |  | PEDS TRAUMA |  | KAREN GRUBER
|  | SKYTRON | SKYTRON INFINITY SERIES |  | 06970347B | TRAUMA ADMIT |  |  |  | 01/01/1900 |  |  |  |  | NO | NO |  |  |  |  | SKYTRON 04763 06970347B |  |  | Disposition |  |  |  | Equipment | PAAR:00-PVAR | 10/16/2019 |  | COOPER UNIVERSITY HOSPITAL |  |  | PEDS TRAUMA |  | Diane Floyd
|  | SKYTRON | SKYTRON INFINITY SERIES |  | 06970349B | TRAUMA ADMIT |  |  |  | 01/01/1900 |  |  |  |  | NO | NO |  |  |  |  | SKYTRON 04762 06970349B |  |  | Disposition |  |  |  | Equipment | PAAR:00-PVAR | 10/16/2019 |  | COOPER UNIVERSITY HOSPITAL |  |  | PEDS TRAUMA |  | Diane Floyd
|  | SKYTRON | SKYTRON INFINITY SERIES |  | 06970350B | TRAUMA ADMIT |  |  |  | 01/01/1900 |  |  |  |  | NO | NO |  |  |  |  | SKYTRON 04764 06970350B |  |  | Disposition |  |  |  | Equipment | PAAR:00-PVAR | 10/16/2019 |  | COOPER UNIVERSITY HOSPITAL |  |  | PEDS TRAUMA |  | Diane Floyd
|  | SKYTRON | SKYTRON KR56 |  | Y56U1986013612 | VOORHEES SURGERY CENTER-SURGERY DEPT |  |  |  | 10/31/2019 |  |  |  |  | NO | NO |  |  |  |  | SKYTRON 11930 Y56U1986013612 |  |  | Active |  | 99:99:99:99:99:99 |  | Equipment | PAAR:00-PVAR | 10/31/2019 | 10/31/2019 | COOPER AMBULATORY OFF-SITES |  |  | SUITE 403 ROOM 14 |  | Theresa Megali |  |  |  | 10/31/2019 | 10/31/2019 |  |  |  |  | 10/31/2019 | 10/31/2019
|  | SKYTRON | SKYTRON ST23 |  | Not Known | OR - KELEMEN 3 |  |  |  | 01/01/1900 |  |  |  |  | NO | NO |  |  |  |  | SKYTRON 10369288 Not Known |  |  | Disposition |  | 99:99:99:99:99:99 |  | Equipment | PAAR:00-PVAR | 11/02/2019 |  | COOPER UNIVERSITY HOSPITAL |  |  | KELEMEN OR -K4 |  | DOMINIC VENDETTA
|  | SKYTRON | SKYTRON ST23 |  |  | OR - KELEMEN 3 |  |  |  | 01/01/1900 |  |  |  |  | NO | NO |  |  |  |  | SKYTRON 10368434 12051149 |  |  | Disposition |  | 99:99:99:99:99:99 |  | Equipment | PAAR:00-PVAR | 11/02/2019 |  | COOPER UNIVERSITY HOSPITAL |  |  | SURGICAL SUITE KELEMAN OR | WOT00000000508890 | DOMINIC VENDETTA | Disposition | Closed | Salvatore Bombara | 02/08/2018 | 05/15/2019 | Bulk Disposition CNL | Unit has been retired | EXP2931773 | Labor | 05/15/2019 | 05/15/2019 | Salvatore Bombara
|  | SKYTRON | SKYTRON ST23 |  |  | OR - KELEMEN 3 |  |  |  | 01/01/1900 |  |  |  |  | NO | NO |  |  |  |  | SKYTRON 10368435 02071360 |  |  | Disposition |  | 99:99:99:99:99:99 |  | Equipment | PAAR:00-PVAR | 11/02/2019 |  | COOPER UNIVERSITY HOSPITAL |  |  | SURGICAL SUITE KELEMAN OR |  | DOMINIC VENDETTA
|  | SKYTRON | SKYTRON ST23 |  |  | LABOR & DELIVERY |  |  |  | 06/24/2015 |  |  |  |  | NO | NO |  |  |  |  | SKYTRON 10355090 00120123 |  |  | Active |  | 99:99:99:99:99:99 |  | Equipment | PAAR:00-PVAR | 11/02/2019 |  | COOPER UNIVERSITY HOSPITAL |  |  | L&D OR 1 |  | JOANNA HORST
|  | SKYTRON | SKYTRON ST23 |  |  | LABOR & DELIVERY |  |  |  | 06/24/2015 |  |  |  |  | NO | NO |  |  |  |  | SKYTRON 10355091 00120116 |  |  | Active |  | 99:99:99:99:99:99 |  | Equipment | PAAR:00-PVAR | 11/02/2019 |  | COOPER UNIVERSITY HOSPITAL |  |  | L&D OR 1 |  | JOANNA HORST
|  | SKYTRON | SKYTRON ST23 |  |  | OR - KELEMEN 3 |  |  |  | 01/01/1900 |  |  |  |  | NO | NO |  |  |  |  | SKYTRON 10346337 02071370 |  |  | Disposition |  | 99:99:99:99:99:99 |  | Equipment | PAAR:00-PVAR | 11/02/2019 |  | COOPER UNIVERSITY HOSPITAL |  |  | OR STORAGE-KELLEMEN | 0011739735 | DOMINIC VENDETTA | Repair | Closed | Salvatore Bombara | 06/06/2017 | 06/06/2017 | CPAP - SAFETY CHECK - 3RD FLOOR HOLDING AREA | 6/6/2017 8:39:31 AM MTRIDENHOUR After this was transferred from Hector's que, I went to One Day Surgery Unit. I was told by the Charge Nurse that none of her clinical staff called for a safety check on a patient-owned CPAP. Went to Pre-Admit; and the clinical staff stated there was no patient-owned CPAP for safety check. From there I was directed to Ortho Holding within 3N PACU. The clinical staff stated there was no patient-owned CPAP for safety check. From there I was directed to CATH LAB for the possibility of the CPAP being there. Cath Lab said there is no patient-owned CPAP for safety-check. 6/6/2017 8:49:25 AM MTRIDENHOUR Spoke to Karla of TriMedx's CEC, and she will pull the call to listen for additional contact information. | 70698AF9-7CDA-432F-BCE5-D7FD2D50BD2E | Labor | 06/06/2017 | 06/06/2017 | Mike Ridenhour
|  | SKYTRON | SKYTRON ST9S |  |  | LABOR & DELIVERY |  |  |  | 02/28/2012 |  |  |  |  | NO | NO |  |  |  |  | SKYTRON 10354939 11127906 |  |  | Active |  | 99:99:99:99:99:99 |  | Equipment | PAAR:00-PVAR | 11/02/2019 |  | COOPER UNIVERSITY HOSPITAL |  |  | LABOR AND DELIVERY d657wn | 0011658816 | JOANNA HORST | Repair | Closed | Gene Amodei | 05/23/2017 | 05/25/2017 | EXAM LIGHT - PLASTIC COVER PIECE BROKEN - MOTHER INFANT 5 RM D544 | 5/25/2017 3:28:40 PM GRAMODEI replaced diffusor, RTS | D9A7FEDF-5BF3-4729-B3DD-FDFF1D0DAEF9 | Labor | 05/23/2017 | 05/23/2017 | Gene Amodei
|  | SKYTRON | SKYTRON STELLAR ST2323 |  | NOT KNOWN | OR - KELEMEN 3 |  |  |  | 06/05/2015 |  |  |  |  | NO | NO |  |  |  |  | SKYTRON 10368436 NOT KNOWN |  |  | Disposition |  | 99:99:99:99:99:99 |  | Equipment | PAAR:00-PVAR | 11/02/2019 |  | COOPER UNIVERSITY HOSPITAL |  |  | SURGICAL SUITE KELEMAN OR | WOT00000000528785 | DOMINIC VENDETTA | Disposition | Closed | Salvatore Bombara | 02/08/2018 | 05/15/2019 | Bulk Disposition CNL | Unit has been retired | EXP2931821 | Labor | 05/15/2019 | 05/15/2019 | Salvatore Bombara
|  | SKYTRON | SKYTRON STELLAR ST2323 |  | NOT KNOWN | OR - KELEMEN 3 |  |  |  | 06/05/2015 |  |  |  |  | NO | NO |  |  |  |  | SKYTRON 10368409 NOT KNOWN |  |  | Disposition |  | 99:99:99:99:99:99 |  | Equipment | PAAR:00-PVAR | 11/02/2019 |  | COOPER UNIVERSITY HOSPITAL |  |  | K5 | WOT00000000529669 | DOMINIC VENDETTA | Disposition | Closed | Salvatore Bombara | 02/08/2018 | 05/15/2019 | Bulk Disposition CNL | Unit has been retired | EXP2931634 | Labor | 05/15/2019 | 05/15/2019 | Salvatore Bombara
|  | SKYTRON | SKYTRON STELLAR ST2323 |  |  | VOORHEES SURGERY CENTER-SURGERY DEPT |  |  |  | 06/04/2015 |  |  |  |  | NO | NO |  |  |  |  | SKYTRON 10347232 10347232 |  |  | Active |  | 99:99:99:99:99:99 |  | Equipment | PAAR:00-PVAR | 11/02/2019 |  | COOPER AMBULATORY OFF-SITES |  |  | OR 3 |  | Theresa Megali
|  | SKYTRON | SKYTRON STELLAR ST2323 |  | NOT KNOWN | VOORHEES SURGERY CENTER-SURGERY DEPT |  |  |  | 06/08/2004 |  |  |  |  | NO | NO |  |  |  |  | SKYTRON 10347228 NOT KNOWN |  |  | Active |  | 99:99:99:99:99:99 |  | Equipment | PAAR:00-PVAR | 11/01/2019 |  | COOPER AMBULATORY OFF-SITES |  |  | OR1 |  | Theresa Megali
|  | SKYTRON | SKYTRON STELLAR ST2323 |  | NOT KNOWN | VOORHEES SURGERY CENTER-OPERATING ROOM |  |  |  | 06/08/2004 |  |  |  |  | NO | NO |  |  |  |  | SKYTRON 10346024 NOT KNOWN |  |  | Active |  | 99:99:99:99:99:99 |  | Equipment | PAAR:00-PVAR | 11/01/2019 |  | COOPER AMBULATORY OFF-SITES |  |  | OR 2 |  | JENNIFER BOMBARO
|  | SKYTRON | SKYTRON STELLAR ST2323 |  | NOT KNOWN | VOORHEES SURGERY CENTER-OPERATING ROOM |  |  |  | 06/04/2015 |  |  |  |  | NO | NO |  |  |  |  | SKYTRON 10345438 NOT KNOWN |  |  | Active |  | 99:99:99:99:99:99 |  | Equipment | PAAR:00-PVAR | 11/02/2019 |  | COOPER AMBULATORY OFF-SITES |  |  | OR 4 |  | JENNIFER BOMBARO
|  | SMC PNEUMATICS | SMC PNEUMATICS COOLIX 4100 |  | SP040-V06 | KENNEDY CATH LAB |  |  |  | 01/01/1900 |  |  |  |  | NO | NO |  |  |  |  | SMC PNEUMATICS 10367226 SP040-V06 |  |  | Active |  | 99:99:99:99:99:99 |  | Equipment | PAAR:00-PVAR | 11/02/2019 |  | COOPER AMBULATORY OFF-SITES |  |  | KENNEDY HOSPITAL SEWELL NJ |  | Bonnie Aichroch
|  | SMITH & NEPHEW | SMITH & NEPHEW DYONICS POWER |  |  | OR - KELEMEN 3 |  |  |  | 12/13/2001 |  |  |  |  | NO | NO |  |  |  |  | SMITH & NEPHEW 10368431 05039 |  |  | Disposition |  | 99:99:99:99:99:99 |  | High Risk | 6M:00-MFG | 08/27/2019 | 02/01/2020 | COOPER UNIVERSITY HOSPITAL |  |  | Pav OR STORe Rm |  | DOMINIC VENDETTA
|  | SMITH & NEPHEW | SMITH & NEPHEW DYONICS POWER |  | WA11487 | VOORHEES SURGERY CENTER-OPERATING ROOM |  |  |  | 01/01/1900 |  |  |  |  | NO | NO |  |  |  |  | SMITH & NEPHEW 10345461 WA11487 |  |  | Disposition |  |  |  | High Risk | 6M:00-MFG | 04/13/2017 | 04/01/2020 | COOPER AMBULATORY OFF-SITES |  |  | EQUIPMENT STORAGE AREA |  | JENNIFER BOMBARO
|  | SMITH & NEPHEW | SMITH & NEPHEW DYONICS POWER II |  | AAX18532 | OR - KELEMEN 3 |  |  |  | 04/28/2017 |  |  |  |  | NO | NO |  |  |  |  | SMITH & NEPHEW 10769468 AAX18532 |  |  | Disposition |  |  |  | High Risk | 1Y:00-MFG | 02/26/2018 | 02/01/2020 | COOPER UNIVERSITY HOSPITAL |  |  |  | 0011601693 | DOMINIC VENDETTA | Preventative Maintenance | Closed | Bonnie Aichroth | 05/01/2017 | 05/01/2017 | PERFORMANCE ASSURANCE AT INVENTORY | INVENTORIED DEVICE AND ENSURED DEVICE WAS FUNCTIONING PROPERLY. | 5D435672-200F-4DDF-9B01-0D04F1F29929 | Labor | 04/28/2017 | 04/28/2017 | Salvatore Bombara
|  | SMITH & NEPHEW | SMITH & NEPHEW DYONICS POWER II |  | aax28334 | VOORHEES SURGERY CENTER-OPERATING ROOM |  |  |  | 02/09/2018 |  |  |  |  | NO | NO |  |  |  |  | SMITH & NEPHEW 10505135 aax28334 |  |  | Active |  | 99:99:99:99:99:99 |  | High Risk | 6M:00-MFG | 10/30/2019 | 04/01/2020 | COOPER AMBULATORY OFF-SITES |  |  | Arethrex Tower | WOT00000000496493 | JENNIFER BOMBARO | Repair | Closed | Kirk Lis | 02/01/2018 | 08/01/2018 | Dionics foot pedal - flashing error message " foot switch error" | verified problem with foot pedal. reverse switch is stuck in on position. left message with sales rep. on repair protocal contacted oem. OEM SENDING EXCHANGE UNIT. ISSUED RMA #301147729 FOR RETURN OF DEFECTIVE PEDAL installed new foot pedal performed ovp | EXP0117205 | Labor | 02/07/2018 | 02/07/2018 | Kirk Lis
|  | SMITH & NEPHEW | SMITH & NEPHEW DYONICS POWER II |  | AAX2872 | VOORHEES SURGERY CENTER-OPERATING ROOM |  |  |  | 02/24/2010 |  |  |  |  | NO | NO |  |  |  |  | SMITH & NEPHEW 10348048 AAX2872 |  |  | Disposition |  |  |  | High Risk | 6M:00-MFG | 04/25/2016 | 04/01/2020 | COOPER AMBULATORY OFF-SITES |  |  | SUITE L STORAGE |  | JENNIFER BOMBARO
|  | SMITH & NEPHEW | SMITH & NEPHEW DYONICS RF GENERATOR |  |  | VOORHEES SURGERY CENTER-OPERATING ROOM |  |  |  | 08/17/2012 |  |  |  |  | NO | NO |  |  |  |  | SMITH & NEPHEW 10347181 004525 |  |  | Disposition |  |  |  | High Risk | 6M:00-MFG | 04/13/2017 | 04/01/2020 | COOPER AMBULATORY OFF-SITES |  |  | SUITE E |  | JENNIFER BOMBARO
|  | SMITH & NEPHEW | SMITH & NEPHEW DYONICS RF SYSTEM |  | D04550 | VOORHEES SURGERY CENTER-OPERATING ROOM |  |  |  | 08/17/2012 |  |  |  |  | NO | NO |  |  |  |  | SMITH & NEPHEW 10345463 D04550 |  |  | Disposition |  |  |  | High Risk | 6M:00-MFG | 04/13/2017 | 04/01/2020 | COOPER AMBULATORY OFF-SITES |  |  | EQUIPMENT STORAGE AREA |  | JENNIFER BOMBARO
|  | SMITH & NEPHEW | SMITH & NEPHEW SPIDER II |  |  | OR - KELEMEN 3 |  |  |  | 10/16/2019 |  |  |  |  | NO | NO |  |  |  |  | SMITH & NEPHEW 11239077 7798 |  |  | Disposition |  |  |  | Equipment | PAAR:00-PVAR | 10/16/2019 | 10/16/2019 | COOPER UNIVERSITY HOSPITAL |  |  | Performance Verification | WOT00000000557308 | DOMINIC VENDETTA | Performance Verification | Closed | Salvatore Bombara | 10/16/2019 | 10/16/2019 | Performance Verification for SMITH & NEPHEW 11239077 7732778 | Initial Install of Performance Verification. Device is ready for patient use. |  |  | 10/16/2019 | 10/16/2019
|  | SMITH & NEPHEW | SMITH & NEPHEW SPIDER II |  |  | OR - KELEMEN 3 |  |  |  | 05/03/2017 |  |  |  |  | NO | NO |  |  |  |  | SMITH & NEPHEW 10769475 7335 |  |  | Disposition |  | 99:99:99:99:99:99 |  | Equipment | PAAR:00-PVAR | 10/16/2019 |  | COOPER UNIVERSITY HOSPITAL |  |  |  | 0012392484 | DOMINIC VENDETTA | Performance Verification | Closed | Josh Harris | 11/08/2017 | 11/08/2017 | INCOMING INVENTORY | DEVICE INVENTORIED | 9409C269-429A-4949-9AC7-7B26342423BF | Labor | 11/08/2017 | 11/08/2017 | Josh Harris
CCL935962 |  | SMITH & NEPHEW | SMITH & NEPHEW TRUCLEAR 5.0 72202976 |  | CCL935962 | VOORHEES SURGERY CENTER-SURGERY DEPT |  |  | excluded | 10/31/2019 |  |  |  |  | NO | NO |  |  |  |  | SMITH & NEPHEW CCL935962 CCL935962 |  |  | Active |  | 99:99:99:99:99:99 |  | Equipment | PAAR:00-PVAR | 10/31/2019 | 10/31/2019 | COOPER AMBULATORY OFF-SITES |  |  | SUITE E |  | Theresa Megali |  |  |  | 10/31/2019 | 10/31/2019 |  |  |  |  | 10/31/2019 | 10/31/2019
CCL927998 |  | SMITH & NEPHEW | SMITH & NEPHEW TRUCLEAR 5.0 72202976 |  | CCL927998 | CENTRAL STERILE PROCESSING |  |  | excluded | 10/31/2019 |  |  |  |  | NO | NO |  |  |  |  | SMITH & NEPHEW CCL927998 CCL927998 |  |  | Active |  | 99:99:99:99:99:99 |  | Equipment | PAAR:00-PVAR | 10/31/2019 | 10/31/2019 | COOPER UNIVERSITY HOSPITAL |  |  |  |  | GINA GAROZZO |  |  |  | 10/31/2019 | 10/31/2019 |  |  |  |  | 10/31/2019 | 10/31/2019
CCL935961 |  | SMITH & NEPHEW | SMITH & NEPHEW TRUCLEAR 5.0 72202976 |  | CCL935961 | VOORHEES SURGERY CENTER-SURGERY DEPT |  |  | excluded | 10/31/2019 |  |  |  |  | NO | NO |  |  |  |  | SMITH & NEPHEW CCL935961 CCL935961 |  |  | Active |  | 99:99:99:99:99:99 |  | Equipment | PAAR:00-PVAR | 10/31/2019 | 10/31/2019 | COOPER AMBULATORY OFF-SITES |  |  | SUITE E |  | Theresa Megali |  |  |  | 10/31/2019 | 10/31/2019 |  |  |  |  | 10/31/2019 | 10/31/2019
XL911273 |  | SMITH & NEPHEW | SMITH & NEPHEW TRUCLEAR OPERATIVE HYSTEROSCOPE 8.0 |  | XL911273 | VOORHEES SURGERY CENTER-SURGERY DEPT |  |  | excluded | 10/31/2019 |  |  |  |  | NO | NO |  |  |  |  | SMITH & NEPHEW XL911273 XL911273 |  |  | Active |  | 99:99:99:99:99:99 |  | Equipment | PAAR:00-PVAR | 10/31/2019 | 10/31/2019 | COOPER AMBULATORY OFF-SITES |  |  |  |  | Theresa Megali |  |  |  | 10/31/2019 | 10/31/2019 |  |  |  |  | 10/31/2019 | 10/31/2019
XL872443 |  | SMITH & NEPHEW | SMITH & NEPHEW TRUCLEAR OPERATIVE HYSTEROSCOPE 8.0 |  | XL8872443 | OR - KELEMEN 3 |  |  | excluded | 10/31/2019 |  |  |  |  | NO | NO |  |  |  |  | SMITH & NEPHEW XL872443 XL8872443 |  |  | Active |  | 99:99:99:99:99:99 |  | Equipment | PAAR:00-PVAR | 10/31/2019 | 10/31/2019 | COOPER UNIVERSITY HOSPITAL |  |  |  |  | DOMINIC VENDETTA |  |  |  | 10/31/2019 | 10/31/2019 |  |  |  |  | 10/31/2019 | 10/31/2019
|  | SMITH & NEPHEW | SMITH & NEPHEW VERSAJET II |  | KWHG150060 | OR - KELEMEN 3 |  |  |  | 02/02/2017 |  |  |  |  | NO | NO |  |  |  |  | SMITH & NEPHEW 10769329 KWHG150060 |  |  | Disposition |  | 99:99:99:99:99:99 |  | Equipment | 1Y:00-MFG | 02/25/2018 | 02/01/2020 | COOPER UNIVERSITY HOSPITAL |  |  | SERVICE CONTRACT | 0011170398 | DOMINIC VENDETTA | Preventative Maintenance | Closed | Salvatore Bombara | 02/02/2017 | 02/02/2017 | PERFORMANCE ASSURANCE AT INVENTORY | INVENTORIED DEVICE AND ENSURED DEVICE WAS FUNCTIONING PROPERLY. | 7B5A2876-6728-4A1A-A2AB-2C04B48177BE | Labor | 02/02/2017 | 02/02/2017 | Salvatore Bombara
|  | SMITH & NEPHEW | SMITH & NEPHEW VERSAJET II |  | KWHJ170021 | OPERATING ROOM - PAVILION |  |  |  | 11/21/2017 |  |  |  |  | NO | NO |  |  |  |  | SMITH & NEPHEW 10732476 KWHJ170021 |  |  | Disposition |  | 99:99:99:99:99:99 |  | Equipment | 1Y:00-MFG | 02/20/2018 | 02/01/2020 | COOPER UNIVERSITY HOSPITAL |  |  |  | 0012586543 | DOMINIC VENDETTA | Performance Verification | Closed | Josh Harris | 12/27/2017 | 12/27/2017 | INCOMING INVENTORY | DEVICE INVENTORIED | DB910EA8-F056-42BE-943A-E07D7AAD23F5 | Labor | 12/27/2017 | 12/27/2017 | Josh Harris
|  | SMITH & NEPHEW | SMITH & NEPHEW VERSAJET II |  | KWFH-130068 | OPERATING ROOM - PAVILION |  |  |  | 02/08/2016 |  |  |  |  | NO | NO |  |  |  |  | SMITH & NEPHEW 10505004 KWFH-130068 |  |  | Disposition |  |  |  | Equipment | 1Y:00-MFG | 02/20/2017 | 02/01/2020 | COOPER UNIVERSITY HOSPITAL |  |  | Pav OR Storage |  | DOMINIC VENDETTA
|  | SMITH & NEPHEW | SMITH & NEPHEW VERSAJET II |  | KWHG140005 | OR - KELEMEN 3 |  |  |  | 01/01/2014 |  |  |  |  | NO | NO |  |  |  |  | SMITH & NEPHEW 10346328 KWHG140005 |  |  | Disposition |  |  |  | Equipment | 1Y:00-MFG | 02/26/2018 | 02/01/2020 | COOPER UNIVERSITY HOSPITAL |  |  | OR STORAGE-KELLEMEN |  | DOMINIC VENDETTA
|  | SMITH KLINE | SMITH KLINE V6000 |  |  | 3 COOPER-COOPER RESEARCH INSTITUTE |  |  |  | 11/30/2004 |  |  |  |  | NO | NO |  |  |  |  | SMITH KLINE 10346761 51786 |  |  | Active |  | 99:99:99:99:99:99 |  | Equipment | 6M:00-MFG | 11/01/2019 | 05/01/2020 | COOPER AMBULATORY OFF-SITES |  |  | Suite 1102B - Conference Room [3400] |  | CHRISTINE RICKETTE
|  | SMITH KLINE | SMITH KLINE V6000 |  |  | 3 COOPER-COOPER RESEARCH INSTITUTE |  |  |  | 01/01/1900 |  |  |  |  | NO | NO |  |  |  |  | SMITH KLINE 10346760 9547 |  |  | Active |  | 99:99:99:99:99:99 |  | Equipment | 6M:00-MFG | 11/01/2019 | 05/01/2020 | COOPER AMBULATORY OFF-SITES |  |  | Suite 1102B - Conference Room [3400] |  | CHRISTINE RICKETTE
|  | SMITHS MEDICAL INC | SMITHS MEDICAL INC DIGIT |  |  | VOORHEES RHEUMATOLOGY |  |  |  | 10/16/2019 |  |  |  |  | NO | NO |  |  |  |  | SMITHS MEDICAL INC 25253 134200374 |  |  | Disposition |  |  |  | Alarm | PAAR:00-PVAR | 10/16/2019 | 10/16/2019 | COOPER AMBULATORY OFF-SITES |  |  | SUITE 203 |  | GILA DAVIS |  |  |  | 10/16/2019 | 10/16/2019 |  |  |  |  | 10/16/2019 | 10/16/2019
|  | SMITHS MEDICAL INC | SMITHS MEDICAL INC DIGIT |  |  | VOORHEES RHEUMATOLOGY |  |  |  | 10/16/2019 |  |  |  |  | NO | NO |  |  |  |  | SMITHS MEDICAL INC 25254 134200375 |  |  | Disposition |  |  |  | Alarm | PAAR:00-PVAR | 10/16/2019 | 10/16/2019 | COOPER AMBULATORY OFF-SITES |  |  | SUITE 203 |  | GILA DAVIS |  |  |  | 10/16/2019 | 10/16/2019 |  |  |  |  | 10/16/2019 | 10/16/2019
|  | SMITHS MEDICAL INC | SMITHS MEDICAL INC PARAPAC PLUS P310 |  |  | RESPIRATORY |  |  |  | 08/29/2019 |  |  |  |  | NO | NO |  |  |  |  | SMITHS MEDICAL INC 30244775 1601196 |  |  | Active |  | 99:99:99:99:99:99 |  | Life Support | 6M:00-MFG | 08/29/2019 | 08/29/2019 | COOPER UNIVERSITY HOSPITAL |  |  | RESP #4 |  | KATHY LOFLAND |  |  |  | 08/29/2019 | 08/29/2019 |  |  |  |  | 08/29/2019 | 08/29/2019
|  | SMITHS MEDICAL INC | SMITHS MEDICAL INC PARAPAC PLUS P310 |  |  | RESPIRATORY |  |  |  | 08/01/2019 |  |  |  |  | NO | NO |  |  |  |  | SMITHS MEDICAL INC 30244771 1601314 |  |  | Active |  | 99:99:99:99:99:99 |  | Life Support | 6M:00-MFG | 08/01/2019 | 08/01/2019 | COOPER UNIVERSITY HOSPITAL |  |  | RESP #8 |  | KATHY LOFLAND |  |  |  | 08/01/2019 | 08/01/2019 |  |  |  |  | 08/01/2019 | 08/01/2019
|  | SMITHS MEDICAL INC | SMITHS MEDICAL INC SPECTRO2 20 |  |  | EMERGENCY ROOM |  |  |  | 11/02/2019 |  |  |  |  | NO | NO |  |  |  |  | SMITHS MEDICAL INC 30142882 4054484 |  |  | Active |  | 99:99:99:99:99:99 |  | Alarm | PAAR:00-PVAR | 11/02/2019 | 11/02/2019 | COOPER UNIVERSITY HOSPITAL |  |  | EMERGENCY DEPARTMENT |  | KAREN GRUBER |  |  |  | 11/02/2019 | 11/02/2019 |  |  |  |  | 11/02/2019 | 11/02/2019
|  | SMITHWORKS MEDICAL INC | SMITHWORKS MEDICAL INC SOFT SACK 12VSS3L02 |  | SS9135 | MILLVILLE-AIR MED |  |  |  | 10/14/2013 |  |  |  |  | NO | NO |  |  |  |  | SMITHWORKS MEDICAL INC 10366981 SS9135 |  |  | Active |  | 99:99:99:99:99:99 |  | Equipment | PAAR:00-PVAR | 11/01/2019 |  | COOPER AMBULATORY OFF-SITES |  |  | MAIN HANGER | 0012180261 | RICK ROHRBACH | Repair | Closed | Josh Harris | 09/21/2017 | 09/28/2017 | WARMER - POWER SUPPLY/CORD IS DAMAGED, EXPOSED WIRES - TMX | 9/28/2017 2:04:12 PM JXHARRIS (JXHARRIS 9/28/2017 12:00 AM) REPLACED POWER SUPPLY. VPO. RTS. | 4A7475F8-8CD8-449D-8872-8C06A3194B3E | Labor | 09/28/2017 | 09/28/2017 | Josh Harris
|  | SMS TECHNOLOGIES | SMS TECHNOLOGIES LUNG SIMULATOR |  | AC960015 | RESPIRATORY |  |  |  | 03/26/2019 |  |  |  |  | NO | NO |  |  |  |  | SMS TECHNOLOGIES 30143194 AC960015 |  |  | Active |  | 99:99:99:99:99:99 |  | Test Equipment | 1Y:00-VEN | 03/26/2019 | 03/26/2019 | COOPER UNIVERSITY HOSPITAL |  |  | RESPIRATORY- SEE PAIGE |  | KATHY LOFLAND |  |  |  | 03/26/2019 | 03/26/2019 |  |  |  |  | 03/26/2019 | 03/26/2019
|  | SMV AMERICA | SMV AMERICA 880786 |  |  | NUCLEAR MEDICINE |  |  |  | 01/01/1900 |  |  |  |  | NO | NO |  |  |  |  | SMV AMERICA 02406 24707 |  |  | Disposition |  |  |  | Equipment | 1Y:00-MFG | 04/18/2016 | 05/01/2020 | COOPER UNIVERSITY HOSPITAL |  |  |  |  | Donna Handy
|  | SO-LOW ENVIRONMENTAL EQUIPMENT CO., INC. | SO-LOW ENVIRONMENTAL EQUIPMENT CO., INC. C85-5 |  |  | VOORHEES SURGERY CENTER-HEM/ONC |  |  |  | 06/10/2015 |  |  |  |  | NO | NO |  |  |  |  | SO-LOW ENVIRONMENTAL EQUIPMENT CO., INC. 10480221 0506592 |  |  | Active |  | 99:99:99:99:99:99 |  | Equipment | PAAR:00-PVAR | 10/31/2019 |  | COOPER AMBULATORY OFF-SITES |  |  |  |  | MEGAN MCCAFFERTY
|  | SOAR CORPORATION | SOAR CORPORATION TX-561 |  |  | BIOMEDICAL |  |  |  | 01/10/2017 |  |  |  |  | NO | NO |  |  |  |  | SOAR CORPORATION 30142058 50800001 |  |  | Disposition |  |  |  | Test Equipment | 1Y:00-MFG | 01/10/2017 | 01/10/2017 | COOPER UNIVERSITY HOSPITAL |  |  | BIOMED SHOP |  | Bonnie Aichroch |  |  |  | 01/10/2017 | 01/10/2017 |  |  |  |  | 01/10/2017 | 01/10/2017
|  | SOMANETICS CORP | SOMANETICS CORP INVOS 5100B |  | 03-70405 | PERFUSION |  |  |  | 09/16/2005 |  |  |  |  | NO | NO |  |  |  |  | SOMANETICS CORP 10355485 03-70405 |  |  | Disposition |  |  |  | Equipment | 1Y:00-MFG | 09/11/2015 | 09/01/2020 | COOPER UNIVERSITY HOSPITAL |  |  | OR 6 AND 7 PUMP ROOM |  | Bonnie Aichroch
|  | SONESTA AB | SONESTA AB 6300 |  | CB12000030012F | VOORHEES UROGYNECOLOGY |  |  | excluded | 08/08/2001 |  |  |  |  | NO | NO |  |  |  |  | SONESTA AB 10345827 CB12000030012F |  |  | Active |  | 99:99:99:99:99:99 |  | Equipment | PAAR:00-PVAR | 11/02/2019 |  | COOPER AMBULATORY OFF-SITES |  |  | 6012 MAIN STREET proc rm |  | Sheronda Coppage-Belt
|  | SONICAID INCORPORATED | SONICAID INCORPORATED SONICAID ONE |  | A723 | 3 COOPER-WOMENS CARE CENTER |  |  |  | 01/01/1900 |  |  |  |  | NO | NO |  |  |  |  | SONICAID INCORPORATED 03725 A723 |  |  | Disposition |  |  |  | Equipment | 1Y:00-MFG | 07/18/2016 | 07/01/2020 | COOPER AMBULATORY OFF-SITES |  |  | WCC |  | BONNIE MANNINO
|  | SONICAID INCORPORATED | SONICAID INCORPORATED SONICAID ONE |  |  | 3 COOPER-WOMENS CARE CENTER |  |  |  | 01/01/1900 |  |  |  |  | NO | NO |  |  |  |  | SONICAID INCORPORATED 03367 5139 |  |  | Disposition |  |  |  | Equipment | 1Y:00-MFG | 07/18/2016 | 07/01/2020 | COOPER AMBULATORY OFF-SITES |  |  | WCC |  | BONNIE MANNINO
|  | SONOLINE | SONOLINE SONOLINE B |  | fb1404101648 | VOORHEES CARDIOLOGY |  |  |  | 01/01/1900 |  |  |  |  | NO | NO |  |  |  |  | SONOLINE 10345357 fb1404101648 |  |  | Disposition |  |  |  | Equipment | 2Y:00-MFG | 02/17/2016 | 02/01/2021 | COOPER AMBULATORY OFF-SITES |  |  | VASCULAR LAB |  | KATHY COMO
|  | SONORA MEDICAL SYSTEMS, INC. | SONORA MEDICAL SYSTEMS, INC. FIRST CALL |  | B00193 | BIOMEDICAL |  |  |  | 12/16/2016 |  |  |  |  | NO | NO |  |  |  |  | SONORA MEDICAL SYSTEMS, INC. 12368 B00193 |  |  | Disposition |  |  |  | Test Equipment | 1Y:00-VEN | 12/16/2016 | 12/16/2016 | COOPER UNIVERSITY HOSPITAL |  |  | 2 KELEMEN |  | Bonnie Aichroch |  |  |  | 12/16/2016 | 12/16/2016 |  |  |  |  | 12/16/2016 | 12/16/2016
|  | SONOSITE | SONOSITE 180 PLUS |  |  | COOPER CANCER CENTER |  |  |  | 09/30/2016 |  |  |  |  | NO | NO |  |  |  |  | SONOSITE 24173 035287 |  |  | Disposition |  |  |  | Equipment | 1Y:00-MFG | 09/30/2016 | 09/30/2016 | COOPER AMBULATORY OFF-SITES |  |  | SUITE D VARIAN ROOM |  | COLLEEN TEGELER |  |  |  | 09/30/2016 | 09/30/2016 |  |  |  |  | 09/30/2016 | 09/30/2016
03F3H1 |  | SONOSITE | SONOSITE C60X/5-2 MHZ |  | 03F3H1 | INTENSIVE CARE UNIT |  |  |  | 06/30/2015 |  |  |  |  | NO | NO |  |  |  |  | SONOSITE 03F3H1 03F3H1 |  |  | Active |  | 99:99:99:99:99:99 |  | Accessory | PAAR:00-PVAR | 10/31/2019 |  | COOPER UNIVERSITY HOSPITAL |  |  |  |  | CAROLYN RUMELL
|  | SONOSITE | SONOSITE C60XP/5-2MHZ |  | 048N3F | TRAUMA ICU |  |  |  | 06/08/2017 |  |  |  |  | NO | NO |  |  |  |  | SONOSITE 10769593 048N3F |  |  | Disposition |  | 99:99:99:99:99:99 |  | Accessory | PAAR:00-PVAR | 10/16/2019 |  | COOPER UNIVERSITY HOSPITAL |  |  |  | 0011746656 | Diane Floyd | Performance Verification | Closed | Bonnie Aichroth | 06/08/2017 | 06/08/2017 | INCOMING INVENTORY | DEVICE INVENTORIED | E50A8E91-85BE-462F-94B6-20C7662D7105 | Labor | 06/08/2017 | 06/08/2017 | Bonnie Aichroth
T10480319 |  | SONOSITE | SONOSITE EDGE |  | 03TQH1 | ULTRASOUND |  |  |  | 04/07/2016 |  |  |  |  | NO | NO |  |  |  |  | SONOSITE T10480319 03TQH1 |  |  | Disposition |  |  |  | Equipment | 1Y:00-MFG | 04/07/2016 | 04/07/2016 | COOPER UNIVERSITY HOSPITAL |  |  | angio |  | Tracy Saldutti |  |  |  | 04/07/2016 | 04/07/2016 |  |  |  |  | 04/07/2016 | 04/07/2016
|  | SONOSITE | SONOSITE EDGE |  | 03MNL2 | ULTRASOUND |  |  |  | 06/16/2015 |  |  |  |  | NO | NO |  |  |  |  | SONOSITE 10369435 03MNL2 |  |  | Disposition |  |  |  | Equipment | 1Y:00-MFG | 04/11/2016 | 04/01/2020 | COOPER UNIVERSITY HOSPITAL |  |  | INTERVENTIONAL RADIOLOGY |  | Tracy Saldutti
|  | SONOSITE | SONOSITE L25E/13-6 MHZ |  | ORBJX5 | INTENSIVE CARE UNIT |  |  |  | 10/26/2017 |  |  |  |  | NO | NO |  |  |  |  | SONOSITE 10732401 ORBJX5 |  |  | Disposition |  | 99:99:99:99:99:99 |  | Accessory | PAAR:00-PVAR | 10/16/2019 |  | COOPER UNIVERSITY HOSPITAL |  |  |  | 0012482776 | CAROLYN RUMELL | Performance Verification | Closed | Josh Harris | 12/04/2017 | 12/04/2017 | INCOMING INVENTORY | DEVICE INVENTORIED | 0617C81D-BE03-4510-B7AC-FA845184AE64 | Labor | 12/04/2017 | 12/04/2017 | Josh Harris
|  | SONOSITE | SONOSITE L25N / 13-6 MHZ |  | 04BNWZ | ANESTHESIOLOGY |  |  |  | 10/30/2017 |  |  |  |  | NO | NO |  |  |  |  | SONOSITE 10732403 04BNWZ |  |  | Disposition |  | 99:99:99:99:99:99 |  | Accessory | PAAR:00-PVAR | 10/16/2019 |  | COOPER UNIVERSITY HOSPITAL |  |  |  | 0012418466 | GIACINTA ROUPAS | Preventative Maintenance | Closed | Josh Harris | 11/21/2017 | 11/21/2017 | PERFORMANCE ASSURANCE AT INVENTORY | INVENTORIED DEVICE AND ENSURED DEVICE WAS FUNCTIONING PROPERLY. | 64ED2DA6-958E-4C00-BC1D-A62E9127F91B | Labor | 10/30/2017 | 10/30/2017 | Zhan Kiselev
|  | SONOSITE | SONOSITE L25X 13-6MHZ |  | 03XCRR | EMERGENCY ROOM |  |  |  | 01/01/2014 |  |  |  |  | NO | NO |  |  |  |  | SONOSITE 10367746 03XCRR |  |  | Disposition |  | 99:99:99:99:99:99 |  | Accessory | PAAR:00-PVAR | 10/16/2019 |  | COOPER UNIVERSITY HOSPITAL |  |  | EMERGENCY DEPARTMENT |  | KAREN GRUBER
|  | SONOSITE | SONOSITE L25X 13-6MHZ |  | 03VCNK | INTENSIVE CARE UNIT |  |  |  | 04/30/2013 |  |  |  |  | NO | NO |  |  |  |  | SONOSITE 10365077 03VCNK |  |  | Active |  | 99:99:99:99:99:99 |  | Accessory | PAAR:00-PVAR | 10/31/2019 |  | COOPER UNIVERSITY HOSPITAL |  |  | 4 PAVILION |  | CAROLYN RUMELL
|  | SONOSITE | SONOSITE L25X 13-6MHZ |  | 041DHW | INTENSIVE CARE UNIT |  |  |  | 08/03/2015 |  |  |  |  | NO | NO |  |  |  |  | SONOSITE 10349301 041DHW |  |  | Disposition |  | 99:99:99:99:99:99 |  | Accessory | PAAR:00-PVAR | 10/16/2019 |  | COOPER UNIVERSITY HOSPITAL |  |  |  |  | CAROLYN RUMELL
|  | SONOSITE | SONOSITE L25X/13-6 MHZ |  | 04CHE0 | INTENSIVE CARE UNIT |  |  |  | 10/31/2019 |  |  |  |  | NO | NO |  |  |  |  | SONOSITE 11208117 04CHE0 |  |  | Active |  | 99:99:99:99:99:99 |  | Accessory | PAAR:00-PVAR | 10/31/2019 | 10/31/2019 | COOPER UNIVERSITY HOSPITAL |  |  | ICU 4th Floor Pav | WOT00000001017878 | CAROLYN RUMELL | Performance Verification | Closed | Zhan Kiselev | 10/31/2019 | 10/31/2019 | Performance Verification for SONOSITE 11208117 04CHE0 | Initial Install of Performance Verification. Device is ready for patient use. |  |  | 10/31/2019 | 10/31/2019
|  | SONOSITE | SONOSITE L25XP/13-6MHZ |  | 04341P | INTENSIVE CARE UNIT |  |  |  | 10/16/2019 |  |  |  |  | NO | NO |  |  |  |  | SONOSITE 30143499 04341P |  |  | Disposition |  | 99:99:99:99:99:99 |  | Accessory | PAAR:00-PVAR | 10/16/2019 | 10/16/2019 | COOPER UNIVERSITY HOSPITAL |  |  |  |  | CAROLYN RUMELL |  |  |  | 10/16/2019 | 10/16/2019 |  |  |  |  | 10/16/2019 | 10/16/2019
|  | SONOSITE | SONOSITE M-TURBO |  | WK1QGZ | INTENSIVE CARE UNIT |  |  |  | 04/30/2013 |  |  |  |  | NO | NO |  |  |  |  | SONOSITE 10366343 WK1QGZ |  |  | Active |  | 00:08:FB:11:87:BF |  | Equipment | 1Y:00-MFG | 06/11/2019 | 06/01/2020 | COOPER UNIVERSITY HOSPITAL |  |  | 4 PAVILION |  | CAROLYN RUMELL
|  | SONOSITE | SONOSITE MICROMAXX |  | 037KFY | INTENSIVE CARE UNIT |  |  |  | 06/29/2018 |  |  |  |  | NO | NO |  |  |  |  | SONOSITE 30142913 037KFY |  |  | Disposition |  |  |  | Equipment | 1Y:00-MFG | 06/29/2018 | 06/29/2018 | COOPER UNIVERSITY HOSPITAL |  |  | ICU |  | CAROLYN RUMELL |  |  |  | 06/29/2018 | 06/29/2018 |  |  |  |  | 06/29/2018 | 06/29/2018
TL30244753 |  | SONOSITE | SONOSITE NANOMAXX |  | 03NJM6 | TRAUMA ADMIT |  |  |  | 05/31/2018 |  |  |  |  | NO | NO |  |  |  |  | SONOSITE TL30244753 03NJM6 |  |  | Disposition |  |  |  | Equipment | 1Y:00-MFG | 05/31/2018 | 05/31/2018 | COOPER UNIVERSITY HOSPITAL |  |  |  |  | Diane Floyd |  |  |  | 05/31/2018 | 05/31/2018 |  |  |  |  | 05/31/2018 | 05/31/2018
|  | SONOSITE | SONOSITE P21/5-1 MHZ |  | 03K6JR | CCU - CORONARY CARE UNIT |  |  |  | 12/30/2012 |  |  |  |  | NO | NO |  |  |  |  | SONOSITE 10355709 03K6JR |  |  | Disposition |  | 99:99:99:99:99:99 |  | Accessory | PAAR:00-PVAR | 10/16/2019 |  | COOPER UNIVERSITY HOSPITAL |  |  | CCU |  | CAROLYN RUMELL
|  | SONOSITE | SONOSITE P21X/5-1 MHZ |  | 0415CL | INTENSIVE CARE UNIT |  |  |  | 10/31/2019 |  |  |  |  | NO | NO |  |  |  |  | SONOSITE 30244778 0415CL |  |  | Active |  | 99:99:99:99:99:99 |  | Accessory | PAAR:00-PVAR | 10/31/2019 | 10/31/2019 | COOPER UNIVERSITY HOSPITAL |  |  |  |  | CAROLYN RUMELL |  |  |  | 10/31/2019 | 10/31/2019 |  |  |  |  | 10/31/2019 | 10/31/2019
TL10505003 |  | SONOSITE | SONOSITE S SERIES |  | 03BDBR | INTENSIVE CARE UNIT |  |  |  | 06/24/2016 |  |  |  |  | NO | NO |  |  |  |  | SONOSITE TL10505003 03BDBR |  |  | Disposition |  |  |  | Equipment | 1Y:00-MFG | 06/24/2016 | 06/24/2016 | COOPER UNIVERSITY HOSPITAL |  |  |  |  | CAROLYN RUMELL |  |  |  | 06/24/2016 | 06/24/2016 |  |  |  |  | 06/24/2016 | 06/24/2016
|  | SONOSITE | SONOSITE S-CATH |  | 03VH9T | INTENSIVE CARE UNIT |  |  |  | 06/17/2019 |  |  |  |  | NO | NO |  |  |  |  | SONOSITE 11208118 03VH9T |  |  | Disposition |  | 00:08:FB:11:9B:74 |  | Equipment | 1Y:00-MFG | 06/17/2019 | 06/17/2019 | COOPER UNIVERSITY HOSPITAL |  |  | 4 PAVILION |  | CAROLYN RUMELL |  |  |  | 06/17/2019 | 06/17/2019 |  |  |  |  | 06/17/2019 | 06/17/2019
|  | SONOSITE | SONOSITE S-CATH |  | 03X6GF | EMERGENCY ROOM |  |  |  | 01/01/2014 |  |  |  |  | NO | NO |  |  |  |  | SONOSITE 10367747 03X6GF |  |  | Disposition |  | 00:08:FB:10:47:84 |  | Equipment | 1Y:00-MFG | 02/28/2019 | 02/01/2020 | COOPER UNIVERSITY HOSPITAL |  |  | EMERGENCY DEPARTMENT |  | KAREN GRUBER
TL30143500 |  | SONOSITE | SONOSITE S-CATH |  | 03HJFM | INTENSIVE CARE UNIT |  |  |  | 06/24/2016 |  |  |  |  | NO | NO |  |  |  |  | SONOSITE TL30143500 03HJFM |  |  | Disposition |  |  |  | Equipment | 1Y:00-MFG | 06/24/2016 | 06/24/2016 | COOPER UNIVERSITY HOSPITAL |  |  |  |  | CAROLYN RUMELL |  |  |  | 06/24/2016 | 06/24/2016 |  |  |  |  | 06/24/2016 | 06/24/2016
|  | SONOSITE | SONOSITE S-CATH |  | 03VH9R | INTENSIVE CARE UNIT |  |  |  | 06/17/2019 |  |  |  |  | NO | NO |  |  |  |  | SONOSITE 30142914 03VH9R |  |  | Disposition |  | 00:08:FB:11:DA:9D |  | Equipment | 1Y:00-MFG | 06/17/2019 | 06/17/2019 | COOPER UNIVERSITY HOSPITAL |  |  | 4 PAVILION |  | CAROLYN RUMELL |  |  |  | 06/17/2019 | 06/17/2019 |  |  |  |  | 06/17/2019 | 06/17/2019
|  | SONOSITE | SONOSITE TITAN |  | 035K4G | ANESTHESIOLOGY |  |  |  | 06/08/2006 |  |  |  |  | NO | NO |  |  |  |  | SONOSITE 10366602 035K4G |  |  | Disposition |  |  |  | Equipment | 1Y:00-MFG | 10/03/2016 | 10/01/2020 | COOPER UNIVERSITY HOSPITAL |  |  | BIOMED |  | GIACINTA ROUPAS
|  | SONOSITE | SONOSITE TITAN P06501-01 |  | 036C6J | TRAUMA ADMIT HELIPAD |  |  |  | 08/29/2006 |  |  |  |  | NO | NO |  |  |  |  | SONOSITE 10357246 036C6J |  |  | Disposition |  |  |  | Equipment | 1Y:00-MFG | 02/28/2018 | 02/01/2020 | COOPER UNIVERSITY HOSPITAL |  |  | hell pad |  | Diane Floyd
|  | SONOSITE | SONOSITE X-PORTE |  | Q4H56H | PULMONARY LAB |  |  |  | 05/02/2016 |  |  |  |  | NO | NO |  |  |  |  | SONOSITE 10505011 Q4H56H |  |  | Disposition |  | 00:30:64:14:BD:F3 |  | Equipment | 1Y:00-MFG | 02/28/2018 |  | COOPER UNIVERSITY HOSPITAL |  |  | BRONCH ROOM |  | KATHY LOFLAND
|  | SONY | SONY AC110MD |  |  | OR - KELEMEN 3 |  |  |  | 01/01/1900 |  |  |  |  | NO | NO |  |  |  |  | SONY 10367616 3403192 |  |  | Active |  | 99:99:99:99:99:99 |  | Equipment | PAAR:00-PVAR | 11/02/2019 |  | COOPER UNIVERSITY HOSPITAL |  |  | Pav OR 6 | WOT00000002200315 | DOMINIC VENDETTA | Disposition | Closed | Salvatore Bombara | 02/14/2019 | 05/16/2019 | Bulk Disposition CNL
|  | SONY | SONY AC110MD |  |  | OR - KELEMEN 3 |  |  |  | 01/01/1900 |  |  |  |  | NO | NO |  |  |  |  | SONY 10367617 3403251 |  |  | Active |  | 99:99:99:99:99:99 |  | Equipment | PAAR:00-PVAR | 11/02/2019 |  | COOPER UNIVERSITY HOSPITAL |  |  | pav or 7 | WOT00000002200320 | DOMINIC VENDETTA | Disposition | Closed | Salvatore Bombara | 02/14/2019 | 05/16/2019 | Bulk Disposition CNL
|  | SONY | SONY AC110MD |  |  | OR - KELEMEN 3 |  |  |  | 01/01/1900 |  |  |  |  | NO | NO |  |  |  |  | SONY 10367615 3403254 |  |  | Active |  | 99:99:99:99:99:99 |  | Equipment | PAAR:00-PVAR | 11/02/2019 |  | COOPER UNIVERSITY HOSPITAL |  |  | Pav OR 6 | WOT00000002200312 | DOMINIC VENDETTA | Disposition | Closed | Salvatore Bombara | 02/14/2019 | 05/20/2019 | Bulk Disposition CNL
|  | SONY | SONY AC110MD |  |  | OR - KELEMEN 3 |  |  |  | 01/01/1900 |  |  |  |  | NO | NO |  |  |  |  | SONY 10367614 3403241 |  |  | Active |  | 99:99:99:99:99:99 |  | Equipment | PAAR:00-PVAR | 11/02/2019 |  | COOPER UNIVERSITY HOSPITAL |  |  | pav or 7 | WOT00000002200307 | DOMINIC VENDETTA | Disposition | Closed | Salvatore Bombara | 02/14/2019 | 05/19/2019 | Bulk Disposition CNL
|  | SONY | SONY AC110MD |  |  | OR - KELEMEN 3 |  |  |  | 01/01/1900 |  |  |  |  | NO | NO |  |  |  |  | SONY 10367613 3503170 |  |  | Active |  | 99:99:99:99:99:99 |  | Equipment | PAAR:00-PVAR | 11/02/2019 |  | COOPER UNIVERSITY HOSPITAL |  |  | pav or 7 | WOT00000002200302 | DOMINIC VENDETTA | Disposition | Closed | Salvatore Bombara | 02/14/2019 | 05/16/2019 | Bulk Disposition CNL
|  | SONY | SONY AC110MD |  |  | OR - KELEMEN 3 |  |  |  | 01/01/1900 |  |  |  |  | NO | NO |  |  |  |  | SONY 10367611 3403224 |  |  | Active |  | 99:99:99:99:99:99 |  | Equipment | PAAR:00-PVAR | 11/02/2019 |  | COOPER UNIVERSITY HOSPITAL |  |  | Pav OR 6 | WOT00000002200294 | DOMINIC VENDETTA | Disposition | Closed | Salvatore Bombara | 02/14/2019 | 05/22/2019 | Bulk Disposition CNL
|  | SONY | SONY AC110MD |  |  | OR - KELEMEN 3 |  |  |  | 01/01/1900 |  |  |  |  | NO | NO |  |  |  |  | SONY 10367612 3403248 |  |  | Active |  | 99:99:99:99:99:99 |  | Equipment | PAAR:00-PVAR | 11/02/2019 |  | COOPER UNIVERSITY HOSPITAL |  |  | Pav OR 6 | WOT00000002200299 | DOMINIC VENDETTA | Disposition | Closed | Salvatore Bombara | 02/14/2019 | 05/16/2019 | Bulk Disposition CNL
|  | SONY | SONY DVO-1000MD |  |  | OR - KELEMEN 3 |  |  |  | 10/16/2019 |  |  |  |  | NO | NO |  |  |  |  | SONY 12460 12529 |  |  | Disposition |  |  |  | Equipment | PAAR:00-PVAR | 10/16/2019 | 10/16/2019 | COOPER UNIVERSITY HOSPITAL |  |  | KELEMEN 2 |  | DOMINIC VENDETTA |  |  |  | 10/16/2019 | 10/16/2019 |  |  |  |  | 10/16/2019 | 10/16/2019
|  | SONY | SONY DVO-1000MD |  |  | PAVILION PACU |  |  |  | 01/15/2009 |  |  |  |  | NO | NO |  |  |  |  | SONY 10346603 21179 |  |  | Disposition |  |  |  | Equipment | PAAR:00-PVAR | 11/01/2019 |  | COOPER UNIVERSITY HOSPITAL |  |  | OR P07 |  | FRANK OBRIEN
|  | SONY | SONY DXC-C33 |  |  | OPERATING ROOM - PAVILION |  |  |  | 11/02/2019 |  |  |  |  | NO | NO |  |  |  |  | SONY 20367411 100533 |  |  | Disposition |  | 99:99:99:99:99:99 |  | Equipment | PAAR:00-PVAR | 11/02/2019 | 11/02/2019 | COOPER UNIVERSITY HOSPITAL |  |  | OR STORAGE | WOT00000000507200 | DOMINIC VENDETTA | Disposition | Closed | Salvatore Bombara | 11/02/2019 | 11/02/2019 | Bulk Disposition CNL | Unit has been removed from service | EXP2940102 | Labor | 11/02/2019 | 11/02/2019 | Salvatore Bombara
|  | SONY | SONY DXC-C33 |  |  | OPERATING ROOM - PAVILION |  |  |  | 01/01/2003 |  |  |  |  | NO | NO |  |  |  |  | SONY 10346658 100676 |  |  | Active |  | 99:99:99:99:99:99 |  | Equipment | PAAR:00-PVAR | 11/02/2019 |  | COOPER UNIVERSITY HOSPITAL |  |  | OR STORAGE AREA | 0012272100 | DOMINIC VENDETTA | Repair | Closed | Salvatore Bombara | 10/09/2017 | 10/11/2017 | CAMERAS, VIDEO - COVER THAT IS TAPED, CANNOT BE TAPED - SURG PAV STORAGE RM | 10/11/2017 11:43:52 AM SXBOMBARA (SXBOMBARA 10/11/2017 12:00 AM) CONFIRMED ERROR. EVAL FOR REPAIR. (SXBOMBARA 10/10/2017 12:00 AM) REPLACED MISSING SCREWS FROM STOCK. REMOVED AND CLEAN ALL TAPE. TESTED AND PASSED FULL FUNCTIONAL CHECK. RETURNED UNIT TO SERVICE. | 86787FA9-AAFA-4E5B-A4B3-B0ABFF63889B | Labor | 10/11/2017 | 10/11/2017 | Salvatore Bombara
|  | SONY | SONY LMD-1420 |  |  | 3 COOPER - SURGERY DEPARTMENT |  |  |  | 01/01/2013 |  |  |  |  | NO | NO |  |  |  |  | SONY 10346825 3300563 |  |  | Active |  | 99:99:99:99:99:99 |  | Accessory | PAAR:00-PVAR | 11/02/2019 |  | COOPER AMBULATORY OFF-SITES |  |  | SUITE 403 - Back Room |  | ANNE MAIER
|  | SONY | SONY LMD-1950MD/HD |  |  | SPECIAL TEST |  |  |  | 11/02/2019 |  |  |  |  | NO | NO |  |  |  |  | SONY 30144940 2501931 |  |  | Disposition |  |  |  | Accessory | PAAR:00-PVAR | 11/02/2019 | 11/02/2019 | COOPER UNIVERSITY HOSPITAL |  |  | FLUROSCOPY |  | AMY HANNAN |  |  |  | 11/02/2019 | 11/02/2019 |  |  |  |  | 11/02/2019 | 11/02/2019
|  | SONY | SONY LMD-2140MD |  |  | OPERATING ROOM - PAVILION |  |  |  | 11/18/2005 |  |  |  |  | NO | NO |  |  |  |  | SONY 10367408 2000303 |  |  | Active |  | 99:99:99:99:99:99 |  | Accessory | PAAR:00-PVAR | 11/02/2019 |  | COOPER UNIVERSITY HOSPITAL |  |  | OR STORAGE |  | DOMINIC VENDETTA
|  | SONY | SONY SVO-1450 |  |  | CHERRY HILL URGENT CARE |  |  |  | 09/18/2006 |  |  |  |  | NO | NO |  |  |  |  | SONY 10346152 11393 |  |  | Disposition |  |  |  | Equipment | PAAR:00-PVAR | 11/02/2019 |  | COOPER AMBULATORY OFF-SITES |  |  | pulm | WOT00000000642719 | MELISSA PORTOBANCO | Disposition | Closed | Zhan Kiselev | 03/06/2018 | 03/23/2018 | Equipment Disposition | Unit is being removed from the Hospital | EXP0194295 | Labor | 03/06/2018 | 03/06/2018 | Zhan Kiselev
|  | SONY | SONY SVO-9500MD |  |  | ANTERPARTUM-INVITRO FERT |  |  |  | 05/19/2004 |  |  |  |  | NO | NO |  |  |  |  | SONY 10355028 23532 |  |  | Active |  | 99:99:99:99:99:99 |  | Equipment | PAAR:00-PVAR | 11/01/2019 |  | COOPER UNIVERSITY HOSPITAL |  |  | 6TH FLOOR DORRANCE |  | GRACE SVEINBZORNSSON
|  | SONY | SONY TRINITRON |  | Not Known | OR - KELEMEN 3 |  |  |  | 01/01/1900 |  |  |  |  | NO | NO |  |  |  |  | SONY 10368437 Not Known |  |  | Disposition |  | 99:99:99:99:99:99 |  | Accessory | PAAR:00-PVAR | 11/02/2019 |  | COOPER UNIVERSITY HOSPITAL |  |  | SURGICAL SUITE KELEMAN OR | WOT00000000530762 | DOMINIC VENDETTA | Disposition | Closed | Salvatore Bombara | 02/08/2018 | 05/15/2019 | Bulk Disposition CNL | Unit has been retired | EXP2931843 | Labor | 05/15/2019 | 05/15/2019 | Salvatore Bombara
|  | SONY | SONY TRINITRON |  |  | BRACE ROAD-CARDIOLOGY |  |  |  | 03/01/2005 |  |  |  |  | NO | NO |  |  |  |  | SONY 10366021 6203009 |  |  | Active |  | 99:99:99:99:99:99 |  | Accessory | PAAR:00-PVAR | 11/02/2019 |  | COOPER AMBULATORY OFF-SITES |  |  | Testing Office |  | Beth Mook
|  | SONY | SONY TRINITRON |  | Not Known | OR - KELEMEN 3 |  |  |  | 01/01/1900 |  |  |  |  | NO | NO |  |  |  |  | SONY 10346336 Not Known |  |  | Active |  | 99:99:99:99:99:99 |  | Accessory | PAAR:00-PVAR | 11/02/2019 |  | COOPER UNIVERSITY HOSPITAL |  |  | OR STORAGE-KELLEMEN | WOT00000000530867 | DOMINIC VENDETTA | Disposition | Closed | Salvatore Bombara | 02/08/2018 | 05/15/2019 | Bulk Disposition CNL
|  | SONY | SONY UP-1850MD |  |  | BURLINGTON OB/GYN |  |  |  | 06/18/2012 |  |  |  |  | NO | NO |  |  |  |  | SONY 10365970 14629 |  |  | Disposition |  |  |  | Equipment | 1Y:00-MFG | 11/09/2017 |  | COOPER AMBULATORY OFF-SITES |  |  | EXAM 5 |  | Carey Myers
|  | SONY | SONY UP-25MD |  |  | VOORHEES SURGERY CENTER-SURGERY DEPT |  |  |  | 12/09/2010 |  |  |  |  | NO | NO |  |  |  |  | SONY 10366911 701256 |  |  | Disposition |  | 99:99:99:99:99:99 |  | Equipment | PAAR:00-PVAR | 11/02/2019 |  | COOPER AMBULATORY OFF-SITES |  |  | 6015 Main - Nurses Station | WOT00000003999033 | Theresa Megali | Disposition | Closed | Stephen Zubrzycki | 10/07/2019 | 10/21/2019 | Equipment Disposition | Unit being removed from Biomed and given to Centurion. Checked with service tech (Kirk Lis). Has been down in dept for awhile and dept no longer needs. Clearing out storage area per request of hospital VP. | EXP4264998 | Labor | 10/07/2019 | 10/07/2019 | Stephen Zubrzycki
|  | SONY | SONY UP-51MDU |  |  | PULMONARY LAB |  |  |  | 08/31/2005 |  |  |  |  | NO | NO |  |  |  |  | SONY 10366601 14354 |  |  | Disposition |  |  |  | Equipment | PAAR:00-PVAR | 11/02/2019 |  | COOPER UNIVERSITY HOSPITAL |  |  | S6 |  | KATHY LOFLAND
|  | SONY | SONY UP-895MD |  |  | BURLINGTON OB/GYN |  |  |  | 08/30/2011 |  |  |  |  | NO | NO |  |  |  |  | SONY 10366247 25979 |  |  | Disposition |  | 99:99:99:99:99:99 |  | Equipment | PAAR:00-PVAR | 11/02/2019 |  | COOPER AMBULATORY OFF-SITES |  |  | EXAM 6 | WOT00000002877691 | Carey Myers | Repair | Closed | Zhan Kiselev | 06/10/2019 | 06/13/2019 | Stopped working, tried unplugging and plugging back in | Replaced printer. This one is being retired Dispositioned from Work Order Task WOT00000002895944 CEID: 10366247 | EXP3155613 | Labor | 06/13/2019 | 06/13/2019 | Zhan Kiselev
|  | SONY | SONY UP-895MD |  |  | BURLINGTON OB/GYN |  |  |  | 11/19/2004 |  |  |  |  | NO | NO |  |  |  |  | SONY 10366243 84709 |  |  | Active |  | 99:99:99:99:99:99 |  | Equipment | PAAR:00-PVAR | 11/01/2019 |  | COOPER AMBULATORY OFF-SITES |  |  | EXAM 6 |  | Carey Myers
|  | SONY | SONY UP-895MD |  |  | VOORHEES SURGERY CENTER-RADIATION/ONC |  |  |  | 04/13/2007 |  |  |  |  | NO | NO |  |  |  |  | SONY 10356836 11257 |  |  | Disposition |  | 99:99:99:99:99:99 |  | Equipment | PAAR:00-PVAR | 11/02/2019 |  | COOPER AMBULATORY OFF-SITES |  |  | Storage 139 | WOT00000004021548 | COLLEEN TEGELER | Disposition | Closed | Zhan Kiselev | 10/10/2019 | 10/21/2019 | Equipment Disposition | Not being used and will not be used | EXP4309550 | Labor | 10/10/2019 | 10/10/2019 | Zhan Kiselev
|  | SONY | SONY UP-895MD |  |  | PULMONARY LAB |  |  |  | 11/02/2019 |  |  |  |  | NO | NO |  |  |  |  | SONY 30143402 59824 |  |  | Active |  | 99:99:99:99:99:99 |  | Equipment | PAAR:00-PVAR | 11/02/2019 | 11/02/2019 | COOPER UNIVERSITY HOSPITAL |  |  | BRONCH ROOM | 0011298694 | KATHY LOFLAND | Repair | Closed | Kirk Lis | 11/02/2019 | 11/02/2019 | PRINTER - NOT PRINTING CORRECTLY - PULM LAB | 3/3/2017 1:41:08 PM MDYOUCH (MDYOUCH 2/27/2017 2:30 PM) SOMEONE SWITCHED THE PRINT MODE TO "NEG" CAUSING IT TO LOOK LIKE WASH OUT. RESTORED NORMAL SETTING, VERIFIED PRINTOUT, AND INSTRUCTED USERS. | A71260B1-5A7A-485E-8657-9371A15FE2F5 | Labor | 11/02/2019 | 11/02/2019 | Michael Youch
|  | SONY | SONY UP-897MD |  |  | TRAUMA ICU |  |  |  | 08/29/2006 |  |  |  |  | NO | NO |  |  |  |  | SONY 10357244 80950 |  |  | Active |  | 99:99:99:99:99:99 |  | Equipment | PAAR:00-PVAR | 11/02/2019 |  | COOPER UNIVERSITY HOSPITAL |  |  | 3RD FLOOR | WOT00000000519376 | Diane Floyd | Disposition | Closed | Richard Jolly | 02/08/2018 | 05/24/2019 | Bulk Disposition CNL
|  | SONY | SONY UP-897MD |  |  | ANTERPARTUM-INVITRO FERT |  |  |  | 04/15/2009 |  |  |  |  | NO | NO |  |  |  |  | SONY 10355016 156009 |  |  | Active |  | 99:99:99:99:99:99 |  | Equipment | PAAR:00-PVAR | 11/01/2019 |  | COOPER UNIVERSITY HOSPITAL |  |  | ANTEPARTUM | WOT00000000511476 | GRACE SVEINBZORNSSON | Disposition | Closed | Gene Amodei | 02/08/2018 | 05/14/2019 | Bulk Disposition CNL
|  | SONY | SONY UP-897MD |  |  | COOPER DIGESTIVE HEALTH-ENDOSCOPY |  |  |  | 01/01/2014 |  |  |  |  | NO | NO |  |  |  |  | SONY 10347136 226092 |  |  | Active |  | 99:99:99:99:99:99 |  | Equipment | PAAR:00-PVAR | 11/02/2019 |  | COOPER AMBULATORY OFF-SITES |  |  | PROCEDURE SUITE | WOT00000001801655 | JEANNE GREER | Repair | Closed | Kirk Lis | 12/04/2018 | 05/01/2019 | Endoscopic ultrasound: not working | INFORMED BY STAFF THAT THEY CLEANED ROLLER BALL. PERFORMED OVP. INFORMED JAMES OF UNIT'S STATUS | EXP1851665 | Labor | 12/05/2018 | 12/05/2018 | Kirk Lis
|  | SONY | SONY UP-D897 |  |  | SURGICAL CARE UNIT |  |  |  | 05/19/2009 |  |  |  |  | NO | NO |  |  |  |  | SONY 10365300 142030 |  |  | Disposition |  | 99:99:99:99:99:99 |  | Equipment | PAAR:00-PVAR | 11/02/2019 |  | COOPER UNIVERSITY HOSPITAL |  |  | BIOMED SHOP | WOT00000000510692 | Lisa Geoghegan | Disposition | Closed | Zhan Kiselev | 02/08/2018 | 05/25/2019 | Bulk Disposition CNL | No longer in the hospital | EXP3009362 | Labor | 05/24/2019 | 05/24/2019 | Zhan Kiselev
|  | SONY | SONY UP-DR80MD |  |  | SAME DAY OR-2ND FL PAVILION |  |  |  | 10/31/2019 |  |  |  |  | NO | NO |  |  |  |  | SONY 11239109 724081 |  |  | Active |  | 99:99:99:99:99:99 |  | Equipment | PAAR:00-PVAR | 10/31/2019 | 10/31/2019 | COOPER UNIVERSITY HOSPITAL |  |  | SD OR 3 | WOT00000000562713 | JOE DRUCTOR | Performance Verification | Closed | Salvatore Bombara | 10/31/2019 | 10/31/2019 | Performance Verification for SONY 11239109 74481 | Initial Install of Performance Verification. Device is ready for patient use. |  |  | 10/31/2019 | 10/31/2019
|  | SONY | SONY UP-DR80MD |  |  | OPERATING ROOM - PAVILION |  |  |  | 01/01/1900 |  |  |  |  | NO | NO |  |  |  |  | SONY 10369507 700246 |  |  | Active |  | 99:99:99:99:99:99 |  | Equipment | PAAR:00-PVAR | 11/02/2019 |  | COOPER UNIVERSITY HOSPITAL |  |  | P011 - OR | WOT00000000518432 | DOMINIC VENDETTA | Disposition | Closed | Salvatore Bombara | 02/08/2018 | 05/15/2019 | Bulk Disposition CNL
|  | SONY | SONY UPA-P100MD |  |  | ANESTHESIOLOGY |  |  |  | 07/01/2004 |  |  |  |  | NO | NO |  |  |  |  | SONY 10355449 70291 |  |  | Disposition |  |  |  | Equipment | PAAR:00-PVAR | 11/02/2019 |  | COOPER UNIVERSITY HOSPITAL |  |  | STORAGE ROOM |  | GIACINTA ROUPAS
|  | SORIN BIOMEDICAL | SORIN BIOMEDICAL ELECTA |  | B016711F09 | PERFUSION |  |  |  | 09/16/2015 |  |  |  |  | NO | NO |  |  |  |  | SORIN BIOMEDICAL 17937 B016711F09 |  |  | Disposition |  |  |  | High Risk | 6M:00-MFG | 09/16/2015 | 09/16/2015 | COOPER UNIVERSITY HOSPITAL |  |  | PERFUSION HYBRID OR |  | Bonnie Aichroch |  |  |  | 09/16/2015 | 09/16/2015 |  |  |  |  | 09/16/2015 | 09/16/2015
|  | SORIN BIOMEDICAL | SORIN BIOMEDICAL ELECTA |  | B015972E07 | PERFUSION |  |  |  | 09/16/2015 |  |  |  |  | NO | NO |  |  |  |  | SORIN BIOMEDICAL 15045 B015972E07 |  |  | Disposition |  |  |  | High Risk | 6M:00-MFG | 09/16/2015 | 09/16/2015 | COOPER UNIVERSITY HOSPITAL |  |  | OPERATING ROOM |  | Bonnie Aichroch |  |  |  | 09/16/2015 | 09/16/2015 |  |  |  |  | 09/16/2015 | 09/16/2015
|  | SORIN BIOMEDICAL | SORIN BIOMEDICAL ELECTA |  | B015974E07 | PERFUSION |  |  |  | 09/16/2015 |  |  |  |  | NO | NO |  |  |  |  | SORIN BIOMEDICAL 15044 B015974E07 |  |  | Disposition |  |  |  | High Risk | 6M:00-MFG | 09/16/2015 | 09/16/2015 | COOPER UNIVERSITY HOSPITAL |  |  | OPERATING ROOM |  | Bonnie Aichroch |  |  |  | 09/16/2015 | 09/16/2015 |  |  |  |  | 09/16/2015 | 09/16/2015
|  | SORIN GROUP USA, INC. | SORIN GROUP USA, INC. HEATER COOLER SYSTEM 3T (120V) |  | 16S11856 | PERFUSION |  |  |  | 10/22/2009 |  |  |  |  | NO | NO |  |  |  |  | SORIN GROUP USA, INC. 10355455 16S11856 |  |  | Disposition |  |  |  | Life Support | 6M:00-MFG | 04/14/2016 |  | COOPER UNIVERSITY HOSPITAL |  |  | OR 6 |  | Bonnie Aichroch
|  | SORIN GROUP USA, INC. | SORIN GROUP USA, INC. HEATER COOLER SYSTEM 3T (120V) |  | 16S11227 | OPERATING ROOM - PAVILION |  |  |  | 03/26/2008 |  |  |  |  | NO | NO |  |  |  |  | SORIN GROUP USA, INC. 10346611 16S11227 |  |  | Disposition |  |  |  | Life Support | 6M:00-MFG | 04/14/2016 |  | COOPER UNIVERSITY HOSPITAL |  |  | OR P07 |  | DOMINIC VENDETTA
|  | SORIN GROUP USA, INC. | SORIN GROUP USA, INC. S5 DISPLAY AND CONTROL MODULE |  |  | OR - KELEMEN 3 |  |  |  | 01/01/1900 |  |  |  |  | NO | NO |  |  |  |  | SORIN GROUP USA, INC. 10355490 28E42704 |  |  | Disposition |  |  |  | Life Support | 6M:00-MFG | 01/01/1900 | 12/01/2019 | COOPER UNIVERSITY HOSPITAL |  |  | OR BYPASS PUMP |  | DOMINIC VENDETTA
|  | SOURCEONE HEALTHCARE TECHNOLOGIES | SOURCEONE HEALTHCARE TECHNOLOGIES VIEWBOX |  | Not Known | VOORHEES SURGERY CENTER-RADIOLOGY |  |  | excluded | 11/01/2019 |  |  |  |  | NO | NO |  |  |  |  | SOURCEONE HEALTHCARE TECHNOLOGIES 30071327 Not Known |  |  | Active |  | 99:99:99:99:99:99 |  | Equipment | PAAR:00-PVAR | 11/01/2019 | 11/01/2019 | COOPER AMBULATORY OFF-SITES |  |  | SUITE B MRI |  | PAT STIENES |  |  |  | 11/01/2019 | 11/01/2019 |  |  |  |  | 11/01/2019 | 11/01/2019
|  | SOURCEONE HEALTHCARE TECHNOLOGIES | SOURCEONE HEALTHCARE TECHNOLOGIES VIEWBOX |  | Not Known | OR - KELEMEN 3 |  |  |  | 01/01/1900 |  |  |  |  | NO | NO |  |  |  |  | SOURCEONE HEALTHCARE TECHNOLOGIES 10369312 Not Known |  |  | Disposition |  | 99:99:99:99:99:99 |  | Equipment | PAAR:00-PVAR | 11/02/2019 |  | COOPER UNIVERSITY HOSPITAL |  |  | KELEMEN OR- K1 | WOT00000000528839 | DOMINIC VENDETTA | Disposition | Closed | Salvatore Bombara | 02/08/2018 | 05/15/2019 | Bulk Disposition CNL | Unit has been removed from service | EXP2934212 | Labor | 05/15/2019 | 05/15/2019 | Salvatore Bombara
|  | SOURCEONE HEALTHCARE TECHNOLOGIES | SOURCEONE HEALTHCARE TECHNOLOGIES VIEWBOX |  | Not Known | OR - KELEMEN 3 |  |  |  | 01/01/1900 |  |  |  |  | NO | NO |  |  |  |  | SOURCEONE HEALTHCARE TECHNOLOGIES 10369311 Not Known |  |  | Disposition |  | 99:99:99:99:99:99 |  | Equipment | PAAR:00-PVAR | 11/02/2019 |  | COOPER UNIVERSITY HOSPITAL |  |  | KELEMEN OR- K1 | WOT00000000529961 | DOMINIC VENDETTA | Disposition | Closed | Salvatore Bombara | 02/08/2018 | 05/15/2019 | Bulk Disposition CNL | Unit has been removed from service | EXP2934184 | Labor | 05/15/2019 | 05/15/2019 | Salvatore Bombara
|  | SOURCEONE HEALTHCARE TECHNOLOGIES | SOURCEONE HEALTHCARE TECHNOLOGIES VIEWBOX |  | Not Known | BUNKER HILL-SURGERY |  |  | excluded | 01/01/1900 |  |  |  |  | NO | NO |  |  |  |  | SOURCEONE HEALTHCARE TECHNOLOGIES 10366894 Not Known |  |  | Active |  | 99:99:99:99:99:99 |  | Equipment | PAAR:00-PVAR | 11/02/2019 |  | COOPER AMBULATORY OFF-SITES |  |  | Doctor's Office |  | ANNE MAIER
|  | SPACELABS MEDICAL, INC. | SPACELABS MEDICAL, INC. 90207 |  |  | 3 COOPER-PEDIATRICS |  |  |  | 11/01/2019 |  |  |  |  | NO | NO |  |  |  |  | SPACELABS MEDICAL, INC. 30225071 100836 |  |  | Active |  | 99:99:99:99:99:99 |  | Equipment | 1Y:00-MFG | 11/01/2019 | 11/01/2019 | COOPER AMBULATORY OFF-SITES |  |  | Suite 200 - Exam 201-A | 0011787375 | MAUREEN OBRIEN | Performance Verification | Closed | Bonnie Aichroth | 11/01/2019 | 11/01/2019 | INCOMING INVENTORY | DEVICE INVENTORIED | 6D6D35AE-972D-4B1F-928B-620CC3CEE683 | Labor | 11/01/2019 | 11/01/2019 | Bonnie Aichroth
|  | SPACELABS MEDICAL, INC. | SPACELABS MEDICAL, INC. 90207 |  |  | 3 COOPER-PEDIATRICS |  |  |  | 11/01/2019 |  |  |  |  | NO | NO |  |  |  |  | SPACELABS MEDICAL, INC. 30225070 100834 |  |  | Active |  | 99:99:99:99:99:99 |  | Equipment | 1Y:00-MFG | 11/01/2019 | 11/01/2019 | COOPER AMBULATORY OFF-SITES |  |  | Suite 200 - Exam 201-A | 0011787035 | MAUREEN OBRIEN | Preventative Maintenance | Closed | Bonnie Aichroth | 11/01/2019 | 11/01/2019 | PERFORMANCE ASSURANCE AT INVENTORY | INVENTORIED DEVICE AND ENSURED DEVICE WAS FUNCTIONING PROPERLY. | 64BF96ED-B108-432E-AB70-019BB5F7A570 | Labor | 11/01/2019 | 11/01/2019 | Stephen Zubrzycki
|  | SPACELABS MEDICAL, INC. | SPACELABS MEDICAL, INC. 90207 |  |  | 3 COOPER-PEDIATRICS |  |  |  | 11/01/2019 |  |  |  |  | NO | NO |  |  |  |  | SPACELABS MEDICAL, INC. 30225069 100820 |  |  | Active |  | 99:99:99:99:99:99 |  | Equipment | 1Y:00-MFG | 11/01/2019 | 11/01/2019 | COOPER AMBULATORY OFF-SITES |  |  | Suite 200 - Exam 201-A | 0011787373 | MAUREEN OBRIEN | Preventative Maintenance | Closed | Bonnie Aichroth | 11/01/2019 | 11/01/2019 | PERFORMANCE ASSURANCE AT INVENTORY | INVENTORIED DEVICE AND ENSURED DEVICE WAS FUNCTIONING PROPERLY. | D0AE93BF-74EB-4817-970B-6FA48B6DDD71 | Labor | 11/01/2019 | 11/01/2019 | Stephen Zubrzycki
|  | SPACELABS MEDICAL, INC. | SPACELABS MEDICAL, INC. 90217-1-Q |  | 207-046957 | 1030 KINGS HIGHWAY-MEDICINE |  |  |  | 05/07/2019 |  |  |  |  | NO | NO |  |  |  |  | SPACELABS MEDICAL, INC. 30225039 207-046957 |  |  | Active |  | 99:99:99:99:99:99 |  | Equipment | 1Y:00-MFG | 05/07/2019 | 05/07/2019 | COOPER AMBULATORY OFF-SITES |  |  | NEPHROLOGY-SUITE 310-DRAWER |  | Bonnie Aichroch |  |  |  | 05/07/2019 | 05/07/2019 |  |  |  |  | 05/07/2019 | 05/07/2019
|  | SPACELABS MEDICAL, INC. | SPACELABS MEDICAL, INC. 90308 |  |  | DIALYSIS PROCEDURE CENTER |  |  |  | 01/01/1900 |  |  |  |  | NO | NO |  |  |  |  | SPACELABS MEDICAL, INC. 10367526 30802445 |  |  | Disposition |  |  |  | Equipment | 1Y:00-MFG | 11/18/2016 | 05/01/2020 | COOPER UNIVERSITY HOSPITAL |  |  | DIALYSIS |  | GERRY DNUNZIO
|  | SPACELABS MEDICAL, INC. | SPACELABS MEDICAL, INC. 90308 |  | 308A05052 | CARDIAC CATH LAB |  |  |  | 01/01/1900 |  |  |  |  | NO | NO |  |  |  |  | SPACELABS MEDICAL, INC. 10356495 308A05052 |  |  | Disposition |  |  |  | Equipment | 1Y:00-MFG | 05/21/2018 | 05/01/2020 | COOPER UNIVERSITY HOSPITAL |  |  | CCL - K458W |  | LINDA BEAN
|  | SPACELABS MEDICAL, INC. | SPACELABS MEDICAL, INC. 90308 |  |  | BIOMEDICAL |  |  |  | 01/01/1900 |  |  |  |  | NO | NO |  |  |  |  | SPACELABS MEDICAL, INC. 02292 0579 |  |  | Disposition |  |  |  | Equipment | 1Y:00-MFG | 01/01/1900 | 12/01/2019 | COOPER UNIVERSITY HOSPITAL |  |  |  |  | Bonnie Aichroch
|  | SPACELABS MEDICAL, INC. | SPACELABS MEDICAL, INC. 90308 |  | 308A05054 | BIOMEDICAL |  |  |  | 01/01/1900 |  |  |  |  | NO | NO |  |  |  |  | SPACELABS MEDICAL, INC. 00972 308A05054 |  |  | Disposition |  |  |  | Equipment | 1Y:00-MFG | 07/14/2015 | 12/01/2020 | COOPER UNIVERSITY HOSPITAL |  |  | STORAGE |  | Bonnie Aichroch
|  | SPACELABS MEDICAL, INC. | SPACELABS MEDICAL, INC. 90369 |  | 369-105504 | CARDIAC CATH LAB |  |  |  | 01/01/1900 |  |  |  |  | NO | NO |  |  |  |  | SPACELABS MEDICAL, INC. 10356500 369-105504 |  |  | Disposition |  |  |  | Alarm | 1Y:00-MFG | 05/25/2018 | 05/01/2020 | COOPER UNIVERSITY HOSPITAL |  |  | CCL - K457 |  | LINDA BEAN
|  | SPACELABS MEDICAL, INC. | SPACELABS MEDICAL, INC. 90369 |  | GIFT-02 | CARDIAC CATH LAB |  |  |  | 01/01/1900 |  |  |  |  | NO | NO |  |  |  |  | SPACELABS MEDICAL, INC. 10356499 GIFT-02 |  |  | Disposition |  |  |  | Alarm | 1Y:00-MFG | 05/21/2018 | 05/01/2020 | COOPER UNIVERSITY HOSPITAL |  |  | CCL - K456W |  | LINDA BEAN
|  | SPACELABS MEDICAL, INC. | SPACELABS MEDICAL, INC. 90369 |  | 369-110475 | CARDIAC CATH LAB |  |  |  | 01/01/1900 |  |  |  |  | NO | NO |  |  |  |  | SPACELABS MEDICAL, INC. 10356496 369-110475 |  |  | Disposition |  |  |  | Alarm | 1Y:00-MFG | 05/21/2018 | 05/01/2020 | COOPER UNIVERSITY HOSPITAL |  |  | CCL - K455W |  | LINDA BEAN
|  | SPACELABS MEDICAL, INC. | SPACELABS MEDICAL, INC. 90369 |  | 369-105507 | CARDIAC CATH LAB |  |  |  | 01/01/1900 |  |  |  |  | NO | NO |  |  |  |  | SPACELABS MEDICAL, INC. 10356497 369-105507 |  |  | Disposition |  |  |  | Alarm | 1Y:00-MFG | 05/25/2018 | 05/01/2020 | COOPER UNIVERSITY HOSPITAL |  |  | CCL - K457 |  | LINDA BEAN
|  | SPACELABS MEDICAL, INC. | SPACELABS MEDICAL, INC. 90369 |  | 369-105510 | CARDIAC CATH LAB |  |  |  | 10/31/2013 |  |  |  |  | NO | NO |  |  |  |  | SPACELABS MEDICAL, INC. 10356491 369-105510 |  |  | Disposition |  |  |  | Alarm | 1Y:00-MFG | 05/25/2018 | 05/01/2020 | COOPER UNIVERSITY HOSPITAL |  |  | RM 455 |  | LINDA BEAN
|  | SPACELABS MEDICAL, INC. | SPACELABS MEDICAL, INC. 90369 |  | 369-115860 | COOPER DIGESTIVE HEALTH-ENDOSCOPY |  |  |  | 01/01/1900 |  |  |  |  | NO | NO |  |  |  |  | SPACELABS MEDICAL, INC. 10347030 369-115860 |  |  | Disposition |  | 00:00:00:00:00:00 |  | Alarm | 1Y:00-MFG | 02/16/2018 | 02/01/2020 | COOPER AMBULATORY OFF-SITES |  |  | GI SUITE |  | JEANNE GREER
|  | SPACELABS MEDICAL, INC. | SPACELABS MEDICAL, INC. 90387 |  | 387-003358 | CARDIAC CATH LAB |  |  |  | 01/01/1900 |  |  |  |  | NO | NO |  |  |  |  | SPACELABS MEDICAL, INC. 05775 387-003358 |  |  | Disposition |  |  |  | Alarm | 1Y:00-MFG | 01/01/1900 | 12/01/2019 | COOPER UNIVERSITY HOSPITAL |  |  | 9PAVSTORAGE |  | LINDA BEAN
|  | SPACELABS MEDICAL, INC. | SPACELABS MEDICAL, INC. 90484-A |  |  | RADIATION ONCOLOGY |  |  |  | 01/01/1900 |  |  |  |  | NO | NO |  |  |  |  | SPACELABS MEDICAL, INC. 08001 9904 |  |  | Disposition |  |  |  | Accessory | 1Y:00-MFG | 04/18/2016 | 05/01/2020 | COOPER UNIVERSITY HOSPITAL |  |  | RAD ONC/B110 |  | COLLEEN TEGELER
|  | SPECTRAL DIAGNOSTICS USA | SPECTRAL DIAGNOSTICS USA I-LYNX |  |  | LAB CHEMISTRY |  |  |  | 04/29/2010 |  |  |  |  | NO | NO |  |  |  |  | SPECTRAL DIAGNOSTICS USA 10360279 1130 |  |  | Disposition |  |  |  | Equipment | 1Y:00-MFG | 03/30/2017 | 03/01/2020 | COOPER UNIVERSITY HOSPITAL |  |  | CHEMISTRY |  | Barbara Snyder
|  | SPECTROLINE | SPECTROLINE EA-140 |  |  | VOORHEES PEDIATRICS |  |  |  | 10/16/2019 |  |  |  |  | NO | NO |  |  |  |  | SPECTROLINE 22343 1439795 |  |  | Disposition |  |  |  | Equipment | PAAR:00-PVAR | 10/16/2019 | 10/16/2019 | COOPER AMBULATORY OFF-SITES |  |  | 6400 MAIN - CLOSET NURSE'S STA |  | MAUREEN OBRIEN |  |  |  | 10/16/2019 | 10/16/2019 |  |  |  |  | 10/16/2019 | 10/16/2019
|  | SPECTROLINE | SPECTROLINE EA-140 |  |  | 3 COOPER-PEDIATRICS |  |  |  | 08/04/2008 |  |  |  |  | NO | NO |  |  |  |  | SPECTROLINE 10345683 1676252 |  |  | Active |  | 99:99:99:99:99:99 |  | Equipment | PAAR:00-PVAR | 11/02/2019 |  | COOPER AMBULATORY OFF-SITES |  |  | Suite 200 - Nurses Station - L |  | MAUREEN OBRIEN
|  | SPECTROLINE | SPECTROLINE TITAN UV/BLUE |  |  | SICKLERVILLE-URGENT CARE |  |  |  | 01/01/1900 |  |  |  |  | NO | NO |  |  |  |  | SPECTROLINE 10365778 10365778 |  |  | Active |  | 99:99:99:99:99:99 |  | Equipment | PAAR:00-PVAR | 11/02/2019 |  | COOPER AMBULATORY OFF-SITES |  |  | NURSES STATION |  | DR. BENDESKY
|  | ST. JUDE MEDICAL CARDIAC RHYTHM | ST. JUDE MEDICAL CARDIAC RHYTHM MERLIN PCS |  |  | CARDIAC CATH LAB |  |  |  | 10/16/2019 |  |  |  |  | NO | NO |  |  |  |  | ST. JUDE MEDICAL CARDIAC RHYTHM 25434 23460 |  |  | Disposition |  | 99:99:99:99:99:99 |  | Equipment | PAAR:00-PVAR | 10/16/2019 | 10/16/2019 | COOPER UNIVERSITY HOSPITAL |  |  | HALLWAY NEAR EP 1 AND 2 |  | LINDA BEAN |  |  |  | 10/16/2019 | 10/16/2019 |  |  |  |  | 10/16/2019 | 10/16/2019
|  | ST. JUDE MEDICAL CARDIAC RHYTHM | ST. JUDE MEDICAL CARDIAC RHYTHM MERLIN PCS |  |  | CARDIAC CATH LAB |  |  |  | 10/16/2019 |  |  |  |  | NO | NO |  |  |  |  | ST. JUDE MEDICAL CARDIAC RHYTHM 25432 12043611 |  |  | Disposition |  | 99:99:99:99:99:99 |  | Equipment | PAAR:00-PVAR | 10/16/2019 | 10/16/2019 | COOPER UNIVERSITY HOSPITAL |  |  | HALLWAY NEAR EP 1 AND 2 |  | LINDA BEAN |  |  |  | 10/16/2019 | 10/16/2019 |  |  |  |  | 10/16/2019 | 10/16/2019
|  | ST. JUDE MEDICAL CARDIAC RHYTHM | ST. JUDE MEDICAL CARDIAC RHYTHM MERLIN PCS |  |  | CARDIAC CATH LAB |  |  |  | 10/16/2019 |  |  |  |  | NO | NO |  |  |  |  | ST. JUDE MEDICAL CARDIAC RHYTHM 25430 12052092 |  |  | Disposition |  | 99:99:99:99:99:99 |  | Equipment | PAAR:00-PVAR | 10/16/2019 | 10/16/2019 | COOPER UNIVERSITY HOSPITAL |  |  | HALLWAY NEAR EP 1 AND 2 |  | LINDA BEAN |  |  |  | 10/16/2019 | 10/16/2019 |  |  |  |  | 10/16/2019 | 10/16/2019
|  | ST. JUDE MEDICAL CARDIAC RHYTHM | ST. JUDE MEDICAL CARDIAC RHYTHM MERLIN PCS |  |  | VOORHEES CARDIOLOGY SUITE 102 |  |  |  | 12/08/2017 |  |  |  |  | NO | NO |  |  |  |  | ST. JUDE MEDICAL CARDIAC RHYTHM 10732205 12045680 |  |  | Active |  | 99:99:99:99:99:99 |  | Equipment | PAAR:00-PVAR | 10/31/2019 |  | COOPER AMBULATORY OFF-SITES |  |  |  | 0012586454 | MICHELE MOLINARI | Performance Verification | Closed | Josh Harris | 12/27/2017 | 12/27/2017 | INCOMING INVENTORY | DEVICE INVENTORIED | 0CC96222-E118-484E-93E8-AFF1B2F6C3AB | Labor | 12/27/2017 | 12/27/2017 | Josh Harris
|  | ST. JUDE MEDICAL CARDIAC RHYTHM | ST. JUDE MEDICAL CARDIAC RHYTHM MERLIN PCS |  |  | VOORHEES CARDIOLOGY SUITE 102 |  |  |  | 12/08/2017 |  |  |  |  | NO | NO |  |  |  |  | ST. JUDE MEDICAL CARDIAC RHYTHM 10732206 12061443 |  |  | Active |  | 99:99:99:99:99:99 |  | Equipment | PAAR:00-PVAR | 10/31/2019 |  | COOPER AMBULATORY OFF-SITES |  |  |  | 0012586457 | MICHELE MOLINARI | Performance Verification | Closed | Josh Harris | 12/27/2017 | 12/27/2017 | INCOMING INVENTORY | DEVICE INVENTORIED | 564ACE2B-7BD7-4BB7-802E-DA2E5E11F288 | Labor | 12/27/2017 | 12/27/2017 | Josh Harris
|  | ST. JUDE MEDICAL CARDIAC RHYTHM | ST. JUDE MEDICAL CARDIAC RHYTHM MERLIN PCS |  |  | CARDIAC CATH LAB |  |  |  | 05/11/2017 |  |  |  |  | NO | NO |  |  |  |  | ST. JUDE MEDICAL CARDIAC RHYTHM 10725017 20210 |  |  | Disposition |  | 99:99:99:99:99:99 |  | Equipment | PAAR:00-PVAR | 10/16/2019 |  | COOPER UNIVERSITY HOSPITAL |  |  | Disposition | 0012389666 | LINDA BEAN | Performance Verification | Closed | Josh Harris | 11/07/2017 | 11/07/2017 | INCOMING INVENTORY | DEVICE INVENTORIED | A9745152-CA91-4D75-A6DF-C632701F68C9 | Labor | 11/07/2017 | 11/07/2017 | Josh Harris
|  | ST. JUDE MEDICAL CARDIAC RHYTHM | ST. JUDE MEDICAL CARDIAC RHYTHM MERLIN PCS |  |  | BRACE ROAD-CARDIOLOGY |  |  |  | 10/29/2008 |  |  |  |  | NO | NO |  |  |  |  | ST. JUDE MEDICAL CARDIAC RHYTHM 10366029 12041252 |  |  | Active |  | 99:99:99:99:99:99 |  | Equipment | PAAR:00-PVAR | 11/02/2019 |  | COOPER AMBULATORY OFF-SITES |  |  | ROOM 2 | WOT00000001158163 | Beth Mook | Alert | Closed | Kirk Lis | 07/10/2018 | 05/13/2019 | ALT001159 - Abbott/St. Jude Medical - Confirm Rx Insertable Cardiac Monitors - Exposure To Sub-Freezing Temperatures Caused A Transient Battery Voltage Drop F | Device is not affected. Recall is for implantable device as per Abbott tech. rep. Christopher Device is not affected. Recall is for implantable device as per Abbott tech. rep. Christopher | EXP1788841 | Labor | 11/27/2018 | 11/27/2018 | Kirk Lis
|  | ST. JUDE MEDICAL CARDIAC RHYTHM | ST. JUDE MEDICAL CARDIAC RHYTHM MERLIN PCS |  |  | VOORHEES CARDIOLOGY |  |  |  | 04/12/2011 |  |  |  |  | NO | NO |  |  |  |  | ST. JUDE MEDICAL CARDIAC RHYTHM 10348058 12042743 |  |  | Active |  | 99:99:99:99:99:99 |  | Equipment | PAAR:00-PVAR | 11/02/2019 |  | COOPER AMBULATORY OFF-SITES |  |  | CARDIOLOGY - BLDG 2 | WOT00000001158161 | KATHY COMO | Alert | Closed | Kirk Lis | 07/10/2018 | 05/13/2019 | ALT001159 - Abbott/St. Jude Medical - Confirm Rx Insertable Cardiac Monitors - Exposure To Sub-Freezing Temperatures Caused A Transient Battery Voltage Drop F | Device is not affected. Recall is for implantable device as per Abbott tech. rep. Christopher | EXP1789375 | Labor | 11/27/2018 | 11/27/2018 | Kirk Lis
|  | ST. JUDE MEDICAL CARDIAC RHYTHM | ST. JUDE MEDICAL CARDIAC RHYTHM MERLIN PCS |  |  | BRACHFIELD MEDICAL ASSOCIATES-MEDICINE |  |  |  | 09/24/2008 |  |  |  |  | NO | NO |  |  |  |  | ST. JUDE MEDICAL CARDIAC RHYTHM 10348012 19376 |  |  | Active |  | 99:99:99:99:99:99 |  | Equipment | PAAR:00-PVAR | 11/02/2019 |  | COOPER AMBULATORY OFF-SITES |  |  | Cardiology - storage | WOT00000001158160 | CATHY CRAWFORD | Alert | Closed | Kirk Lis | 07/10/2018 | 05/13/2019 | ALT001159 - Abbott/St. Jude Medical - Confirm Rx Insertable Cardiac Monitors - Exposure To Sub-Freezing Temperatures Caused A Transient Battery Voltage Drop F | Device is not affected. Recall is for implantable device as per Abbott tech. rep. Christopher | EXP1789733 | Labor | 11/27/2018 | 11/27/2018 | Kirk Lis
|  | ST. JUDE MEDICAL CARDIAC RHYTHM | ST. JUDE MEDICAL CARDIAC RHYTHM MERLIN PCS |  |  | WOODSTOWN - CARDIOLOGY |  |  |  | 01/01/1900 |  |  |  |  | NO | NO |  |  |  |  | ST. JUDE MEDICAL CARDIAC RHYTHM 10345906 11760 |  |  | Active |  | 99:99:99:99:99:99 |  | Equipment | PAAR:00-PVAR | 11/01/2019 |  | COOPER AMBULATORY OFF-SITES |  |  | MOVES | WOT00000001158159 | SUSAN WHITZELL | Alert | Closed | Michael Youch | 07/10/2018 | 05/13/2019 | ALT001159 - Abbott/St. Jude Medical - Confirm Rx Insertable Cardiac Monitors - Exposure To Sub-Freezing Temperatures Caused A Transient Battery Voltage Drop F | Users were made aware of the issue with copy of the alert and what to look for but they do not expose the item to freezing temps anyway. | EXP2285586 | Labor | 07/20/2018 | 07/20/2018 | Michael Youch
|  | ST. JUDE MEDICAL CARDIAC RHYTHM | ST. JUDE MEDICAL CARDIAC RHYTHM MERLIN PCS |  |  | VOORHEES CARDIOLOGY SUITE 102 |  |  |  | 01/01/2014 |  |  |  |  | NO | NO |  |  |  |  | ST. JUDE MEDICAL CARDIAC RHYTHM 10345360 12048276 |  |  | Active |  | 99:99:99:99:99:99 |  | Equipment | PAAR:00-PVAR | 11/02/2019 |  | COOPER AMBULATORY OFF-SITES |  |  | EQUIPMENT STORAGE AREA | WOT00000001158158 | MICHELE MOLINARI | Alert | Closed | Kirk Lis | 07/10/2018 | 05/13/2019 | ALT001159 - Abbott/St. Jude Medical - Confirm Rx Insertable Cardiac Monitors - Exposure To Sub-Freezing Temperatures Caused A Transient Battery Voltage Drop F | Device is not affected. Recall is for implantable device as per Abbott tech. rep. Christopher | EXP1789677 | Labor | 11/27/2018 | 11/27/2018 | Kirk Lis
|  | STACKHOUSE, INC. | STACKHOUSE, INC. PT-1000 |  |  | COOPER CANCER CENTER-MULTIDISCIPLINARY CLINIC |  |  |  | 08/27/2019 |  |  |  |  | NO | NO |  |  |  |  | STACKHOUSE, INC. 30143145 194 |  |  | Active |  | 99:99:99:99:99:99 |  | Equipment | 1Y:00-MFG | 08/27/2019 | 08/27/2019 | COOPER AMBULATORY OFF-SITES |  |  | Multi Disc - C2049 |  | ROXANNE BERGER |  |  |  | 08/27/2019 | 08/27/2019 |  |  |  |  | 08/27/2019 | 08/27/2019
|  | STACKHOUSE, INC. | STACKHOUSE, INC. ST-1250 |  | H1747 | BUNKER HILL-OB/GYN |  |  |  | 01/01/1900 |  |  |  |  | NO | NO |  |  |  |  | STACKHOUSE, INC. 03629 H1747 |  |  | Disposition |  |  |  | Equipment | 1Y:00-MFG | 11/02/2016 |  | COOPER AMBULATORY OFF-SITES |  |  | BH OB |  | LISA POTTS
|  | STAR X-RAY CO, INC. | STAR X-RAY CO, INC. PH95 |  | NOT KNOWN | BUNKER HILL-INTERNAL MEDICINE |  |  |  | 01/01/1900 |  |  |  |  | NO | NO |  |  |  |  | STAR X-RAY CO, INC. 10345742 NOT KNOWN |  |  | Disposition |  | 99:99:99:99:99:99 |  | Equipment | PAAR:00-PVAR | 11/02/2019 |  | COOPER AMBULATORY OFF-SITES |  |  | MEDICAL ASSISTANT OFFICE | WOT00000002713446 | SUSAN BABCOCK | Disposition | Closed | Michael Youch | 05/17/2019 | 05/17/2019 | Equipment Disposition | Renovation of 1 Plaza Drive in Sewell; Phylis Liberi sent the tags of equipment removed for replacement. | EXP2954726 | Labor | 05/14/2019 | 05/14/2019 | Michael Youch
|  | STAR X-RAY CO, INC. | STAR X-RAY CO, INC. PH952 |  |  | CHERRY HILL PHYSICAL THERAPY |  |  |  | 01/01/1900 |  |  |  |  | NO | NO |  |  |  |  | STAR X-RAY CO, INC. 10366092 1500375 |  |  | Active |  | 99:99:99:99:99:99 |  | Equipment | PAAR:00-PVAR | 11/02/2019 |  | COOPER AMBULATORY OFF-SITES |  |  | EXAM 2 |  | COURTNEY BUDD
|  | STAR X-RAY CO, INC. | STAR X-RAY CO, INC. PH96B2 |  |  | BIOMEDICAL |  |  |  | 01/01/1900 |  |  |  |  | NO | NO |  |  |  |  | STAR X-RAY CO, INC. 05988 1511221 |  |  | Disposition |  |  |  | Equipment | PAAR:00-PVAR | 10/16/2019 |  | COOPER UNIVERSITY HOSPITAL |  |  | EMPLOYEE HEALTH |  | Bonnie Aichroch
|  | STAR X-RAY CO, INC. | STAR X-RAY CO, INC. PH96B2 |  |  | BIOMEDICAL |  |  |  | 01/01/1900 |  |  |  |  | NO | NO |  |  |  |  | STAR X-RAY CO, INC. 05989 151222 |  |  | Disposition |  |  |  | Equipment | PAAR:00-PVAR | 10/16/2019 |  | COOPER UNIVERSITY HOSPITAL |  |  | EMPLOYEE HEALTH |  | Bonnie Aichroch
|  | STARLIGHT FUN CENTER | STARLIGHT FUN CENTER 48439 |  |  | CHILD LIFE DEVELOPEMENT |  |  |  | 07/02/2015 |  |  |  |  | NO | NO |  |  |  |  | STARLIGHT FUN CENTER 10349167 10040141 |  |  | Disposition |  |  |  | Equipment | PAAR:00-PVAR | 10/16/2019 |  | COOPER UNIVERSITY HOSPITAL |  |  | 6 KELEMAN |  | BRITTANY SPAETH
|  | STARTROL | STARTROL 3X3M |  |  | INTENSIVE CARE NURSERY |  |  |  | 10/31/2019 |  |  |  |  | NO | NO |  |  |  |  | STARTROL 30142200 004829 |  |  | Active |  | 99:99:99:99:99:99 |  | Equipment | PAAR:00-PVAR | 10/31/2019 | 10/31/2019 | COOPER UNIVERSITY HOSPITAL |  |  |  |  | JOANNE FOX |  |  |  | 10/31/2019 | 10/31/2019 |  |  |  |  | 10/31/2019 | 10/31/2019
|  | STATSPIN, INC. | STATSPIN, INC. CENSLIDE 2000 |  |  | LAB HEMATOLOGY |  |  |  | 01/05/2000 |  |  |  |  | NO | NO |  |  |  |  | STATSPIN, INC. 10366721 0314 |  |  | Disposition |  |  |  | Equipment | 6M:00-MFG | 09/07/2017 | 03/01/2020 | COOPER UNIVERSITY HOSPITAL |  |  | hemo |  | DALE MORRONE
|  | STATSPIN, INC. | STATSPIN, INC. CENSLIDE 2000 |  | 249M40101575 | LAB HEMATOLOGY |  |  |  | 09/01/2001 |  |  |  |  | NO | NO |  |  |  |  | STATSPIN, INC. 10360287 249M40101575 |  |  | Disposition |  |  |  | Equipment | 6M:00-MFG | 09/11/2017 | 03/01/2020 | COOPER UNIVERSITY HOSPITAL |  |  | CORE LAB |  | DALE MORRONE
|  | STAXI CORPORATION LIMITED | STAXI CORPORATION LIMITED ST010-R |  | CZ310169 | PATIENT TRANSPORT |  |  |  | 08/01/2012 |  |  |  |  | NO | NO |  |  |  |  | STAXI CORPORATION LIMITED 10366708 CZ310169 |  |  | Active |  | 99:99:99:99:99:99 |  | Equipment | PAAR:00-PVAR | 11/02/2019 |  | COOPER UNIVERSITY HOSPITAL |  |  | EMERGENCY DEPARTMENT | WOT00000000467682 | Bonnie Aichroch | Preventative Maintenance | Closed | Tom Burhart | 02/01/2018 | 05/11/2018 | PM: Procedure: 00-MFG Frequency: 1Y | Regulatory Approved As Not Needed - CMPLRSQM0005722
|  | STAXI CORPORATION LIMITED | STAXI CORPORATION LIMITED STAXI TRANSPORT CHAIR |  | CZ324511 | PATIENT TRANSPORT |  |  |  | 10/31/2019 |  |  |  |  | NO | NO |  |  |  |  | STAXI CORPORATION LIMITED 11221895 CZ324511 |  |  | Active |  |  |  | Equipment | PAAR:00-PVAR | 10/31/2019 | 10/31/2019 | COOPER UNIVERSITY HOSPITAL |  |  | BASEMENT | WOT00000002671500 | Bonnie Aichroch | Performance Verification | Closed | Tom Burhart | 10/31/2019 | 10/31/2019 | Performance Verification for STAXI CORPORATION LIMITED 11221895 CZ324511 | Initial Install of Performance Verification. Device is ready for patient use. |  |  | 10/31/2019 | 10/31/2019
|  | STAXI CORPORATION LIMITED | STAXI CORPORATION LIMITED STAXI TRANSPORT CHAIR |  | CH104077 | OPERATING ROOM - PAVILION |  |  |  | 09/16/2016 |  |  |  |  | NO | NO |  |  |  |  | STAXI CORPORATION LIMITED 10595268 CH104077 |  |  | Active |  | 99:99:99:99:99:99 |  | Equipment | PAAR:00-PVAR | 10/31/2019 |  | COOPER UNIVERSITY HOSPITAL |  |  |  |  | DOMINIC VENDETTA
|  | STAXI CORPORATION LIMITED | STAXI CORPORATION LIMITED STO10-L |  | CZ310199 | PATIENT TRANSPORT |  |  |  | 08/01/2012 |  |  |  |  | NO | NO |  |  |  |  | STAXI CORPORATION LIMITED 10366707 CZ310199 |  |  | Active |  | 99:99:99:99:99:99 |  | Equipment | PAAR:00-PVAR | 11/02/2019 |  | COOPER UNIVERSITY HOSPITAL |  |  | EMERGENCY DEPARTMENT | WOT00000000467681 | Bonnie Aichroch | Preventative Maintenance | Closed | Tom Burhart | 02/01/2018 | 05/11/2018 | PM: Procedure: 00-MFG Frequency: 1Y | Regulatory Approved As Not Needed - CMPLRSQM0005721
|  | STAXI CORPORATION LIMITED | STAXI CORPORATION LIMITED STO10-L |  | CZ3259 | PATIENT TRANSPORT |  |  |  | 08/01/2012 |  |  |  |  | NO | NO |  |  |  |  | STAXI CORPORATION LIMITED 10366709 CZ3259 |  |  | Active |  | 99:99:99:99:99:99 |  | Equipment | PAAR:00-PVAR | 11/02/2019 |  | COOPER UNIVERSITY HOSPITAL |  |  | EMERGENCY DEPARTMENT | WOT00000000467683 | Bonnie Aichroch | Preventative Maintenance | Closed | Tom Burhart | 02/01/2018 | 05/11/2018 | PM: Procedure: 00-MFG Frequency: 1Y | Regulatory Approved As Not Needed - CMPLRSQM0005723
|  | STEREO OPTICAL CORPORATION | STEREO OPTICAL CORPORATION 2000P |  | P120-004693 | 3 COOPER-PEDIATRICS |  |  |  | 01/01/1900 |  |  |  |  | NO | NO |  |  |  |  | STEREO OPTICAL CORPORATION 10345657 P120-004693 |  |  | Disposition |  |  |  | Equipment | 1Y:00-MFG | 11/10/2017 |  | COOPER AMBULATORY OFF-SITES |  |  | SUITE 200 - EXAM 209 |  | MAUREEN OBRIEN
|  | STERIS CORPORATION | STERIS CORPORATION 75-DTH |  | RID95040020 | BUNKER HILL-ORAL SURGERY |  |  |  | 01/01/1900 |  |  |  |  | NO | NO |  |  |  |  | STERIS CORPORATION 03656 RID95040020 |  |  | Disposition |  |  |  | Equipment | PAAR:00-PVAR | 10/16/2019 |  | COOPER AMBULATORY OFF-SITES |  |  | BUNKER HILL |  | BARBARA DIPINTO
|  | STERIS CORPORATION | STERIS CORPORATION ACU-SINQ ENZYMATIC |  |  | BUNKER HILL-SURGERY |  |  |  | 10/31/2019 |  |  |  |  | NO | NO |  |  |  |  | STERIS CORPORATION 11208008 8343644 |  |  | Active |  | 99:99:99:99:99:99 |  | Non-medical | PAAR:00-PVAR | 10/31/2019 | 10/31/2019 | COOPER AMBULATORY OFF-SITES |  |  | SUR | WOT00000001190197 | ANNE MAIER | Service Request | Closed | Michael Youch | 10/31/2019 | 10/31/2019 | disinfecting pump - new, needs checked and tagged | scheduled for next week Unit was inventoried on WOT00000001305807 and WOT00000001305808 | EXP1361879 | Labor | 10/31/2019 | 10/31/2019 | Michael Youch
|  | STERIS CORPORATION | STERIS CORPORATION ACU-SINQ ENZYMATIC |  |  | BUNKER HILL-ORAL SURGERY |  |  |  | 10/31/2019 |  |  |  |  | NO | NO |  |  |  |  | STERIS CORPORATION 11208007 8338503 |  |  | Active |  | 99:99:99:99:99:99 |  | Non-medical | PAAR:00-PVAR | 10/31/2019 | 10/31/2019 | COOPER AMBULATORY OFF-SITES |  |  | Over sink | WOT00000001305747 | BARBARA DIPINTO | Performance Verification | Closed | Michael Youch | 10/31/2019 | 10/31/2019 | Performance Verification for STERIS CORPORATION 11208007 8338503 | Initial Install of Performance Verification. Device is ready for patient use. |  |  | 10/31/2019 | 10/31/2019
1123W98 |  | STERIS CORPORATION | STERIS CORPORATION AMSCO WARMING CABINET DUAL COMPARTMENT |  |  | SAME DAY OR-2ND FL PAVILION |  |  | unit was inventoried, tag #405020 | 10/31/2019 |  |  |  |  | NO | NO |  |  |  |  | STERIS CORPORATION 1123W98 0431917008 |  |  | Active |  | 99:99:99:99:99:99 |  | Equipment | PAAR:00-PVAR | 10/31/2019 | 10/31/2019 | COOPER UNIVERSITY HOSPITAL |  |  | SD OR | WOT00000000643383 | JOE DRUCTOR | Performance Verification | Closed | Salvatore Bombara | 10/31/2019 | 10/31/2019 | Performance Verification for STERIS CORPORATION 1123W98 0431917008 | Initial Install of Performance Verification. Device is ready for patient use. |  |  | 10/31/2019 | 10/31/2019
|  | STERIS CORPORATION | STERIS CORPORATION HAUSTED APC |  |  | BIOMEDICAL |  |  |  | 01/01/1900 |  |  |  |  | NO | NO |  |  |  |  | STERIS CORPORATION 10355407 0901031135 |  |  | Disposition |  |  |  | Equipment | PAAR:00-PVAR | 11/02/2019 |  | COOPER UNIVERSITY HOSPITAL |  |  | Pav 2 Bed Storage |  | Bonnie Aichroch
|  | STERIS CORPORATION | STERIS CORPORATION HAUSTED APC |  | AP2971570-3840-512 | BIOMEDICAL |  |  |  | 01/01/1900 |  |  |  |  | NO | NO |  |  |  |  | STERIS CORPORATION 10355403 AP2971570-3840-512 |  |  | Disposition |  |  |  | Equipment | PAAR:00-PVAR | 11/02/2019 |  | COOPER UNIVERSITY HOSPITAL |  |  | P5 STORAGE RM |  | Bonnie Aichroch
|  | STERIS CORPORATION | STERIS CORPORATION HAUSTED APC |  | AP29717503860-R12 | BIOMEDICAL |  |  |  | 01/01/1900 |  |  |  |  | NO | NO |  |  |  |  | STERIS CORPORATION 10355405 AP29717503860-R12 |  |  | Disposition |  |  |  | Equipment | PAAR:00-PVAR | 11/02/2019 |  | COOPER UNIVERSITY HOSPITAL |  |  | P5 STORAGE RM |  | Bonnie Aichroch
|  | STERIS CORPORATION | STERIS CORPORATION HAUSTED APC |  |  | BIOMEDICAL |  |  |  | 01/01/1900 |  |  |  |  | NO | NO |  |  |  |  | STERIS CORPORATION 10355406 0406303034 |  |  | Disposition |  |  |  | Equipment | PAAR:00-PVAR | 11/02/2019 |  | COOPER UNIVERSITY HOSPITAL |  |  | P5 STORAGE RM |  | Bonnie Aichroch
|  | STERIS CORPORATION | STERIS CORPORATION HAUSTED APC |  | AP29205301353S | BIOMEDICAL |  |  |  | 01/01/1900 |  |  |  |  | NO | NO |  |  |  |  | STERIS CORPORATION 10355401 AP29205301353S |  |  | Disposition |  |  |  | Equipment | PAAR:00-PVAR | 11/02/2019 |  | COOPER UNIVERSITY HOSPITAL |  |  | P5 STORAGE RM |  | Bonnie Aichroch
|  | STERIS CORPORATION | STERIS CORPORATION HAUSTED APC |  |  | BIOMEDICAL |  |  |  | 01/01/1900 |  |  |  |  | NO | NO |  |  |  |  | STERIS CORPORATION 10355394 0412504051 |  |  | Disposition |  |  |  | Equipment | PAAR:00-PVAR | 11/02/2019 |  | COOPER UNIVERSITY HOSPITAL |  |  | P5 STORAGE RM |  | Bonnie Aichroch
|  | STERIS CORPORATION | STERIS CORPORATION HAUSTED APC |  |  | BIOMEDICAL |  |  |  | 01/01/1900 |  |  |  |  | NO | NO |  |  |  |  | STERIS CORPORATION 10355391 0405707021 |  |  | Disposition |  | 99:99:99:99:99:99 |  | Equipment | PAAR:00-PVAR | 11/02/2019 |  | COOPER UNIVERSITY HOSPITAL |  |  | P5 STORAGE RM | WOT00000000536829 | Bonnie Aichroch | Disposition | Closed | Michael Youch | 02/09/2018 | 05/14/2018 | Bulk Disposition CNL | Notification sent to technician and manager that this CEID has been marked as Could Not Locate (CNL). 33% SLA Warning: Notification sent to technician and manager that this CEID has been marked as Could Not Locate (CNL) for 30 days. 66% SLA Warning: Notification sent to technician and manager that this CEID has been marked as Could Not Locate (CNL) for 60 days. 99% SLA Warning: Notification sent to technician and manager that this CEID has been marked as Could Not Locate (CNL) for 90 days. This was on P5 storage and then donated. | EXP0551909 | Labor | 05/14/2018 | 05/14/2018 | Michael Youch
|  | STERIS CORPORATION | STERIS CORPORATION HAUSTED APC |  |  | BIOMEDICAL |  |  |  | 01/01/1900 |  |  |  |  | NO | NO |  |  |  |  | STERIS CORPORATION 10355389 0420502129 |  |  | Disposition |  |  |  | Equipment | PAAR:00-PVAR | 11/02/2019 |  | COOPER UNIVERSITY HOSPITAL |  |  | STORAGE 10TH |  | Bonnie Aichroch
|  | STERIS CORPORATION | STERIS CORPORATION INSULATION TESTER |  | 17062606CPM | CENTRAL STERILE PROCESSING |  |  |  | 04/04/2018 |  |  |  |  | NO | NO |  |  |  |  | STERIS CORPORATION 10732494 17062606CPM |  |  | Active |  | 99:99:99:99:99:99 |  | Test Equipment | 1Y:00-MFG | 08/28/2019 | 08/01/2020 | COOPER UNIVERSITY HOSPITAL |  |  | CSP - Clean Side | WOT00000000762911 | GINA GAROZZO | Performance Verification | Closed | Josh Harris | 04/04/2018 | 06/06/2019 | Performance Verification for UNMATCHED 10732494 17062606CPM | Initial Install of Performance Verification. Device is ready for patient use.
|  | STERIS CORPORATION | STERIS CORPORATION RELIANCE 130 |  |  | CENTRAL STERILE PROCESSING |  |  |  | 11/17/2008 |  |  |  |  | NO | NO |  |  |  |  | STERIS CORPORATION 10347691 3610808005 |  |  | Disposition |  |  |  | Alarm | 3M:00-MFG | 07/20/2016 | 01/01/2020 | COOPER UNIVERSITY HOSPITAL |  |  | csp |  | GINA GAROZZO
|  | STERIS CORPORATION | STERIS CORPORATION RELIANCE SYNERGY |  |  | CENTRAL STERILE PROCESSING |  |  |  | 01/07/2006 |  |  |  |  | NO | NO |  |  |  |  | STERIS CORPORATION 10505420 3629204002 |  |  | Disposition |  | 99:99:99:99:99:99 |  | Equipment | 3M:00-MFG | 07/25/2018 | 01/01/2020 | COOPER UNIVERSITY HOSPITAL |  |  | CSP - WASHER #3 |  | GINA GAROZZO
|  | STERIS CORPORATION | STERIS CORPORATION RELIANCE SYNERGY |  |  | CENTRAL STERILE PROCESSING |  |  |  | 08/22/2005 |  |  |  |  | NO | NO |  |  |  |  | STERIS CORPORATION 10505419 3629204004 |  |  | Disposition |  | 99:99:99:99:99:99 |  | Equipment | 3M:00-MFG | 07/22/2018 | 01/01/2020 | COOPER UNIVERSITY HOSPITAL |  |  | CSP - WASHER #2 |  | GINA GAROZZO
|  | STERIS CORPORATION | STERIS CORPORATION RELIANCE SYNERGY |  |  | CENTRAL STERILE PROCESSING |  |  |  | 05/11/2005 |  |  |  |  | NO | NO |  |  |  |  | STERIS CORPORATION 10505418 3626604005 |  |  | Disposition |  | 99:99:99:99:99:99 |  | Equipment | 3M:00-MFG | 10/10/2018 | 01/01/2020 | COOPER UNIVERSITY HOSPITAL |  |  | CSP - WASHER #1 |  | GINA GAROZZO
|  | STERIS CORPORATION | STERIS CORPORATION RELIANCE SYNERGY |  |  | VOORHEES SURGERY CENTER-OPERATING ROOM |  |  |  | 01/01/2005 |  |  |  |  | NO | NO |  |  |  |  | STERIS CORPORATION 10346018 3627904001 |  |  | Disposition |  |  |  | Equipment | 3M:00-MFG | 12/29/2017 | 01/01/2020 | COOPER AMBULATORY OFF-SITES |  |  | Decomtamination |  | JENNIFER BOMBARO
|  | STERIS CORPORATION | STERIS CORPORATION S3082 |  |  | CENTRAL STERILE PROCESSING |  |  |  | 10/26/2016 |  |  |  |  | NO | NO |  |  |  |  | STERIS CORPORATION 30126006 15340496 |  |  | Disposition |  |  |  | Equipment | 1Y:00-MFG | 10/26/2016 | 10/26/2016 | COOPER UNIVERSITY HOSPITAL |  |  |  |  | GINA GAROZZO |  |  |  | 10/26/2016 | 10/26/2016 |  |  |  |  | 10/26/2016 | 10/26/2016
|  | STERIS CORPORATION | STERIS CORPORATION SURGI-STRETCHER |  |  | PATIENT TRANSPORT |  |  |  | 10/16/2019 |  |  |  |  | NO | NO |  |  |  |  | STERIS CORPORATION 20406 0401509115 |  |  | Disposition |  |  |  | Equipment | PAAR:00-PVAR | 10/16/2019 | 10/16/2019 | COOPER UNIVERSITY HOSPITAL |  |  | ICN |  | Bonnie Aichroch |  |  |  | 10/16/2019 | 10/16/2019 |  |  |  |  | 10/16/2019 | 10/16/2019
|  | STERIS CORPORATION | STERIS CORPORATION SYSTEM 1E |  |  | CENTRAL STERILE PROCESSING |  |  |  | 12/21/2011 |  |  |  |  | NO | NO |  |  |  |  | STERIS CORPORATION 10346357 405164 |  |  | Disposition |  |  |  | High Risk | 6M:00-MFG | 02/14/2018 | 02/01/2020 | COOPER UNIVERSITY HOSPITAL |  |  | CSP (SCOPE WASHER #2) |  | GINA GAROZZO
|  | STERIS CORPORATION | STERIS CORPORATION SYSTEM 1E |  |  | CENTRAL STERILE PROCESSING |  |  |  | 12/21/2011 |  |  |  |  | NO | NO |  |  |  |  | STERIS CORPORATION 10346356 405163 |  |  | Disposition |  |  |  | High Risk | 6M:00-MFG | 02/14/2018 | 02/01/2020 | COOPER UNIVERSITY HOSPITAL |  |  | CSP (SCOPE WASHER #1) |  | GINA GAROZZO
|  | STERIS CORPORATION | STERIS CORPORATION VISION |  |  | CENTRAL STERILE PROCESSING |  |  |  | 07/18/2016 |  |  |  |  | NO | NO |  |  |  |  | STERIS CORPORATION 10649753 3616516017 |  |  | Disposition |  | 99:99:99:99:99:99 |  | Equipment | 3M:00-MFG | 10/10/2018 | 01/01/2020 | COOPER UNIVERSITY HOSPITAL |  |  | CSP - WASHER #0 |  | GINA GAROZZO
|  | STILLE | STILLE SONESTA 6300 |  | 12-10811 | HAMILTON-OB/GYN |  |  |  | 09/03/2004 |  |  |  |  | NO | NO |  |  |  |  | STILLE 10346182 12-10811 |  |  | Active |  | 99:99:99:99:99:99 |  | Equipment | PAAR:00-PVAR | 11/02/2019 |  | COOPER AMBULATORY OFF-SITES |  |  | EXAM ROOM 3 |  | BONNIE SANTIAGO
|  | STOCKERT GMBH | STOCKERT GMBH STIMUPLEX HNS 12 |  | md1111 | PAVILION PACU |  |  |  | 11/02/2019 |  |  |  |  | NO | NO |  |  |  |  | STOCKERT GMBH 30142861 md1111 |  |  | Disposition |  | 99:99:99:99:99:99 |  | Equipment | PAAR:00-PVAR | 11/02/2019 | 11/02/2019 | COOPER UNIVERSITY HOSPITAL |  |  | PAVILION-3RD | WOT00000000527646 | FRANK OBRIEN | Disposition | Closed | Richard Jolly | 11/02/2019 | 11/02/2019 | Bulk Disposition CNL | can not find device | EXP3416358 | Labor | 11/02/2019 | 11/02/2019 | Richard Jolly
TL1673372 |  | STORZ | STORZ 10005AA |  |  | CENTRAL STERILE PROCESSING |  |  |  | 10/16/2019 |  |  |  |  | NO | NO |  |  |  |  | STORZ TL1673372 1673372 |  |  | Disposition |  | 99:99:99:99:99:99 |  | Equipment | PAAR:00-PVAR | 10/16/2019 | 10/16/2019 | COOPER UNIVERSITY HOSPITAL |  |  |  |  | GINA GAROZZO |  |  |  | 10/16/2019 | 10/16/2019 |  |  |  |  | 10/16/2019 | 10/16/2019
1201GG |  | STORZ | STORZ 10005AA |  | 1201GG | CENTRAL STERILE PROCESSING |  |  | excluded | 10/31/2019 |  |  |  |  | NO | NO |  |  |  |  | STORZ 1201GG 1201GG |  |  | Active |  | 99:99:99:99:99:99 |  | Equipment | PAAR:00-PVAR | 10/31/2019 | 10/31/2019 | COOPER UNIVERSITY HOSPITAL |  |  |  | 0011045129 | GINA GAROZZO | Performance Verification | Closed | Bonnie Aichroth | 10/31/2019 | 10/31/2019 | INCOMING INVENTORY | DEVICE INVENTORIED | FFCFF111-4766-44DF-AFF8-AAD31BF567F6 | Labor | 10/31/2019 | 10/31/2019 | Bonnie Aichroth
1200XU |  | STORZ | STORZ 10005AA |  | 1200XU | CENTRAL STERILE PROCESSING |  |  | excluded | 10/31/2019 |  |  |  |  | NO | NO |  |  |  |  | STORZ 1200XU 1200XU |  |  | Active |  | 99:99:99:99:99:99 |  | Equipment | PAAR:00-PVAR | 10/31/2019 | 10/31/2019 | COOPER UNIVERSITY HOSPITAL |  |  |  | WOT00000000625948 | GINA GAROZZO | Performance Verification | Closed | Kenneth Krips | 10/31/2019 | 10/31/2019 | Performance Verification for STORZ 1200XU 1200XU | Initial Install of Performance Verification. Device is ready for patient use. |  |  | 10/31/2019 | 10/31/2019
1200XO |  | STORZ | STORZ 10005AA |  | 1200XO | CENTRAL STERILE PROCESSING |  |  | excluded | 10/31/2019 |  |  |  |  | NO | NO |  |  |  |  | STORZ 1200XO 1200XO |  |  | Active |  | 99:99:99:99:99:99 |  | Equipment | PAAR:00-PVAR | 10/31/2019 | 10/31/2019 | COOPER UNIVERSITY HOSPITAL |  |  |  |  | GINA GAROZZO |  |  |  | 10/31/2019 | 10/31/2019 |  |  |  |  | 10/31/2019 | 10/31/2019
1200NC |  | STORZ | STORZ 10005AA |  | 1200NC | SPD |  |  | excluded | 10/31/2019 |  |  |  |  | NO | NO |  |  |  |  | STORZ 1200NC 1200NC |  |  | Active |  | 99:99:99:99:99:99 |  | Equipment | PAAR:00-PVAR | 10/31/2019 | 10/31/2019 | COOPER UNIVERSITY HOSPITAL |  |  |  |  | David Frye |  |  |  | 10/31/2019 | 10/31/2019 |  |  |  |  | 10/31/2019 | 10/31/2019
1200FO |  | STORZ | STORZ 10005AA |  | 1200FO | CENTRAL STERILE PROCESSING |  |  | excluded | 10/31/2019 |  |  |  |  | NO | NO |  |  |  |  | STORZ 1200FO 1200FO |  |  | Active |  | 99:99:99:99:99:99 |  | Equipment | PAAR:00-PVAR | 10/31/2019 | 10/31/2019 | COOPER UNIVERSITY HOSPITAL |  |  |  |  | GINA GAROZZO |  |  |  | 10/31/2019 | 10/31/2019 |  |  |  |  | 10/31/2019 | 10/31/2019
|  | STORZ | STORZ 10005AA |  |  | CENTRAL STERILE PROCESSING |  |  | excluded | 10/31/2019 |  |  |  |  | NO | NO |  |  |  |  | STORZ 120092 120092 |  |  | Active |  | 99:99:99:99:99:99 |  | Equipment | PAAR:00-PVAR | 10/31/2019 | 10/31/2019 | COOPER UNIVERSITY HOSPITAL |  |  |  | 0011318944 | GINA GAROZZO | Performance Verification | Closed | Bonnie Aichroth | 10/31/2019 | 10/31/2019 | INCOMING INVENTORY | DEVICE INVENTORIED | EC3B5C3A-DE61-4B75-9FB7-894AB6A5928E | Labor | 10/31/2019 | 10/31/2019 | Bonnie Aichroth
|  | STORZ | STORZ 10005BA |  |  | CENTRAL STERILE PROCESSING |  |  | excluded | 10/31/2019 |  |  |  |  | NO | NO |  |  |  |  | STORZ 120005 120005 |  |  | Active |  |  |  | Equipment | PAAR:00-PVAR | 10/31/2019 | 10/31/2019 | COOPER UNIVERSITY HOSPITAL |  |  | BASEMENT | WOT00000002898482 | GINA GAROZZO | Performance Verification | Closed | Kenneth Krips | 10/31/2019 | 10/31/2019 | Performance Verification for STORZ 120005 120005 | Initial Install of Performance Verification. Device is ready for patient use. |  |  | 10/31/2019 | 10/31/2019
1200P6 |  | STORZ | STORZ 10017AA |  | NOT KNOWN | 6200 MAIN ST-SURGERY |  |  | excluded | 10/31/2019 |  |  |  |  | NO | NO |  |  |  |  | STORZ 1200P6 NOT KNOWN |  |  | Active |  | 99:99:99:99:99:99 |  | Equipment | PAAR:00-PVAR | 10/31/2019 | 10/31/2019 | COOPER AMBULATORY OFF-SITES |  |  |  | 0012303956 | BOBBIE MICKLE | Repair | Closed | Kenneth Krips | 10/31/2019 | 10/31/2019 | NASOSCOPE - CLOUDY - TMX | 10/17/2017 1:05:22 PM KMKRIPS REPAIRS: OBJECTIVE OPTICAL RELAY SYSTEM-OCULAR LIGHT CONE-DISTAL WINDOW-VIDEO COUPLER-REFIBER MARKER PLATE-LENS RETAINER-EYEPIECE-EYEPIECE WINDOW-LIGHT POST BODY TUBING. COST: $570.00 10/17/2017 1:07:37 PM KMKRIPS PURCHASE ORDER REQUESTED 10/17/2017 2:26:46 PM KMKRIPS PURCHASE ORDER #: TMX1088405 10/18/2017 8:45:32 AM KMKRIPS THIS SCOPE BELONGS TO 6200 MAIN STREET - SURGERY CTR. 10/20/2017 11:41:13 AM KMKRIPS DISREGARD NOTE ABOVE THIS SCOPE BELONGS TO 900 CENTENNIAL BLVD. SURGERY CTR. THIS DEVICEHAS BEEN SENT BACK FROM IMS AND DELIVERED BACK TO IMS TO JASON PIETARINEN | 19EB8188-C5A8-4DF6-A5A3-824CF53727A1 | VS | 10/31/2019 | 10/31/2019 | Kenneth Krips
1000DD |  | STORZ | STORZ 10017AA |  | 1000DD | CENTRAL STERILE PROCESSING |  |  | excluded | 09/05/2018 |  |  |  |  | NO | NO |  |  |  |  | STORZ 1000DD 1000DD |  |  | Active |  | 99:99:99:99:99:99 |  | Equipment | PAAR:00-PVAR | 10/31/2019 |  | COOPER UNIVERSITY HOSPITAL |  |  |  | WOT00000001402352 | GINA GAROZZO | Performance Verification | Closed | Kenneth Krips | 09/05/2018 | 06/17/2019 | Performance Verification for STORZ 1000DD 1000DD | Initial Install of Performance Verification. Device is ready for patient use.
10005D |  | STORZ | STORZ 10017AA |  | 10005D | CENTRAL STERILE PROCESSING |  |  | excluded | 06/10/2015 |  |  |  |  | NO | NO |  |  |  |  | STORZ 10005D 10005D |  |  | Active |  | 99:99:99:99:99:99 |  | Equipment | PAAR:00-PVAR | 10/31/2019 |  | COOPER UNIVERSITY HOSPITAL |  |  | CSP |  | GINA GAROZZO
|  | STORZ | STORZ 10017AA |  |  | PAVILION 8 |  |  | excluded | 06/10/2015 |  |  |  |  | NO | NO |  |  |  |  | STORZ 100039 100039 |  |  | Active |  | 99:99:99:99:99:99 |  | Equipment | PAAR:00-PVAR | 10/31/2019 |  | COOPER UNIVERSITY HOSPITAL |  |  |  |  | BRIAN OSHAUGHNESSY
|  | STORZ | STORZ 10018BA |  |  | CENTRAL STERILE PROCESSING |  |  | excluded | 10/31/2019 |  |  |  |  | NO | NO |  |  |  |  | STORZ 120117 120117 |  |  | Active |  | 99:99:99:99:99:99 |  | Equipment | PAAR:00-PVAR | 10/31/2019 | 10/31/2019 | COOPER UNIVERSITY HOSPITAL |  |  | BASEMENT | WOT00000001594159 | GINA GAROZZO | Performance Verification | Closed | Kenneth Krips | 10/31/2019 | 10/31/2019 | CEID Record Completion for UNMATCHED 120117 120117 | SCOPE INVENTORIED FOR CSP/O.R. | EXP1588301 | Labor | 10/31/2019 | 10/31/2019 | Kenneth Krips
|  | STORZ | STORZ 10020ATA |  |  | CENTRAL STERILE PROCESSING |  |  | excluded | 10/31/2019 |  |  |  |  | NO | NO |  |  |  |  | STORZ 120268 120268 |  |  | Active |  |  |  | Equipment | PAAR:00-PVAR | 10/31/2019 | 10/31/2019 | COOPER UNIVERSITY HOSPITAL |  |  | BASEMENT | WOT00000002745746 | GINA GAROZZO | Performance Verification | Closed | Kenneth Krips | 10/31/2019 | 10/31/2019 | Performance Verification for STORZ 120268 120268 | Initial Install of Performance Verification. Device is ready for patient use. |  |  | 10/31/2019 | 10/31/2019
12015V |  | STORZ | STORZ 10020ATA |  | 12015V | CENTRAL STERILE PROCESSING |  |  | excluded | 10/31/2019 |  |  |  |  | NO | NO |  |  |  |  | STORZ 12015V 12015V |  |  | Active |  | 99:99:99:99:99:99 |  | Equipment | PAAR:00-PVAR | 10/31/2019 | 10/31/2019 | COOPER UNIVERSITY HOSPITAL |  |  |  | 0011062565 | GINA GAROZZO | Preventative Maintenance | Closed | Bonnie Aichroth | 10/31/2019 | 10/31/2019 | PERFORMANCE ASSURANCE AT INVENTORY | INVENTORIED DEVICE AND ENSURED DEVICE WAS FUNCTIONING PROPERLY. | F5A01BC0-DDB6-4DEB-91CA-A79527701A72 | Labor | 10/31/2019 | 10/31/2019 | Kenneth Krips
1200EB |  | STORZ | STORZ 10020ATA |  | 1200EB | CENTRAL STERILE PROCESSING |  |  | excluded | 10/31/2019 |  |  |  |  | NO | NO |  |  |  |  | STORZ 1200EB 1200EB |  |  | Active |  |  |  | Equipment | PAAR:00-PVAR | 10/31/2019 | 10/31/2019 | COOPER UNIVERSITY HOSPITAL |  |  | BASEMENT | WOT00000003721383 | GINA GAROZZO | Performance Verification | Completed | Kenneth Krips | 10/31/2019 | 10/31/2019 | Performance Verification for STORZ 1200EB 1200EB | Initial Install of Performance Verification. Device is ready for patient use. |  |  | 10/31/2019 | 10/31/2019
1907815 |  | STORZ | STORZ 10030AA |  | 1907815 | CENTRAL STERILE PROCESSING |  |  | excluded | 10/31/2019 |  |  |  |  | NO | NO |  |  |  |  | STORZ 1907815 1907815 |  |  | Active |  |  |  | Equipment | PAAR:00-PVAR | 10/31/2019 | 10/31/2019 | COOPER UNIVERSITY HOSPITAL |  |  | BASEMENT | WOT00000003663616 | GINA GAROZZO | Performance Verification | Closed | Kenneth Krips | 10/31/2019 | 10/31/2019 | Performance Verification for STORZ 1907815 1907815 | Initial Install of Performance Verification. Device is ready for patient use. |  |  | 10/31/2019 | 10/31/2019
|  | STORZ | STORZ 10030AA |  |  | CENTRAL STERILE PROCESSING |  |  | excluded | 10/31/2019 |  |  |  |  | NO | NO |  |  |  |  | STORZ 1903227 1903227 |  |  | Active |  | 99:99:99:99:99:99 |  | Equipment | PAAR:00-PVAR | 10/31/2019 | 10/31/2019 | COOPER UNIVERSITY HOSPITAL |  |  | CSP | 0012012098 | GINA GAROZZO | Preventative Maintenance | Closed | Bonnie Aichroth | 10/31/2019 | 10/31/2019 | PERFORMANCE ASSURANCE AT INVENTORY | INVENTORIED DEVICE AND ENSURED DEVICE WAS FUNCTIONING PROPERLY. | 69969F20-B51D-4AC8-AB72-1084B6439E5C | Labor | 10/31/2019 | 10/31/2019 | Kenneth Krips
|  | STORZ | STORZ 10320AA |  |  | CENTRAL STERILE PROCESSING |  |  | excluded | 10/31/2019 |  |  |  |  | NO | NO |  |  |  |  | STORZ 1896220 1896220 |  |  | Active |  |  |  | Equipment | PAAR:00-PVAR | 10/31/2019 | 10/31/2019 | COOPER UNIVERSITY HOSPITAL |  |  | BASEMENT | WOT00000002760070 | GINA GAROZZO | Performance Verification | Closed | Kenneth Krips | 10/31/2019 | 10/31/2019 | Performance Verification for STORZ 1896220 1896220 | Initial Install of Performance Verification. Device is ready for patient use. |  |  | 10/31/2019 | 10/31/2019
905087S |  | STORZ | STORZ 10320AA |  | 905087S | CENTRAL STERILE PROCESSING |  |  | excluded | 10/31/2019 |  |  |  |  | NO | NO |  |  |  |  | STORZ 905087S 905087S |  |  | Active |  |  |  | Equipment | PAAR:00-PVAR | 10/31/2019 | 10/31/2019 | COOPER UNIVERSITY HOSPITAL |  |  | BASEMENT | WOT00000002699377 | GINA GAROZZO | Performance Verification | Closed | Kenneth Krips | 10/31/2019 | 10/31/2019 | CEID Record Completion for STORZ 905087S 905087S | SCOPE INVENTORIED FOR CSP/O.R. | EXP2924708 | Labor | 10/31/2019 | 10/31/2019 | Kenneth Krips
|  | STORZ | STORZ 10320AA |  |  | SPD |  |  | excluded | 10/31/2019 |  |  |  |  | NO | NO |  |  |  |  | STORZ 801260 801260 |  |  | Active |  | 99:99:99:99:99:99 |  | Equipment | PAAR:00-PVAR | 10/31/2019 | 10/31/2019 | COOPER UNIVERSITY HOSPITAL |  |  | csp |  | David Frye |  |  |  | 10/31/2019 | 10/31/2019 |  |  |  |  | 10/31/2019 | 10/31/2019
1000TK |  | STORZ | STORZ 10320DA |  | 1000TK | CENTRAL STERILE PROCESSING |  |  | excluded | 07/23/2019 |  |  |  |  | NO | NO |  |  |  |  | STORZ 1000TK 1000TK |  |  | Active |  |  |  | Equipment | PAAR:00-PVAR | 10/31/2019 |  | COOPER UNIVERSITY HOSPITAL |  |  | BASEMENT | WOT00000003241426 | GINA GAROZZO | Performance Verification | Closed | Kenneth Krips | 07/23/2019 | 07/31/2019 | CEID Record Completion for UNMATCHED 1000TK 1000TK | THIS SCOPE HAS BEEN INVENTORIED FOR CSP/O.R. KKKenneth KripsService Notes (Customer Visible)?2019-07-23 10:23:557d agoTHIS SCOPE HAS BEEN INVENTORIED FOR CSP/O.R. | EXP3468479 | Labor | 07/23/2019 | 07/23/2019 | Kenneth Krips
|  | STORZ | STORZ 10324AA |  |  | CENTRAL STERILE PROCESSING |  |  | excluded | 10/31/2019 |  |  |  |  | NO | NO |  |  |  |  | STORZ 1897843 1897843 |  |  | Active |  |  |  | Equipment | PAAR:00-PVAR | 10/31/2019 | 10/31/2019 | COOPER UNIVERSITY HOSPITAL |  |  | BASEMENT | WOT00000003721206 | GINA GAROZZO | Performance Verification | Completed | Kenneth Krips | 10/31/2019 | 10/31/2019 | Performance Verification for STORZ 1897843 1897843 | Initial Install of Performance Verification. Device is ready for patient use. |  |  | 10/31/2019 | 10/31/2019
|  | STORZ | STORZ 10324AA |  |  | CENTRAL STERILE PROCESSING |  |  | excluded | 10/31/2019 |  |  |  |  | NO | NO |  |  |  |  | STORZ 1803612 1803612 |  |  | Active |  |  |  | Equipment | PAAR:00-PVAR | 10/31/2019 | 10/31/2019 | COOPER UNIVERSITY HOSPITAL |  |  | BASEMENT | WOT00000003238294 | GINA GAROZZO | Performance Verification | Closed | Kenneth Krips | 10/31/2019 | 10/31/2019 | Performance Verification for STORZ 1803612 1803612 | Initial Install of Performance Verification. Device is ready for patient use. |  |  | 10/31/2019 | 10/31/2019
|  | STORZ | STORZ 10324AA |  |  | CENTRAL STERILE PROCESSING |  |  | excluded | 10/31/2019 |  |  |  |  | NO | NO |  |  |  |  | STORZ 120123 120123 |  |  | Active |  | 99:99:99:99:99:99 |  | Equipment | PAAR:00-PVAR | 10/31/2019 | 10/31/2019 | COOPER UNIVERSITY HOSPITAL |  |  |  |  | GINA GAROZZO |  |  |  | 10/31/2019 | 10/31/2019 |  |  |  |  | 10/31/2019 | 10/31/2019
|  | STORZ | STORZ 10324AA |  |  | CENTRAL STERILE PROCESSING |  |  | excluded | 10/31/2019 |  |  |  |  | NO | NO |  |  |  |  | STORZ 819638 819638 |  |  | Active |  | 99:99:99:99:99:99 |  | Equipment | PAAR:00-PVAR | 10/31/2019 | 10/31/2019 | COOPER UNIVERSITY HOSPITAL |  |  |  | 0011735248 | GINA GAROZZO | Performance Verification | Closed | Bonnie Aichroth | 10/31/2019 | 10/31/2019 | INCOMING INVENTORY | DEVICE INVENTORIED | 1FE9109D-65BB-47F6-A4AB-832D03893D99 | Labor | 10/31/2019 | 10/31/2019 | Bonnie Aichroth
|  | STORZ | STORZ 10970BA |  |  | CENTRAL STERILE PROCESSING |  |  |  | 10/16/2019 |  |  |  |  | NO | NO |  |  |  |  | STORZ 4065062 4065062 |  |  | Disposition |  | 99:99:99:99:99:99 |  | Equipment | PAAR:00-PVAR | 10/16/2019 | 10/16/2019 | COOPER UNIVERSITY HOSPITAL |  |  |  | 0012138552 | GINA GAROZZO | Preventative Maintenance | Closed | Kenneth Krips | 10/16/2019 | 10/16/2019 | PERFORMANCE ASSURANCE AT INVENTORY | INVENTORIED DEVICE AND ENSURED DEVICE WAS FUNCTIONING PROPERLY. | F64C06E3-80A0-49A5-946B-E5F1C45104F4 | Labor | 10/16/2019 | 10/16/2019 | Kenneth Krips
|  | STORZ | STORZ 10970BA |  |  | CENTRAL STERILE PROCESSING |  |  |  | 10/16/2019 |  |  |  |  | NO | NO |  |  |  |  | STORZ 4022897 4022897 |  |  | Disposition |  | 99:99:99:99:99:99 |  | Equipment | PAAR:00-PVAR | 10/16/2019 | 10/16/2019 | COOPER UNIVERSITY HOSPITAL |  |  |  | 0012020096 | GINA GAROZZO | Preventative Maintenance | Closed | Kenneth Krips | 10/16/2019 | 10/16/2019 | PERFORMANCE ASSURANCE AT INVENTORY | INVENTORIED DEVICE AND ENSURED DEVICE WAS FUNCTIONING PROPERLY. | A0818F6B-F4A0-4D70-A432-A1651977F2B0 | Labor | 10/16/2019 | 10/16/2019 | Kenneth Krips
|  | STORZ | STORZ 11001BN1 |  |  | CENTRAL STERILE PROCESSING |  |  | excluded | 10/31/2019 |  |  |  |  | NO | NO |  |  |  |  | STORZ 2241869 2241869 |  |  | Active |  |  |  | Equipment | PAAR:00-PVAR | 10/31/2019 | 10/31/2019 | COOPER UNIVERSITY HOSPITAL |  |  | OPERATING ROOM | WOT00000001969621 | GINA GAROZZO | Performance Verification | Closed | Kenneth Krips | 10/31/2019 | 10/31/2019 | Performance Verification for UNMATCHED 2241869 2241869 | Initial Install of Performance Verification. Device is ready for patient use. |  |  | 10/31/2019 | 10/31/2019
|  | STORZ | STORZ 11001BN1 |  |  | CENTRAL STERILE PROCESSING |  |  | excluded | 10/31/2019 |  |  |  |  | NO | NO |  |  |  |  | STORZ 2148931 2148931 |  |  | Active |  | 99:99:99:99:99:99 |  | Equipment | PAAR:00-PVAR | 10/31/2019 | 10/31/2019 | COOPER UNIVERSITY HOSPITAL |  |  | CSP |  | GINA GAROZZO |  |  |  | 10/31/2019 | 10/31/2019 |  |  |  |  | 10/31/2019 | 10/31/2019
11002BD1/2091948 |  | STORZ | STORZ 11001BN1 |  |  | OR - KELEMEN 3 |  |  | excluded | 11/02/2019 |  |  |  |  | NO | NO |  |  |  |  | STORZ 11002BD1/2091948 2091948 |  |  | Active |  | 99:99:99:99:99:99 |  | Equipment | PAAR:00-PVAR | 11/02/2019 | 11/02/2019 | COOPER UNIVERSITY HOSPITAL |  |  | SURGERY | WOT00000000513151 | DOMINIC VENDETTA | Disposition | Closed | Kenneth Krips | 11/02/2019 | 11/02/2019 | Bulk Disposition CNL |  |  |  | 11/02/2019 | 11/02/2019
11002BD1/2089647 |  | STORZ | STORZ 11001BN1 |  |  | SPD |  |  | excluded | 11/01/2019 |  |  |  |  | NO | NO |  |  |  |  | STORZ 11002BD1/2089647 2089647 |  |  | Active |  | 99:99:99:99:99:99 |  | Equipment | PAAR:00-PVAR | 11/01/2019 | 11/01/2019 | COOPER UNIVERSITY HOSPITAL |  |  | SPD | WOT00000000513143 | David Frye | Disposition | Closed | Kenneth Krips | 11/01/2019 | 11/01/2019 | Bulk Disposition CNL |  |  |  | 11/01/2019 | 11/01/2019
11101CM/30664 |  | STORZ | STORZ 11101 CM |  | 30664 | EMERGENCY ROOM |  |  | excluded | 11/18/2019 |  |  |  |  | NO | NO |  |  |  |  | STORZ 11101CM/30664 30664 |  |  | Active |  |  |  | Accessory | PAAR:00-PVAR | 11/18/2019 | 11/18/2019 | COOPER UNIVERSITY HOSPITAL |  |  | EMERGENCY DEPARTMENT | WOT00000004336918 | KAREN GRUBER | Performance Verification | Completed | Kenneth Krips | 11/18/2019 | 11/18/2019 | Performance Verification for STORZ 11101CM/30664 30664 | Initial Install of Performance Verification. Device is ready for patient use. |  |  | 11/18/2019 | 11/18/2019
11101VN/24045 |  | STORZ | STORZ 11101 VN |  |  | 3 COOPER-MULTISPECIALTY CENTER |  |  | excluded | 11/02/2019 |  |  |  |  | NO | NO |  |  |  |  | STORZ 11101VN/24045 24045 |  |  | Active |  | 99:99:99:99:99:99 |  | Equipment | PAAR:00-PVAR | 11/02/2019 | 11/02/2019 | COOPER AMBULATORY OFF-SITES |  |  | SUITE 104 - SOILED 173 |  | MARGIE OUTLER |  |  |  | 11/02/2019 | 11/02/2019 |  |  |  |  | 11/02/2019 | 11/02/2019
|  | STORZ | STORZ 11101 VNS |  |  | EMERGENCY ROOM |  |  | excluded | 10/31/2019 |  |  |  |  | NO | NO |  |  |  |  | STORZ 28900 28900 |  |  | Active |  | 99:99:99:99:99:99 |  | Equipment | PAAR:00-PVAR | 10/31/2019 | 10/31/2019 | COOPER UNIVERSITY HOSPITAL |  |  |  | WOT00000001571831 | KAREN GRUBER | Repair | Closed | Kenneth Krips | 10/31/2019 | 10/31/2019 | MPL scope looks like it has a scratch when putting it on camera, also foggy | THIS SCOPE HAS BEEN EXCHANGED FOR SCOPE SN #: 40351 - SEE THE ATTACHED PACKING SLIP FOR DETAILS - THIS NEW DEVICE HAS BEEN GIVEN TO LEAD ED TECH. MIKE RAHL. | EXP1853687 | Labor | 10/31/2019 | 10/31/2019 | Kenneth Krips
51865 |  | STORZ | STORZ 11101 VNS |  |  | PHYSICAL THERAPY |  |  | excluded | 10/31/2019 |  |  |  |  | NO | NO |  |  |  |  | STORZ 51865 51865 |  |  | Active |  |  |  | Equipment | PAAR:00-PVAR | 10/31/2019 | 10/31/2019 | COOPER UNIVERSITY HOSPITAL |  |  | 5TH FLOOR KELEMEN | WOT00000004003435 | JOSEPHINE HONG | Performance Verification | Completed | Kenneth Krips | 10/31/2019 | 10/31/2019 | Performance Verification for STORZ 51865 51865 | Initial Install of Performance Verification. Device is ready for patient use. |  |  | 10/31/2019 | 10/31/2019
11101RP2/2120749 |  | STORZ | STORZ 11101RP1 |  |  | 6017 MAIN ST-PLASTICS |  |  | excluded | 11/02/2019 |  |  |  |  | NO | NO |  |  |  |  | STORZ 11101RP2/2120749 2120749 |  |  | Active |  | 99:99:99:99:99:99 |  | Equipment | PAAR:00-PVAR | 11/02/2019 | 11/02/2019 | COOPER AMBULATORY OFF-SITES |  |  | PLASTICS |  | ANNE MAIER |  |  |  | 11/02/2019 | 11/02/2019 |  |  |  |  | 11/02/2019 | 11/02/2019
TL2030360 |  | STORZ | STORZ 11101RP2 |  |  | PAVILION 8 |  |  |  | 10/16/2019 |  |  |  |  | NO | NO |  |  |  |  | STORZ TL2030360 2030360 |  |  | Disposition |  | 99:99:99:99:99:99 |  | Equipment | PAAR:00-PVAR | 10/16/2019 | 10/16/2019 | COOPER UNIVERSITY HOSPITAL |  |  |  |  | BRIAN OSHAUGHNESSY |  |  |  | 10/16/2019 | 10/16/2019 |  |  |  |  | 10/16/2019 | 10/16/2019
|  | STORZ | STORZ 11101RP2 |  |  | 3 COOPER - SURGERY DEPARTMENT |  |  | excluded | 10/31/2019 |  |  |  |  | NO | NO |  |  |  |  | STORZ 2824832 2824832 |  |  | Active |  | 99:99:99:99:99:99 |  | Equipment | PAAR:00-PVAR | 10/31/2019 | 10/31/2019 | COOPER AMBULATORY OFF-SITES |  |  | Suite 403 - Scope Closet |  | ANNE MAIER |  |  |  | 10/31/2019 | 10/31/2019 |  |  |  |  | 10/31/2019 | 10/31/2019
|  | STORZ | STORZ 11101RP2 |  |  | 3 COOPER - SURGERY DEPARTMENT |  |  | excluded | 10/31/2019 |  |  |  |  | NO | NO |  |  |  |  | STORZ 2824781 2824781 |  |  | Active |  | 99:99:99:99:99:99 |  | Equipment | PAAR:00-PVAR | 10/31/2019 | 10/31/2019 | COOPER AMBULATORY OFF-SITES |  |  | Suite 403 - Scope Closet |  | ANNE MAIER |  |  |  | 10/31/2019 | 10/31/2019 |  |  |  |  | 10/31/2019 | 10/31/2019
|  | STORZ | STORZ 11101RP2 |  | 2242621* | CENTRAL STERILE PROCESSING |  |  |  | 10/16/2019 |  |  |  |  | NO | NO |  |  |  |  | STORZ 2242621 2242621* |  |  | Disposition |  | 99:99:99:99:99:99 |  | Equipment | PAAR:00-PVAR | 10/16/2019 | 10/16/2019 | COOPER UNIVERSITY HOSPITAL |  |  |  | WOT00000000497961 | GINA GAROZZO | Performance Verification | Closed | Kenneth Krips | 10/16/2019 | 10/16/2019 | CEID Record Completion for STORZ 2242621 2242621* | NEW INVENTORY | EXP0105933 | Labor | 10/16/2019 | 10/16/2019 | Kenneth Krips
|  | STORZ | STORZ 11101RP2 |  |  | 6200 MAIN ST-SURGERY |  |  | excluded | 10/31/2019 |  |  |  |  | NO | NO |  |  |  |  | STORZ 2237013 2237013 |  |  | Active |  | 99:99:99:99:99:99 |  | Equipment | PAAR:00-PVAR | 10/31/2019 | 10/31/2019 | COOPER AMBULATORY OFF-SITES |  |  |  | 0012037008 | BOBBIE MICKLE | Performance Verification | Closed | Kenneth Krips | 10/31/2019 | 10/31/2019 | INCOMING INVENTORY | DEVICE INVENTORIED | 0641169B-F955-4E57-B3D9-7DDE02738E1F | Labor | 10/31/2019 | 10/31/2019 | Bonnie Aichroth
|  | STORZ | STORZ 11101RP2 |  |  | PAVILION 8 |  |  | excluded | 10/31/2019 |  |  |  |  | NO | NO |  |  |  |  | STORZ 2226084 2226084 |  |  | Active |  | 99:99:99:99:99:99 |  | Equipment | PAAR:00-PVAR | 10/31/2019 | 10/31/2019 | COOPER UNIVERSITY HOSPITAL |  |  |  | WOT00000000815604 | BRIAN OSHAUGHNESSY | Performance Verification | Closed | Kenneth Krips | 10/31/2019 | 10/31/2019 | Performance Verification for STORZ 2226084 2226084 | Initial Install of Performance Verification. Device is ready for patient use. |  |  | 10/31/2019 | 10/31/2019
|  | STORZ | STORZ 11101RP2 |  |  | COOPER CANCER CENTER-MULTIDISCIPLINARY CLINIC |  |  | excluded | 10/31/2019 |  |  |  |  | NO | NO |  |  |  |  | STORZ 2206457 2206457 |  |  | Active |  | 99:99:99:99:99:99 |  | Equipment | PAAR:00-PVAR | 10/31/2019 | 10/31/2019 | COOPER AMBULATORY OFF-SITES |  |  |  | WOT00000001447306 | ROXANNE BERGER | Repair | Closed | Kenneth Krips | 10/31/2019 | 10/31/2019 | 11101RP2 scope - Lever is hard to push | THIS SCOPE IS BEING SENT TO IMS FOR AN EVALUATION. 1.1.0 2206457 FLEXIBLE SCOPE.SMALL DIAMETER.FIBERLARYNGOSCOPE.KARL STORZ.11101RP2EA 1 $0.00 $0.001.1.2 SC.ANG015 Angulation System Overhauled EA 1 $0.00 $0.001.1.3 SC.BNR001 Bending Rubber Replaced EA 1 $0.00 $0.001.1.4 SC.INT022 Insertion Tube Replaced-Small Diameter EA 1 $0.00 $0.001.1.5 SC.FER410 Small Diameter Fiber Refurbishment - Storz FiberRhinolaryngoscope (RP Series)EA 1 $2,734.92 $2,734.92Total 2,734.92 THIS SCOPE HAS BEEN RETURNED BACK FROM IMS AND DELIVERED BACK TO MD ANDERSONS LEAD TECH STACEY DALEY. | EXP1653390 | Vendor Parts | 10/31/2019 | 10/31/2019
|  | STORZ | STORZ 11101RP2 |  | 2198863* | CENTRAL STERILE PROCESSING |  |  | excluded | 10/31/2019 |  |  |  |  | NO | NO |  |  |  |  | STORZ 2198863 2198863* |  |  | Active |  | 99:99:99:99:99:99 |  | Equipment | PAAR:00-PVAR | 10/31/2019 | 10/31/2019 | COOPER UNIVERSITY HOSPITAL |  |  |  | WOT00000000497941 | GINA GAROZZO | Performance Verification | Closed | Kenneth Krips | 10/31/2019 | 10/31/2019 | Performance Verification for STORZ 2198863 2198863* | Initial Install of Performance Verification. Device is ready for patient use. |  |  | 10/31/2019 | 10/31/2019
|  | STORZ | STORZ 11101RP2 |  |  | COOPER CANCER CENTER |  |  | excluded | 10/31/2019 |  |  |  |  | NO | NO |  |  |  |  | STORZ 2199693 2199693 |  |  | Active |  | 99:99:99:99:99:99 |  | Equipment | PAAR:00-PVAR | 10/31/2019 | 10/31/2019 | COOPER AMBULATORY OFF-SITES |  |  | 2ND FLOOR | 0011308746 | COLLEEN TEGELER | Preventative Maintenance | Closed | Bonnie Aichroth | 10/31/2019 | 10/31/2019 | PERFORMANCE ASSURANCE AT INVENTORY | INVENTORIED DEVICE AND ENSURED DEVICE WAS FUNCTIONING PROPERLY. | 3D08B37F-CE24-43A7-A78F-5DECD4818DCB | Labor | 10/31/2019 | 10/31/2019 | Kenneth Krips
|  | STORZ | STORZ 11101RP2 |  |  | VOORHEES SURGERY CENTER-OPERATING ROOM |  |  | excluded | 10/31/2019 |  |  |  |  | NO | NO |  |  |  |  | STORZ 2192608 2192608 |  |  | Active |  |  |  | Equipment | PAAR:00-PVAR | 10/31/2019 | 10/31/2019 | COOPER AMBULATORY OFF-SITES |  |  | RAD/ONC - SUITE D | WOT00000003694106 | JENNIFER BOMBARO | Performance Verification | Completed | Kenneth Krips | 10/31/2019 | 10/31/2019 | Performance Verification for STORZ 2192608 2192608 | Initial Install of Performance Verification. Device is ready for patient use. |  |  | 10/31/2019 | 10/31/2019
|  | STORZ | STORZ 11101RP2 |  |  | 6200 MAIN ST-SURGERY |  |  | excluded | 10/31/2019 |  |  |  |  | NO | NO |  |  |  |  | STORZ 2158259 2158259 |  |  | Active |  | 99:99:99:99:99:99 |  | Equipment | PAAR:00-PVAR | 10/31/2019 | 10/31/2019 | COOPER AMBULATORY OFF-SITES |  |  | 6200 MAIN STREET |  | BOBBIE MICKLE |  |  |  | 10/31/2019 | 10/31/2019 |  |  |  |  | 10/31/2019 | 10/31/2019
|  | STORZ | STORZ 11101RP2 |  |  | 3 COOPER - SURGERY DEPARTMENT |  |  | excluded | 11/02/2019 |  |  |  |  | NO | NO |  |  |  |  | STORZ 2157882 2157882 |  |  | Active |  | 99:99:99:99:99:99 |  | Equipment | PAAR:00-PVAR | 11/02/2019 | 11/02/2019 | COOPER AMBULATORY OFF-SITES |  |  | Suite 403 - In Case |  | ANNE MAIER |  |  |  | 11/02/2019 | 11/02/2019 |  |  |  |  | 11/02/2019 | 11/02/2019
|  | STORZ | STORZ 11101RP2 |  |  | COOPER CANCER CENTER-MULTIDISCIPLINARY CLINIC |  |  | excluded | 10/31/2019 |  |  |  |  | NO | NO |  |  |  |  | STORZ 2156595 2156595 |  |  | Active |  | 99:99:99:99:99:99 |  | Equipment | PAAR:00-PVAR | 10/31/2019 | 10/31/2019 | COOPER AMBULATORY OFF-SITES |  |  |  |  | ROXANNE BERGER |  |  |  | 10/31/2019 | 10/31/2019 |  |  |  |  | 10/31/2019 | 10/31/2019
T2127019 |  | STORZ | STORZ 11101RP2 |  | T2127019 | PAVILION 8 |  |  |  | 10/16/2019 |  |  |  |  | NO | NO |  |  |  |  | STORZ T2127019 T2127019 |  |  | Disposition |  |  |  | Equipment | PAAR:00-PVAR | 10/16/2019 | 10/16/2019 | COOPER UNIVERSITY HOSPITAL |  |  | P8 |  | BRIAN OSHAUGHNESSY |  |  |  | 10/16/2019 | 10/16/2019 |  |  |  |  | 10/16/2019 | 10/16/2019
T11101RP2/2079162 |  | STORZ | STORZ 11101RP2 |  |  | PAVILION 8 |  |  | excluded | 10/31/2019 |  |  |  |  | NO | NO |  |  |  |  | STORZ T11101RP2/2079162 2079162 |  |  | Temporary | TL2079162 |  |  | Equipment | PAAR:00-PVAR | 10/31/2019 | 10/31/2019 | COOPER UNIVERSITY HOSPITAL |  |  | PAVILION 8 | WOT00000002338478 | BRIAN OSHAUGHNESSY | Performance Verification | Closed | Kenneth Krips | 10/31/2019 | 10/31/2019 | Performance Verification for STORZ TL2079162 TL2079162 | Initial Install of Performance Verification. Device is ready for patient use. |  |  | 10/31/2019 | 10/31/2019
T11101RP2/2235565 |  | STORZ | STORZ 11101RP2 |  | TL2235565 | PAVILION 8 |  |  |  | 10/16/2019 |  |  |  |  | NO | NO |  |  |  |  | STORZ T11101RP2/2235565 TL2235565 |  |  | Disposition | TL2235565 |  |  | Equipment | PAAR:00-PVAR | 10/16/2019 | 10/16/2019 | COOPER UNIVERSITY HOSPITAL |  |  | 8 PAVILION | WOT00000002699687 | BRIAN OSHAUGHNESSY | Performance Verification | Closed | Kenneth Krips | 10/16/2019 | 10/16/2019 | CEID Record Completion for STORZ TL2235565 TL2235565 | LOANER SCOPE PROVIDED BY IMS | EXP2925527 | Labor | 10/16/2019 | 10/16/2019 | Kenneth Krips
11101RP2/2167096 |  | STORZ | STORZ 11101RP2 |  |  | PAVILION 8 |  |  | excluded | 10/31/2019 |  |  |  |  | NO | NO |  |  |  |  | STORZ 11101RP2/2167096 2167096 |  |  | Active |  | 99:99:99:99:99:99 |  | Equipment | PAAR:00-PVAR | 10/31/2019 | 10/31/2019 | COOPER UNIVERSITY HOSPITAL |  |  | 8 PAVILION |  | BRIAN OSHAUGHNESSY |  |  |  | 10/31/2019 | 10/31/2019 |  |  |  |  | 10/31/2019 | 10/31/2019
11101RP2/2149496 |  | STORZ | STORZ 11101RP2 |  |  | 3 COOPER-MULTISPECIALTY CENTER |  |  | excluded | 11/02/2019 |  |  |  |  | NO | NO |  |  |  |  | STORZ 11101RP2/2149496 2149496 |  |  | Active |  | 99:99:99:99:99:99 |  | Equipment | PAAR:00-PVAR | 11/02/2019 | 11/02/2019 | COOPER AMBULATORY OFF-SITES |  |  | SUITE 104 - SOILED 173 |  | MARGIE OUTLER |  |  |  | 11/02/2019 | 11/02/2019 |  |  |  |  | 11/02/2019 | 11/02/2019
11101RP2/2149222 |  | STORZ | STORZ 11101RP2 |  |  | 3 COOPER-MULTISPECIALTY CENTER |  |  | excluded | 11/02/2019 |  |  |  |  | NO | NO |  |  |  |  | STORZ 11101RP2/2149222 2149222 |  |  | Active |  | 99:99:99:99:99:99 |  | Equipment | PAAR:00-PVAR | 11/02/2019 | 11/02/2019 | COOPER AMBULATORY OFF-SITES |  |  | SUITE 104 - SOILED 173 |  | MARGIE OUTLER |  |  |  | 11/02/2019 | 11/02/2019 |  |  |  |  | 11/02/2019 | 11/02/2019
TL2841377 |  | STORZ | STORZ 11101RP2 |  | TL2841377 | PAVILION 8 |  |  |  | 10/16/2019 |  |  |  |  | NO | NO |  |  |  |  | STORZ TL2841377 TL2841377 |  |  | Disposition |  |  |  | Equipment | PAAR:00-PVAR | 10/16/2019 | 10/16/2019 | COOPER UNIVERSITY HOSPITAL |  |  |  | WOT00000001293824 | BRIAN OSHAUGHNESSY | Performance Verification | Closed | Kenneth Krips | 10/16/2019 | 10/16/2019 | Performance Verification for STORZ TL2841377 TL2841377 | Initial Install of Performance Verification. Device is ready for patient use. |  |  | 10/16/2019 | 10/16/2019
TL2816083 |  | STORZ | STORZ 11101RP2 |  |  | PAVILION 8 |  |  |  | 10/16/2019 |  |  |  |  | NO | NO |  |  |  |  | STORZ TL2816083 2816083 |  |  | Disposition |  |  |  | Equipment | PAAR:00-PVAR | 10/16/2019 | 10/16/2019 | COOPER UNIVERSITY HOSPITAL |  |  | Performance Verification | WOT00000001076982 | BRIAN OSHAUGHNESSY | Performance Verification | Closed | Kenneth Krips | 10/16/2019 | 10/16/2019 | Performance Verification for STORZ TL2816083 2816083 | Initial Install of Performance Verification. Device is ready for patient use. |  |  | 10/16/2019 | 10/16/2019
TL2232959 |  | STORZ | STORZ 11101RP2 |  | TL2232959 | PAVILION 8 |  |  |  | 10/16/2019 |  |  |  |  | NO | NO |  |  |  |  | STORZ TL2232959 TL2232959 |  |  | Disposition |  | 99:99:99:99:99:99 |  | Equipment | PAAR:00-PVAR | 10/16/2019 | 10/16/2019 | COOPER UNIVERSITY HOSPITAL |  |  |  | WOT00000001713514 | BRIAN OSHAUGHNESSY | Performance Verification | Closed | Kenneth Krips | 10/16/2019 | 10/16/2019 | Performance Verification for STORZ TL2232959 TL2232959 | Initial Install of Performance Verification. Device is ready for patient use. |  |  | 10/16/2019 | 10/16/2019
TL2123373 |  | STORZ | STORZ 11101RP2 |  | TL2123373 | PAVILION 8 |  |  |  | 10/16/2019 |  |  |  |  | NO | NO |  |  |  |  | STORZ TL2123373 TL2123373 |  |  | Disposition |  |  |  | Equipment | PAAR:00-PVAR | 10/16/2019 | 10/16/2019 | COOPER UNIVERSITY HOSPITAL |  |  | Performance Verification | WOT00000002342374 | BRIAN OSHAUGHNESSY | Performance Verification | Closed | Kenneth Krips | 10/16/2019 | 10/16/2019 | Performance Verification for STORZ TL2123373 TL2123373 | Initial Install of Performance Verification. Device is ready for patient use. |  |  | 10/16/2019 | 10/16/2019
|  | STORZ | STORZ 11101SK1 |  | Not Known | EMERGENCY ROOM |  |  | excluded | 10/31/2019 |  |  |  |  | NO | NO |  |  |  |  | STORZ 28485 Not Known |  |  | Active |  | 99:99:99:99:99:99 |  | Equipment | PAAR:00-PVAR | 10/31/2019 | 10/31/2019 | COOPER UNIVERSITY HOSPITAL |  |  |  | 0012366843 | KAREN GRUBER | Preventative Maintenance | Closed | Richard Jolly | 10/31/2019 | 10/31/2019 | PERFORMANCE ASSURANCE AT INVENTORY | INVENTORIED DEVICE AND ENSURED DEVICE WAS FUNCTIONING PROPERLY. | 776FC8BF-5E5E-4B79-9C46-8533381DA62E | Labor | 10/31/2019 | 10/31/2019 | Richard Jolly
TL2084187S |  | STORZ | STORZ 11101SK2 |  | 2084187S | PAVILION 8 |  |  | excluded | 10/31/2019 |  |  |  |  | NO | NO |  |  |  |  | STORZ TL2084187S 2084187S |  |  | Temporary | TL2084187S | 99:99:99:99:99:99 |  | Equipment | PAAR:00-PVAR | 10/31/2019 | 10/31/2019 | COOPER UNIVERSITY HOSPITAL |  |  | Performance Verification | 0012497217 | BRIAN OSHAUGHNESSY | Performance Verification | Closed | Josh Harris | 10/31/2019 | 10/31/2019 | INCOMING INVENTORY | DEVICE INVENTORIED | B93766B8-CF70-4F21-B9F4-CA5E7AEBFCFF | Labor | 10/31/2019 | 10/31/2019 | Josh Harris
|  | STORZ | STORZ 11101SK2 |  |  | PAVILION 8 |  |  | excluded | 10/31/2019 |  |  |  |  | NO | NO |  |  |  |  | STORZ 2248928 2248928 |  |  | Active |  | 99:99:99:99:99:99 |  | Equipment | PAAR:00-PVAR | 10/31/2019 | 10/31/2019 | COOPER UNIVERSITY HOSPITAL |  |  | Performance Verification | WOT00000001749654 | BRIAN OSHAUGHNESSY | Performance Verification | Closed | Kenneth Krips | 10/31/2019 | 10/31/2019 | Performance Verification for UNMATCHED 2248928 2248928 | Initial Install of Performance Verification. Device is ready for patient use. |  |  | 10/31/2019 | 10/31/2019
|  | STORZ | STORZ 11101SK2 |  |  | PHYSICAL THERAPY |  |  | excluded | 10/31/2019 |  |  |  |  | NO | NO |  |  |  |  | STORZ 2254942 2254942 |  |  | Active |  |  |  | Equipment | PAAR:00-PVAR | 10/31/2019 | 10/31/2019 | COOPER UNIVERSITY HOSPITAL |  |  | 5TH FLOOR KELEMEN | WOT00000004003554 | JOSEPHINE HONG | Performance Verification | Completed | Kenneth Krips | 10/31/2019 | 10/31/2019 | Performance Verification for STORZ 2254942 2254942 | Initial Install of Performance Verification. Device is ready for patient use. |  |  | 10/31/2019 | 10/31/2019
|  | STORZ | STORZ 11101SK2 |  |  | PAVILION 8 |  |  | excluded | 10/31/2019 |  |  |  |  | NO | NO |  |  |  |  | STORZ 2236876 2236876 |  |  | Active |  | 99:99:99:99:99:99 |  | Equipment | PAAR:00-PVAR | 10/31/2019 | 10/31/2019 | COOPER UNIVERSITY HOSPITAL |  |  |  | 0011909999 | BRIAN OSHAUGHNESSY | Performance Verification | Closed | Bonnie Aichroth | 10/31/2019 | 10/31/2019 | INCOMING INVENTORY | DEVICE INVENTORIED | 8349A118-34A9-4095-908F-939EA573358B | Labor | 10/31/2019 | 10/31/2019 | Bonnie Aichroth
|  | STORZ | STORZ 11101SK2 |  |  | COOPER CANCER CENTER-MULTIDISCIPLINARY CLINIC |  |  | excluded | 10/31/2019 |  |  |  |  | NO | NO |  |  |  |  | STORZ 2245088 2245088 |  |  | Active |  | 99:99:99:99:99:99 |  | Equipment | PAAR:00-PVAR | 10/31/2019 | 10/31/2019 | COOPER AMBULATORY OFF-SITES |  |  |  | WOT00000001025421 | ROXANNE BERGER | Performance Verification | Closed | Kenneth Krips | 10/31/2019 | 10/31/2019 | Performance Verification for STORZ 2245088 2245088 | Initial Install of Performance Verification. Device is ready for patient use. |  |  | 10/31/2019 | 10/31/2019
|  | STORZ | STORZ 11101SK2 |  |  | CENTRAL STERILE PROCESSING |  |  | excluded | 10/31/2019 |  |  |  |  | NO | NO |  |  |  |  | STORZ 2229562 2229562 |  |  | Active |  |  |  | Equipment | PAAR:00-PVAR | 10/31/2019 | 10/31/2019 | COOPER UNIVERSITY HOSPITAL |  |  | BASEMENT | WOT00000004022207 | GINA GAROZZO | Performance Verification | Completed | Kenneth Krips | 10/31/2019 | 10/31/2019 | Performance Verification for STORZ 2229562 2229562 | Initial Install of Performance Verification. Device is ready for patient use. |  |  | 10/31/2019 | 10/31/2019
|  | STORZ | STORZ 11101SK2 |  |  | PAVILION 8 |  |  | excluded | 10/31/2019 |  |  |  |  | NO | NO |  |  |  |  | STORZ 2225402 2225402 |  |  | Active |  | 99:99:99:99:99:99 |  | Equipment | PAAR:00-PVAR | 10/31/2019 | 10/31/2019 | COOPER UNIVERSITY HOSPITAL |  |  |  | 0011020777 | BRIAN OSHAUGHNESSY | Performance Verification | Closed | Bonnie Aichroth | 10/31/2019 | 10/31/2019 | INCOMING INVENTORY | DEVICE INVENTORIED | 49649BFA-AB63-4B56-BE70-67A43A80B06E | Labor | 10/31/2019 | 10/31/2019 | Bonnie Aichroth
|  | STORZ | STORZ 11101SK2 |  |  | PAVILION 8 |  |  |  | 10/16/2019 |  |  |  |  | NO | NO |  |  |  |  | STORZ 2207972 2207972 |  |  | Disposition |  |  |  | Equipment | PAAR:00-PVAR | 10/16/2019 | 10/16/2019 | COOPER UNIVERSITY HOSPITAL |  |  |  |  | BRIAN OSHAUGHNESSY |  |  |  | 10/16/2019 | 10/16/2019 |  |  |  |  | 10/16/2019 | 10/16/2019
|  | STORZ | STORZ 11101SK2 |  |  | 3 COOPER - SURGERY DEPARTMENT |  |  | excluded | 10/31/2019 |  |  |  |  | NO | NO |  |  |  |  | STORZ 2206081 2206081 |  |  | Active |  | 99:99:99:99:99:99 |  | Equipment | PAAR:00-PVAR | 10/31/2019 | 10/31/2019 | COOPER AMBULATORY OFF-SITES |  |  | Suite 403 - Scope Closet |  | ANNE MAIER |  |  |  | 10/31/2019 | 10/31/2019 |  |  |  |  | 10/31/2019 | 10/31/2019
|  | STORZ | STORZ 11101SK2 |  |  | 3 COOPER - SURGERY DEPARTMENT |  |  | excluded | 11/02/2019 |  |  |  |  | NO | NO |  |  |  |  | STORZ 2194100 2194100 |  |  | Active |  | 99:99:99:99:99:99 |  | Equipment | PAAR:00-PVAR | 11/02/2019 | 11/02/2019 | COOPER AMBULATORY OFF-SITES |  |  | Suite 403 - In Case |  | ANNE MAIER |  |  |  | 11/02/2019 | 11/02/2019 |  |  |  |  | 11/02/2019 | 11/02/2019
|  | STORZ | STORZ 11101SK2 |  |  | PAVILION 8 |  |  |  | 10/16/2019 |  |  |  |  | NO | NO |  |  |  |  | STORZ 2169841 2169841 |  |  | Disposition |  |  |  | Equipment | PAAR:00-PVAR | 10/16/2019 | 10/16/2019 | COOPER UNIVERSITY HOSPITAL |  |  |  |  | BRIAN OSHAUGHNESSY |  |  |  | 10/16/2019 | 10/16/2019 |  |  |  |  | 10/16/2019 | 10/16/2019
11101SK2/2087858 |  | STORZ | STORZ 11101SK2 |  |  | OR - KELEMEN 3 |  |  | excluded | 11/01/2019 |  |  |  |  | NO | NO |  |  |  |  | STORZ 11101SK2/2087858 2087858 |  |  | Active |  | 99:99:99:99:99:99 |  | Equipment | PAAR:00-PVAR | 11/01/2019 | 11/01/2019 | COOPER UNIVERSITY HOSPITAL |  |  | SURGERY | WOT00000000513135 | DOMINIC VENDETTA | Disposition | Closed | Kenneth Krips | 11/01/2019 | 11/01/2019 | Bulk Disposition CNL |  |  |  | 11/01/2019 | 11/01/2019
TL2842625 |  | STORZ | STORZ 11101SK2 |  | TL2842625 | PAVILION 8 |  |  |  | 10/16/2019 |  |  |  |  | NO | NO |  |  |  |  | STORZ TL2842625 TL2842625 |  |  | Disposition |  |  |  | Equipment | PAAR:00-PVAR | 10/16/2019 | 10/16/2019 | COOPER UNIVERSITY HOSPITAL |  |  |  | WOT00000001156590 | BRIAN OSHAUGHNESSY | Performance Verification | Closed | Kenneth Krips | 10/16/2019 | 10/16/2019 | Performance Verification for STORZ TL2842625 TL2842625 | Initial Install of Performance Verification. Device is ready for patient use. |  |  | 10/16/2019 | 10/16/2019
|  | STORZ | STORZ 11161C1 |  |  | CENTRAL STERILE PROCESSING |  |  | excluded | 10/31/2019 |  |  |  |  | NO | NO |  |  |  |  | STORZ 2056704 2056704 |  |  | Active |  | 99:99:99:99:99:99 |  | Equipment | PAAR:00-PVAR | 10/31/2019 | 10/31/2019 | COOPER UNIVERSITY HOSPITAL |  |  | Performance Verification | WOT00000001604235 | GINA GAROZZO | Performance Verification | Closed | Kenneth Krips | 10/31/2019 | 10/31/2019 | Performance Verification for UNMATCHED 2056704 2056704 | Initial Install of Performance Verification. Device is ready for patient use. |  |  | 10/31/2019 | 10/31/2019
|  | STORZ | STORZ 11161V |  |  | CENTRAL STERILE PROCESSING |  |  | excluded | 10/31/2019 |  |  |  |  | NO | NO |  |  |  |  | STORZ 47485 47485 |  |  | Active |  |  |  | Equipment | PAAR:00-PVAR | 10/31/2019 | 10/31/2019 | COOPER UNIVERSITY HOSPITAL |  |  | Performance Verification | WOT00000002010588 | GINA GAROZZO | Performance Verification | Closed | Kenneth Krips | 10/31/2019 | 10/31/2019 | Performance Verification for STORZ 47485 47485 | Initial Install of Performance Verification. Device is ready for patient use. |  |  | 10/31/2019 | 10/31/2019
|  | STORZ | STORZ 11301BNX |  | 29231* | EMERGENCY ROOM |  |  | excluded | 10/31/2019 |  |  |  |  | NO | NO |  |  |  |  | STORZ 29231 29231* |  |  | Active |  | 99:99:99:99:99:99 |  | Equipment | PAAR:00-PVAR | 10/31/2019 | 10/31/2019 | COOPER UNIVERSITY HOSPITAL |  |  |  | 0012289395 | KAREN GRUBER | Repair | Closed | Richard Jolly | 10/31/2019 | 10/31/2019 | DISPLAY - BRONCHOSCOPE NOT WORKING WITH DISPLAY - ER BUBBLE AREA | 10/11/2017 4:12:06 PM RCJOLLY (RCJOLLY 10/11/2017 10:00 AM) SCOPES WILL NOT WORK I THINK IT MAY BE BECAUSE THE BATTERY IS LOW AND THE CHARGER IS NOT WORKING 10/27/2017 8:17:58 AM BGAICHROTH REPAIR/EXCHANGE OF SCOPE - COST IS $4,650.25 - DOING DEMAND FOR SERVICE 10/27/2017 8:24:19 AM BGAICHROTH PRICE CHANGE IT IS $6,840.00 10/27/2017 2:42:05 PM RCJOLLY (RCJOLLY 10/12/2017 10:00 AM) CHEK MONITOR MAY BE CHARGER (RCJOLLY 10/26/2017 10:00 AM) VENDOR CANE IN AND WE FOUND OUT THAT THE 2 SCOPES ARE BROKE | D4382506-1EAA-4EBA-A289-28C7975E0A5F | Parts | 10/31/2019 | 10/31/2019 | Richard Jolly
|  | STORZ | STORZ 12015AA |  |  | CENTRAL STERILE PROCESSING |  |  | excluded | 10/31/2019 |  |  |  |  | NO | NO |  |  |  |  | STORZ 1980527 1980527 |  |  | Active |  | 99:99:99:99:99:99 |  | Equipment | PAAR:00-PVAR | 10/31/2019 | 10/31/2019 | COOPER UNIVERSITY HOSPITAL |  |  |  |  | GINA GAROZZO |  |  |  | 10/31/2019 | 10/31/2019 |  |  |  |  | 10/31/2019 | 10/31/2019
1000JT |  | STORZ | STORZ 12015AA |  | 1000JT | CENTRAL STERILE PROCESSING |  |  |  | 06/10/2015 |  |  |  |  | NO | NO |  |  |  |  | STORZ 1000JT 1000JT |  |  | Disposition |  |  |  | Equipment | PAAR:00-PVAR | 10/16/2019 |  | COOPER UNIVERSITY HOSPITAL |  |  |  | 0011428365 | GINA GAROZZO | Preventative Maintenance | Closed | Bonnie Aichroth | 03/27/2017 | 03/27/2017 | PERFORMANCE ASSURANCE AT INVENTORY | INVENTORIED DEVICE AND ENSURED DEVICE WAS FUNCTIONING PROPERLY. | 3891CB10-FF46-461D-A01B-EFC9700480A9 | Labor | 03/24/2017 | 03/24/2017 | Kenneth Krips
1000K6 |  | STORZ | STORZ 12015AA |  | 1000K6 | CENTRAL STERILE PROCESSING |  |  | excluded | 11/15/2018 |  |  |  |  | NO | NO |  |  |  |  | STORZ 1000K6 1000K6 |  |  | Active |  | 99:99:99:99:99:99 |  | Equipment | PAAR:00-PVAR | 10/31/2019 |  | COOPER UNIVERSITY HOSPITAL |  |  |  | WOT00000001717356 | GINA GAROZZO | Performance Verification | Closed | Kenneth Krips | 11/15/2018 | 06/23/2019 | Performance Verification for STORZ 1000K6 1000K6 | Initial Install of Performance Verification. Device is ready for patient use.
1000KP |  | STORZ | STORZ 12015AA |  | 1000KP | CENTRAL STERILE PROCESSING |  |  | excluded | 04/28/2017 |  |  |  |  | NO | NO |  |  |  |  | STORZ 1000KP 1000KP |  |  | Active |  | 99:99:99:99:99:99 |  | Equipment | PAAR:00-PVAR | 10/31/2019 |  | COOPER UNIVERSITY HOSPITAL |  |  |  | 0011600062 | GINA GAROZZO | Performance Verification | Closed | Bonnie Aichroth | 05/01/2017 | 05/01/2017 | INCOMING INVENTORY | DEVICE INVENTORIED | C763CD15-645C-4BC3-820D-7F5BDE1D088C | Labor | 05/01/2017 | 05/01/2017 | Bonnie Aichroth
|  | STORZ | STORZ 12015AA |  |  | CENTRAL STERILE PROCESSING |  |  | excluded | 06/10/2015 |  |  |  |  | NO | NO |  |  |  |  | STORZ 100017 100017 |  |  | Active |  | 99:99:99:99:99:99 |  | Equipment | PAAR:00-PVAR | 10/31/2019 |  | COOPER UNIVERSITY HOSPITAL |  |  |  |  | GINA GAROZZO
|  | STORZ | STORZ 1219AA |  | Not Known | CENTRAL STERILE PROCESSING |  |  | excluded | 10/31/2019 |  |  |  |  | NO | NO |  |  |  |  | STORZ 1564178 Not Known |  |  | Active |  | 99:99:99:99:99:99 |  | Equipment | PAAR:00-PVAR | 10/31/2019 | 10/31/2019 | COOPER UNIVERSITY HOSPITAL |  |  |  | 0012494703 | GINA GAROZZO | Performance Verification | Closed | Josh Harris | 10/31/2019 | 10/31/2019 | INCOMING INVENTORY | DEVICE INVENTORIED | 1DBC3D2A-BB95-4DAE-919D-F60AD0AE0857 | Labor | 10/31/2019 | 10/31/2019 | Josh Harris
|  | STORZ | STORZ 20045020 |  | A00DNO | 6017 MAIN ST-PLASTICS |  |  | excluded | 06/20/2014 |  |  |  |  | NO | NO |  |  |  |  | STORZ 10345819 A00DNO |  |  | Active |  | 99:99:99:99:99:99 |  | Equipment | PAAR:00-PVAR | 11/02/2019 |  | COOPER AMBULATORY OFF-SITES |  |  | exam 3 | WOT00000001083249 | ANNE MAIER | Repair | Closed | Kirk Lis | 06/28/2018 | 11/06/2018 | Bulb is blown | ANALYZED UNIT. NEED TO ORDER. REPLACEMENT BULB. COULD NOT INSTALLED BULB BECAUSE UNIT SUFFERED WATER DAMAGE. NEED TO REEVALUATE SITUATION INSTALLED BULB . PERFORMED OVP. RETURNED UNIT TO SERVICE INPUT OF HARD INCORRECT ON INSTALL OF LAMP . UNIT IS UP AND WORKING | EXP1100245 | Labor | 08/07/2018 | 08/07/2018 | Kirk Lis
1000ST |  | STORZ | STORZ 20916025DA |  | 1000ST | CENTRAL STERILE PROCESSING |  |  | excluded | 09/23/2019 |  |  |  |  | NO | NO |  |  |  |  | STORZ 1000ST 1000ST |  |  | Active |  |  |  | Accessory | PAAR:00-PVAR | 10/31/2019 |  | COOPER UNIVERSITY HOSPITAL |  |  | BASEMENT | WOT00000003772455 | GINA GAROZZO | Performance Verification | Completed | Kenneth Krips | 09/23/2019 | 09/23/2019 | Performance Verification for UNMATCHED 1000ST 1000ST | Initial Install of Performance Verification. Device is ready for patient use.
22220055/VX801516-H |  | STORZ | STORZ 22220055 |  | VX801516-H | OR - KELEMEN 3 |  |  | excluded | 10/31/2019 |  |  |  |  | NO | NO |  |  |  |  | STORZ 22220055/VX801516-H VX801516-H |  |  | Active |  | 99:99:99:99:99:99 |  | Equipment | PAAR:00-PVAR | 10/31/2019 | 10/31/2019 | COOPER UNIVERSITY HOSPITAL |  |  |  |  | DOMINIC VENDETTA |  |  |  | 10/31/2019 | 10/31/2019 |  |  |  |  | 10/31/2019 | 10/31/2019
SY780351-H |  | STORZ | STORZ 22220055 |  | SY780351-H | CENTRAL STERILE PROCESSING |  |  | excluded | 10/31/2019 |  |  |  |  | NO | NO |  |  |  |  | STORZ SY780351-H SY780351-H |  |  | Active |  | 99:99:99:99:99:99 |  | Equipment | PAAR:00-PVAR | 10/31/2019 | 10/31/2019 | COOPER UNIVERSITY HOSPITAL |  |  |  |  | GINA GAROZZO |  |  |  | 10/31/2019 | 10/31/2019 |  |  |  |  | 10/31/2019 | 10/31/2019
ROY775823-H |  | STORZ | STORZ 22220055 |  | ROY775823-H | CENTRAL STERILE PROCESSING |  |  | excluded | 10/31/2019 |  |  |  |  | NO | NO |  |  |  |  | STORZ ROY775823-H ROY775823-H |  |  | Active |  | 99:99:99:99:99:99 |  | Equipment | PAAR:00-PVAR | 10/31/2019 | 10/31/2019 | COOPER UNIVERSITY HOSPITAL |  |  |  | 0011220508 | GINA GAROZZO | Repair | Closed | Kenneth Krips | 10/31/2019 | 10/31/2019 | ENDO CAMERA - COUPLER AND HEAD LOOSE - TMX | 2/20/2017 2:30:26 PM KMKRIPS REPAIRS: SCOPE CLASPING MECHANISM - LEVEL 2 COUPLER MAJOR REPAIR. COST: $420.00 2/20/2017 2:37:05 PM KMKRIPS PURCHASE ORDER REQUESTED. 3/3/2017 10:28:42 AM KMKRIPS PURCHASE ORDER #: TMX0991019 3/16/2017 3:31:57 PM KMKRIPS THIS SCOPE HAS BEEN RETURNED BACK FROM IMS AND DELIVERED BACK TO CSP. | 70E4AFA9-05FA-41DD-92FA-7D9FBD49C4BB | Labor | 10/31/2019 | 10/31/2019 | Kenneth Krips
YZ772128-H |  | STORZ | STORZ 22220055 |  | YZ772128-H | CENTRAL STERILE PROCESSING |  |  | excluded | 10/31/2019 |  |  |  |  | NO | NO |  |  |  |  | STORZ YZ772128-H YZ772128-H |  |  | Active |  | 99:99:99:99:99:99 |  | Equipment | PAAR:00-PVAR | 10/31/2019 | 10/31/2019 | COOPER UNIVERSITY HOSPITAL |  |  |  |  | GINA GAROZZO |  |  |  | 10/31/2019 | 10/31/2019 |  |  |  |  | 10/31/2019 | 10/31/2019
XY787831-H |  | STORZ | STORZ 22220055 |  | Not Known | OR - KELEMEN 3 |  |  | excluded | 10/31/2019 |  |  |  |  | NO | NO |  |  |  |  | STORZ XY787831-H Not Known |  |  | Active |  | 99:99:99:99:99:99 |  | Equipment | PAAR:00-PVAR | 10/31/2019 | 10/31/2019 | COOPER UNIVERSITY HOSPITAL |  |  | csp | 0012387124 | DOMINIC VENDETTA | Preventative Maintenance | Closed | Josh Harris | 10/31/2019 | 10/31/2019 | PERFORMANCE ASSURANCE AT INVENTORY | INVENTORIED DEVICE AND ENSURED DEVICE WAS FUNCTIONING PROPERLY. | 8660BA2E-4601-463E-BC81-40EE20E4E562 | Labor | 10/31/2019 | 10/31/2019 | Kenneth Krips
XY787826-H |  | STORZ | STORZ 22220055 |  | XY787826-H | CENTRAL STERILE PROCESSING |  |  | excluded | 10/31/2019 |  |  |  |  | NO | NO |  |  |  |  | STORZ XY787826-H XY787826-H |  |  | Active |  | 99:99:99:99:99:99 |  | Equipment | PAAR:00-PVAR | 10/31/2019 | 10/31/2019 | COOPER UNIVERSITY HOSPITAL |  |  |  |  | GINA GAROZZO |  |  |  | 10/31/2019 | 10/31/2019 |  |  |  |  | 10/31/2019 | 10/31/2019
WY785649H |  | STORZ | STORZ 22220055 |  | WY-785649-H | CENTRAL STERILE PROCESSING |  |  | excluded | 10/31/2019 |  |  |  |  | NO | NO |  |  |  |  | STORZ WY785649H WY-785649-H |  |  | Active |  | 99:99:99:99:99:99 |  | Equipment | PAAR:00-PVAR | 10/31/2019 | 10/31/2019 | COOPER UNIVERSITY HOSPITAL |  |  |  |  | GINA GAROZZO |  |  |  | 10/31/2019 | 10/31/2019 |  |  |  |  | 10/31/2019 | 10/31/2019
WY785646-H |  | STORZ | STORZ 22220055 |  | Not Known | OPERATING ROOM - PAVILION |  |  | excluded | 10/31/2019 |  |  |  |  | NO | NO |  |  |  |  | STORZ WY785646-H Not Known |  |  | Active |  | 99:99:99:99:99:99 |  | Equipment | PAAR:00-PVAR | 10/31/2019 | 10/31/2019 | COOPER UNIVERSITY HOSPITAL |  |  |  | 0012399443 | DOMINIC VENDETTA | Repair | Closed | Kenneth Krips | 10/31/2019 | 10/31/2019 | CAMERA - FUZZY IMAGE - BIOMED | 11/13/2017 11:29:28 AM KMKRIPS REPAIRS: CABLE REPLACED-STORZ IMAGE REPAIR-LEVEL 2 COUPLER MAJOR REPAIR. COST: $1387.25 11/13/2017 11:37:08 AM KMKRIPS PURCHASE ORDER REQUESTED. 11/13/2017 2:50:24 PM KMKRIPS PURCHASE ORDER #: TMX1097347 1/5/2018 2:26:52 PM KMKRIPS THIS SCOPE HAS BEEN RETURNED BACK AND DELIVERED BACK TO CSP. | 52324F94-7E01-467C-BC62-7CB57D493C71 | Labor | 10/31/2019 | 10/31/2019 | Kenneth Krips
WY785549-H |  | STORZ | STORZ 22220055 |  | NOT KNOWN | CENTRAL STERILE PROCESSING |  |  | excluded | 10/31/2019 |  |  |  |  | NO | NO |  |  |  |  | STORZ WY785549-H NOT KNOWN |  |  | Active |  | 99:99:99:99:99:99 |  | Equipment | PAAR:00-PVAR | 10/31/2019 | 10/31/2019 | COOPER UNIVERSITY HOSPITAL |  |  |  | 0012647377 | GINA GAROZZO | Preventative Maintenance | Closed | Josh Harris | 10/31/2019 | 10/31/2019 | PERFORMANCE ASSURANCE AT INVENTORY | INVENTORIED DEVICE AND ENSURED DEVICE WAS FUNCTIONING PROPERLY. | AC4A530E-B353-4E92-95EF-6553D625EB41 | Labor | 10/31/2019 | 10/31/2019 | Kenneth Krips
VX801523-H |  | STORZ | STORZ 22220055 |  | VX801523-H | VOORHEES SURGERY CENTER-OPERATING ROOM |  |  | excluded | 10/31/2019 |  |  |  |  | NO | NO |  |  |  |  | STORZ VX801523-H VX801523-H |  |  | Active |  | 99:99:99:99:99:99 |  | Equipment | PAAR:00-PVAR | 10/31/2019 | 10/31/2019 | COOPER AMBULATORY OFF-SITES |  |  | SUITE E | WOT00000000910800 | JENNIFER BOMBARO | Repair | Closed | Kirk Lis | 10/31/2019 | 10/31/2019 | Camera Head, has a short in it | CONNECTED CAMERA HEAD TO TOWER. ATTACHED SCOPE. DID NOT OBSERVE COMPLAINT. PERFORMED OVP. RETURNED UNIT TO SERVICE SEARCHED FOR CAMERA HEAD TO INVENTORY | EXP0580772 | Labor | 10/31/2019 | 10/31/2019 | Kirk Lis
VX801520-H |  | STORZ | STORZ 22220055 |  | VX801520-H | VOORHEES SURGERY CENTER-SURGERY DEPT |  |  | excluded | 10/31/2019 |  |  |  |  | NO | NO |  |  |  |  | STORZ VX801520-H VX801520-H |  |  | Active |  | 99:99:99:99:99:99 |  | Equipment | PAAR:00-PVAR | 10/31/2019 | 10/31/2019 | COOPER AMBULATORY OFF-SITES |  |  |  |  | Theresa Megali |  |  |  | 10/31/2019 | 10/31/2019 |  |  |  |  | 10/31/2019 | 10/31/2019
VX801519-H |  | STORZ | STORZ 22220055 |  | VX801519-H | VOORHEES SURGERY CENTER-OPERATING ROOM |  |  | excluded | 10/31/2019 |  |  |  |  | NO | NO |  |  |  |  | STORZ VX801519-H VX801519-H |  |  | Active |  |  |  | Equipment | PAAR:00-PVAR | 10/31/2019 | 10/31/2019 | COOPER AMBULATORY OFF-SITES |  |  | Suite E | WOT00000003217777 | JENNIFER BOMBARO | Performance Verification | Closed | Kirk Lis | 10/31/2019 | 10/31/2019 | Performance Verification for STORZ VX801519-H VX801519-H | Initial Install of Performance Verification. Device is ready for patient use. |  |  | 10/31/2019 | 10/31/2019
VX80151614 |  | STORZ | STORZ 22220055 |  | VX80151614 | VOORHEES SURGERY CENTER-SURGERY DEPT |  |  | excluded | 10/31/2019 |  |  |  |  | NO | NO |  |  |  |  | STORZ VX80151614 VX80151614 |  |  | Active |  | 99:99:99:99:99:99 |  | Equipment | PAAR:00-PVAR | 10/31/2019 | 10/31/2019 | COOPER AMBULATORY OFF-SITES |  |  |  |  | Theresa Megali |  |  |  | 10/31/2019 | 10/31/2019 |  |  |  |  | 10/31/2019 | 10/31/2019
|  | STORZ | STORZ 26003AA |  |  | VOORHEES SURGERY CENTER-OPERATING ROOM |  |  |  | 10/16/2019 |  |  |  |  | NO | NO |  |  |  |  | STORZ 1432 1432 |  |  | Disposition |  |  |  | Equipment | PAAR:00-PVAR | 10/16/2019 | 10/16/2019 | COOPER AMBULATORY OFF-SITES |  |  |  | WOT00000001139846 | JENNIFER BOMBARO | Performance Verification | Closed | Kenneth Krips | 10/16/2019 | 10/16/2019 | Performance Verification for STORZ 1432 1432 | Initial Install of Performance Verification. Device is ready for patient use. |  |  | 10/16/2019 | 10/16/2019
1217BR |  | STORZ | STORZ 26003AA |  | 1217BR | CENTRAL STERILE PROCESSING |  |  | excluded | 10/31/2019 |  |  |  |  | NO | NO |  |  |  |  | STORZ 1217BR 1217BR |  |  | Active |  |  |  | Equipment | PAAR:00-PVAR | 10/31/2019 | 10/31/2019 | COOPER UNIVERSITY HOSPITAL |  |  | BASEMENT | WOT00000002395257 | GINA GAROZZO | Performance Verification | Closed | Kenneth Krips | 10/31/2019 | 10/31/2019 | Performance Verification for STORZ 1217BR 1217BR | Initial Install of Performance Verification. Device is ready for patient use. |  |  | 10/31/2019 | 10/31/2019
1217CP |  | STORZ | STORZ 26003AA |  | 1217CP | CENTRAL STERILE PROCESSING |  |  | excluded | 10/31/2019 |  |  |  |  | NO | NO |  |  |  |  | STORZ 1217CP 1217CP |  |  | Active |  |  |  | Equipment | PAAR:00-PVAR | 10/31/2019 | 10/31/2019 | COOPER UNIVERSITY HOSPITAL |  |  | BASEMENT | WOT00000002395320 | GINA GAROZZO | Performance Verification | Closed | Kenneth Krips | 10/31/2019 | 10/31/2019 | CEID Record Completion for STORZ 1217CP 1217CP | NEW SCOPE INVENTORIED FOR CSP/O.R. | EXP2530152 | Labor | 10/31/2019 | 10/31/2019 | Kenneth Krips
|  | STORZ | STORZ 26003AA |  |  | CENTRAL STERILE PROCESSING |  |  | excluded | 10/31/2019 |  |  |  |  | NO | NO |  |  |  |  | STORZ 121791 121791 |  |  | Active |  |  |  | Equipment | PAAR:00-PVAR | 10/31/2019 | 10/31/2019 | COOPER UNIVERSITY HOSPITAL |  |  | BASEMENT | WOT00000002395294 | GINA GAROZZO | Performance Verification | Closed | Kenneth Krips | 10/31/2019 | 10/31/2019 | Performance Verification for STORZ 121791 121791 | Initial Install of Performance Verification. Device is ready for patient use. |  |  | 10/31/2019 | 10/31/2019
12177T |  | STORZ | STORZ 26003AA |  | 12177T | CENTRAL STERILE PROCESSING |  |  | excluded | 10/31/2019 |  |  |  |  | NO | NO |  |  |  |  | STORZ 12177T 12177T |  |  | Active |  |  |  | Equipment | PAAR:00-PVAR | 10/31/2019 | 10/31/2019 | COOPER UNIVERSITY HOSPITAL |  |  | BASEMENT | WOT00000002395271 | GINA GAROZZO | Performance Verification | Closed | Kenneth Krips | 10/31/2019 | 10/31/2019 | Performance Verification for STORZ 12177T 12177T | Initial Install of Performance Verification. Device is ready for patient use. |  |  | 10/31/2019 | 10/31/2019
1211FT |  | STORZ | STORZ 26003AA |  | 1211FT | CENTRAL STERILE PROCESSING |  |  | excluded | 10/31/2019 |  |  |  |  | NO | NO |  |  |  |  | STORZ 1211FT 1211FT |  |  | Active |  | 99:99:99:99:99:99 |  | Equipment | PAAR:00-PVAR | 10/31/2019 | 10/31/2019 | COOPER UNIVERSITY HOSPITAL |  |  |  | WOT00000001714599 | GINA GAROZZO | Performance Verification | Closed | Kenneth Krips | 10/31/2019 | 10/31/2019 | Performance Verification for STORZ 1211FT 1211FT | Initial Install of Performance Verification. Device is ready for patient use. |  |  | 10/31/2019 | 10/31/2019
120UFO |  | STORZ | STORZ 26003AA |  | 120UFO | OR - KELEMEN 3 |  |  |  | 10/16/2019 |  |  |  |  | NO | NO |  |  |  |  | STORZ 120UFO 120UFO |  |  | Disposition |  | 99:99:99:99:99:99 |  | Equipment | PAAR:00-PVAR | 10/16/2019 | 10/16/2019 | COOPER UNIVERSITY HOSPITAL |  |  |  | 0011900005 | DOMINIC VENDETTA | Preventative Maintenance | Closed | Bonnie Aichroth | 10/16/2019 | 10/16/2019 | PERFORMANCE ASSURANCE AT INVENTORY | INVENTORIED DEVICE AND ENSURED DEVICE WAS FUNCTIONING PROPERLY. | EBECDBB1-AEB5-42D6-9856-58803DE43488 | Labor | 10/16/2019 | 10/16/2019 | Kenneth Krips
1198491S |  | STORZ | STORZ 26003AA |  | 1198491S | VOORHEES SURGERY CENTER-OPERATING ROOM |  |  | excluded | 10/31/2019 |  |  |  |  | NO | NO |  |  |  |  | STORZ 1198491S 1198491S |  |  | Active |  | 99:99:99:99:99:99 |  | Equipment | PAAR:00-PVAR | 10/31/2019 | 10/31/2019 | COOPER AMBULATORY OFF-SITES |  |  |  | 0011926814 | JENNIFER BOMBARO | Performance Verification | Closed | Bonnie Aichroth | 10/31/2019 | 10/31/2019 | INCOMING INVENTORY | DEVICE INVENTORIED | 1FBD4B9E-1455-4CD6-848A-F6838DE87524 | Labor | 10/31/2019 | 10/31/2019 | Bonnie Aichroth
|  | STORZ | STORZ 26003AA |  |  | VOORHEES SURGERY CENTER-OPERATING ROOM |  |  | excluded | 07/17/2018 |  |  |  |  | NO | NO |  |  |  |  | STORZ 1057038 1057038 |  |  | Active |  | 99:99:99:99:99:99 |  | Equipment | PAAR:00-PVAR | 10/31/2019 |  | COOPER AMBULATORY OFF-SITES |  |  |  | WOT00000001172560 | JENNIFER BOMBARO | Performance Verification | Closed | Kenneth Krips | 07/17/2018 | 06/12/2019 | Performance Verification for STORZ 1057038 1057038 | Initial Install of Performance Verification. Device is ready for patient use.
|  | STORZ | STORZ 26003BA (10MM30DEG.) |  |  | CENTRAL STERILE PROCESSING |  |  |  | 10/16/2019 |  |  |  |  | NO | NO |  |  |  |  | STORZ 1764207 1764207 |  |  | Disposition |  | 99:99:99:99:99:99 |  | Equipment | PAAR:00-PVAR | 10/16/2019 | 10/16/2019 | COOPER UNIVERSITY HOSPITAL |  |  |  |  | GINA GAROZZO |  |  |  | 10/16/2019 | 10/16/2019 |  |  |  |  | 10/16/2019 | 10/16/2019
|  | STORZ | STORZ 26003BA (10MM30DEG.) |  |  | CENTRAL STERILE PROCESSING |  |  |  | 10/16/2019 |  |  |  |  | NO | NO |  |  |  |  | STORZ 1634325 1634325 |  |  | Disposition |  |  |  | Equipment | PAAR:00-PVAR | 10/16/2019 | 10/16/2019 | COOPER UNIVERSITY HOSPITAL |  |  | csp |  | GINA GAROZZO |  |  |  | 10/16/2019 | 10/16/2019 |  |  |  |  | 10/16/2019 | 10/16/2019
|  | STORZ | STORZ 26003BA (10MM30DEG.) |  |  | CENTRAL STERILE PROCESSING |  |  | excluded | 10/31/2019 |  |  |  |  | NO | NO |  |  |  |  | STORZ 1635725 1635725 |  |  | Active |  | 99:99:99:99:99:99 |  | Equipment | PAAR:00-PVAR | 10/31/2019 | 10/31/2019 | COOPER UNIVERSITY HOSPITAL |  |  | OPERATING ROOM | 0011062520 | GINA GAROZZO | Performance Verification | Closed | Bonnie Aichroth | 10/31/2019 | 10/31/2019 | INCOMING INVENTORY | DEVICE INVENTORIED | 06B12A94-5853-4D0C-A498-560106130E00 | Labor | 10/31/2019 | 10/31/2019 | Bonnie Aichroth
|  | STORZ | STORZ 26003BA (10MM30DEG.) |  | Not Known | CENTRAL STERILE PROCESSING |  |  | excluded | 10/31/2019 |  |  |  |  | NO | NO |  |  |  |  | STORZ 1633864 Not Known |  |  | Active |  | 99:99:99:99:99:99 |  | Equipment | PAAR:00-PVAR | 10/31/2019 | 10/31/2019 | COOPER UNIVERSITY HOSPITAL |  |  |  | 0012388913 | GINA GAROZZO | Repair | Closed | Kenneth Krips | 10/31/2019 | 10/31/2019 | LAPAROSCOPE - BLURRY | 11/7/2017 10:31:56 AM KMKRIPS REPAIRS: OBJECTIVE OPTICAL RELAY SYSTEM-OCULAR LIGHT CONE - DISTAL WINDOW-VIDEO COUPLER-REFIBER MARKER PLATE-LENS RETAINER-EYEPIECE-EYEPIECE WINDOW-LIGHT POST BODY TUBING. COST: $570.00 11/7/2017 10:43:05 AM KMKRIPS PURCHASE ORDER REQUESTED 11/7/2017 11:51:57 AM KMKRIPS PURCHASE ORDER #: TMX1095620 11/15/2017 3:27:27 PM KMKRIPS THIS SCOPE HAS BEEN RETURNED BACK FROM IMS AND DELIVERED BACK TO CSP. | 2DCB9B93-2054-4C8A-BDBA-9F32B3252B8A | Labor | 10/31/2019 | 10/31/2019 | Kenneth Krips
|  | STORZ | STORZ 26003BA (10MM30DEG.) |  |  | CENTRAL STERILE PROCESSING |  |  |  | 10/16/2019 |  |  |  |  | NO | NO |  |  |  |  | STORZ 1541325 1541325 |  |  | Disposition |  |  |  | Equipment | PAAR:00-PVAR | 10/16/2019 | 10/16/2019 | COOPER UNIVERSITY HOSPITAL |  |  | csp |  | GINA GAROZZO |  |  |  | 10/16/2019 | 10/16/2019 |  |  |  |  | 10/16/2019 | 10/16/2019
|  | STORZ | STORZ 26003BA (10MM30DEG.) |  |  | CENTRAL STERILE PROCESSING |  |  | excluded | 10/31/2019 |  |  |  |  | NO | NO |  |  |  |  | STORZ 12711965 12711965 |  |  | Active |  | 99:99:99:99:99:99 |  | Equipment | PAAR:00-PVAR | 10/31/2019 | 10/31/2019 | COOPER UNIVERSITY HOSPITAL |  |  |  |  | GINA GAROZZO |  |  |  | 10/31/2019 | 10/31/2019 |  |  |  |  | 10/31/2019 | 10/31/2019
122NCV |  | STORZ | STORZ 26003BA (10MM30DEG.) |  | 122NCV | CENTRAL STERILE PROCESSING |  |  | excluded | 10/31/2019 |  |  |  |  | NO | NO |  |  |  |  | STORZ 122NCV 122NCV |  |  | Active |  |  |  | Equipment | PAAR:00-PVAR | 10/31/2019 | 10/31/2019 | COOPER UNIVERSITY HOSPITAL |  |  | Performance Verification | WOT00000002389731 | GINA GAROZZO | Performance Verification | Closed | Kenneth Krips | 10/31/2019 | 10/31/2019 | Performance Verification for STORZ 122NCV 122NCV | Initial Install of Performance Verification. Device is ready for patient use. |  |  | 10/31/2019 | 10/31/2019
122NC7 |  | STORZ | STORZ 26003BA (10MM30DEG.) |  | 122NC7 | CENTRAL STERILE PROCESSING |  |  | excluded | 10/31/2019 |  |  |  |  | NO | NO |  |  |  |  | STORZ 122NC7 122NC7 |  |  | Active |  |  |  | Equipment | PAAR:00-PVAR | 10/31/2019 | 10/31/2019 | COOPER UNIVERSITY HOSPITAL |  |  | Performance Verification | WOT00000002389695 | GINA GAROZZO | Performance Verification | Closed | Kenneth Krips | 10/31/2019 | 10/31/2019 | Performance Verification for STORZ 122NC7 122NC7 | Initial Install of Performance Verification. Device is ready for patient use. |  |  | 10/31/2019 | 10/31/2019
122NCA |  | STORZ | STORZ 26003BA (10MM30DEG.) |  | 122NCA | CENTRAL STERILE PROCESSING |  |  | excluded | 10/31/2019 |  |  |  |  | NO | NO |  |  |  |  | STORZ 122NCA 122NCA |  |  | Active |  |  |  | Equipment | PAAR:00-PVAR | 10/31/2019 | 10/31/2019 | COOPER UNIVERSITY HOSPITAL |  |  | Performance Verification | WOT00000002389659 | GINA GAROZZO | Performance Verification | Closed | Kenneth Krips | 10/31/2019 | 10/31/2019 | Performance Verification for STORZ 122NCA 122NCA | Initial Install of Performance Verification. Device is ready for patient use. |  |  | 10/31/2019 | 10/31/2019
122NC2 |  | STORZ | STORZ 26003BA (10MM30DEG.) |  | 122NC2 | CENTRAL STERILE PROCESSING |  |  | excluded | 10/31/2019 |  |  |  |  | NO | NO |  |  |  |  | STORZ 122NC2 122NC2 |  |  | Active |  |  |  | Equipment | PAAR:00-PVAR | 10/31/2019 | 10/31/2019 | COOPER UNIVERSITY HOSPITAL |  |  | Performance Verification | WOT00000002389753 | GINA GAROZZO | Performance Verification | Closed | Kenneth Krips | 10/31/2019 | 10/31/2019 | Performance Verification for STORZ 122NC2 122NC2 | Initial Install of Performance Verification. Device is ready for patient use. |  |  | 10/31/2019 | 10/31/2019
121SYT |  | STORZ | STORZ 26003BA (10MM30DEG.) |  | 121SYT | OR - KELEMEN 3 |  |  |  | 10/16/2019 |  |  |  |  | NO | NO |  |  |  |  | STORZ 121SYT 121SYT |  |  | Disposition |  | 99:99:99:99:99:99 |  | Equipment | PAAR:00-PVAR | 10/16/2019 | 10/16/2019 | COOPER UNIVERSITY HOSPITAL |  |  |  | 0011900008 | DOMINIC VENDETTA | Preventative Maintenance | Closed | Bonnie Aichroth | 10/16/2019 | 10/16/2019 | PERFORMANCE ASSURANCE AT INVENTORY | INVENTORIED DEVICE AND ENSURED DEVICE WAS FUNCTIONING PROPERLY. | 1A05A268-1862-4278-BB8B-5EEEAA055CEB | Labor | 10/16/2019 | 10/16/2019 | Kenneth Krips
122JQA |  | STORZ | STORZ 26003BA (10MM30DEG.) |  | 122JQA | CENTRAL STERILE PROCESSING |  |  |  | 10/16/2019 |  |  |  |  | NO | NO |  |  |  |  | STORZ 122JQA 122JQA |  |  | Disposition |  |  |  | Equipment | PAAR:00-PVAR | 10/16/2019 | 10/16/2019 | COOPER UNIVERSITY HOSPITAL |  |  | CSP/OR | WOT00000002027762 | GINA GAROZZO | Performance Verification | Closed | Kenneth Krips | 10/16/2019 | 10/16/2019 | CEID Record Completion for UNMATCHED 122JQA 122JQA | NEW SCOPE INVENTORIED FOR CSP/O.R. | EXP2164759 | Labor | 10/16/2019 | 10/16/2019 | Kenneth Krips
122J4A |  | STORZ | STORZ 26003BA (10MM30DEG.) |  | 122J4A | CENTRAL STERILE PROCESSING |  |  | excluded | 10/31/2019 |  |  |  |  | NO | NO |  |  |  |  | STORZ 122J4A 122J4A |  |  | Active |  |  |  | Equipment | PAAR:00-PVAR | 10/31/2019 | 10/31/2019 | COOPER UNIVERSITY HOSPITAL |  |  | CSP/OR | WOT00000002027688 | GINA GAROZZO | Performance Verification | Closed | Kenneth Krips | 10/31/2019 | 10/31/2019 | Performance Verification for UNMATCHED 122J4A 122J4A | Initial Install of Performance Verification. Device is ready for patient use. |  |  | 10/31/2019 | 10/31/2019
1218GB |  | STORZ | STORZ 26003BA (10MM30DEG.) |  | 1218GB | CENTRAL STERILE PROCESSING |  |  | excluded | 10/31/2019 |  |  |  |  | NO | NO |  |  |  |  | STORZ 1218GB 1218GB |  |  | Active |  | 99:99:99:99:99:99 |  | Equipment | PAAR:00-PVAR | 10/31/2019 | 10/31/2019 | COOPER UNIVERSITY HOSPITAL |  |  |  |  | GINA GAROZZO |  |  |  | 10/31/2019 | 10/31/2019 |  |  |  |  | 10/31/2019 | 10/31/2019
26003BEA |  | STORZ | STORZ 26003BEA |  | 26003BEA | OR - KELEMEN 3 |  |  | excluded | 10/31/2019 |  |  |  |  | NO | NO |  |  |  |  | STORZ 26003BEA 26003BEA |  |  | Active |  | 99:99:99:99:99:99 |  | Equipment | PAAR:00-PVAR | 10/31/2019 | 10/31/2019 | COOPER UNIVERSITY HOSPITAL |  |  |  |  | DOMINIC VENDETTA |  |  |  | 10/31/2019 | 10/31/2019 |  |  |  |  | 10/31/2019 | 10/31/2019
|  | STORZ | STORZ 26003BEA |  |  | CENTRAL STERILE PROCESSING |  |  | excluded | 10/31/2019 |  |  |  |  | NO | NO |  |  |  |  | STORZ 1765848 1765848 |  |  | Active |  | 99:99:99:99:99:99 |  | Equipment | PAAR:00-PVAR | 10/31/2019 | 10/31/2019 | COOPER UNIVERSITY HOSPITAL |  |  |  | 0011909771 | GINA GAROZZO | Performance Verification | Closed | Bonnie Aichroth | 10/31/2019 | 10/31/2019 | INCOMING INVENTORY | DEVICE INVENTORIED | A8A53BE1-D3D7-4AF7-9DC4-3310857F7BB9 | Labor | 10/31/2019 | 10/31/2019 | Bonnie Aichroth
1201E0 |  | STORZ | STORZ 26003FEA |  | 1201E0 | CENTRAL STERILE PROCESSING |  |  | excluded | 10/31/2019 |  |  |  |  | NO | NO |  |  |  |  | STORZ 1201E0 1201E0 |  |  | Active |  |  |  | Equipment | PAAR:00-PVAR | 10/31/2019 | 10/31/2019 | COOPER UNIVERSITY HOSPITAL |  |  | basement | WOT00000002537171 | GINA GAROZZO | Performance Verification | Closed | Kenneth Krips | 10/31/2019 | 10/31/2019 | Performance Verification for UNMATCHED 1201E0 1201E0 | Initial Install of Performance Verification. Device is ready for patient use. |  |  | 10/31/2019 | 10/31/2019
|  | STORZ | STORZ 26007AA |  |  | CENTRAL STERILE PROCESSING |  |  | excluded | 10/31/2019 |  |  |  |  | NO | NO |  |  |  |  | STORZ 1890018 1890018 |  |  | Active |  |  |  | Equipment | PAAR:00-PVAR | 10/31/2019 | 10/31/2019 | COOPER UNIVERSITY HOSPITAL |  |  | basement | WOT00000002413634 | GINA GAROZZO | Performance Verification | Closed | Kenneth Krips | 10/31/2019 | 10/31/2019 | Performance Verification for STORZ 1890018 1890018 | Initial Install of Performance Verification. Device is ready for patient use. |  |  | 10/31/2019 | 10/31/2019
1578958 |  | STORZ | STORZ 26007BA |  | 1578958 | CENTRAL STERILE PROCESSING |  |  | excluded | 10/31/2019 |  |  |  |  | NO | NO |  |  |  |  | STORZ 1578958 1578958 |  |  | Active |  |  |  | Equipment | PAAR:00-PVAR | 10/31/2019 | 10/31/2019 | COOPER UNIVERSITY HOSPITAL |  |  | BASEMENT | WOT00000003964711 | GINA GAROZZO | Performance Verification | Completed | Kenneth Krips | 10/31/2019 | 10/31/2019 | Performance Verification for STORZ 1578958 1578958 | Initial Install of Performance Verification. Device is ready for patient use. |  |  | 10/31/2019 | 10/31/2019
|  | STORZ | STORZ 26007BA |  |  | OR - KELEMEN 3 |  |  | excluded | 06/10/2015 |  |  |  |  | NO | NO |  |  |  |  | STORZ 101411 101411 |  |  | Active |  | 99:99:99:99:99:99 |  | Equipment | PAAR:00-PVAR | 10/31/2019 |  | COOPER UNIVERSITY HOSPITAL |  |  |  |  | DOMINIC VENDETTA
12006U |  | STORZ | STORZ 26020FA |  | 12006U | VOORHEES SURGERY CENTER-SURGERY DEPT |  |  | excluded | 10/31/2019 |  |  |  |  | NO | NO |  |  |  |  | STORZ 12006U 12006U |  |  | Active |  | 99:99:99:99:99:99 |  | Equipment | PAAR:00-PVAR | 10/31/2019 | 10/31/2019 | COOPER AMBULATORY OFF-SITES |  |  |  |  | Theresa Megali |  |  |  | 10/31/2019 | 10/31/2019 |  |  |  |  | 10/31/2019 | 10/31/2019
26046BA |  | STORZ | STORZ 26046AA |  | 26046BA | OR - KELEMEN 3 |  |  | excluded | 10/31/2019 |  |  |  |  | NO | NO |  |  |  |  | STORZ 26046BA 26046BA |  |  | Active |  | 99:99:99:99:99:99 |  | Equipment | PAAR:00-PVAR | 10/31/2019 | 10/31/2019 | COOPER UNIVERSITY HOSPITAL |  |  |  |  | DOMINIC VENDETTA |  |  |  | 10/31/2019 | 10/31/2019 |  |  |  |  | 10/31/2019 | 10/31/2019
26046AA/121180 |  | STORZ | STORZ 26046AA |  |  | OPERATING ROOM PAVILION 2ND FLOOR |  |  | excluded | 10/31/2019 |  |  |  |  | NO | NO |  |  |  |  | STORZ 26046AA/121180 121180 |  |  | Active |  | 99:99:99:99:99:99 |  | Equipment | PAAR:00-PVAR | 10/31/2019 | 10/31/2019 | COOPER UNIVERSITY HOSPITAL |  |  |  | WOT00000000937299 | JOE DRUCTOR | Performance Verification | Closed | Patrick O'Brien | 10/31/2019 | 10/31/2019 | Performance Verification for STORZ 26046AA/121180 121180 | Initial Install of Performance Verification. Device is ready for patient use. |  |  | 10/31/2019 | 10/31/2019
|  | STORZ | STORZ 26046AA |  |  | CENTRAL STERILE PROCESSING |  |  |  | 10/16/2019 |  |  |  |  | NO | NO |  |  |  |  | STORZ 1758710 1758710 |  |  | Disposition |  | 99:99:99:99:99:99 |  | Equipment | PAAR:00-PVAR | 10/16/2019 | 10/16/2019 | COOPER UNIVERSITY HOSPITAL |  |  |  | WOT00000001176431 | GINA GAROZZO | Performance Verification | Closed | Kenneth Krips | 10/16/2019 | 10/16/2019 | Performance Verification for STORZ 1758710 1758710 | Initial Install of Performance Verification. Device is ready for patient use. |  |  | 10/16/2019 | 10/16/2019
|  | STORZ | STORZ 26046AA |  |  | VOORHEES SURGERY CENTER-SURGERY DEPT |  |  | excluded | 10/31/2019 |  |  |  |  | NO | NO |  |  |  |  | STORZ 1311690 1311690 |  |  | Active |  | 99:99:99:99:99:99 |  | Equipment | PAAR:00-PVAR | 10/31/2019 | 10/31/2019 | COOPER AMBULATORY OFF-SITES |  |  |  |  | Theresa Megali |  |  |  | 10/31/2019 | 10/31/2019 |  |  |  |  | 10/31/2019 | 10/31/2019
1281552S |  | STORZ | STORZ 26046AA |  | 1281552S | CENTRAL STERILE PROCESSING |  |  | excluded | 10/31/2019 |  |  |  |  | NO | NO |  |  |  |  | STORZ 1281552S 1281552S |  |  | Active |  | 99:99:99:99:99:99 |  | Equipment | PAAR:00-PVAR | 10/31/2019 | 10/31/2019 | COOPER UNIVERSITY HOSPITAL |  |  |  |  | GINA GAROZZO |  |  |  | 10/31/2019 | 10/31/2019 |  |  |  |  | 10/31/2019 | 10/31/2019
12144V |  | STORZ | STORZ 26046AA |  | 12144V | CENTRAL STERILE PROCESSING |  |  | excluded | 10/31/2019 |  |  |  |  | NO | NO |  |  |  |  | STORZ 12144V 12144V |  |  | Active |  |  |  | Equipment | PAAR:00-PVAR | 10/31/2019 | 10/31/2019 | COOPER UNIVERSITY HOSPITAL |  |  | Performance Verification | WOT00000002027508 | GINA GAROZZO | Performance Verification | Closed | Kenneth Krips | 10/31/2019 | 10/31/2019 | Performance Verification for STORZ 12144V 12144V | Initial Install of Performance Verification. Device is ready for patient use. |  |  | 10/31/2019 | 10/31/2019
1213UX |  | STORZ | STORZ 26046AA |  | 1213UX | CENTRAL STERILE PROCESSING |  |  | excluded | 10/31/2019 |  |  |  |  | NO | NO |  |  |  |  | STORZ 1213UX 1213UX |  |  | Active |  |  |  | Equipment | PAAR:00-PVAR | 10/31/2019 | 10/31/2019 | COOPER UNIVERSITY HOSPITAL |  |  | CSP/OR | WOT00000002027656 | GINA GAROZZO | Performance Verification | Closed | Kenneth Krips | 10/31/2019 | 10/31/2019 | Performance Verification for STORZ 1213UX 1213UX | Initial Install of Performance Verification. Device is ready for patient use. |  |  | 10/31/2019 | 10/31/2019
12130U |  | STORZ | STORZ 26046AA |  | Not Known | CENTRAL STERILE PROCESSING |  |  | excluded | 10/31/2019 |  |  |  |  | NO | NO |  |  |  |  | STORZ 12130U Not Known |  |  | Active |  | 99:99:99:99:99:99 |  | Equipment | PAAR:00-PVAR | 10/31/2019 | 10/31/2019 | COOPER UNIVERSITY HOSPITAL |  |  |  | 0012678091 | GINA GAROZZO | Preventative Maintenance | Closed | Josh Harris | 10/31/2019 | 10/31/2019 | PERFORMANCE ASSURANCE AT INVENTORY | INVENTORIED DEVICE AND ENSURED DEVICE WAS FUNCTIONING PROPERLY. | F50B13FF-E3F8-42F7-9F5E-6B25FFB77BD5 | Labor | 10/31/2019 | 10/31/2019 | Kenneth Krips
120YYJ |  | STORZ | STORZ 26046AA |  | 120YYJ | CENTRAL STERILE PROCESSING |  |  |  | 10/16/2019 |  |  |  |  | NO | NO |  |  |  |  | STORZ 120YYJ 120YYJ |  |  | Disposition |  | 99:99:99:99:99:99 |  | Equipment | PAAR:00-PVAR | 10/16/2019 | 10/16/2019 | COOPER UNIVERSITY HOSPITAL |  |  |  | 0012026017 | GINA GAROZZO | Repair | Closed | Kenneth Krips | 10/16/2019 | 10/16/2019 | LAPAROSCOPE - CLOUDY - TMX | 8/10/2017 11:34:18 AM KMKRIPS REPAIRS: OBJECTIVE OPTICAL RELAY SYSTEM - OCULAR LIGHT CONE - DISTAL WINDOW-VIDEO COUPLER - REFIBER MARKER PLATE - LENS RETAINER - EYEPIECE-EYEPIECE WINDOW-LIGHT POST BODY TUBING. COST: $570.00 8/10/2017 2:23:43 PM KMKRIPS PURCHASE ORDER #: TMX1062021 8/11/2017 8:35:56 AM KMKRIPS THIS SCOPE HAS BEEN RETURNED BACK FROM IMS AND DELIVERED BACK TO CSP. | E0F87E46-51BF-45EA-A40F-8DFA56231359 | VS | 10/16/2019 | 10/16/2019 | Kenneth Krips
120ERJ |  | STORZ | STORZ 26046AA |  | 120ERJ | VOORHEES SURGERY CENTER-SURGERY DEPT |  |  | excluded | 10/31/2019 |  |  |  |  | NO | NO |  |  |  |  | STORZ 120ERJ 120ERJ |  |  | Active |  | 99:99:99:99:99:99 |  | Equipment | PAAR:00-PVAR | 10/31/2019 | 10/31/2019 | COOPER AMBULATORY OFF-SITES |  |  |  |  | Theresa Megali |  |  |  | 10/31/2019 | 10/31/2019 |  |  |  |  | 10/31/2019 | 10/31/2019
|  | STORZ | STORZ 26046AA |  |  | CENTRAL STERILE PROCESSING |  |  |  | 10/16/2019 |  |  |  |  | NO | NO |  |  |  |  | STORZ 120344 120344 |  |  | Disposition |  | 99:99:99:99:99:99 |  | Equipment | PAAR:00-PVAR | 10/16/2019 | 10/16/2019 | COOPER UNIVERSITY HOSPITAL |  |  |  |  | GINA GAROZZO |  |  |  | 10/16/2019 | 10/16/2019 |  |  |  |  | 10/16/2019 | 10/16/2019
120075 |  | STORZ | STORZ 27005AA |  | 120075 | CENTRAL STERILE PROCESSING |  |  | excluded | 10/31/2019 |  |  |  |  | NO | NO |  |  |  |  | STORZ 120075 120075 |  |  | Active |  |  |  | Equipment | PAAR:00-PVAR | 10/31/2019 | 10/31/2019 | COOPER UNIVERSITY HOSPITAL |  |  | BASEMENT | WOT00000002699408 | GINA GAROZZO | Performance Verification | Closed | Kenneth Krips | 10/31/2019 | 10/31/2019 | Performance Verification for STORZ 120075 120075 | Initial Install of Performance Verification. Device is ready for patient use. |  |  | 10/31/2019 | 10/31/2019
051523S |  | STORZ | STORZ 27005BA |  | 051523S | CENTRAL STERILE PROCESSING |  |  |  | 06/10/2015 |  |  |  |  | NO | NO |  |  |  |  | STORZ 051523S 051523S |  |  | Disposition |  | 99:99:99:99:99:99 |  | Equipment | PAAR:00-PVAR | 10/16/2019 |  | COOPER UNIVERSITY HOSPITAL |  |  |  | 0011740810 | GINA GAROZZO | Repair | Closed | Kenneth Krips | 06/06/2017 | 06/13/2017 | CYSTOSCOPE - CLOUDY - TMX | 6/6/2017 11:56:43 AM KMKRIPS REPAIRS: OBJECTIVE OPTICAL RELAY SYSTEM - OCULAR LIGHT CONE - DISTAL WINDOW - VIDEO COUPLER - REFIBER MARKER PLATE - LENS RETAINER - EYEPIECE - EYEPIECE WINDOW - LIGHT POST BODY TUBING. COT: $570.00 PURCHASE ORDER REQUESTED. 6/6/2017 2:58:53 PM KMKRIPS PURCHASE ORDER #: TMX1035526 6/13/2017 1:34:46 PM KMKRIPS THIS SCOPE HAS BEEN RETURNED BACK FROM IMS AND DELIVERED BACK TO CSP. | 74DE149A-383B-444A-981E-FD9159895100 | VS | 01/01/1900 | 01/01/1900 | Kenneth Krips
|  | STORZ | STORZ 27015C |  |  | VOORHEES SURGERY CENTER-OPERATING ROOM |  |  | excluded | 10/31/2019 |  |  |  |  | NO | NO |  |  |  |  | STORZ 1877069 1877069 |  |  | Active |  | 99:99:99:99:99:99 |  | Equipment | PAAR:00-PVAR | 10/31/2019 | 10/31/2019 | COOPER AMBULATORY OFF-SITES |  |  |  |  | JENNIFER BOMBARO |  |  |  | 10/31/2019 | 10/31/2019 |  |  |  |  | 10/31/2019 | 10/31/2019
12004D |  | STORZ | STORZ 27018AA |  | 12004D | SPD |  |  | excluded | 10/31/2019 |  |  |  |  | NO | NO |  |  |  |  | STORZ 12004D 12004D |  |  | Active |  | 99:99:99:99:99:99 |  | Equipment | PAAR:00-PVAR | 10/31/2019 | 10/31/2019 | COOPER UNIVERSITY HOSPITAL |  |  | CSP |  | David Frye |  |  |  | 10/31/2019 | 10/31/2019 |  |  |  |  | 10/31/2019 | 10/31/2019
|  | STORZ | STORZ 27018AA |  |  | CENTRAL STERILE PROCESSING |  |  | excluded | 10/31/2019 |  |  |  |  | NO | NO |  |  |  |  | STORZ 120043 120043 |  |  | Active |  | 99:99:99:99:99:99 |  | Equipment | PAAR:00-PVAR | 10/31/2019 | 10/31/2019 | COOPER UNIVERSITY HOSPITAL |  |  |  |  | GINA GAROZZO |  |  |  | 10/31/2019 | 10/31/2019 |  |  |  |  | 10/31/2019 | 10/31/2019
CR01 |  | STORZ | STORZ 27018B |  | CR01 | CENTRAL STERILE PROCESSING |  |  | excluded | 10/31/2019 |  |  |  |  | NO | NO |  |  |  |  | STORZ CR01 CR01 |  |  | Active |  | 99:99:99:99:99:99 |  | Equipment | PAAR:00-PVAR | 10/31/2019 | 10/31/2019 | COOPER UNIVERSITY HOSPITAL |  |  |  |  | GINA GAROZZO |  |  |  | 10/31/2019 | 10/31/2019 |  |  |  |  | 10/31/2019 | 10/31/2019
|  | STORZ | STORZ 28132AA |  |  | CENTRAL STERILE PROCESSING |  |  | excluded | 10/31/2019 |  |  |  |  | NO | NO |  |  |  |  | STORZ 3404731 3404731 |  |  | Active |  | 99:99:99:99:99:99 |  | Equipment | PAAR:00-PVAR | 10/31/2019 | 10/31/2019 | COOPER UNIVERSITY HOSPITAL |  |  |  | WOT00000001196722 | GINA GAROZZO | Performance Verification | Closed | Kenneth Krips | 10/31/2019 | 10/31/2019 | Performance Verification for STORZ 3404731 3404731 | Initial Install of Performance Verification. Device is ready for patient use. |  |  | 10/31/2019 | 10/31/2019
7219AA/1857576 |  | STORZ | STORZ 7219AA |  |  | 3 COOPER-MULTISPECIALTY CENTER |  |  | excluded | 11/02/2019 |  |  |  |  | NO | NO |  |  |  |  | STORZ 7219AA/1857576 1857576 |  |  | Active |  | 99:99:99:99:99:99 |  | Equipment | PAAR:00-PVAR | 11/02/2019 | 11/02/2019 | COOPER AMBULATORY OFF-SITES |  |  | SUITE 104 - EXAM 163 |  | MARGIE OUTLER |  |  |  | 11/02/2019 | 11/02/2019 |  |  |  |  | 11/02/2019 | 11/02/2019
7219AA/1779575 |  | STORZ | STORZ 7219AA |  |  | BUNKER HILL-SURGERY |  |  | excluded | 11/02/2019 |  |  |  |  | NO | NO |  |  |  |  | STORZ 7219AA/1779575 1779575 |  |  | Active |  | 99:99:99:99:99:99 |  | Equipment | PAAR:00-PVAR | 11/02/2019 | 11/02/2019 | COOPER AMBULATORY OFF-SITES |  |  | HALLWAY |  | ANNE MAIER |  |  |  | 11/02/2019 | 11/02/2019 |  |  |  |  | 11/02/2019 | 11/02/2019
7219BA/1200CY |  | STORZ | STORZ 7219BA |  | 1200CY | 3 COOPER-MULTISPECIALTY CENTER |  |  | excluded | 11/02/2019 |  |  |  |  | NO | NO |  |  |  |  | STORZ 7219BA/1200CY 1200CY |  |  | Active |  | 99:99:99:99:99:99 |  | Equipment | PAAR:00-PVAR | 11/02/2019 | 11/02/2019 | COOPER AMBULATORY OFF-SITES |  |  | SUITE 104 - EXAM 163 | 0012242719 | MARGIE OUTLER | Repair | Closed | Kenneth Krips | 11/02/2019 | 11/02/2019 | ENDOSCOPE - SMALL BUBBLE - SUITE 104 RM 163 | 9/28/2017 10:01:33 AM KMKRIPS THIS SCOPE NEEDS TO BE SENT OUT FOR AN EVALUATION. 10/11/2017 8:30:48 AM KMKRIPS REPAIRS: RIGID SPECIALITY FLAT RATE REPAIR 10/11/2017 8:31:10 AM KMKRIPS COST: $975.00 10/11/2017 9:13:55 AM KMKRIPS PURCHASE ORDER REQUESTED 10/12/2017 10:41:56 AM KMKRIPS PURCHASE ORDER #: TMX1086246 | 6AF0E230-5E54-42BC-8EE6-1A0D4224FED0 | Vendor Labor | 11/02/2019 | 11/02/2019 | VENDOR
1003NF |  | STORZ | STORZ 7220 AA |  | Not Known | CENTRAL STERILE PROCESSING |  |  | excluded | 06/10/2015 |  |  |  |  | NO | NO |  |  |  |  | STORZ 1003NF Not Known |  |  | Active |  | 99:99:99:99:99:99 |  | Equipment | PAAR:00-PVAR | 10/31/2019 |  | COOPER UNIVERSITY HOSPITAL |  |  |  | 0012305608 | GINA GAROZZO | Repair | Closed | Kenneth Krips | 10/18/2017 | 10/19/2017 | LAPARASCOPE - BROKEN LENS | 10/18/2017 8:57:05 AM KMKRIPS REPAIRS: RIGID SPECIALITY FLAT RATE COST: $975.00 10/18/2017 9:06:04 AM KMKRIPS PURCHASE ORDER REQUESTED. 10/18/2017 9:12:02 AM KMKRIPS PURCHASE ORDER #: TMX1088653 10/19/2017 9:37:17 AM KMKRIPS THIS SCOPE HAS BEEN RETURNED BACK FROM IMS AND DELIVERED BACK TO CSP MGR. DAVID FRYE;. | 0FD9A5FF-09A9-43FD-BAA0-F5D75B883D8A | VS | 01/01/1900 | 01/01/1900 | Kenneth Krips
10039T |  | STORZ | STORZ 7220 AA |  | 10039T | CENTRAL STERILE PROCESSING |  |  | excluded | 04/25/2016 |  |  |  |  | NO | NO |  |  |  |  | STORZ 10039T 10039T |  |  | Active |  |  |  | Equipment | PAAR:00-PVAR | 11/14/2019 | 12/01/2019 | COOPER UNIVERSITY HOSPITAL |  |  |  | WOT00000004304866 | GINA GAROZZO | Performance Verification | Completed | Kenneth Krips | 11/12/2019 |  | Performance Verification for UNMATCHED 10039T 10039T | Initial Install of Performance Verification. Device is ready for patient use.
1002KC |  | STORZ | STORZ 7220 AA |  | 1002KC | VOORHEES SURGERY CENTER-OPERATING ROOM |  |  | excluded | 08/25/2015 |  |  |  |  | NO | NO |  |  |  |  | STORZ 1002KC 1002KC |  |  | Active |  | 99:99:99:99:99:99 |  | Equipment | PAAR:00-PVAR | 10/31/2019 |  | COOPER AMBULATORY OFF-SITES |  |  | SUITE E | WOT00000001823450 | JENNIFER BOMBARO | Performance Verification | Closed | Kenneth Krips | 12/11/2018 | 06/29/2019 | Performance Verification for STORZ 1002KC 1002KC | Initial Install of Performance Verification. Device is ready for patient use.
10026V |  | STORZ | STORZ 7220 AA |  | 10026V | 6200 MAIN ST-SURGERY |  |  | excluded | 06/10/2015 |  |  |  |  | NO | NO |  |  |  |  | STORZ 10026V 10026V |  |  | Active |  | 99:99:99:99:99:99 |  | Equipment | PAAR:00-PVAR | 10/31/2019 |  | COOPER AMBULATORY OFF-SITES |  |  | Suite 403 - Scope Closet |  | BOBBIE MICKLE
10026P |  | STORZ | STORZ 7220 AA |  | 10026P | 3 COOPER - SURGERY DEPARTMENT |  |  | excluded | 07/15/2015 |  |  |  |  | NO | NO |  |  |  |  | STORZ 10026P 10026P |  |  | Active |  | 99:99:99:99:99:99 |  | Equipment | PAAR:00-PVAR | 10/31/2019 |  | COOPER AMBULATORY OFF-SITES |  |  | Suite 403 - Scope Closet |  | ANNE MAIER
10009V |  | STORZ | STORZ 7220 CA |  | 10009V | CENTRAL STERILE PROCESSING |  |  | excluded | 06/26/2019 |  |  |  |  | NO | NO |  |  |  |  | STORZ 10009V 10009V |  |  | Active |  |  |  | Equipment | PAAR:00-PVAR | 10/31/2019 |  | COOPER UNIVERSITY HOSPITAL |  |  | BASEMENT | WOT00000003008727 | GINA GAROZZO | Performance Verification | Closed | Kenneth Krips | 06/26/2019 | 06/29/2019 | Performance Verification for STORZ 10009V 10009V | Initial Install of Performance Verification. Device is ready for patient use.
1002K8 |  | STORZ | STORZ 7220BA |  | 1002K8 | 6200 MAIN ST-SURGERY |  |  | excluded | 06/10/2015 |  |  |  |  | NO | NO |  |  |  |  | STORZ 1002K8 1002K8 |  |  | Active |  | 99:99:99:99:99:99 |  | Equipment | PAAR:00-PVAR | 10/31/2019 |  | COOPER AMBULATORY OFF-SITES |  |  |  |  | BOBBIE MICKLE
10024X |  | STORZ | STORZ 7220BA |  | Not Known | 6200 MAIN ST-SURGERY |  |  | excluded | 07/15/2015 |  |  |  |  | NO | NO |  |  |  |  | STORZ 10024X Not Known |  |  | Active |  | 99:99:99:99:99:99 |  | Equipment | PAAR:00-PVAR | 10/31/2019 |  | COOPER AMBULATORY OFF-SITES |  |  | Suite 403 - Scope Closet |  | BOBBIE MICKLE
10024T |  | STORZ | STORZ 7220BA |  | 10024T | 3 COOPER - SURGERY DEPARTMENT |  |  | excluded | 07/15/2015 |  |  |  |  | NO | NO |  |  |  |  | STORZ 10024T 10024T |  |  | Active |  | 99:99:99:99:99:99 |  | Equipment | PAAR:00-PVAR | 10/31/2019 |  | COOPER AMBULATORY OFF-SITES |  |  | Suite 403 - Scope Closet |  | ANNE MAIER
|  | STORZ | STORZ 7230AA |  |  | CENTRAL STERILE PROCESSING |  |  | excluded | 10/31/2019 |  |  |  |  | NO | NO |  |  |  |  | STORZ 1857192 1857192 |  |  | Active |  | 99:99:99:99:99:99 |  | Equipment | PAAR:00-PVAR | 10/31/2019 | 10/31/2019 | COOPER UNIVERSITY HOSPITAL |  |  |  | 0011664904 | GINA GAROZZO | Repair | Closed | Kenneth Krips | 10/31/2019 | 10/31/2019 | ENDOSCOPE - BLURRY - TMX | 5/25/2017 2:11:18 PM KMKRIPS REPAIRS: OBJECTIVE OPTICAL RELAY SYSTEM - OCULAR LIGHT CONE - DISTAL WINDOW - VIDOW COUPLER - REFIBER MARKER PLATE - LENS RETAINER - EYEPIECE - EYEPIECE WINDOW - LIGHT POST BODY TUBING. COST: $570.00 PURCHASE ORDER REQUESTED. 5/30/2017 11:25:51 AM KMKRIPS PURCHASE ORDER #: TMX1031045 | D8B38072-E41B-4A66-9C08-49C3E07F8BFD | Labor | 10/31/2019 | 10/31/2019 | Kenneth Krips
120AQP |  | STORZ | STORZ 7230AA |  | 120AQP | 6200 MAIN ST-SURGERY |  |  | excluded | 10/31/2019 |  |  |  |  | NO | NO |  |  |  |  | STORZ 120AQP 120AQP |  |  | Active |  | 99:99:99:99:99:99 |  | Equipment | PAAR:00-PVAR | 10/31/2019 | 10/31/2019 | COOPER AMBULATORY OFF-SITES |  |  |  | WOT00000000555301 | BOBBIE MICKLE | Repair | Closed | Kenneth Krips | 10/31/2019 | 10/31/2019 | Scope - no optic picture | THIS IS A DUPLICATE WORK ORDER | EXP0262122 | Labor | 10/31/2019 | 10/31/2019 | Kenneth Krips
|  | STORZ | STORZ 7230AA |  |  | PAVILION 8 |  |  | excluded | 10/31/2019 |  |  |  |  | NO | NO |  |  |  |  | STORZ 120914 120914 |  |  | Active |  | 99:99:99:99:99:99 |  | Equipment | PAAR:00-PVAR | 10/31/2019 | 10/31/2019 | COOPER UNIVERSITY HOSPITAL |  |  |  | 0011729201 | BRIAN OSHAUGHNESSY | Repair | Closed | Kenneth Krips | 10/31/2019 | 10/31/2019 | SCOPE - BURNED ON THE END - TMX | 6/1/2017 12:01:42 PM KMKRIPS REPAIRS: OBJECTIVE OPTICAL RELAY SYSTEM - OCULAR LIGHT CONE -= DISTAL WINDOW - VIDEO COUPLER - REFIBER MARKER PLATE - LENS RETAINER - EYEPIECE - EYEPIECE WINDOW - LIGHT POST BODY TUBING -. COST: $570.00 6/1/2017 12:05:13 PM KMKRIPS LOANER SCOPE SN #: T-05270911 HAS BEEN PROVIDED BY IMS AND GIVEN TO KATIE MOSES ON P8 IN THE ENT OFFICE. 6/1/2017 12:05:24 PM KMKRIPS PURCHASE ORDER REQUESTED. 6/2/2017 11:50:21 AM KMKRIPS PURCHASE ORDER #: TMX1033447 6/6/2017 1:26:40 PM KMKRIPS THIS SCOPE HAS BEEN RETURNED BACK FROM IMS AND DELIVERED BACK TO P8. | AC75633B-8480-40DB-AC84-E8E08797AF42 | VS | 10/31/2019 | 10/31/2019 | Kenneth Krips
120A1D |  | STORZ | STORZ 7230AA |  | 120A1D | VOORHEES SURGERY CENTER-SURGERY DEPT |  |  | excluded | 10/31/2019 |  |  |  |  | NO | NO |  |  |  |  | STORZ 120A1D 120A1D |  |  | Active |  | 99:99:99:99:99:99 |  | Equipment | PAAR:00-PVAR | 10/31/2019 | 10/31/2019 | COOPER AMBULATORY OFF-SITES |  |  |  |  | Theresa Megali |  |  |  | 10/31/2019 | 10/31/2019 |  |  |  |  | 10/31/2019 | 10/31/2019
120A18 |  | STORZ | STORZ 7230AA |  | Not Known | 6200 MAIN ST-SURGERY |  |  | excluded | 10/31/2019 |  |  |  |  | NO | NO |  |  |  |  | STORZ 120A18 Not Known |  |  | Active |  | 99:99:99:99:99:99 |  | Equipment | PAAR:00-PVAR | 10/31/2019 | 10/31/2019 | COOPER AMBULATORY OFF-SITES |  |  |  | 0012461721 | BOBBIE MICKLE | Repair | Closed | Kenneth Krips | 10/31/2019 | 10/31/2019 | ENDOSCOPE - BLURRY - TMX | 11/28/2017 9:03:21 AM KMKRIPS REPAIRS: OBJECTIVE OPTICAL RELAY SYSTEM-OCULAR LIGHT CONE-DISTAL WINDOW-VIDEO COUPLER-REFIBER MARKER PLATE-LENS RETAINER-EYEPIECE- EYEPIECE WINDOW-LIGHT POST BODY TUBING. COST: $570.00 11/28/2017 9:05:54 AM KMKRIPS PURCHASE ORDER REQUESTED 11/28/2017 2:00:12 PM KMKRIPS PURCHASE ORDER #: TMX1101804 11/28/2017 2:07:28 PM KMKRIPS THIS SCOPE HAS BEEN SENT BACK FROM IMS AND DELIVERED BACK TO BOBBI MICKLE. | 2CB864A1-596E-42DE-9470-0DBC1B9D3A68 | Labor | 10/31/2019 | 10/31/2019 | Kenneth Krips
|  | STORZ | STORZ 7230AA |  |  | 3 COOPER - SURGERY DEPARTMENT |  |  | excluded | 10/31/2019 |  |  |  |  | NO | NO |  |  |  |  | STORZ 120748 120748 |  |  | Active |  | 99:99:99:99:99:99 |  | Equipment | PAAR:00-PVAR | 10/31/2019 | 10/31/2019 | COOPER AMBULATORY OFF-SITES |  |  | Suite 403 - Scope Closet |  | ANNE MAIER |  |  |  | 10/31/2019 | 10/31/2019 |  |  |  |  | 10/31/2019 | 10/31/2019
1205315S |  | STORZ | STORZ 7230AA |  | 1205315S | CENTRAL STERILE PROCESSING |  |  | excluded | 10/31/2019 |  |  |  |  | NO | NO |  |  |  |  | STORZ 1205315S 1205315S |  |  | Active |  | 99:99:99:99:99:99 |  | Equipment | PAAR:00-PVAR | 10/31/2019 | 10/31/2019 | COOPER UNIVERSITY HOSPITAL |  |  |  | 0011745336 | GINA GAROZZO | Repair | Closed | Kenneth Krips | 10/31/2019 | 10/31/2019 | RIGID SCOPE - NOT WORKING, NOT NEEDED ANYMORE - URBAN HEALTH INSTITUTE SUITE 403 | 6/19/2017 1:26:44 PM KMKRIPS REPAIRS: OBJECTIVE OPTICAL RELAY SYSTEM - OCULAR LIGHT CONE - DISTAL WINDOW - VIDEO COUPLER - REFIBER MARKER PLATE - LENS RETAINER - EYEPIECE - EYEPIECE WINDOW - LIGHT POST BODY TUBING. COST: $570.00 6/20/2017 8:23:18 AM KMKRIPS PURCHASE ORDER #: TMX1040880 AS MENTIONED IN THE COMPLAINT BY THE OFFICE MGR. @ URBAN HEALTH THIS SCOPE IS NO LONGER NEEDED - THIS SCOPE HAS BEEN REPAIRED AND GIVEN TO THE ENT DEPT. ON P8 TO KATIE MOSES SINCE THIS MODEL AND TYPE ARE USED OFTEN IN THIS PRACTICE. | 19124D18-3C86-4D9E-B32B-748FF32D216D | Vendor Labor | 10/31/2019 | 10/31/2019 | VENDOR
1200GC |  | STORZ | STORZ 7230AA |  | 1200GC | 6200 MAIN ST-SURGERY |  |  | excluded | 10/31/2019 |  |  |  |  | NO | NO |  |  |  |  | STORZ 1200GC 1200GC |  |  | Active |  | 99:99:99:99:99:99 |  | Equipment | PAAR:00-PVAR | 10/31/2019 | 10/31/2019 | COOPER AMBULATORY OFF-SITES |  |  | Suite 403 - Scope Closet |  | BOBBIE MICKLE |  |  |  | 10/31/2019 | 10/31/2019 |  |  |  |  | 10/31/2019 | 10/31/2019
7239AA/723750B |  | STORZ | STORZ 7230AA |  | 723750B | 3 COOPER - SURGERY DEPARTMENT |  |  |  | 11/01/2019 |  |  |  |  | NO | NO |  |  |  |  | STORZ 7239AA/723750B 723750B |  |  | Disposition |  |  |  | Equipment | PAAR:00-PVAR | 11/01/2019 | 11/01/2019 | COOPER AMBULATORY OFF-SITES |  |  | SCOPE CASE |  | ANNE MAIER |  |  |  | 11/01/2019 | 11/01/2019 |  |  |  |  | 11/01/2019 | 11/01/2019
7230AA/1859799 |  | STORZ | STORZ 7230AA |  |  | 3 COOPER-MULTISPECIALTY CENTER |  |  | excluded | 11/02/2019 |  |  |  |  | NO | NO |  |  |  |  | STORZ 7230AA/1859799 1859799 |  |  | Active |  | 99:99:99:99:99:99 |  | Equipment | PAAR:00-PVAR | 11/02/2019 | 11/02/2019 | COOPER AMBULATORY OFF-SITES |  |  | SUITE 104 - EXAM 163 |  | MARGIE OUTLER |  |  |  | 11/02/2019 | 11/02/2019 |  |  |  |  | 11/02/2019 | 11/02/2019
TL041713 |  | STORZ | STORZ 7230BA |  |  | 6200 MAIN ST-SURGERY |  |  |  | 10/16/2019 |  |  |  |  | NO | NO |  |  |  |  | STORZ TL041713 041713 |  |  | Disposition |  | 99:99:99:99:99:99 |  | Equipment | PAAR:00-PVAR | 10/16/2019 | 10/16/2019 | COOPER AMBULATORY OFF-SITES |  |  |  |  | BOBBIE MICKLE |  |  |  | 10/16/2019 | 10/16/2019 |  |  |  |  | 10/16/2019 | 10/16/2019
120CBN |  | STORZ | STORZ 7230BA |  | 120CBN | 6200 MAIN ST-SURGERY |  |  | excluded | 10/31/2019 |  |  |  |  | NO | NO |  |  |  |  | STORZ 120CBN 120CBN |  |  | Active |  | 99:99:99:99:99:99 |  | Equipment | PAAR:00-PVAR | 10/31/2019 | 10/31/2019 | COOPER AMBULATORY OFF-SITES |  |  |  | 0012037023 | BOBBIE MICKLE | Preventative Maintenance | Closed | Kenneth Krips | 10/31/2019 | 10/31/2019 | PERFORMANCE ASSURANCE AT INVENTORY | INVENTORIED DEVICE AND ENSURED DEVICE WAS FUNCTIONING PROPERLY. | 8C4D4D69-E3D6-4C89-83B7-0C565B8110F8 | Labor | 10/31/2019 | 10/31/2019 | Kenneth Krips
1206SM |  | STORZ | STORZ 7230BA |  | 1206SM | 6200 MAIN ST-SURGERY |  |  | excluded | 10/31/2019 |  |  |  |  | NO | NO |  |  |  |  | STORZ 1206SM 1206SM |  |  | Active |  | 99:99:99:99:99:99 |  | Equipment | PAAR:00-PVAR | 10/31/2019 | 10/31/2019 | COOPER AMBULATORY OFF-SITES |  |  |  | WOT00000000548509 | BOBBIE MICKLE | Repair | Closed | Kenneth Krips | 10/31/2019 | 10/31/2019 | scope - blurry | Kirk is going to pick up scope and bring back to hospital THIS SCOPE IS BEING SENT TO IMS FOR A COST EVALUATION. DUPLICATE WORK ORDER | EXP0136328 | Labor | 10/31/2019 | 10/31/2019 | Kenneth Krips
1205JZ |  | STORZ | STORZ 7230BA |  | 1205JZ | 6200 MAIN ST-SURGERY |  |  | excluded | 10/31/2019 |  |  |  |  | NO | NO |  |  |  |  | STORZ 1205JZ 1205JZ |  |  | Active |  | 99:99:99:99:99:99 |  | Equipment | PAAR:00-PVAR | 10/31/2019 | 10/31/2019 | COOPER AMBULATORY OFF-SITES |  |  |  |  | BOBBIE MICKLE |  |  |  | 10/31/2019 | 10/31/2019 |  |  |  |  | 10/31/2019 | 10/31/2019
12065M |  | STORZ | STORZ 7230BA |  | 12065M | CENTRAL STERILE PROCESSING |  |  | excluded | 10/31/2019 |  |  |  |  | NO | NO |  |  |  |  | STORZ 12065M 12065M |  |  | Active |  | 99:99:99:99:99:99 |  | Equipment | PAAR:00-PVAR | 10/31/2019 | 10/31/2019 | COOPER UNIVERSITY HOSPITAL |  |  |  |  | GINA GAROZZO |  |  |  | 10/31/2019 | 10/31/2019 |  |  |  |  | 10/31/2019 | 10/31/2019
12052V |  | STORZ | STORZ 7230BA |  | 12052V | 6200 MAIN ST-SURGERY |  |  | excluded | 10/31/2019 |  |  |  |  | NO | NO |  |  |  |  | STORZ 12052V 12052V |  |  | Active |  | 99:99:99:99:99:99 |  | Equipment | PAAR:00-PVAR | 10/31/2019 | 10/31/2019 | COOPER AMBULATORY OFF-SITES |  |  | Suite 403 - Scope Closet |  | BOBBIE MICKLE |  |  |  | 10/31/2019 | 10/31/2019 |  |  |  |  | 10/31/2019 | 10/31/2019
1202GR |  | STORZ | STORZ 7230BA |  | 1202GR | CENTRAL STERILE PROCESSING |  |  |  | 10/16/2019 |  |  |  |  | NO | NO |  |  |  |  | STORZ 1202GR 1202GR |  |  | Disposition |  | 99:99:99:99:99:99 |  | Equipment | PAAR:00-PVAR | 10/16/2019 | 10/16/2019 | COOPER UNIVERSITY HOSPITAL |  |  |  |  | GINA GAROZZO |  |  |  | 10/16/2019 | 10/16/2019 |  |  |  |  | 10/16/2019 | 10/16/2019
1202CD |  | STORZ | STORZ 7230BA |  | 1202CD | CENTRAL STERILE PROCESSING |  |  | excluded | 10/31/2019 |  |  |  |  | NO | NO |  |  |  |  | STORZ 1202CD 1202CD |  |  | Active |  | 99:99:99:99:99:99 |  | Equipment | PAAR:00-PVAR | 10/31/2019 | 10/31/2019 | COOPER UNIVERSITY HOSPITAL |  |  |  | WOT00000000927505 | GINA GAROZZO | Performance Verification | Closed | Kenneth Krips | 10/31/2019 | 10/31/2019 | Performance Verification for STORZ 1202CD 1202CD | Initial Install of Performance Verification. Device is ready for patient use. |  |  | 10/31/2019 | 10/31/2019
1201PL |  | STORZ | STORZ 7230BA |  | 1201PL | 6200 MAIN ST-SURGERY |  |  | excluded | 10/31/2019 |  |  |  |  | NO | NO |  |  |  |  | STORZ 1201PL 1201PL |  |  | Active |  | 99:99:99:99:99:99 |  | Equipment | PAAR:00-PVAR | 10/31/2019 | 10/31/2019 | COOPER AMBULATORY OFF-SITES |  |  | Suite 403 - Scope Closet |  | BOBBIE MICKLE |  |  |  | 10/31/2019 | 10/31/2019 |  |  |  |  | 10/31/2019 | 10/31/2019
7230BA/723750B |  | STORZ | STORZ 7230BA |  | 23750B | 3 COOPER - SURGERY DEPARTMENT |  |  |  | 11/02/2019 |  |  |  |  | NO | NO |  |  |  |  | STORZ 7230BA/723750B 23750B |  |  | Disposition |  |  |  | Equipment | PAAR:00-PVAR | 11/02/2019 | 11/02/2019 | COOPER AMBULATORY OFF-SITES |  |  | SCOPE CASE |  | ANNE MAIER |  |  |  | 11/02/2019 | 11/02/2019 |  |  |  |  | 11/02/2019 | 11/02/2019
12008R |  | STORZ | STORZ 7230BVA |  | 12008R | SPD |  |  | excluded | 10/31/2019 |  |  |  |  | NO | NO |  |  |  |  | STORZ 12008R 12008R |  |  | Active |  | 99:99:99:99:99:99 |  | Equipment | PAAR:00-PVAR | 10/31/2019 | 10/31/2019 | COOPER UNIVERSITY HOSPITAL |  |  |  |  | David Frye |  |  |  | 10/31/2019 | 10/31/2019 |  |  |  |  | 10/31/2019 | 10/31/2019
12008L |  | STORZ | STORZ 7230BVA |  | 12008L | VOORHEES SURGERY CENTER-OPERATING ROOM |  |  | excluded | 10/31/2019 |  |  |  |  | NO | NO |  |  |  |  | STORZ 12008L 12008L |  |  | Active |  | 99:99:99:99:99:99 |  | Equipment | PAAR:00-PVAR | 10/31/2019 | 10/31/2019 | COOPER AMBULATORY OFF-SITES |  |  |  | WOT00000001144739 | JENNIFER BOMBARO | Performance Verification | Closed | Kenneth Krips | 10/31/2019 | 10/31/2019 | Performance Verification for STORZ 12008L 12008L | Initial Install of Performance Verification. Device is ready for patient use. |  |  | 10/31/2019 | 10/31/2019
|  | STORZ | STORZ 7230BWA |  |  | CENTRAL STERILE PROCESSING |  |  |  | 10/16/2019 |  |  |  |  | NO | NO |  |  |  |  | STORZ 1739657 1739657 |  |  | Disposition |  | 99:99:99:99:99:99 |  | Equipment | PAAR:00-PVAR | 10/16/2019 | 10/16/2019 | COOPER UNIVERSITY HOSPITAL |  |  |  | 0011642682 | GINA GAROZZO | Preventative Maintenance | Closed | Bonnie Aichroth | 10/16/2019 | 10/16/2019 | PERFORMANCE ASSURANCE AT INVENTORY | INVENTORIED DEVICE AND ENSURED DEVICE WAS FUNCTIONING PROPERLY. | E2A01F3F-E952-4278-B7F7-BB7B878BC131 | Labor | 10/16/2019 | 10/16/2019 | Kenneth Krips
1203S3 |  | STORZ | STORZ 7230CA |  | 1203S3 | 6200 MAIN ST-SURGERY |  |  | excluded | 10/31/2019 |  |  |  |  | NO | NO |  |  |  |  | STORZ 1203S3 1203S3 |  |  | Active |  | 99:99:99:99:99:99 |  | Equipment | PAAR:00-PVAR | 10/31/2019 | 10/31/2019 | COOPER AMBULATORY OFF-SITES |  |  |  | WOT00000000927401 | BOBBIE MICKLE | Performance Verification | Closed | Kenneth Krips | 10/31/2019 | 10/31/2019 | Performance Verification for STORZ 1203S3 1203S3 | Initial Install of Performance Verification. Device is ready for patient use. |  |  | 10/31/2019 | 10/31/2019
1200MS |  | STORZ | STORZ 7230CA |  | Not Known | 6200 MAIN ST-SURGERY |  |  | excluded | 10/31/2019 |  |  |  |  | NO | NO |  |  |  |  | STORZ 1200MS Not Known |  |  | Active |  | 99:99:99:99:99:99 |  | Equipment | PAAR:00-PVAR | 10/31/2019 | 10/31/2019 | COOPER AMBULATORY OFF-SITES |  |  |  | 0012416862 | BOBBIE MICKLE | Repair | Closed | Kenneth Krips | 10/31/2019 | 10/31/2019 | ENDOSCOPE - BLURRY - TMX | 11/21/2017 7:53:11 AM KMKRIPS REPAIRS: OBJECTIVE OPTICAL RELAY SYSTEM-OCULAR LIGHT CONE-DISTAL WINDOW-VIDEO COUPLER-REFIBER MARKER PLATE-LENS RETAINER-EYEPIECE-EYEPIECE WINDOW-LIGH POST BODY TUBING., COST: $570.00 11/21/2017 7:59:12 AM KMKRIPS PURCHASE ORDER REQUESTED 11/22/2017 10:49:50 AM KMKRIPS THIS SCOPE HAS BEEN RETURNED BACK FROM IMS AND DELIVERED BACK TO BOBBI MICKLE. 11/28/2017 9:16:07 AM KMKRIPS PURCHASE ORDER #: TMX1100120 | C60344AC-0240-4D08-BF02-4B29BD5FBC34 | Labor | 10/31/2019 | 10/31/2019 | Kenneth Krips
1200AJ |  | STORZ | STORZ 7230CVA |  | 1200AJ | VOORHEES SURGERY CENTER-OPERATING ROOM |  |  | excluded | 10/31/2019 |  |  |  |  | NO | NO |  |  |  |  | STORZ 1200AJ 1200AJ |  |  | Active |  | 99:99:99:99:99:99 |  | Equipment | PAAR:00-PVAR | 10/31/2019 | 10/31/2019 | COOPER AMBULATORY OFF-SITES |  |  |  | WOT00000001144817 | JENNIFER BOMBARO | Performance Verification | Closed | Kenneth Krips | 10/31/2019 | 10/31/2019 | Performance Verification for STORZ 1200AJ 1200AJ | Initial Install of Performance Verification. Device is ready for patient use. |  |  | 10/31/2019 | 10/31/2019
12006Z |  | STORZ | STORZ 7230CVA |  | Not Known | VOORHEES SURGERY CENTER-OPERATING ROOM |  |  | excluded | 10/31/2019 |  |  |  |  | NO | NO |  |  |  |  | STORZ 12006Z Not Known |  |  | Active |  | 99:99:99:99:99:99 |  | Equipment | PAAR:00-PVAR | 10/31/2019 | 10/31/2019 | COOPER AMBULATORY OFF-SITES |  |  |  | 0012169019 | JENNIFER BOMBARO | Repair | Closed | Kenneth Krips | 10/31/2019 | 10/31/2019 | ENDOSCOPE - NO PICTURE - TMX | 9/19/2017 9:55:02 AM KMKRIPS REPAIRS: RIGID FLAT RATE SPECIALITY COST: $975.00 9/19/2017 9:57:44 AM KMKRIPS DISREGARD REPAIR COST ABOVE REPAIRS: OBJECTIVE OPTCAL RELAY SYSTEM - OCULAR LIGHT CONE - DISTAL WINDOW - VIDEO COUPLER - REFIBER MARKER PLATE - LENS RETAINER - EYEPIECE - EYEPIECE WINDOW-LIGHT POST BODY TUBING. COST: $570.00 9/19/2017 11:25:49 AM KMKRIPS PURCHASE ORDER REQUESTED 9/20/2017 4:19:25 PM KMKRIPS PURCHASE ORDER #: TMX1077397 9/26/2017 2:00:47 PM KMKRIPS THIS SCOPE HAS BEEN RETURNED BACK FROM IMS AND SENT BACK TO JASON PIETARIEN @ THE VOORHEES LOCATION. | 8D0E4CF3-07BE-4D70-907B-CE621BB8E5CF | Labor | 10/31/2019 | 10/31/2019 | Kenneth Krips
|  | STORZ | STORZ 7230CVA |  | Not Known | VOORHEES SURGERY CENTER-OPERATING ROOM |  |  | excluded | 10/31/2019 |  |  |  |  | NO | NO |  |  |  |  | STORZ 120062 Not Known |  |  | Active |  | 99:99:99:99:99:99 |  | Equipment | PAAR:00-PVAR | 10/31/2019 | 10/31/2019 | COOPER AMBULATORY OFF-SITES |  |  | SUITE E | 0012160269 | JENNIFER BOMBARO | Repair | Closed | Kenneth Krips | 10/31/2019 | 10/31/2019 | ENDOSCOPE - DARK IMAGE - VOORHEES | 9/19/2017 9:53:10 AM KMKRIPS DUPLICATE WORK ORDER | 7CB0E9DA-3860-4E9B-8558-0DA04E11CB4D | Labor | 10/31/2019 | 10/31/2019 | Kenneth Krips
1200K |  | STORZ | STORZ 7230FA |  | 1200K | CENTRAL STERILE PROCESSING |  |  | excluded | 10/31/2019 |  |  |  |  | NO | NO |  |  |  |  | STORZ 1200K 1200K |  |  | Active |  | 99:99:99:99:99:99 |  | Equipment | PAAR:00-PVAR | 10/31/2019 | 10/31/2019 | COOPER UNIVERSITY HOSPITAL |  |  |  |  | GINA GAROZZO |  |  |  | 10/31/2019 | 10/31/2019 |  |  |  |  | 10/31/2019 | 10/31/2019
7230BA/1860135 |  | STORZ | STORZ 8401HX |  |  | 3 COOPER-MULTISPECIALTY CENTER |  |  | excluded | 11/02/2019 |  |  |  |  | NO | NO |  |  |  |  | STORZ 7230BA/1860135 1860135 |  |  | Active |  | 99:99:99:99:99:99 |  | Equipment | PAAR:00-PVAR | 11/02/2019 | 11/02/2019 | COOPER AMBULATORY OFF-SITES |  |  | SUITE 104 - EXAM 163 | 0011610170 | MARGIE OUTLER | Repair | Closed | Kenneth Krips | 11/02/2019 | 11/02/2019 | CAMERAS, VIDEO, ENDOSCOPE - LOOKS LIKE GLASS IS CRACKED, LOOKS FOGGY, NO CLEAR IMAGE - 3COOPER SUITE 104 RM 163 | 5/11/2017 1:50:23 PM KMKRIPS REPAIRS: OBJECTIVE OPTICAL RELAY SYSTEM - OCULAR LIGHT CONE-DISTAL WINDOW-VIDEO COUPLER-REFIBER MARKER PLATE-LENS RETAINER-EYEPIECE-EYEPIECE WINDOE-LIGHT POST BODY TUBING. COST: $570.00 PURCHASE ORDER REQUESTED. 5/11/2017 3:48:53 PM KMKRIPS PURCHASE ORDER #: TMX1025490 THIS SCOPE HAS BEEN RETURNED BACK TO 3 COOPER PLAZA | BAB7BB7D-694F-47D6-BBBC-06CAD42B40FA | Labor | 11/02/2019 | 11/02/2019 | Kenneth Krips
|  | STORZ | STORZ 9603 |  |  | OR - KELEMEN 3 |  |  | excluded | 10/19/2011 |  |  |  |  | NO | NO |  |  |  |  | STORZ 10769439 1142 |  |  | Active |  | 99:99:99:99:99:99 |  | Equipment | PAAR:00-PVAR | 10/31/2019 |  | COOPER UNIVERSITY HOSPITAL |  |  | OPERATING ROOM |  | DOMINIC VENDETTA
|  | STORZ | STORZ 9606 |  |  | VOORHEES SURGERY CENTER-OPERATING ROOM |  |  | excluded | 09/07/2012 |  |  |  |  | NO | NO |  |  |  |  | STORZ 10345459 1180 |  |  | Active |  | 99:99:99:99:99:99 |  | Equipment | PAAR:00-PVAR | 11/02/2019 |  | COOPER AMBULATORY OFF-SITES |  |  | EQUIPMENT STORAGE AREA |  | JENNIFER BOMBARO
|  | STORZ | STORZ 9826NB-US |  | G6ID10239 | OPERATING ROOM - PAVILION |  |  |  | 01/12/2017 |  |  |  |  | NO | NO |  |  |  |  | STORZ 10769265 G6ID10239 |  |  | Active |  | 99:99:99:99:99:99 |  | Accessory | PAAR:00-PVAR | 10/31/2019 |  | COOPER UNIVERSITY HOSPITAL |  |  |  | 0011488845 | DOMINIC VENDETTA | Preventative Maintenance | Closed | Bonnie Aichroth | 04/17/2017 | 04/17/2017 | PERFORMANCE ASSURANCE AT INVENTORY | INVENTORIED DEVICE AND ENSURED DEVICE WAS FUNCTIONING PROPERLY. | 4581B941-AE1E-456C-9B6F-3A3C71FC5227 | Labor | 01/12/2017 | 01/12/2017 | Salvatore Bombara
|  | STORZ | STORZ AIDA CONTROL II (200460 20) |  | HE621781-P | VOORHEES SURGERY CENTER-OPERATING ROOM |  |  |  | 11/02/2019 |  |  |  |  | NO | NO |  |  |  |  | STORZ 22309 HE621781-P |  |  | Disposition |  |  |  | Equipment | PAAR:00-PVAR | 11/02/2019 | 11/02/2019 | COOPER AMBULATORY OFF-SITES |  |  | 9PAVSTORAGE |  | JENNIFER BOMBARO |  |  |  | 11/02/2019 | 11/02/2019 |  |  |  |  | 11/02/2019 | 11/02/2019
|  | STORZ | STORZ AIDA CONTROL II (200460 20) |  | HE621757 | VOORHEES SURGERY CENTER-OPERATING ROOM |  |  |  | 11/02/2019 |  |  |  |  | NO | NO |  |  |  |  | STORZ 11617 HE621757 |  |  | Disposition |  |  |  | Equipment | PAAR:00-PVAR | 11/02/2019 | 11/02/2019 | COOPER AMBULATORY OFF-SITES |  |  | 9PAVSTORAGE |  | JENNIFER BOMBARO |  |  |  | 11/02/2019 | 11/02/2019 |  |  |  |  | 11/02/2019 | 11/02/2019
|  | STORZ | STORZ AIDA CONTROL II (200460 20) |  | IE623795 | VOORHEES SURGERY CENTER-OPERATING ROOM |  |  |  | 11/02/2019 |  |  |  |  | NO | NO |  |  |  |  | STORZ 11612 IE623795 |  |  | Disposition |  |  |  | Equipment | PAAR:00-PVAR | 11/02/2019 | 11/02/2019 | COOPER AMBULATORY OFF-SITES |  |  | 9PAVSTORAGE |  | JENNIFER BOMBARO |  |  |  | 11/02/2019 | 11/02/2019 |  |  |  |  | 11/02/2019 | 11/02/2019
|  | STORZ | STORZ AIDA CONTROL II (200460 20) |  | KSH10753 | OPERATING ROOM - PAVILION |  |  |  | 08/31/2009 |  |  |  |  | NO | NO |  |  |  |  | STORZ 10368347 KSH10753 |  |  | Disposition |  |  |  | Equipment | PAAR:00-PVAR | 10/16/2019 |  | COOPER UNIVERSITY HOSPITAL |  |  | OR P01 | 0011774235 | DOMINIC VENDETTA | Preventative Maintenance | Closed | Salvatore Bombara | 06/19/2017 | 06/20/2017 | Retire Device | 6/20/2017 2:55:13 PM SXBOMBARA (SXBOMBARA 6/20/2017 12:00 AM) THIS UNIT HAS BEEN RETIRED 6/20/2017 2:55 PM SXBOMBARA This device has been removed from an active status with the RSQ Database, and physically removed from the facility. Device retired on 6/20/2017; Authorized By: OR; Nature of Retirement: NO LONGER NEEDED; Days In Service: 746 | E4462FDC-F2BE-4A97-94D4-2F54B335775B | Labor | 06/20/2017 | 06/20/2017 | Salvatore Bombara
1201FJ |  | STORZ | STORZ HOPKINS 10005CA |  | 1201FJ | CENTRAL STERILE PROCESSING |  |  | excluded | 10/31/2019 |  |  |  |  | NO | NO |  |  |  |  | STORZ 1201FJ 1201FJ |  |  | Active |  | 99:99:99:99:99:99 |  | Equipment | PAAR:00-PVAR | 10/31/2019 | 10/31/2019 | COOPER UNIVERSITY HOSPITAL |  |  |  | WOT00000000556261 | GINA GAROZZO | Performance Verification | Closed | Kenneth Krips | 10/31/2019 | 10/31/2019 | Performance Verification for STORZ 1201FJ 1201FJ | Initial Install of Performance Verification. Device is ready for patient use. |  |  | 10/31/2019 | 10/31/2019
120047 |  | STORZ | STORZ HOPKINS 10005CA |  | 120047 | CENTRAL STERILE PROCESSING |  |  |  | 10/16/2019 |  |  |  |  | NO | NO |  |  |  |  | STORZ 120047 120047 |  |  | Disposition | DUP120047 |  |  | Equipment | PAAR:00-PVAR | 10/16/2019 | 10/16/2019 | COOPER UNIVERSITY HOSPITAL |  |  | BASEMENT | WOT00000002898394 | GINA GAROZZO | Performance Verification | Closed | Kenneth Krips | 10/16/2019 | 10/16/2019 | Performance Verification for UNMATCHED 120047 120047 | Initial Install of Performance Verification. Device is ready for patient use. |  |  | 10/16/2019 | 10/16/2019
12002E |  | STORZ | STORZ HOPKINS 10005CA |  | 12002E | CENTRAL STERILE PROCESSING |  |  | excluded | 10/31/2019 |  |  |  |  | NO | NO |  |  |  |  | STORZ 12002E 12002E |  |  | Active | N/A | 99:99:99:99:99:99 |  | Equipment | PAAR:00-PVAR | 10/31/2019 | 10/31/2019 | COOPER UNIVERSITY HOSPITAL |  |  |  | WOT00000000496908 | GINA GAROZZO | Performance Verification | Closed | Kenneth Krips | 10/31/2019 | 10/31/2019 | Performance Verification for STORZ N/A 12002E | Initial Install of Performance Verification. Device is ready for patient use. |  |  | 10/31/2019 | 10/31/2019
|  | STORZ | STORZ HOPKINS 10023ABA |  |  | CENTRAL STERILE PROCESSING |  |  | excluded | 10/31/2019 |  |  |  |  | NO | NO |  |  |  |  | STORZ 1411224 1411224 |  |  | Active |  |  |  | Equipment | PAAR:00-PVAR | 10/31/2019 | 10/31/2019 | COOPER UNIVERSITY HOSPITAL |  |  | Performance Verification | WOT00000002528677 | GINA GAROZZO | Performance Verification | Closed | Kenneth Krips | 10/31/2019 | 10/31/2019 | Performance Verification for UNMATCHED 1411224 1411224 | Initial Install of Performance Verification. Device is ready for patient use. |  |  | 10/31/2019 | 10/31/2019
1200LP |  | STORZ | STORZ HOPKINS 10320BA |  | 1200LP | CENTRAL STERILE PROCESSING |  |  | excluded | 10/31/2019 |  |  |  |  | NO | NO |  |  |  |  | STORZ 1200LP 1200LP |  |  | Active |  |  |  | Equipment | PAAR:00-PVAR | 10/31/2019 | 10/31/2019 | COOPER UNIVERSITY HOSPITAL |  |  | Performance Verification | WOT00000002760125 | GINA GAROZZO | Performance Verification | Closed | Kenneth Krips | 10/31/2019 | 10/31/2019 | Performance Verification for UNMATCHED 1200LP 1200LP | Initial Install of Performance Verification. Device is ready for patient use. |  |  | 10/31/2019 | 10/31/2019
1200M8 |  | STORZ | STORZ HOPKINS 10320BA |  | 1200M8 | CENTRAL STERILE PROCESSING |  |  | excluded | 10/31/2019 |  |  |  |  | NO | NO |  |  |  |  | STORZ 1200M8 1200M8 |  |  | Active |  |  |  | Equipment | PAAR:00-PVAR | 10/31/2019 | 10/31/2019 | COOPER UNIVERSITY HOSPITAL |  |  | BASEMENT | WOT00000002898572 | GINA GAROZZO | Performance Verification | Closed | Kenneth Krips | 10/31/2019 | 10/31/2019 | Performance Verification for STORZ 1200M8 1200M8 | Initial Install of Performance Verification. Device is ready for patient use. |  |  | 10/31/2019 | 10/31/2019
1200BC |  | STORZ | STORZ HOPKINS 10328AA |  | 1200BC | CENTRAL STERILE PROCESSING |  |  |  | 10/16/2019 |  |  |  |  | NO | NO |  |  |  |  | STORZ 1200BC 1200BC |  |  | Disposition |  | 99:99:99:99:99:99 |  | Equipment | PAAR:00-PVAR | 10/16/2019 | 10/16/2019 | COOPER UNIVERSITY HOSPITAL |  |  |  |  | GINA GAROZZO |  |  |  | 10/16/2019 | 10/16/2019 |  |  |  |  | 10/16/2019 | 10/16/2019
27018CA |  | STORZ | STORZ HOPKINS 27018CA |  | 27018CA | VOORHEES SURGERY CENTER-OPERATING ROOM |  |  | excluded | 10/31/2019 |  |  |  |  | NO | NO |  |  |  |  | STORZ 27018CA 27018CA |  |  | Active |  | 99:99:99:99:99:99 |  | Equipment | PAAR:00-PVAR | 10/31/2019 | 10/31/2019 | COOPER AMBULATORY OFF-SITES |  |  |  |  | JENNIFER BOMBARO |  |  |  | 10/31/2019 | 10/31/2019 |  |  |  |  | 10/31/2019 | 10/31/2019
|  | STORZ | STORZ HOPKINS II |  |  | SPD |  |  | excluded | 10/31/2019 |  |  |  |  | NO | NO |  |  |  |  | STORZ 1892960 1892960 |  |  | Active |  | 99:99:99:99:99:99 |  | Equipment | PAAR:00-PVAR | 10/31/2019 | 10/31/2019 | COOPER UNIVERSITY HOSPITAL |  |  |  |  | David Frye |  |  |  | 10/31/2019 | 10/31/2019 |  |  |  |  | 10/31/2019 | 10/31/2019
|  | STORZ | STORZ HOPKINS II |  |  | CENTRAL STERILE PROCESSING |  |  | excluded | 10/31/2019 |  |  |  |  | NO | NO |  |  |  |  | STORZ 1874376 1874376 |  |  | Active |  | 99:99:99:99:99:99 |  | Equipment | PAAR:00-PVAR | 10/31/2019 | 10/31/2019 | COOPER UNIVERSITY HOSPITAL |  |  |  |  | GINA GAROZZO |  |  |  | 10/31/2019 | 10/31/2019 |  |  |  |  | 10/31/2019 | 10/31/2019
|  | STORZ | STORZ HOPKINS II |  |  | CENTRAL STERILE PROCESSING |  |  |  | 10/16/2019 |  |  |  |  | NO | NO |  |  |  |  | STORZ 1761180 1761180 |  |  | Disposition |  | 99:99:99:99:99:99 |  | Equipment | PAAR:00-PVAR | 10/16/2019 | 10/16/2019 | COOPER UNIVERSITY HOSPITAL |  |  |  |  | GINA GAROZZO |  |  |  | 10/16/2019 | 10/16/2019 |  |  |  |  | 10/16/2019 | 10/16/2019
|  | STORZ | STORZ HOPKINS II |  |  | CENTRAL STERILE PROCESSING |  |  | excluded | 10/31/2019 |  |  |  |  | NO | NO |  |  |  |  | STORZ 1659056 1659056 |  |  | Active |  | 99:99:99:99:99:99 |  | Equipment | PAAR:00-PVAR | 10/31/2019 | 10/31/2019 | COOPER UNIVERSITY HOSPITAL |  |  |  |  | GINA GAROZZO |  |  |  | 10/31/2019 | 10/31/2019 |  |  |  |  | 10/31/2019 | 10/31/2019
|  | STORZ | STORZ HOPKINS II |  |  | CENTRAL STERILE PROCESSING |  |  | excluded | 10/31/2019 |  |  |  |  | NO | NO |  |  |  |  | STORZ 1660419 1660419 |  |  | Active |  | 99:99:99:99:99:99 |  | Equipment | PAAR:00-PVAR | 10/31/2019 | 10/31/2019 | COOPER UNIVERSITY HOSPITAL |  |  |  |  | GINA GAROZZO |  |  |  | 10/31/2019 | 10/31/2019 |  |  |  |  | 10/31/2019 | 10/31/2019
|  | STORZ | STORZ HOPKINS II |  |  | CENTRAL STERILE PROCESSING |  |  | excluded | 10/31/2019 |  |  |  |  | NO | NO |  |  |  |  | STORZ 1633844 1633844 |  |  | Active |  | 99:99:99:99:99:99 |  | Equipment | PAAR:00-PVAR | 10/31/2019 | 10/31/2019 | COOPER UNIVERSITY HOSPITAL |  |  | csp |  | GINA GAROZZO |  |  |  | 10/31/2019 | 10/31/2019 |  |  |  |  | 10/31/2019 | 10/31/2019
|  | STORZ | STORZ HOPKINS II |  |  | CENTRAL STERILE PROCESSING |  |  | excluded | 10/31/2019 |  |  |  |  | NO | NO |  |  |  |  | STORZ 1504603 1504603 |  |  | Active |  | 99:99:99:99:99:99 |  | Equipment | PAAR:00-PVAR | 10/31/2019 | 10/31/2019 | COOPER UNIVERSITY HOSPITAL |  |  | CSP | WOT00000001081393 | GINA GAROZZO | Performance Verification | Closed | Kenneth Krips | 10/31/2019 | 10/31/2019 | Performance Verification for STORZ 1504603 1504603 | Initial Install of Performance Verification. Device is ready for patient use. |  |  | 10/31/2019 | 10/31/2019
120FXP |  | STORZ | STORZ HOPKINS II |  | 120FXP | CENTRAL STERILE PROCESSING |  |  | excluded | 10/31/2019 |  |  |  |  | NO | NO |  |  |  |  | STORZ 120FXP 120FXP |  |  | Active |  | 99:99:99:99:99:99 |  | Equipment | PAAR:00-PVAR | 10/31/2019 | 10/31/2019 | COOPER UNIVERSITY HOSPITAL |  |  |  |  | GINA GAROZZO |  |  |  | 10/31/2019 | 10/31/2019 |  |  |  |  | 10/31/2019 | 10/31/2019
1205JY |  | STORZ | STORZ HOPKINS II |  | 1205JY | 6200 MAIN ST-SURGERY |  |  | excluded | 10/31/2019 |  |  |  |  | NO | NO |  |  |  |  | STORZ 1205JY 1205JY |  |  | Active |  | 99:99:99:99:99:99 |  | Equipment | PAAR:00-PVAR | 10/31/2019 | 10/31/2019 | COOPER AMBULATORY OFF-SITES |  |  |  |  | BOBBIE MICKLE |  |  |  | 10/31/2019 | 10/31/2019 |  |  |  |  | 10/31/2019 | 10/31/2019
1202V0 |  | STORZ | STORZ HOPKINS II |  | 1202V0 | CENTRAL STERILE PROCESSING |  |  |  | 10/16/2019 |  |  |  |  | NO | NO |  |  |  |  | STORZ 1202V0 1202V0 |  |  | Disposition |  | 99:99:99:99:99:99 |  | Equipment | PAAR:00-PVAR | 10/16/2019 | 10/16/2019 | COOPER UNIVERSITY HOSPITAL |  |  |  |  | GINA GAROZZO |  |  |  | 10/16/2019 | 10/16/2019 |  |  |  |  | 10/16/2019 | 10/16/2019
1200U5 |  | STORZ | STORZ HOPKINS II |  | 1200U5 | CENTRAL STERILE PROCESSING |  |  |  | 10/16/2019 |  |  |  |  | NO | NO |  |  |  |  | STORZ 1200U5 1200U5 |  |  | Disposition |  | 99:99:99:99:99:99 |  | Equipment | PAAR:00-PVAR | 10/16/2019 | 10/16/2019 | COOPER UNIVERSITY HOSPITAL |  |  |  |  | GINA GAROZZO |  |  |  | 10/16/2019 | 10/16/2019 |  |  |  |  | 10/16/2019 | 10/16/2019
1200EV |  | STORZ | STORZ HOPKINS II |  | 1200EV | SPD |  |  | excluded | 10/31/2019 |  |  |  |  | NO | NO |  |  |  |  | STORZ 1200EV 1200EV |  |  | Active |  | 99:99:99:99:99:99 |  | Equipment | PAAR:00-PVAR | 10/31/2019 | 10/31/2019 | COOPER UNIVERSITY HOSPITAL |  |  |  |  | David Frye |  |  |  | 10/31/2019 | 10/31/2019 |  |  |  |  | 10/31/2019 | 10/31/2019
12001A |  | STORZ | STORZ HOPKINS II |  | 12001A | CENTRAL STERILE PROCESSING |  |  | excluded | 10/31/2019 |  |  |  |  | NO | NO |  |  |  |  | STORZ 12001A 12001A |  |  | Active |  | 99:99:99:99:99:99 |  | Equipment | PAAR:00-PVAR | 10/31/2019 | 10/31/2019 | COOPER UNIVERSITY HOSPITAL |  |  |  |  | GINA GAROZZO |  |  |  | 10/31/2019 | 10/31/2019 |  |  |  |  | 10/31/2019 | 10/31/2019
AQ02 |  | STORZ | STORZ HOPKINS II |  | AQ02 | CENTRAL STERILE PROCESSING |  |  | excluded | 10/31/2019 |  |  |  |  | NO | NO |  |  |  |  | STORZ AQ02 AQ02 |  |  | Active |  | 99:99:99:99:99:99 |  | Equipment | PAAR:00-PVAR | 10/31/2019 | 10/31/2019 | COOPER UNIVERSITY HOSPITAL |  |  |  |  | GINA GAROZZO |  |  |  | 10/31/2019 | 10/31/2019 |  |  |  |  | 10/31/2019 | 10/31/2019
10003M |  | STORZ | STORZ HOPKINS II |  | 10003M | CENTRAL STERILE PROCESSING |  |  |  | 06/10/2015 |  |  |  |  | NO | NO |  |  |  |  | STORZ 10003M 10003M |  |  | Disposition |  | 99:99:99:99:99:99 |  | Equipment | PAAR:00-PVAR | 10/16/2019 |  | COOPER UNIVERSITY HOSPITAL |  |  |  |  | GINA GAROZZO
|  | STORZ | STORZ HOPKINS II 26046BA |  |  | CENTRAL STERILE PROCESSING |  |  | excluded | 10/31/2019 |  |  |  |  | NO | NO |  |  |  |  | STORZ 1751435 1751435 |  |  | Active |  | 99:99:99:99:99:99 |  | Equipment | PAAR:00-PVAR | 10/31/2019 | 10/31/2019 | COOPER UNIVERSITY HOSPITAL |  |  |  | 0011646633 | GINA GAROZZO | Repair | Closed | Kenneth Krips | 10/31/2019 | 10/31/2019 | LAPAROSCOPE - BLURRY - TMX | 5/18/2017 11:23:50 AM KMKRIPS REPAIRS: OBJECTIVE OPTICAL RELAY SYSTEM - OCULAR LIGHT CONE - DISTAL WINDOW - VIDEO COUPLER - REFIBER MARKER PLATE - LENS RETAINER - EYEPIECE - EYEPIECE WINDOW - LIGHT POST BODY TUBING. COST: $570.00 5/18/2017 11:44:18 AM KMKRIPS PURCHASE ORDER REQUESTED. 5/19/2017 9:02:22 AM KMKRIPS PURCHASE ORDER #: TMX1028458 5/23/2017 1:30:29 PM KMKRIPS THIS SCOPE HAS BEEN SENT BACK FROM IMS AND DELIVERED BACK TO CSP MGR. DOT WATSON. | 7AC2A051-A549-42D1-87EB-322F793A1FE9 | Labor | 10/31/2019 | 10/31/2019 | Kenneth Krips
|  | STORZ | STORZ HOPKINS II 26046BA |  |  | CENTRAL STERILE PROCESSING |  |  |  | 10/16/2019 |  |  |  |  | NO | NO |  |  |  |  | STORZ 1735110 1735110 |  |  | Disposition |  | 99:99:99:99:99:99 |  | Equipment | PAAR:00-PVAR | 10/16/2019 | 10/16/2019 | COOPER UNIVERSITY HOSPITAL |  |  |  |  | GINA GAROZZO |  |  |  | 10/16/2019 | 10/16/2019 |  |  |  |  | 10/16/2019 | 10/16/2019
|  | STORZ | STORZ HOPKINS II 26046BA |  |  | VOORHEES SURGERY CENTER-SURGERY DEPT |  |  | excluded | 10/31/2019 |  |  |  |  | NO | NO |  |  |  |  | STORZ 1688950 1688950 |  |  | Active |  | 99:99:99:99:99:99 |  | Equipment | PAAR:00-PVAR | 10/31/2019 | 10/31/2019 | COOPER AMBULATORY OFF-SITES |  |  |  |  | Theresa Megali |  |  |  | 10/31/2019 | 10/31/2019 |  |  |  |  | 10/31/2019 | 10/31/2019
|  | STORZ | STORZ HOPKINS II 26046BA |  |  | SPD |  |  |  | 10/16/2019 |  |  |  |  | NO | NO |  |  |  |  | STORZ 1662310 1662310 |  |  | Disposition |  |  |  | Equipment | PAAR:00-PVAR | 10/16/2019 | 10/16/2019 | COOPER UNIVERSITY HOSPITAL |  |  |  |  | David Frye |  |  |  | 10/16/2019 | 10/16/2019 |  |  |  |  | 10/16/2019 | 10/16/2019
|  | STORZ | STORZ HOPKINS II 26046BA |  |  | CENTRAL STERILE PROCESSING |  |  |  | 10/16/2019 |  |  |  |  | NO | NO |  |  |  |  | STORZ 1637522 1637522 |  |  | Disposition |  |  |  | Equipment | PAAR:00-PVAR | 10/16/2019 | 10/16/2019 | COOPER UNIVERSITY HOSPITAL |  |  | Performance Verification | WOT00000002369614 | GINA GAROZZO | Performance Verification | Closed | Kenneth Krips | 10/16/2019 | 10/16/2019 | Performance Verification for STORZ 1637522 1637522 | Initial Install of Performance Verification. Device is ready for patient use. |  |  | 10/16/2019 | 10/16/2019
|  | STORZ | STORZ HOPKINS II 26046BA |  |  | CENTRAL STERILE PROCESSING |  |  | excluded | 10/31/2019 |  |  |  |  | NO | NO |  |  |  |  | STORZ 1633865 1633865 |  |  | Active |  |  |  | Equipment | PAAR:00-PVAR | 10/31/2019 | 10/31/2019 | COOPER UNIVERSITY HOSPITAL |  |  | Performance Verification | WOT00000002369625 | GINA GAROZZO | Performance Verification | Closed | Kenneth Krips | 10/31/2019 | 10/31/2019 | Performance Verification for STORZ 1633865 1633865 | Initial Install of Performance Verification. Device is ready for patient use. |  |  | 10/31/2019 | 10/31/2019
121LNL |  | STORZ | STORZ HOPKINS II 26046BA |  | 121LNL | CENTRAL STERILE PROCESSING |  |  | excluded | 11/04/2019 |  |  |  |  | NO | NO |  |  |  |  | STORZ 121LNL 121LNL |  |  | Active |  |  |  | Equipment | PAAR:00-PVAR | 11/04/2019 | 11/04/2019 | COOPER UNIVERSITY HOSPITAL |  |  | BASEMENT | WOT00000004262063 | GINA GAROZZO | Performance Verification | Completed | Kenneth Krips | 11/04/2019 | 11/04/2019 | Performance Verification for STORZ 121LNL 121LNL | Initial Install of Performance Verification. Device is ready for patient use. |  |  | 11/04/2019 | 11/04/2019
121FTF |  | STORZ | STORZ HOPKINS II 26046BA |  | 121FTF | CENTRAL STERILE PROCESSING |  |  |  | 10/31/2019 |  |  |  |  | NO | NO |  |  |  |  | STORZ 121FTF 121FTF |  |  | Disposition |  |  |  | Equipment | PAAR:00-PVAR | 10/31/2019 | 10/31/2019 | COOPER UNIVERSITY HOSPITAL |  |  | Performance Verification | WOT00000004129340 | GINA GAROZZO | Performance Verification | Completed | Kenneth Krips | 10/31/2019 | 10/31/2019 | Performance Verification for STORZ 121FTF 121FTF | Initial Install of Performance Verification. Device is ready for patient use. |  |  | 10/31/2019 | 10/31/2019
121DLF |  | STORZ | STORZ HOPKINS II 26046BA |  | 121DLF | CENTRAL STERILE PROCESSING |  |  | excluded | 10/31/2019 |  |  |  |  | NO | NO |  |  |  |  | STORZ 121DLF 121DLF |  |  | Active |  |  |  | Equipment | PAAR:00-PVAR | 10/31/2019 | 10/31/2019 | COOPER UNIVERSITY HOSPITAL |  |  | CSP/OR | WOT00000002027575 | GINA GAROZZO | Performance Verification | Closed | Kenneth Krips | 10/31/2019 | 10/31/2019 | Performance Verification for STORZ 121DLF 121DLF | Initial Install of Performance Verification. Device is ready for patient use. |  |  | 10/31/2019 | 10/31/2019
121DLJ |  | STORZ | STORZ HOPKINS II 26046BA |  | 121DLJ | CENTRAL STERILE PROCESSING |  |  | excluded | 10/31/2019 |  |  |  |  | NO | NO |  |  |  |  | STORZ 121DLJ 121DLJ |  |  | Active |  |  |  | Equipment | PAAR:00-PVAR | 10/31/2019 | 10/31/2019 | COOPER UNIVERSITY HOSPITAL |  |  | CSP/OR | WOT00000002027721 | GINA GAROZZO | Performance Verification | Closed | Kenneth Krips | 10/31/2019 | 10/31/2019 | CEID Record Completion for STORZ 121DLJ 121DLJ | NEW SCOPE INVENTORIED FOR CSP/O.R. | EXP2164664 | Labor | 10/31/2019 | 10/31/2019 | Kenneth Krips
1214DF |  | STORZ | STORZ HOPKINS II 26046BA |  | 1214DF | CENTRAL STERILE PROCESSING |  |  | excluded | 10/31/2019 |  |  |  |  | NO | NO |  |  |  |  | STORZ 1214DF 1214DF |  |  | Active |  |  |  | Equipment | PAAR:00-PVAR | 10/31/2019 | 10/31/2019 | COOPER UNIVERSITY HOSPITAL |  |  | BASEMENT | WOT00000002692734 | GINA GAROZZO | Performance Verification | Closed | Kenneth Krips | 10/31/2019 | 10/31/2019 | Performance Verification for STORZ 1214DF 1214DF | Initial Install of Performance Verification. Device is ready for patient use. |  |  | 10/31/2019 | 10/31/2019
120AF3 |  | STORZ | STORZ HOPKINS II 26046BA |  | 120AF3 | CENTRAL STERILE PROCESSING |  |  |  | 10/16/2019 |  |  |  |  | NO | NO |  |  |  |  | STORZ 120AF3 120AF3 |  |  | Disposition |  | 99:99:99:99:99:99 |  | Equipment | PAAR:00-PVAR | 10/16/2019 | 10/16/2019 | COOPER UNIVERSITY HOSPITAL |  |  |  | 0011360218 | GINA GAROZZO | Repair | Closed | Kenneth Krips | 10/16/2019 | 10/16/2019 | CYSTOSCOPE - BLURRY IMAGE - TMX | 3/20/2017 12:25:39 PM KMKRIPS REPAIRS: OBJECTIVE OPTICAL RELAY SYSTEM - OCULAR LIGHT CONE - DISTAL WINDOW - VIDEO COUPLER - REFIBER MARKER PLATE - LENS RETAINER - EYEPIECE - EYEPIECE WINDOW - LIGHT POST BODY TUBING. COST: $570.00 PURCHASE ORDER REQUESTED. 3/20/2017 2:18:45 PM KMKRIPS PURCHASE ORDER #: TMX1003044 3/22/2017 12:57:04 PM KMKRIPS THIS SCOPE HAS BEEN RETURNED BACK FROM IMS AND DELIVERED BACK TO CSP TO MGR. DOT WATSON. | E7210D58-37F6-4BA8-9B86-AA2E2F107AA0 | Vendor Labor | 10/16/2019 | 10/16/2019 | VENDOR
1003FH |  | STORZ | STORZ HOPKINS II 26046BA |  | 1003FH | CENTRAL STERILE PROCESSING |  |  | excluded | 06/10/2016 |  |  |  |  | NO | NO |  |  |  |  | STORZ 1003FH 1003FH |  |  | Active |  | 99:99:99:99:99:99 |  | Equipment | PAAR:00-PVAR | 10/31/2019 |  | COOPER UNIVERSITY HOSPITAL |  |  |  |  | GINA GAROZZO
1001YC |  | STORZ | STORZ HOPKINS II 26046BA |  | 1001YC | CENTRAL STERILE PROCESSING |  |  |  | 06/10/2015 |  |  |  |  | NO | NO |  |  |  |  | STORZ 1001YC 1001YC |  |  | Disposition |  |  |  | Equipment | PAAR:00-PVAR | 10/16/2019 |  | COOPER UNIVERSITY HOSPITAL |  |  |  |  | GINA GAROZZO
120QR4 |  | STORZ | STORZ HOPKINS II 26003 BA |  | 120QR4 | CENTRAL STERILE PROCESSING |  |  |  | 10/16/2019 |  |  |  |  | NO | NO |  |  |  |  | STORZ 120QR4 120QR4 |  |  | Disposition |  |  |  | Accessory | PAAR:00-PVAR | 10/16/2019 | 10/16/2019 | COOPER UNIVERSITY HOSPITAL |  |  | Performance Verification | WOT00000002339612 | GINA GAROZZO | Performance Verification | Closed | Kenneth Krips | 10/16/2019 | 10/16/2019 | Performance Verification for UNMATCHED 120QR4 120QR4 | Initial Install of Performance Verification. Device is ready for patient use. |  |  | 10/16/2019 | 10/16/2019
7217BA |  | STORZ | STORZ HOPKINS II 7217BA |  | 7217BA | 6200 MAIN ST-SURGERY |  |  |  | 10/16/2019 |  |  |  |  | NO | NO |  |  |  |  | STORZ 7217BA 7217BA |  |  | Disposition |  |  |  | Equipment | PAAR:00-PVAR | 10/16/2019 | 10/16/2019 | COOPER AMBULATORY OFF-SITES |  |  |  |  | BOBBIE MICKLE |  |  |  | 10/16/2019 | 10/16/2019 |  |  |  |  | 10/16/2019 | 10/16/2019
7217BA/1563342 |  | STORZ | STORZ HOPKINS II 7217BA |  |  | BUNKER HILL-SURGERY |  |  | excluded | 11/02/2019 |  |  |  |  | NO | NO |  |  |  |  | STORZ 7217BA/1563342 1563342 |  |  | Active |  | 99:99:99:99:99:99 |  | Equipment | PAAR:00-PVAR | 11/02/2019 | 11/02/2019 | COOPER AMBULATORY OFF-SITES |  |  | HALLWAY |  | ANNE MAIER |  |  |  | 11/02/2019 | 11/02/2019 |  |  |  |  | 11/02/2019 | 11/02/2019
1202KQ |  | STORZ | STORZ HOPKINS II 7230AWA |  | 1202KQ | 6200 MAIN ST-SURGERY |  |  | excluded | 10/31/2019 |  |  |  |  | NO | NO |  |  |  |  | STORZ 1202KQ 1202KQ |  |  | Active |  | 99:99:99:99:99:99 |  | Equipment | PAAR:00-PVAR | 10/31/2019 | 10/31/2019 | COOPER AMBULATORY OFF-SITES |  |  |  | 0011330420 | BOBBIE MICKLE | Repair | Closed | Kenneth Krips | 10/31/2019 | 10/31/2019 | 0 DEGREE SCOPE - DR SAID IT DOESN'T WORK - 6200 MAIN ST COOPER VOORHESE | 3/10/2017 11:52:39 AM KALIS (KALIS 3/10/2017 12:00 AM) ASKED KIM TO SEND SCOPE VIA COURIER TO KEN KRIPPS 3/13/2017 1:44:09 PM KMKRIPS THIS SCOPE CAME THROUGH INNER OFFICE MAIL. THIS SCOPE WILL BE SENT TO IMS FOR A COST EVALUATION. 3/17/2017 3:42:38 PM KMKRIPS REPAIRS: OBJECTIVE OPTICAL RELAY SYSTEM - OCULAR LIGHT CONE - DISTAL WINDOW - VIDEO COUPLER - REFIBER MARKER PLATE - LENS RETAINER - EYEPIECE - EYEPIECE WINDOW - LIGHT POST BODY TUBING. COST: $570.00 3/17/2017 4:10:46 PM KMKRIPS PURCHASE ORDER #: TMX1002684 3/21/2017 1:45:04 PM KMKRIPS THIS SCOPE HAS BEEN RETURNED BACK FROM IMS AND SENT BACK TO BOBBIE MICKLE @ VOORHEES SURGERY. | D8DE45D5-DF93-4EA3-8711-01B3CFDA03B6 | Labor | 10/31/2019 | 10/31/2019 | Kirk Lis
12004M |  | STORZ | STORZ HOPKINS II 7230AWA |  | 12004M | CENTRAL STERILE PROCESSING |  |  | excluded | 10/31/2019 |  |  |  |  | NO | NO |  |  |  |  | STORZ 12004M 12004M |  |  | Active |  | 99:99:99:99:99:99 |  | Equipment | PAAR:00-PVAR | 10/31/2019 | 10/31/2019 | COOPER UNIVERSITY HOSPITAL |  |  |  |  | GINA GAROZZO |  |  |  | 10/31/2019 | 10/31/2019 |  |  |  |  | 10/31/2019 | 10/31/2019
1200TH |  | STORZ | STORZ HOPKINS STRAIGHT TELESCOPE 10005AA |  | 1200TH | CENTRAL STERILE PROCESSING |  |  | excluded | 10/31/2019 |  |  |  |  | NO | NO |  |  |  |  | STORZ 1200TH 1200TH |  |  | Active |  |  |  | Accessory | PAAR:00-PVAR | 10/31/2019 | 10/31/2019 | COOPER UNIVERSITY HOSPITAL |  |  | Performance Verification | WOT00000002121539 | GINA GAROZZO | Performance Verification | Closed | Kenneth Krips | 10/31/2019 | 10/31/2019 | Performance Verification for UNMATCHED 1200TH 1200TH | Initial Install of Performance Verification. Device is ready for patient use. |  |  | 10/31/2019 | 10/31/2019
12179V |  | STORZ | STORZ HOPKINS TELESCOPE 26003AA |  | 12179V | CENTRAL STERILE PROCESSING |  |  | excluded | 10/31/2019 |  |  |  |  | NO | NO |  |  |  |  | STORZ 12179V 12179V |  |  | Active |  |  |  | Accessory | PAAR:00-PVAR | 10/31/2019 | 10/31/2019 | COOPER UNIVERSITY HOSPITAL |  |  | CSP/OR | WOT00000002027832 | GINA GAROZZO | Performance Verification | Closed | Kenneth Krips | 10/31/2019 | 10/31/2019 | Performance Verification for UNMATCHED 12179V 12179V | Initial Install of Performance Verification. Device is ready for patient use. |  |  | 10/31/2019 | 10/31/2019
1216TD |  | STORZ | STORZ HOPKINS TELESCOPE 26003AA |  | 1216TD | CENTRAL STERILE PROCESSING |  |  |  | 10/16/2019 |  |  |  |  | NO | NO |  |  |  |  | STORZ 1216TD 1216TD |  |  | Disposition |  |  |  | Accessory | PAAR:00-PVAR | 10/16/2019 | 10/16/2019 | COOPER UNIVERSITY HOSPITAL |  |  | CSP/OR | WOT00000002027626 | GINA GAROZZO | Performance Verification | Closed | Kenneth Krips | 10/16/2019 | 10/16/2019 | Performance Verification for UNMATCHED 1216TD 1216TD | Initial Install of Performance Verification. Device is ready for patient use. |  |  | 10/16/2019 | 10/16/2019
22220055/XY787821-H |  | STORZ | STORZ IMAGE 1 (CAMERA) |  | XY787821-H | OR - KELEMEN 3 |  |  | excluded | 11/02/2019 |  |  |  |  | NO | NO |  |  |  |  | STORZ 22220055/XY787821-H XY787821-H |  |  | Active |  | 99:99:99:99:99:99 |  | Equipment | PAAR:00-PVAR | 11/02/2019 | 11/02/2019 | COOPER UNIVERSITY HOSPITAL |  |  | SPD | 0012387309 | DOMINIC VENDETTA | Repair | Closed | Kenneth Krips | 11/02/2019 | 11/02/2019 | ENDO CAMERA - BROKEN COUPLER CLASPING MECHANISM - TMX | 11/6/2017 3:14:33 PM KMKRIPS REPAIRS: CABLE REPLACED-STORZ IMAGE 1 REPAIR-SCOPE CLASPING MECHANISM REPAIR. LEVEL 2 COUPLER (MAJOR REPAIR). COST: $1387.25 11/6/2017 3:15:46 PM KMKRIPS THIS REPAIR HAS BEEN APPROVED BY J. DRUCTOR AND WILL BE CHARGED TO COST CTR. 0662. A TRIMEDX PURCHASE ORDER WILL BE ISSUED TO IMS AND A CUH PURCHASE ORDER WILL BE ISSUED TO TRIMEDX FOR BILL BACK. 11/7/2017 8:10:24 AM KMKRIPS PURCHASE ORDER #: TMX1095289 11/9/2017 1:22:20 PM KMKRIPS WAITING FOR A CUH PURCHASE ORDER TO BE ISSUED BEFORE CLOSING THIS WORK ORDER. THIS DEVICE HAS BEEN RETURNED BACK FROM IMS AND DELIVERED BACK TO CSP. 11/14/2017 10:26:19 AM KMKRIPS CUH PURCHASE ORDER ISSUED: 1214038200-0-SERV | B91BDB1F-D36D-4572-8CB6-0985693B745F | Labor | 11/02/2019 | 11/02/2019 | Kenneth Krips
22220055/wy785649-H |  | STORZ | STORZ IMAGE 1 (CAMERA) |  | WY785649-H | OR - KELEMEN 3 |  |  | excluded | 11/02/2019 |  |  |  |  | NO | NO |  |  |  |  | STORZ 22220055/wy785649-H WY785649-H |  |  | Active |  | 99:99:99:99:99:99 |  | Equipment | PAAR:00-PVAR | 11/02/2019 | 11/02/2019 | COOPER UNIVERSITY HOSPITAL |  |  | CSP |  | DOMINIC VENDETTA |  |  |  | 11/02/2019 | 11/02/2019 |  |  |  |  | 11/02/2019 | 11/02/2019
22220055/PW810859-H |  | STORZ | STORZ IMAGE 1 (CAMERA) |  | PW810859-H | OR - KELEMEN 3 |  |  | excluded | 11/02/2019 |  |  |  |  | NO | NO |  |  |  |  | STORZ 22220055/PW810859-H PW810859-H |  |  | Active |  | 99:99:99:99:99:99 |  | Equipment | PAAR:00-PVAR | 11/02/2019 | 11/02/2019 | COOPER UNIVERSITY HOSPITAL |  |  | SPD | WOT00000000533030 | DOMINIC VENDETTA | Disposition | Closed | Salvatore Bombara | 11/02/2019 | 11/02/2019 | Bulk Disposition CNL |  |  |  | 11/02/2019 | 11/02/2019
RRS976913-H |  | STORZ | STORZ IMAGE 1 (CAMERA) |  | Not Known | OR - KELEMEN 3 |  |  | excluded | 10/31/2019 |  |  |  |  | NO | NO |  |  |  |  | STORZ RRS976913-H Not Known |  |  | Active |  | 99:99:99:99:99:99 |  | Equipment | PAAR:00-PVAR | 10/31/2019 | 10/31/2019 | COOPER UNIVERSITY HOSPITAL |  |  |  | 0012650948 | DOMINIC VENDETTA | Preventative Maintenance | Closed | Josh Harris | 10/31/2019 | 10/31/2019 | PERFORMANCE ASSURANCE AT INVENTORY | INVENTORIED DEVICE AND ENSURED DEVICE WAS FUNCTIONING PROPERLY. | 3095FA13-5F7A-49E0-907F-7E65B35BB754 | Labor | 10/31/2019 | 10/31/2019 | Kenneth Krips
RRS976910-H |  | STORZ | STORZ IMAGE 1 (CAMERA) |  | Not Known | OR - KELEMEN 3 |  |  | excluded | 10/31/2019 |  |  |  |  | NO | NO |  |  |  |  | STORZ RRS976910-H Not Known |  |  | Active |  | 99:99:99:99:99:99 |  | Equipment | PAAR:00-PVAR | 10/31/2019 | 10/31/2019 | COOPER UNIVERSITY HOSPITAL |  |  |  | 0012650943 | DOMINIC VENDETTA | Performance Verification | Closed | Josh Harris | 10/31/2019 | 10/31/2019 | INCOMING INVENTORY | DEVICE INVENTORIED | C0FB9086-324F-4363-BB28-CC9ED2CF6DE9 | Labor | 10/31/2019 | 10/31/2019 | Josh Harris
RRS976734-H |  | STORZ | STORZ IMAGE 1 (CAMERA) |  | Not Known | OR - KELEMEN 3 |  |  | excluded | 10/31/2019 |  |  |  |  | NO | NO |  |  |  |  | STORZ RRS976734-H Not Known |  |  | Active |  | 99:99:99:99:99:99 |  | Equipment | PAAR:00-PVAR | 10/31/2019 | 10/31/2019 | COOPER UNIVERSITY HOSPITAL |  |  |  | 0012650937 | DOMINIC VENDETTA | Performance Verification | Closed | Josh Harris | 10/31/2019 | 10/31/2019 | INCOMING INVENTORY | DEVICE INVENTORIED | BDA9A753-FD0C-49C0-9261-C7C73F817692 | Labor | 10/31/2019 | 10/31/2019 | Josh Harris
XT881080-H |  | STORZ | STORZ IMAGE 1 (CAMERA) |  | Not Known | OR - KELEMEN 3 |  |  | excluded | 10/31/2019 |  |  |  |  | NO | NO |  |  |  |  | STORZ XT881080-H Not Known |  |  | Active |  | 99:99:99:99:99:99 |  | Equipment | PAAR:00-PVAR | 10/31/2019 | 10/31/2019 | COOPER UNIVERSITY HOSPITAL |  |  |  | 0012650929 | DOMINIC VENDETTA | Performance Verification | Closed | Josh Harris | 10/31/2019 | 10/31/2019 | INCOMING INVENTORY | DEVICE INVENTORIED | 03AA0A4B-B28F-45B9-BA78-8AF15389EA97 | Labor | 10/31/2019 | 10/31/2019 | Josh Harris
YT882366-H |  | STORZ | STORZ IMAGE 1 H3-Z |  | YT882366-H | OR - KELEMEN 3 |  |  |  | 10/31/2019 |  |  |  |  | NO | NO |  |  |  |  | STORZ YT882366-H YT882366-H |  |  | Disposition |  | 99:99:99:99:99:99 |  | Equipment | PAAR:00-PVAR | 10/31/2019 | 10/31/2019 | COOPER UNIVERSITY HOSPITAL |  |  |  | 0011900019 | DOMINIC VENDETTA | Preventative Maintenance | Closed | Bonnie Aichroth | 10/31/2019 | 10/31/2019 | PERFORMANCE ASSURANCE AT INVENTORY | INVENTORIED DEVICE AND ENSURED DEVICE WAS FUNCTIONING PROPERLY. | BB773A76-5B12-4AAD-B5CA-2287BE588A01 | Labor | 10/31/2019 | 10/31/2019 | Kenneth Krips
YT882361-H |  | STORZ | STORZ IMAGE 1 H3-Z |  | YT882361-H | OR - KELEMEN 3 |  |  |  | 10/31/2019 |  |  |  |  | NO | NO |  |  |  |  | STORZ YT882361-H YT882361-H |  |  | Disposition |  | 99:99:99:99:99:99 |  | Equipment | PAAR:00-PVAR | 10/31/2019 | 10/31/2019 | COOPER UNIVERSITY HOSPITAL |  |  |  | 0011900014 | DOMINIC VENDETTA | Performance Verification | Closed | Bonnie Aichroth | 10/31/2019 | 10/31/2019 | INCOMING INVENTORY | DEVICE INVENTORIED | CD61F0BF-E369-4329-9D5D-1CDD82FD5ADD | Labor | 10/31/2019 | 10/31/2019 | Bonnie Aichroth
|  | STORZ | STORZ IMAGE 1 HUB |  | LD634638P | OR - KELEMEN 3 |  |  |  | 12/26/2006 |  |  |  |  | NO | NO |  |  |  |  | STORZ 10368423 LD634638P |  |  | Disposition |  |  |  | Equipment | PAAR:00-PVAR | 11/02/2019 |  | COOPER UNIVERSITY HOSPITAL |  |  | KELEMAN SURGICAL SUITE |  | DOMINIC VENDETTA
|  | STORZ | STORZ OFFICEKART |  | OFFICEKART 9803 T-20 | BUNKER HILL-SURGERY |  |  | excluded | 01/01/1900 |  |  |  |  | NO | NO |  |  |  |  | STORZ 10366878 OFFICEKART 9803 T-20 |  |  | Active |  | 99:99:99:99:99:99 |  | Equipment | PAAR:00-PVAR | 11/02/2019 |  | COOPER AMBULATORY OFF-SITES |  |  | HALLWAY |  | ANNE MAIER
|  | STORZ | STORZ OFFICEKART |  |  | 6017 MAIN ST-PLASTICS |  |  | excluded | 11/26/2010 |  |  |  |  | NO | NO |  |  |  |  | STORZ 10345821 25040026 |  |  | Active |  | 99:99:99:99:99:99 |  | Equipment | PAAR:00-PVAR | 11/02/2019 |  | COOPER AMBULATORY OFF-SITES |  |  | exam 3 |  | ANNE MAIER
|  | STORZ | STORZ OR1 |  |  | OPERATING ROOM - PAVILION |  |  |  | 08/31/2009 |  |  |  |  | NO | NO |  |  |  |  | STORZ 10368362 1002584 |  |  | Disposition |  |  |  | Equipment | PAAR:00-PVAR | 10/16/2019 |  | COOPER UNIVERSITY HOSPITAL |  |  | OR P01 |  | DOMINIC VENDETTA
1201QX |  | STORZ | STORZ R26003 BEA |  | 1201QX | CENTRAL STERILE PROCESSING |  |  | excluded | 10/31/2019 |  |  |  |  | NO | NO |  |  |  |  | STORZ 1201QX 1201QX |  |  | Active |  |  |  | Equipment | PAAR:00-PVAR | 10/31/2019 | 10/31/2019 | COOPER UNIVERSITY HOSPITAL |  |  | BASEMENT | WOT00000002529148 | GINA GAROZZO | Performance Verification | Closed | Kenneth Krips | 10/31/2019 | 10/31/2019 | Performance Verification for UNMATCHED 1201QX 1201QX | Initial Install of Performance Verification. Device is ready for patient use. |  |  | 10/31/2019 | 10/31/2019
1201TG |  | STORZ | STORZ R26003 BEA |  | 1201TG | CENTRAL STERILE PROCESSING |  |  | excluded | 10/31/2019 |  |  |  |  | NO | NO |  |  |  |  | STORZ 1201TG 1201TG |  |  | Active |  |  |  | Equipment | PAAR:00-PVAR | 10/31/2019 | 10/31/2019 | COOPER UNIVERSITY HOSPITAL |  |  | BASEMENT | WOT00000002537214 | GINA GAROZZO | Performance Verification | Closed | Kenneth Krips | 10/31/2019 | 10/31/2019 | Performance Verification for UNMATCHED 1201TG 1201TG | Initial Install of Performance Verification. Device is ready for patient use. |  |  | 10/31/2019 | 10/31/2019
1201Q7 |  | STORZ | STORZ R26003 BEA |  | 1201Q7 | CENTRAL STERILE PROCESSING |  |  | excluded | 10/31/2019 |  |  |  |  | NO | NO |  |  |  |  | STORZ 1201Q7 1201Q7 |  |  | Active |  |  |  | Equipment | PAAR:00-PVAR | 10/31/2019 | 10/31/2019 | COOPER UNIVERSITY HOSPITAL |  |  | Performance Verification | WOT00000002537241 | GINA GAROZZO | Performance Verification | Closed | Kenneth Krips | 10/31/2019 | 10/31/2019 | CEID Record Completion for UNMATCHED 1201Q7 1201Q7 | NEW SCOPE INVENTORIED FOR CSP/O.R. | EXP2727778 | Labor | 10/31/2019 | 10/31/2019 | Kenneth Krips
|  | STORZ | STORZ R7230AA |  |  | 6200 MAIN ST-SURGERY |  |  | excluded | 10/31/2019 |  |  |  |  | NO | NO |  |  |  |  | STORZ 1563340 1563340 |  |  | Active |  | 99:99:99:99:99:99 |  | Equipment | PAAR:00-PVAR | 10/31/2019 | 10/31/2019 | COOPER AMBULATORY OFF-SITES |  |  |  |  | BOBBIE MICKLE |  |  |  | 10/31/2019 | 10/31/2019 |  |  |  |  | 10/31/2019 | 10/31/2019
|  | STORZ | STORZ SC-SX19-A1A11 |  | 05-57015 | COOPER DIGESTIVE HEALTH-ENDOSCOPY |  |  |  | 10/31/2019 |  |  |  |  | NO | NO |  |  |  |  | STORZ 11200066 05-57015 |  |  | Active |  |  |  | Accessory | PAAR:00-PVAR | 10/31/2019 | 10/31/2019 | COOPER AMBULATORY OFF-SITES |  |  | PROCEDURE ROOM 2 | WOT00000003661351 | JEANNE GREER | Performance Verification | Completed | Kirk Lis | 10/31/2019 | 10/31/2019 | Performance Verification for STORZ 11200066 05-57015 | Initial Install of Performance Verification. Device is ready for patient use. |  |  | 10/31/2019 | 10/31/2019
|  | STORZ | STORZ SC-SX19-A1A11 |  | 06-67681 | SPECIAL TEST |  |  |  | 05/19/2006 |  |  |  |  | NO | NO |  |  |  |  | STORZ 10356126 06-67681 |  |  | Disposition |  | 99:99:99:99:99:99 |  | Accessory | PAAR:00-PVAR | 11/02/2019 |  | COOPER UNIVERSITY HOSPITAL |  |  | FLUROSCOPY |  | AMY HANNAN
|  | STORZ | STORZ SC-SX19-A1A11 |  | 07-109223 | COOPER DIGESTIVE HEALTH-ENDOSCOPY |  |  |  | 10/14/2008 |  |  |  |  | NO | NO |  |  |  |  | STORZ 10347139 07-109223 |  |  | Disposition |  | 99:99:99:99:99:99 |  | Accessory | PAAR:00-PVAR | 11/02/2019 |  | COOPER AMBULATORY OFF-SITES |  |  | Suite 102 - Procedure Side | 0012134368 | JEANNE GREER | Repair | Closed | Kirk Lis | 09/05/2017 | 09/08/2017 | DISPLAY - GETTING HALF PICTURE - ENDO SUITE 102 OPERATORY RM 2 | 9/6/2017 8:35:44 AM KALIS (KALIS 9/5/2017 12:00 AM) TRAVEL TIME (KALIS 9/5/2017 12:00 AM) OBSERVED PROBLEM PERFORMED TROUBLE SHOOTING. WIRING HARNESS IS COMPROMISED. WILL NEED ROOM FOR EXTENDED PERIOD OF TIME TO REPAIR HARNESS | 43244974-8317-49E8-A02F-8B02FC25D226 | Labor | 09/05/2017 | 09/05/2017 | Kirk Lis
|  | STORZ | STORZ SC-SX19-A1A11 |  | 07-109207 | COOPER DIGESTIVE HEALTH-ENDOSCOPY |  |  |  | 10/14/2008 |  |  |  |  | NO | NO |  |  |  |  | STORZ 10347132 07-109207 |  |  | Disposition |  | 99:99:99:99:99:99 |  | Accessory | PAAR:00-PVAR | 11/02/2019 |  | COOPER AMBULATORY OFF-SITES |  |  | Suite 102 - Procedure Side | WOT00000001401185 | JEANNE GREER | Repair | Closed | Stephen Zubrzycki | 09/04/2018 | 10/03/2018 | No pictures | CND issue. By the time I checked it out the customer already resolved issue. VPO | EXP1371680 | Labor | 09/14/2018 | 09/14/2018 | Stephen Zubrzycki
|  | STORZ | STORZ SC-SX19-A1A11 |  | 09-139689 | OPERATING ROOM - PAVILION |  |  |  | 08/31/2009 |  |  |  |  | NO | NO |  |  |  |  | STORZ 10346652 09-139689 |  |  | Disposition |  |  |  | Accessory | PAAR:00-PVAR | 10/16/2019 |  | COOPER UNIVERSITY HOSPITAL |  |  | OR P01 | 0011774233 | DOMINIC VENDETTA | Preventative Maintenance | Closed | Salvatore Bombara | 06/19/2017 | 06/20/2017 | Retire Device | 6/20/2017 2:54:18 PM SXBOMBARA (SXBOMBARA 6/20/2017 12:00 AM) THIS UNIT HAS BEEN RETIRED 6/20/2017 2:54 PM SXBOMBARA This device has been removed from an active status with the RSQ Database, and physically removed from the facility. Device retired on 6/20/2017; Authorized By: OR; Nature of Retirement: NO LONGER NEEDED; Days In Service: 746 | 8C988E38-D0EF-447B-A6B1-15965A5CA643 | Labor | 06/20/2017 | 06/20/2017 | Salvatore Bombara
|  | STORZ | STORZ SC-SX19-A1A11 |  | 09-139701 | OPERATING ROOM - PAVILION |  |  |  | 08/31/2009 |  |  |  |  | NO | NO |  |  |  |  | STORZ 10346640 09-139701 |  |  | Disposition |  |  |  | Accessory | PAAR:00-PVAR | 11/01/2019 |  | COOPER UNIVERSITY HOSPITAL |  |  | OR P01 |  | DOMINIC VENDETTA
|  | STORZ | STORZ SC-SX19-A1A11 |  | 06-67679 | OR - KELEMEN 3 |  |  |  | 05/19/2006 |  |  |  |  | NO | NO |  |  |  |  | STORZ 10346327 06-67679 |  |  | Disposition |  |  |  | Accessory | PAAR:00-PVAR | 11/02/2019 |  | COOPER UNIVERSITY HOSPITAL |  |  | OR-KELLEMEN |  | DOMINIC VENDETTA
|  | STORZ | STORZ SC-WU23-A1515 |  | 08-117645 | OPERATING ROOM - PAVILION |  |  |  | 02/06/2009 |  |  |  |  | NO | NO |  |  |  |  | STORZ 10367332 08-117645 |  |  | Disposition |  | 99:99:99:99:99:99 |  | Accessory | PAAR:00-PVAR | 11/02/2019 |  | COOPER UNIVERSITY HOSPITAL |  |  | PO5 | 0011854736 | DOMINIC VENDETTA | Repair | Closed | Salvatore Bombara | 06/27/2017 | 06/27/2017 | DISPLAY - MONITOR COLOR CHANGES - TMX | 6/27/2017 2:27:22 PM SXBOMBARA (SXBOMBARA 6/27/2017 12:00 AM) CONFIRMED ERROR. SECURED LOOSE CONNECTION. ADJUSTED TENSION ON THE BOOM ARM. RETURNED TO SERVICE. | F7A58F42-99ED-45D7-85A0-416F71E564A8 | Labor | 06/27/2017 | 06/27/2017 | Salvatore Bombara
|  | STORZ | STORZ SCB IMAGE 1 PURE HD |  | WY688150-P | OR - KELEMEN 3 |  |  |  | 10/19/2011 |  |  |  |  | NO | NO |  |  |  |  | STORZ 10369505 WY688150-P |  |  | Disposition |  | 99:99:99:99:99:99 |  | Equipment | PAAR:00-PVAR | 11/02/2019 |  | COOPER UNIVERSITY HOSPITAL |  |  | OPERATING ROOM | WOT00000000536164 | DOMINIC VENDETTA | Disposition | Closed | Salvatore Bombara | 02/08/2018 | 05/14/2019 | Bulk Disposition CNL
8706CA/1550629 |  | STORZ | STORZ STROBO-LARYNGOSCOPE 8706CA |  |  | BUNKER HILL-SURGERY |  |  | excluded | 11/02/2019 |  |  |  |  | NO | NO |  |  |  |  | STORZ 8706CA/1550629 1550629 |  |  | Active |  | 99:99:99:99:99:99 |  | Equipment | PAAR:00-PVAR | 11/02/2019 | 11/02/2019 | COOPER AMBULATORY OFF-SITES |  |  | HALLWAY |  | ANNE MAIER |  |  |  | 11/02/2019 | 11/02/2019 |  |  |  |  | 11/02/2019 | 11/02/2019
|  | STORZ | STORZ TELE PACK X LED |  | TQ08359 | PHYSICAL THERAPY |  |  |  | 10/31/2019 |  |  |  |  | NO | NO |  |  |  |  | STORZ 11208448 TQ08359 |  |  | Active |  |  |  | Equipment | PAAR:00-PVAR | 10/31/2019 | 10/31/2019 | COOPER UNIVERSITY HOSPITAL |  |  | Performance Verification | WOT00000004003963 | JOSEPHINE HONG | Performance Verification | Completed | Zhan Kiselev | 10/31/2019 | 10/31/2019 | Performance Verification for STORZ 11208448 TQ08359 | Initial Install of Performance Verification. Device is ready for patient use. |  |  | 10/31/2019 | 10/31/2019
TELECAM-C/XZ769852-H |  | STORZ | STORZ TELECAM-C 20212134 |  | XZ769852-H | BUNKER HILL-SURGERY |  |  | excluded | 11/02/2019 |  |  |  |  | NO | NO |  |  |  |  | STORZ TELECAM-C/XZ769852-H XZ769852-H |  |  | Active |  | 99:99:99:99:99:99 |  | Equipment | PAAR:00-PVAR | 11/02/2019 | 11/02/2019 | COOPER AMBULATORY OFF-SITES |  |  | HALLWAY |  | ANNE MAIER |  |  |  | 11/02/2019 | 11/02/2019 |  |  |  |  | 11/02/2019 | 11/02/2019
|  | STORZ | STORZ UNIDRIVE ENT |  | RZ2308 | OR - KELEMEN 3 |  |  |  | 10/16/2019 |  |  |  |  | NO | NO |  |  |  |  | STORZ 21133 RZ2308 |  |  | Disposition |  |  |  | Equipment | PAAR:00-PVAR | 10/16/2019 | 10/16/2019 | COOPER UNIVERSITY HOSPITAL |  |  | OPERATING ROOM |  | DOMINIC VENDETTA |  |  |  | 10/16/2019 | 10/16/2019 |  |  |  |  | 10/16/2019 | 10/16/2019
|  | STORZ | STORZ V3C-SX19-R110 |  | 09-146464 | OPERATING ROOM - PAVILION |  |  |  | 01/01/1900 |  |  |  |  | NO | NO |  |  |  |  | STORZ 10346639 09-146464 |  |  | Disposition |  |  |  | Accessory | PAAR:00-PVAR | 10/16/2019 |  | COOPER UNIVERSITY HOSPITAL |  |  | OR P01 |  | DOMINIC VENDETTA
|  | STORZ | STORZ WIDEVIEW HD |  | 08-126521 | OPERATING ROOM - PAVILION |  |  |  | 01/01/1900 |  |  |  |  | NO | NO |  |  |  |  | STORZ 10346569 08-126521 |  |  | Active |  | 99:99:99:99:99:99 |  | Accessory | PAAR:00-PVAR | 11/02/2019 |  | COOPER UNIVERSITY HOSPITAL |  |  | OR P04 |  | DOMINIC VENDETTA
|  | STORZ | STORZ WIDEVIEW HD |  |  | OR - KELEMEN 3 |  |  |  | 08/31/2009 |  |  |  |  | NO | NO |  |  |  |  | STORZ 10346284 09145773 |  |  | Active |  | 99:99:99:99:99:99 |  | Accessory | PAAR:00-PVAR | 11/02/2019 |  | COOPER UNIVERSITY HOSPITAL |  |  | OR 1 | WOT00000000536804 | DOMINIC VENDETTA | Disposition | Closed | Salvatore Bombara | 02/09/2018 | 05/15/2019 | Bulk Disposition CNL | Notification sent to technician and manager that this CEID has been marked as Could Not Locate (CNL). 33% SLA Warning: Notification sent to technician and manager that this CEID has been marked as Could Not Locate (CNL) for 30 days. 66% SLA Warning: Notification sent to technician and manager that this CEID has been marked as Could Not Locate (CNL) for 60 days. 99% SLA Warning: Notification sent to technician and manager that this CEID has been marked as Could Not Locate (CNL) for 90 days.
|  | STORZ | STORZ XENON NOVA 175 |  | SW0688988 | 3 COOPER-MULTISPECIALTY CENTER |  |  |  | 04/03/2013 |  |  |  |  | NO | NO |  |  |  |  | STORZ 10345615 SW0688988 |  |  | Active |  | 99:99:99:99:99:99 |  | Equipment | PAAR:00-PVAR | 11/01/2019 |  | COOPER AMBULATORY OFF-SITES |  |  | SUITE 104 - EXAM 163 |  | MARGIE OUTLER
|  | STRYKER CORP. | STRYKER CORP. 0350-600-001 |  | M1116SG5102023 | OR - KELEMEN 3 |  |  |  | 09/08/2005 |  |  |  |  | NO | NO |  |  |  |  | STRYKER CORP. 10369519 M1116SG5102023 |  |  | Disposition |  |  |  | Equipment | 1Y:00-MFG | 06/28/2016 | 06/01/2020 | COOPER UNIVERSITY HOSPITAL |  |  | OR - k1 |  | DOMINIC VENDETTA
|  | STRYKER CORP. | STRYKER CORP. 0702-014-000 |  |  | VOORHEES SURGERY CENTER-OPERATING ROOM |  |  |  | 06/10/2015 |  |  |  |  | NO | NO |  |  |  |  | STRYKER CORP. 10480468 1424503723 |  |  | Active |  | 99:99:99:99:99:99 |  | Equipment | 1Y:00-MFG | 06/26/2019 | 03/01/2020 | COOPER AMBULATORY OFF-SITES |  |  |  |  | JENNIFER BOMBARO
|  | STRYKER CORP. | STRYKER CORP. 1005 / 1007 (FIFTH WHEEL) |  | Not Known | VOORHEES SURGERY CENTER-OPERATING ROOM |  |  |  | 10/31/2019 |  |  |  |  | NO | NO |  |  |  |  | STRYKER CORP. 50035887 Not Known |  |  | Active |  | 99:99:99:99:99:99 |  | Equipment | PAAR:00-PVAR | 10/31/2019 | 10/31/2019 | COOPER AMBULATORY OFF-SITES |  |  |  | 0012501194 | JENNIFER BOMBARO | Preventative Maintenance | Closed | Josh Harris | 10/31/2019 | 10/31/2019 | PERFORMANCE ASSURANCE AT INVENTORY | INVENTORIED DEVICE AND ENSURED DEVICE WAS FUNCTIONING PROPERLY. | 329F37F2-6A6D-44FA-983D-36A513D3B112 | Labor | 10/31/2019 | 10/31/2019 | Kirk Lis
|  | STRYKER CORP. | STRYKER CORP. 1005 / 1007 (FIFTH WHEEL) |  |  | PATIENT TRANSPORT |  |  |  | 03/29/2019 |  |  |  |  | NO | NO |  |  |  |  | STRYKER CORP. 50035759 0909033258 |  |  | Disposition |  | 99:99:99:99:99:99 |  | Equipment | 1Y:00-MFG | 03/29/2019 | 03/29/2019 | COOPER UNIVERSITY HOSPITAL |  |  | SPECIAL TEST | 0011185385 | Bonnie Aichroch | Performance Verification | Closed | Bonnie Aichroth | 03/29/2019 | 03/29/2019 | INCOMING INVENTORY | DEVICE INVENTORIED | 0D308972-BF20-40C4-BAC5-5788DF525A3B | Labor | 03/29/2019 | 03/29/2019 | Bonnie Aichroth
|  | STRYKER CORP. | STRYKER CORP. 1005 / 1007 (FIFTH WHEEL) |  |  | PATIENT TRANSPORT |  |  |  | 04/15/2019 |  |  |  |  | NO | NO |  |  |  |  | STRYKER CORP. 50035757 909033256 |  |  | Active |  | 99:99:99:99:99:99 |  | Equipment | 1Y:00-MFG | 04/15/2019 | 04/15/2019 | COOPER UNIVERSITY HOSPITAL |  |  |  | 0011057969 | Bonnie Aichroch | Repair | Closed | Josh Harris | 04/15/2019 | 04/15/2019 | BED - CONSTANT DESCENT JACK FAILING - TMX | 1/16/2017 10:58:31 AM JXHARRIS (JXHARRIS 1/16/2017 12:00 AM) REPLACED BOTH CONSTANT DESCENT JACKS. VPO. RTS. (JXHARRIS 1/16/2017 12:00 AM) ADDING UNIT INTO RSQ. 50035757 WILL BE CEID | 794C0FC3-DC2B-46A7-AF27-27540B185FE5 | Labor | 04/15/2019 | 04/15/2019 | Josh Harris
|  | STRYKER CORP. | STRYKER CORP. 1005 / 1007 (FIFTH WHEEL) |  |  | PATIENT TRANSPORT |  |  |  | 04/11/2019 |  |  |  |  | NO | NO |  |  |  |  | STRYKER CORP. 50006407 1304040569 |  |  | Active |  | 99:99:99:99:99:99 |  | Equipment | 1Y:00-MFG | 04/11/2019 | 04/11/2019 | COOPER UNIVERSITY HOSPITAL |  |  | HALLWAY |  | Bonnie Aichroch |  |  |  | 04/11/2019 | 04/11/2019 |  |  |  |  | 04/11/2019 | 04/11/2019
|  | STRYKER CORP. | STRYKER CORP. 1005 / 1007 (FIFTH WHEEL) |  |  | PATIENT TRANSPORT |  |  |  | 04/03/2019 |  |  |  |  | NO | NO |  |  |  |  | STRYKER CORP. 50006353 0506073075 |  |  | Active |  | 99:99:99:99:99:99 |  | Equipment | 1Y:00-MFG | 04/03/2019 | 04/03/2019 | COOPER UNIVERSITY HOSPITAL |  |  | TRANSPORT | 0012564815 | Bonnie Aichroch | Preventative Maintenance | Closed | Tom Burhart | 04/03/2019 | 04/03/2019 | Performance Assurance: 00-MFG | 1/23/2018 1:53:35 PM KETRINKLE Work order updated 1/23/2018 2:00:14 PM KETRINKLE AFTER REVIEW, THE REGULATORY DEPARTMENT HAS DETERMINED THAT THIS PM WORK ORDER IS TRULY NOT NEEDED IN ORDER TO REMAIN COMPLIANT. WORK ORDER CLOSED AS NOT NEEDED. CMPLREQ0003763 | 87B206C3-C829-4EBE-931E-06BDFB67C0EA | Labor | 04/03/2019 | 04/03/2019 | Kate Trinkle
|  | STRYKER CORP. | STRYKER CORP. 1005 / 1007 (FIFTH WHEEL) |  |  | PATIENT TRANSPORT |  |  |  | 01/01/2010 |  |  |  |  | NO | NO |  |  |  |  | STRYKER CORP. 10360499 0504069624 |  |  | Disposition |  | 99:99:99:99:99:99 |  | Equipment | 1Y:00-MFG | 03/29/2019 | 04/01/2020 | COOPER UNIVERSITY HOSPITAL |  |  | PEDS/6N TREATMENT RM | WOT00000000467439 | Bonnie Aichroch | Preventative Maintenance | Closed | Tom Burhart | 02/01/2018 | 05/11/2018 | PM: Procedure: 00-MFG Frequency: 1Y | Regulatory Approved As Not Needed - CMPLRSQM0005711
|  | STRYKER CORP. | STRYKER CORP. 1005 / 1007 (FIFTH WHEEL) |  |  | PATIENT TRANSPORT |  |  |  | 10/07/2015 |  |  |  |  | NO | NO |  |  |  |  | STRYKER CORP. 10349472 0909033257 |  |  | Active |  | 99:99:99:99:99:99 |  | Equipment | 1Y:00-MFG | 04/15/2019 | 04/01/2020 | COOPER UNIVERSITY HOSPITAL |  |  | p2 storage |  | Bonnie Aichroch
|  | STRYKER CORP. | STRYKER CORP. 1005 / 1007 (FIFTH WHEEL) |  |  | VOORHEES SURGERY CENTER-OPERATING ROOM |  |  |  | 01/01/1900 |  |  |  |  | NO | NO |  |  |  |  | STRYKER CORP. 10346682 0501071498 |  |  | Disposition |  |  |  | Equipment | PAAR:00-PVAR | 11/02/2019 |  | COOPER AMBULATORY OFF-SITES |  |  | PACU ROOM 8 | 0012368815 | JENNIFER BOMBARO | Repair | Closed | Kirk Lis | 10/27/2017 | 11/08/2017 | STRETCHER - BREAKS UNLOCKING VERY EASILY - VOORHES, RECOVERY ROOM SUITE E | 11/1/2017 9:54:11 AM KALIS (KALIS 10/31/2017 12:00 AM) CONFERRED WITH DEPT. MANAGER. MARGARET WANTS UNIT REMOVED FROM FACILITY. RELOCATED UNIT TO LOADING DOCK AREA 11/8/2017 9:22:01 AM KALIS (KALIS 11/8/2017 12:00 AM) DOCUMENTATION 11/8/2017 9:22:07 AM KALIS This device has been removed from an active status with the RSQ Database, and physically removed from the facility. Device retired on 11/8/2017; Authorized By: MARGARET LIQUORI; Nature of Retirement: NO LONGER NEEDED; Days In Service: 888 | A4976EDC-2517-44B4-81A4-9BC5F7994641 | Labor | 10/31/2017 | 10/31/2017 | Kirk Lis
|  | STRYKER CORP. | STRYKER CORP. 1020 |  |  | PATIENT TRANSPORT |  |  |  | 03/29/2019 |  |  |  |  | NO | NO |  |  |  |  | STRYKER CORP. 50010975 0709046115 |  |  | Disposition |  | 99:99:99:99:99:99 |  | Equipment | 1Y:00-MFG | 03/29/2019 | 03/29/2019 | COOPER UNIVERSITY HOSPITAL |  |  | P5 STORAGE RM | 0012564817 | Bonnie Aichroch | Preventative Maintenance | Closed | Tom Burhart | 03/29/2019 | 03/29/2019 | Performance Assurance: 00-MFG | 1/2/2018 10:51:02 AM KETRINKLE (KETRINKLE 1/2/2018 8:00 AM) AFTER REVIEW, THE REGULATORY DEPARTMENT HAS DETERMINED THAT THIS PM WORK ORDER IS TRULY NOT NEEDED IN ORDER TO REMAIN COMPLIANT. WORK ORDER CLOSED AS NOT NEEDED.CMPLREQ0003763 | 4BB992AF-A3A1-426B-8A45-DCA3D3C9B6C8 | Labor | 03/29/2019 | 03/29/2019 | Kate Trinkle
|  | STRYKER CORP. | STRYKER CORP. 1020 |  |  | PATIENT TRANSPORT |  |  |  | 03/29/2019 |  |  |  |  | NO | NO |  |  |  |  | STRYKER CORP. 50010973 0309052052 |  |  | Disposition |  | 99:99:99:99:99:99 |  | Equipment | 1Y:00-MFG | 03/29/2019 | 03/29/2019 | COOPER UNIVERSITY HOSPITAL |  |  | P5 STORAGE RM | 0012564810 | Bonnie Aichroch | Preventative Maintenance | Closed | Tom Burhart | 03/29/2019 | 03/29/2019 | Performance Assurance: 00-MFG | 1/23/2018 1:53:19 PM KETRINKLE Work order updated 1/23/2018 1:59:53 PM KETRINKLE AFTER REVIEW, THE REGULATORY DEPARTMENT HAS DETERMINED THAT THIS PM WORK ORDER IS TRULY NOT NEEDED IN ORDER TO REMAIN COMPLIANT. WORK ORDER CLOSED AS NOT NEEDED. CMPLREQ0003763 | BC829EA8-7C03-4FED-A95B-1C912908BAF7 | Labor | 03/29/2019 | 03/29/2019 | Kate Trinkle
|  | STRYKER CORP. | STRYKER CORP. 1020 |  |  | PATIENT TRANSPORT |  |  |  | 01/01/1900 |  |  |  |  | NO | NO |  |  |  |  | STRYKER CORP. 10368936 0309952053 |  |  | Disposition |  |  |  | Equipment | 1Y:00-MFG | 01/01/1900 | 12/01/2019 | COOPER UNIVERSITY HOSPITAL |  |  | TRAUMA | 0011792140 | Bonnie Aichroch | Repair | Closed | Josh Harris | 06/26/2017 | 06/26/2017 | STRETCHERS, MOBILE, HOSPITAL, ADJUSTABLE-HEIGHT - BROKEN WELD, DISPOSITION - TMX | 6/26/2017 7:59:13 AM JXHARRIS (JXHARRIS 6/26/2017 12:00 AM) WELDS BROKEN ON STRETCHER. NOT ECONOMICAL TO REPAIR. RETIRING UNIT. 6/26/2017 7:59 AM JXHARRIS This device has been removed from an active status with the RSQ Database, and physically removed from the facility. Device retired on 6/26/2017; Authorized By: BONNIE AICHROTH; Nature of Retirement: BEYOND ECONOMICAL REPAIR; Days In Service: 752 | 0811048A-E2CE-49A9-9066-94980812CD21 | Labor | 06/26/2017 | 06/26/2017 | Josh Harris
|  | STRYKER CORP. | STRYKER CORP. 1027 |  |  | PATIENT TRANSPORT |  |  |  | 03/29/2019 |  |  |  |  | NO | NO |  |  |  |  | STRYKER CORP. 50010974 0209046114 |  |  | Disposition |  | 99:99:99:99:99:99 |  | Equipment | 1Y:00-MFG | 03/29/2019 | 03/29/2019 | COOPER UNIVERSITY HOSPITAL |  |  | P5 STORAGE RM | 0012564809 | Bonnie Aichroch | Preventative Maintenance | Closed | Tom Burhart | 03/29/2019 | 03/29/2019 | Performance Assurance: 00-MFG | 1/23/2018 1:53:17 PM KETRINKLE Work order updated 1/23/2018 1:59:50 PM KETRINKLE AFTER REVIEW, THE REGULATORY DEPARTMENT HAS DETERMINED THAT THIS PM WORK ORDER IS TRULY NOT NEEDED IN ORDER TO REMAIN COMPLIANT. WORK ORDER CLOSED AS NOT NEEDED. CMPLREQ0003763 | F9A90D77-883E-4135-8529-105BD47F38EB | Labor | 03/29/2019 | 03/29/2019 | Kate Trinkle
|  | STRYKER CORP. | STRYKER CORP. 1027 |  |  | PATIENT TRANSPORT |  |  |  | 03/29/2019 |  |  |  |  | NO | NO |  |  |  |  | STRYKER CORP. 50010972 1002032670 |  |  | Disposition |  | 99:99:99:99:99:99 |  | Equipment | 1Y:00-MFG | 03/29/2019 | 03/29/2019 | COOPER UNIVERSITY HOSPITAL |  |  | P5 STORAGE RM | 0012564830 | Bonnie Aichroch | Preventative Maintenance | Closed | Tom Burhart | 03/29/2019 | 03/29/2019 | Performance Assurance: 00-MFG | 1/23/2018 2:07:50 PM KETRINKLE Work order updated 1/23/2018 2:13:00 PM KETRINKLE AFTER REVIEW, THE REGULATORY DEPARTMENT HAS DETERMINED THAT THIS PM WORK ORDER IS TRULY NOT NEEDED IN ORDER TO REMAIN COMPLIANT. WORK ORDER CLOSED AS NOT NEEDED. CMPLREQ0003763 | A5F6A9DA-5326-4CC8-941A-840A9DE5F948 | Labor | 03/29/2019 | 03/29/2019 | Kate Trinkle
|  | STRYKER CORP. | STRYKER CORP. 1027 |  |  | PATIENT TRANSPORT |  |  |  | 03/29/2019 |  |  |  |  | NO | NO |  |  |  |  | STRYKER CORP. 50010971 1002032669 |  |  | Disposition |  | 99:99:99:99:99:99 |  | Equipment | 1Y:00-MFG | 03/29/2019 | 03/29/2019 | COOPER UNIVERSITY HOSPITAL |  |  | P5 STORAGE RM | 0012564829 | Bonnie Aichroch | Preventative Maintenance | Closed | Tom Burhart | 03/29/2019 | 03/29/2019 | Performance Assurance: 00-MFG | 1/23/2018 2:07:47 PM KETRINKLE Work order updated 1/23/2018 2:12:57 PM KETRINKLE AFTER REVIEW, THE REGULATORY DEPARTMENT HAS DETERMINED THAT THIS PM WORK ORDER IS TRULY NOT NEEDED IN ORDER TO REMAIN COMPLIANT. WORK ORDER CLOSED AS NOT NEEDED. CMPLREQ0003763 | 38FB6556-A0A3-48CC-BA9F-16A1C89632E1 | Labor | 03/29/2019 | 03/29/2019 | Kate Trinkle
|  | STRYKER CORP. | STRYKER CORP. 1060 OB/GYN TRAUMA |  | 1303-037994 | PATIENT TRANSPORT |  |  |  | 06/10/2015 |  |  |  |  | NO | NO |  |  |  |  | STRYKER CORP. 10732439 1303-037994 |  |  | Disposition |  | 99:99:99:99:99:99 |  | Equipment | 1Y:00-MFG | 03/29/2019 | 04/01/2020 | COOPER UNIVERSITY HOSPITAL |  |  |  | 0012493512 | Bonnie Aichroch | Performance Verification | Closed | Josh Harris | 12/08/2017 | 12/08/2017 | INCOMING INVENTORY | DEVICE INVENTORIED | 70E64F74-86C1-4374-966C-7542DC225565 | Labor | 12/08/2017 | 12/08/2017 | Josh Harris
|  | STRYKER CORP. | STRYKER CORP. 1061 GYNNIE |  |  | RUNNEMEDE URGENT CARE |  |  |  | 11/02/2019 |  |  |  |  | NO | NO |  |  |  |  | STRYKER CORP. 10769679 1411031319 |  |  | Active |  | 99:99:99:99:99:99 |  | Equipment | PAAR:00-PVAR | 11/02/2019 | 11/02/2019 | COOPER AMBULATORY OFF-SITES |  |  | PROCEDURE |  | MELISSA PORTOBANCO |  |  |  | 11/02/2019 | 11/02/2019 |  |  |  |  | 11/02/2019 | 11/02/2019
|  | STRYKER CORP. | STRYKER CORP. 1061 GYNNIE |  |  | RUNNEMEDE URGENT CARE |  |  |  | 10/31/2019 |  |  |  |  | NO | NO |  |  |  |  | STRYKER CORP. 10769672 1702030735 |  |  | Active |  | 99:99:99:99:99:99 |  | Equipment | PAAR:00-PVAR | 10/31/2019 | 10/31/2019 | COOPER AMBULATORY OFF-SITES |  |  |  | 0012056190 | MELISSA PORTOBANCO | Preventative Maintenance | Closed | Kirk Lis | 10/31/2019 | 10/31/2019 | PERFORMANCE ASSURANCE AT INVENTORY | INVENTORIED DEVICE AND ENSURED DEVICE WAS FUNCTIONING PROPERLY. | D819640F-74B6-48B1-86F2-6B6D73C155A5 | Labor | 10/31/2019 | 10/31/2019 | Kirk Lis
|  | STRYKER CORP. | STRYKER CORP. 1061 GYNNIE |  | 0907-031127 | PATIENT TRANSPORT |  |  |  | 01/01/1900 |  |  |  |  | NO | NO |  |  |  |  | STRYKER CORP. 10365327 0907-031127 |  |  | Active |  | 99:99:99:99:99:99 |  | Equipment | 1Y:00-MFG | 04/15/2019 | 04/01/2020 | COOPER UNIVERSITY HOSPITAL |  |  | rm605 |  | Bonnie Aichroch
10G025634 |  | STRYKER CORP. | STRYKER CORP. 1288 HD CAMERA HEAD |  | 10G025634 | VOORHEES SURGERY CENTER-OPERATING ROOM |  |  | excluded | 10/31/2019 |  |  |  |  | NO | NO |  |  |  |  | STRYKER CORP. 10G025634 10G025634 |  |  | Active |  | 99:99:99:99:99:99 |  | Equipment | PAAR:00-PVAR | 10/31/2019 | 10/31/2019 | COOPER AMBULATORY OFF-SITES |  |  |  |  | JENNIFER BOMBARO |  |  |  | 10/31/2019 | 10/31/2019 |  |  |  |  | 10/31/2019 | 10/31/2019
10H006764 |  | STRYKER CORP. | STRYKER CORP. 1288 HD CAMERA HEAD |  | 10H006764 | CENTRAL STERILE PROCESSING |  |  | excluded | 10/31/2019 |  |  |  |  | NO | NO |  |  |  |  | STRYKER CORP. 10H006764 10H006764 |  |  | Active |  |  |  | Equipment | PAAR:00-PVAR | 10/31/2019 | 10/31/2019 | COOPER UNIVERSITY HOSPITAL |  |  | BASEMENT | WOT00000002112875 | GINA GAROZZO | Repair | Closed | Kenneth Krips | 10/31/2019 | 10/31/2019 | Stryker camera - dark image | .:: Acknowledged ::. Technician: Kenneth KripsTimestamp: 2019-02-04 13:27:17 1.1.0 10H006764 VIDEO.CAMERA HEAD.CAMERA.STRYKER.1288-210-105 EA 1 $0.00 $0.001.1.2 SC.VID001 Cable Replaced EA 1 $0.00 $0.001.1.3 SC.VID003 Prism Centering Bracket Replaced EA 1 $0.00 $0.001.1.4 SC.VID005 Front Window Replaced EA 1 $0.00 $0.001.1.5 SC.VID011 Soak Cap Replaced EA 1 $0.00 $0.001.1.6 SC.VID012 Soak Cap Wire Replaced EA 1 $0.00 $0.001.1.7 SC.VID039 Prism Block Centered EA 1 $0.00 $0.001.1.8 SC.VID044 Replace Threads EA 1 $0.00 $0.001.1.9 SC.VID045 Clean Optics EA 1 $0.00 $0.001.1.10 CT.VCS111 Stryker 1288 Repair EA 1 $1,200.00 $1,200.00Total 1,200.00 THIS DEVICE BELONGS TO VOORHEES SURGERY CTR. THIS CAMERA HAS BEEN RETURNED BACK TO LEAD JASON PIETARINEN @ VOORHEES SURGERY CTR. SUITE E. | EXP2224795 | Labor | 10/31/2019 | 10/31/2019 | Kenneth Krips
10G004234 |  | STRYKER CORP. | STRYKER CORP. 1288 HD CAMERA HEAD |  | 10G004234 | VOORHEES SURGERY CENTER-OPERATING ROOM |  |  | excluded | 11/14/2019 |  |  |  |  | NO | NO |  |  |  |  | STRYKER CORP. 10G004234 10G004234 |  |  | Active |  |  |  | Equipment | PAAR:00-PVAR | 11/14/2019 | 11/14/2019 | COOPER AMBULATORY OFF-SITES |  |  | SUITE E | WOT00000004321493 | JENNIFER BOMBARO | Performance Verification | Completed | Kirk Lis | 11/14/2019 | 11/14/2019 | Performance Verification for STRYKER CORP. 10G004234 10G004234 | Initial Install of Performance Verification. Device is ready for patient use. |  |  | 11/14/2019 | 11/14/2019
|  | STRYKER CORP. | STRYKER CORP. 5050 STRETCHER CHAIR |  |  | PATIENT TRANSPORT |  |  |  | 11/02/2019 |  |  |  |  | NO | NO |  |  |  |  | STRYKER CORP. 50010985 0901031132 |  |  | Disposition |  |  |  | Equipment | PAAR:00-PVAR | 11/02/2019 | 11/02/2019 | COOPER UNIVERSITY HOSPITAL |  |  | PT |  | Bonnie Aichroch |  |  |  | 11/02/2019 | 11/02/2019 |  |  |  |  | 11/02/2019 | 11/02/2019
|  | STRYKER CORP. | STRYKER CORP. 5050 STRETCHER CHAIR |  |  | PATIENT TRANSPORT |  |  |  | 03/29/2019 |  |  |  |  | NO | NO |  |  |  |  | STRYKER CORP. 50010983 0901031084 |  |  | Disposition |  | 99:99:99:99:99:99 |  | Equipment | 1Y:00-MFG | 03/29/2019 | 03/29/2019 | COOPER UNIVERSITY HOSPITAL |  |  | Pav 2 Bed Storage |  | Bonnie Aichroch |  |  |  | 03/29/2019 | 03/29/2019 |  |  |  |  | 03/29/2019 | 03/29/2019
|  | STRYKER CORP. | STRYKER CORP. 5050 STRETCHER CHAIR |  |  | PATIENT TRANSPORT |  |  |  | 03/29/2019 |  |  |  |  | NO | NO |  |  |  |  | STRYKER CORP. 50010982 0901031136 |  |  | Disposition |  | 99:99:99:99:99:99 |  | Equipment | 1Y:00-MFG | 03/29/2019 | 03/29/2019 | COOPER UNIVERSITY HOSPITAL |  |  | P5 STORAGE RM | 0012564826 | Bonnie Aichroch | Preventative Maintenance | Closed | Tom Burhart | 03/29/2019 | 03/29/2019 | Performance Assurance: 00-MFG | 1/23/2018 1:54:08 PM KETRINKLE Work order updated 1/23/2018 2:00:54 PM KETRINKLE AFTER REVIEW, THE REGULATORY DEPARTMENT HAS DETERMINED THAT THIS PM WORK ORDER IS TRULY NOT NEEDED IN ORDER TO REMAIN COMPLIANT. WORK ORDER CLOSED AS NOT NEEDED. CMPLREQ0003763 | E6B31B72-5828-49FB-A7A4-B03EEA3ABAF6 | Labor | 03/29/2019 | 03/29/2019 | Kate Trinkle
|  | STRYKER CORP. | STRYKER CORP. 5050 STRETCHER CHAIR |  |  | PATIENT TRANSPORT |  |  |  | 01/01/1900 |  |  |  |  | NO | NO |  |  |  |  | STRYKER CORP. 50010798 0901031085 |  |  | Disposition |  |  |  | Equipment | 1Y:00-MFG | 01/01/1900 | 01/01/1900 | COOPER UNIVERSITY HOSPITAL |  |  | ER | 0011792154 | Bonnie Aichroch | Repair | Closed | Josh Harris | 01/01/1900 | 01/01/1900 | STRETCHER/CHAIRS, MOBILE - BROKEN BACKBOARD, CONSTANT DESCENT JACK LEAKING, DISPOSITION - TMX | 6/26/2017 8:01:13 AM JXHARRIS (JXHARRIS 6/26/2017 12:00 AM) BACKBOARD BROKEN, BOTH CONSTANT DESCENT JACKS FAILED, WELD BROKEN. NOT ECONOMICAL TO REPAIR. RETIRING. 6/26/2017 8:01 AM JXHARRIS This device has been removed from an active status with the RSQ Database, and physically removed from the facility. Device retired on 6/26/2017; Authorized By: BONNIE AICHROTH; Nature of Retirement: BEYOND ECONOMICAL REPAIR; Days In Service: 752 | DE36352E-4C4D-458F-B587-89DE20147C10 | Labor | 01/01/1900 | 01/01/1900 | Josh Harris
|  | STRYKER CORP. | STRYKER CORP. 5050 STRETCHER CHAIR |  |  | PATIENT TRANSPORT |  |  |  | 03/29/2019 |  |  |  |  | NO | NO |  |  |  |  | STRYKER CORP. 50006486 1303037994 |  |  | Disposition |  | 99:99:99:99:99:99 |  | Equipment | 1Y:00-MFG | 03/29/2019 | 03/29/2019 | COOPER UNIVERSITY HOSPITAL |  |  | TRANSPORT | WOT00000000488203 | Bonnie Aichroch | Preventative Maintenance | Closed | Tom Burhart | 03/29/2019 | 03/29/2019 | PM: Procedure: 00-MFG Frequency: 1Y | Regulatory Approved As Not Needed - CMPLRSQM0005791 |  |  | 03/29/2019 | 03/29/2019
|  | STRYKER CORP. | STRYKER CORP. 5050 STRETCHER CHAIR |  |  | PATIENT TRANSPORT |  |  |  | 11/02/2019 |  |  |  |  | NO | NO |  |  |  |  | STRYKER CORP. 50005146 0901031083 |  |  | Disposition |  |  |  | Equipment | PAAR:00-PVAR | 11/02/2019 | 11/02/2019 | COOPER UNIVERSITY HOSPITAL |  |  | Pav 2 Bed Storage |  | Bonnie Aichroch |  |  |  | 11/02/2019 | 11/02/2019 |  |  |  |  | 11/02/2019 | 11/02/2019
|  | STRYKER CORP. | STRYKER CORP. 5050 STRETCHER CHAIR |  |  | PATIENT TRANSPORT |  |  |  | 01/01/1900 |  |  |  |  | NO | NO |  |  |  |  | STRYKER CORP. 10356715 0712097010 |  |  | Disposition |  | 99:99:99:99:99:99 |  | Equipment | 1Y:00-MFG | 03/29/2019 | 04/01/2020 | COOPER UNIVERSITY HOSPITAL |  |  | PT |  | Bonnie Aichroch
|  | STRYKER CORP. | STRYKER CORP. 5050 STRETCHER CHAIR |  |  | PATIENT TRANSPORT |  |  |  | 01/01/1900 |  |  |  |  | NO | NO |  |  |  |  | STRYKER CORP. 10355409 0567070563 |  |  | Disposition |  | 99:99:99:99:99:99 |  | Equipment | 1Y:00-MFG | 03/29/2019 | 04/01/2020 | COOPER UNIVERSITY HOSPITAL |  |  | P5 STORAGE RM | 0012564816 | Bonnie Aichroch | Preventative Maintenance | Closed | Tom Burhart | 01/01/2018 | 01/23/2018 | Performance Assurance: 00-MFG | 1/23/2018 1:53:38 PM KETRINKLE Work order updated 1/23/2018 2:00:18 PM KETRINKLE AFTER REVIEW, THE REGULATORY DEPARTMENT HAS DETERMINED THAT THIS PM WORK ORDER IS TRULY NOT NEEDED IN ORDER TO REMAIN COMPLIANT. WORK ORDER CLOSED AS NOT NEEDED. CMPLREQ0003763 | AA7C4F04-D9DD-4794-B54C-686C4DDE1F88 | Labor | 01/22/2018 | 01/22/2018 | Kate Trinkle
|  | STRYKER CORP. | STRYKER CORP. 5050 STRETCHER CHAIR |  |  | PATIENT TRANSPORT |  |  |  | 01/01/1900 |  |  |  |  | NO | NO |  |  |  |  | STRYKER CORP. 10355404 0901031134 |  |  | Disposition |  | 99:99:99:99:99:99 |  | Equipment | 1Y:00-MFG | 03/29/2019 | 04/01/2020 | COOPER UNIVERSITY HOSPITAL |  |  | Pav 7 | 0012564825 | Bonnie Aichroch | Preventative Maintenance | Closed | Tom Burhart | 01/01/2018 | 01/23/2018 | Performance Assurance: 00-MFG | 1/23/2018 1:54:05 PM KETRINKLE Work order updated 1/23/2018 2:00:50 PM KETRINKLE AFTER REVIEW, THE REGULATORY DEPARTMENT HAS DETERMINED THAT THIS PM WORK ORDER IS TRULY NOT NEEDED IN ORDER TO REMAIN COMPLIANT. WORK ORDER CLOSED AS NOT NEEDED. CMPLREQ0003763 | 7173F755-C458-433A-B21E-29C5053E135E | Labor | 01/22/2018 | 01/22/2018 | Kate Trinkle
|  | STRYKER CORP. | STRYKER CORP. 5050 STRETCHER CHAIR |  |  | PATIENT TRANSPORT |  |  |  | 01/01/1900 |  |  |  |  | NO | NO |  |  |  |  | STRYKER CORP. 10355402 0901031131 |  |  | Disposition |  | 99:99:99:99:99:99 |  | Equipment | 1Y:00-MFG | 03/29/2019 | 04/01/2020 | COOPER UNIVERSITY HOSPITAL |  |  | P5 STORAGE RM |  | Bonnie Aichroch
|  | STRYKER CORP. | STRYKER CORP. 660 |  |  | PATIENT TRANSPORT |  |  |  | 01/01/1900 |  |  |  |  | NO | NO |  |  |  |  | STRYKER CORP. 50010977 0206044301 |  |  | Disposition |  |  |  | Equipment | 1Y:00-MFG | 01/01/1900 | 01/01/1900 | COOPER UNIVERSITY HOSPITAL |  |  | P2 Storage RM |  | Bonnie Aichroch |  |  |  | 01/01/1900 | 01/01/1900 |  |  |  |  | 01/01/1900 | 01/01/1900
|  | STRYKER CORP. | STRYKER CORP. 660 |  |  | PATIENT TRANSPORT |  |  |  | 03/29/2019 |  |  |  |  | NO | NO |  |  |  |  | STRYKER CORP. 50010969 0206044309 |  |  | Disposition |  | 99:99:99:99:99:99 |  | Equipment | 1Y:00-MFG | 03/29/2019 | 03/29/2019 | COOPER UNIVERSITY HOSPITAL |  |  | PACU | 0012564808 | Bonnie Aichroch | Preventative Maintenance | Closed | Tom Burhart | 03/29/2019 | 03/29/2019 | Performance Assurance: 00-MFG | 1/23/2018 1:53:13 PM KETRINKLE Work order updated 1/23/2018 1:59:47 PM KETRINKLE AFTER REVIEW, THE REGULATORY DEPARTMENT HAS DETERMINED THAT THIS PM WORK ORDER IS TRULY NOT NEEDED IN ORDER TO REMAIN COMPLIANT. WORK ORDER CLOSED AS NOT NEEDED. CMPLREQ0003763 | 54BA85FA-BF65-4B4A-8292-117A9B57D424 | Labor | 03/29/2019 | 03/29/2019 | Kate Trinkle
|  | STRYKER CORP. | STRYKER CORP. 660 |  |  | PATIENT TRANSPORT |  |  |  | 11/02/2019 |  |  |  |  | NO | NO |  |  |  |  | STRYKER CORP. 50010794 0206044307 |  |  | Disposition |  |  |  | Equipment | PAAR:00-PVAR | 11/02/2019 | 11/02/2019 | COOPER UNIVERSITY HOSPITAL |  |  | KELEMEN-OR |  | Bonnie Aichroch |  |  |  | 11/02/2019 | 11/02/2019 |  |  |  |  | 11/02/2019 | 11/02/2019
|  | STRYKER CORP. | STRYKER CORP. 660 |  |  | PATIENT TRANSPORT |  |  |  | 04/22/2019 |  |  |  |  | NO | NO |  |  |  |  | STRYKER CORP. 50010776 0206044305 |  |  | Disposition |  | 99:99:99:99:99:99 |  | Equipment | 1Y:00-MFG | 04/22/2019 | 04/22/2019 | COOPER UNIVERSITY HOSPITAL |  |  | OR HOLDING - PACU | WOT00000000488311 | Bonnie Aichroch | Preventative Maintenance | Closed | Tom Burhart | 04/22/2019 | 04/22/2019 | PM: Procedure: 00-MFG Frequency: 1Y | Regulatory Approved As Not Needed - CMPLRSQM0005704 |  |  | 04/22/2019 | 04/22/2019
|  | STRYKER CORP. | STRYKER CORP. 660 |  |  | PATIENT TRANSPORT |  |  |  | 01/01/1900 |  |  |  |  | NO | NO |  |  |  |  | STRYKER CORP. 50006434 0206044310 |  |  | Disposition |  |  |  | Equipment | 1Y:00-MFG | 01/01/1900 | 01/01/1900 | COOPER UNIVERSITY HOSPITAL |  |  | p2 storage | 0011049736 | Bonnie Aichroch | Repair | Closed | Richard Jolly | 01/01/1900 | 01/01/1900 | STRETCHER - DISPOSITION - TMX | 1/20/2017 3:34:23 PM RCJOLLY (RCJOLLY 1/12/2017 10:00 AM) REMOVE FROM SERVICE 1/20/2017 3:34:25 PM RCJOLLY This device has been removed from an active status with the RSQ Database, and physically removed from the facility. Device retired on 1/20/2017; Authorized By: YES; Nature of Retirement: BEYOND ECONOMICAL REPAIR; Days In Service: 595 | 1446FC85-AB52-458A-8FF3-6491ABD674C0 | Labor | 01/01/1900 | 01/01/1900 | Richard Jolly
|  | STRYKER CORP. | STRYKER CORP. 660 |  |  | PATIENT TRANSPORT |  |  |  | 03/29/2019 |  |  |  |  | NO | NO |  |  |  |  | STRYKER CORP. 50006358 0206044303 |  |  | Disposition |  | 99:99:99:99:99:99 |  | Equipment | 1Y:00-MFG | 03/29/2019 | 03/29/2019 | COOPER UNIVERSITY HOSPITAL |  |  | ER | WOT00000000488162 | Bonnie Aichroch | Preventative Maintenance | Closed | Tom Burhart | 03/29/2019 | 03/29/2019 | PM: Procedure: 00-MFG Frequency: 1Y | Regulatory Approved As Not Needed - CMPLRSQM0005803 |  |  | 03/29/2019 | 03/29/2019
|  | STRYKER CORP. | STRYKER CORP. 660 |  |  | PATIENT TRANSPORT |  |  |  | 10/16/2019 |  |  |  |  | NO | NO |  |  |  |  | STRYKER CORP. 30149722 0206044308 |  |  | Disposition |  |  |  | Equipment | PAAR:00-PVAR | 10/16/2019 | 10/16/2019 | COOPER UNIVERSITY HOSPITAL |  |  |  |  | Bonnie Aichroch |  |  |  | 10/16/2019 | 10/16/2019 |  |  |  |  | 10/16/2019 | 10/16/2019
|  | STRYKER CORP. | STRYKER CORP. 721 TRANSPORT |  | Not Known | BRACHFIELD MEDICAL ASSOCIATES-MEDICINE |  |  |  | 01/01/1900 |  |  |  |  | NO | NO |  |  |  |  | STRYKER CORP. 10367190 Not Known |  |  | Active |  | 99:99:99:99:99:99 |  | Equipment | PAAR:00-PVAR | 11/02/2019 |  | COOPER AMBULATORY OFF-SITES |  |  | ENDO - Holding |  | CATHY CRAWFORD
|  | STRYKER CORP. | STRYKER CORP. 721 TRANSPORT |  | Not Known | BRACHFIELD MEDICAL ASSOCIATES-MEDICINE |  |  |  | 01/01/1900 |  |  |  |  | NO | NO |  |  |  |  | STRYKER CORP. 10367179 Not Known |  |  | Active |  | 99:99:99:99:99:99 |  | Equipment | PAAR:00-PVAR | 11/02/2019 |  | COOPER AMBULATORY OFF-SITES |  |  | ENDO - Holding |  | CATHY CRAWFORD
|  | STRYKER CORP. | STRYKER CORP. 840 |  | Not Known | VOORHEES ORTHOPEDICS |  |  |  | 01/01/1900 |  |  |  |  | NO | NO |  |  |  |  | STRYKER CORP. 10356925 Not Known |  |  | Active |  | 99:99:99:99:99:99 |  | Equipment | PAAR:00-PVAR | 11/02/2019 |  | COOPER AMBULATORY OFF-SITES |  |  | ORTHO - HALL - BLD 2 |  | CAROL STRANTON
|  | STRYKER CORP. | STRYKER CORP. 840 |  | Not Known | 3 COOPER - SURGERY DEPARTMENT |  |  |  | 06/10/2015 |  |  |  |  | NO | NO |  |  |  |  | STRYKER CORP. 10349197 Not Known |  |  | Active |  | 99:99:99:99:99:99 |  | Equipment | PAAR:00-PVAR | 10/31/2019 |  | COOPER AMBULATORY OFF-SITES |  |  | Suite 403 - Exam 2 Closet |  | ANNE MAIER
|  | STRYKER CORP. | STRYKER CORP. 840 |  | Not Known | 401 KINGS HIGHWAY - ORTHOPEDICS |  |  |  | 01/01/1900 |  |  |  |  | NO | NO |  |  |  |  | STRYKER CORP. 10346121 Not Known |  |  | Active |  | 99:99:99:99:99:99 |  | Equipment | PAAR:00-PVAR | 11/02/2019 |  | COOPER AMBULATORY OFF-SITES |  |  | EQUIPMENT STORAGE |  | HELEN BOYLE
|  | STRYKER CORP. | STRYKER CORP. 848 |  |  | ORTHOPEDICS |  |  |  | 05/04/2016 |  |  |  |  | NO | NO |  |  |  |  | STRYKER CORP. 10480395 91030773 |  |  | Active |  | 99:99:99:99:99:99 |  | Equipment | PAAR:00-PVAR | 10/31/2019 |  | COOPER AMBULATORY OFF-SITES |  |  | SUITE 303 - EVESHAM COMMONS |  | JOAN STEAD
|  | STRYKER CORP. | STRYKER CORP. 848 |  |  | 3 COOPER - SURGERY DEPARTMENT |  |  |  | 01/01/1900 |  |  |  |  | NO | NO |  |  |  |  | STRYKER CORP. 10349198 0435503963 |  |  | Disposition |  |  |  | Equipment | PAAR:00-PVAR | 11/02/2019 |  | COOPER AMBULATORY OFF-SITES |  |  | SUITE 403 - EXAM 2 |  | ANNE MAIER
|  | STRYKER CORP. | STRYKER CORP. 855 |  | Not Known | VOORHEES ORTHOPEDICS |  |  |  | 01/01/1900 |  |  |  |  | NO | NO |  |  |  |  | STRYKER CORP. 10356926 Not Known |  |  | Active |  | 99:99:99:99:99:99 |  | Equipment | PAAR:00-PVAR | 11/02/2019 |  | COOPER AMBULATORY OFF-SITES |  |  | bdlg 2 suite 203 ORTHO |  | CAROL STRANTON
|  | STRYKER CORP. | STRYKER CORP. 886 PLASTER VAC |  |  | 3 COOPER - SURGERY DEPARTMENT |  |  |  | 01/01/1900 |  |  |  |  | NO | NO |  |  |  |  | STRYKER CORP. 10349200 90011303 |  |  | Disposition |  | 99:99:99:99:99:99 |  | Equipment | PAAR:00-PVAR | 11/01/2019 |  | COOPER AMBULATORY OFF-SITES |  |  | Suite 403 - Exam 2 Closet |  | ANNE MAIER
|  | STRYKER CORP. | STRYKER CORP. 9002-210 |  | NOT KNOWN | 3 COOPER - SURGERY DEPARTMENT |  |  |  | 08/03/2015 |  |  |  |  | NO | NO |  |  |  |  | STRYKER CORP. 10349201 NOT KNOWN |  |  | Disposition |  | 99:99:99:99:99:99 |  | Equipment | PAAR:00-PVAR | 10/16/2019 |  | COOPER AMBULATORY OFF-SITES |  |  | Suite 403 - Exam 2 Closet |  | ANNE MAIER
|  | STRYKER CORP. | STRYKER CORP. 940 |  |  | COOPER BONE & JOINT- GLASSBORO |  |  |  | 05/26/2010 |  |  |  |  | NO | NO |  |  |  |  | STRYKER CORP. 10356919 1015200039 |  |  | Active |  | 99:99:99:99:99:99 |  | Equipment | PAAR:00-PVAR | 11/02/2019 |  | COOPER AMBULATORY OFF-SITES |  |  | bdlg 2 ORTHO PACS/DIC RM |  | COURTNEY BUDD
|  | STRYKER CORP. | STRYKER CORP. 940 |  |  | COOPER BONE & JOINT- GLASSBORO |  |  |  | 11/02/2019 |  |  |  |  | NO | NO |  |  |  |  | STRYKER CORP. 30212673 1733300029 |  |  | Active |  | 99:99:99:99:99:99 |  | Equipment | PAAR:00-PVAR | 11/02/2019 | 11/02/2019 | COOPER AMBULATORY OFF-SITES |  |  |  | 0012661848 | COURTNEY BUDD | Performance Verification | Closed | Josh Harris | 11/02/2019 | 11/02/2019 | INCOMING INVENTORY | DEVICE INVENTORIED | 7F3B41BA-0753-4E48-B544-8A4180DEF2DE | Labor | 11/02/2019 | 11/02/2019 | Josh Harris
|  | STRYKER CORP. | STRYKER CORP. 940 |  |  | EMERGENCY ROOM |  |  |  | 08/05/2013 |  |  |  |  | NO | NO |  |  |  |  | STRYKER CORP. 10349344 1314800199 |  |  | Active |  | 99:99:99:99:99:99 |  | Equipment | PAAR:00-PVAR | 10/31/2019 |  | COOPER UNIVERSITY HOSPITAL |  |  | EMERGENCY DEPARTMENT |  | KAREN GRUBER
|  | STRYKER CORP. | STRYKER CORP. 940 |  |  | CHERRY HILL URGENT CARE |  |  |  | 01/01/2001 |  |  |  |  | NO | NO |  |  |  |  | STRYKER CORP. 10346158 94100393 |  |  | Active |  | 99:99:99:99:99:99 |  | Equipment | PAAR:00-PVAR | 11/01/2019 |  | COOPER AMBULATORY OFF-SITES |  |  | PROCEDURE ROOM |  | MELISSA PORTOBANCO
|  | STRYKER CORP. | STRYKER CORP. 986 |  |  | COOPER BONE & JOINT- GLASSBORO |  |  |  | 05/26/2010 |  |  |  |  | NO | NO |  |  |  |  | STRYKER CORP. 10356918 1009100019 |  |  | Active |  | 99:99:99:99:99:99 |  | Equipment | PAAR:00-PVAR | 11/02/2019 |  | COOPER AMBULATORY OFF-SITES |  |  | MOVES |  | COURTNEY BUDD
|  | STRYKER CORP. | STRYKER CORP. 986 CAST VAC |  |  | ORTHOPEDICS |  |  |  | 05/04/2016 |  |  |  |  | NO | NO |  |  |  |  | STRYKER CORP. 10480396 62657 |  |  | Active |  | 99:99:99:99:99:99 |  | Equipment | PAAR:00-PVAR | 10/31/2019 |  | COOPER AMBULATORY OFF-SITES |  |  | SUITE 303 - EVESHAM COMMONS |  | JOAN STEAD
|  | STRYKER CORP. | STRYKER CORP. CAST CUTTER |  |  | NEURO/ORTHO/MEDSURG/7 PAV |  |  |  | 02/15/2010 |  |  |  |  | NO | NO |  |  |  |  | STRYKER CORP. 10356441 0032302633 |  |  | Disposition |  | 99:99:99:99:99:99 |  | Equipment | 1Y:00-MFG | 07/30/2019 | 02/01/2020 | COOPER UNIVERSITY HOSPITAL |  |  | P7 |  | Pam Young
|  | STRYKER CORP. | STRYKER CORP. CUB PEDIATRIC CRIB |  | F507555 | KELEMEN N6 |  |  |  | 04/24/2019 |  |  |  |  | NO | NO |  |  |  |  | STRYKER CORP. 30126206 F507555 |  |  | Active |  | 99:99:99:99:99:99 |  | Equipment | 1Y:00-MFG | 04/24/2019 | 04/24/2019 | COOPER UNIVERSITY HOSPITAL |  |  | PEDS |  | Susan Cannon |  |  |  | 04/24/2019 | 04/24/2019 |  |  |  |  | 04/24/2019 | 04/24/2019
|  | STRYKER CORP. | STRYKER CORP. CUB PEDIATRIC CRIB |  | F55138 | PEDIATRICS SOUTH 7 |  |  |  | 04/11/2019 |  |  |  |  | NO | NO |  |  |  |  | STRYKER CORP. 50035900 F55138 |  |  | Active |  | 99:99:99:99:99:99 |  | Equipment | 1Y:00-MFG | 04/11/2019 | 04/11/2019 | COOPER UNIVERSITY HOSPITAL |  |  |  | 0012306888 | JOANNE FOX | Preventative Maintenance | Closed | Josh Harris | 04/11/2019 | 04/11/2019 | PERFORMANCE ASSURANCE AT INVENTORY | INVENTORIED DEVICE AND ENSURED DEVICE WAS FUNCTIONING PROPERLY. | ECA06A66-5D5B-48DB-9ED1-C525D228F426 | Labor | 04/11/2019 | 04/11/2019 | Josh Harris
|  | STRYKER CORP. | STRYKER CORP. GLIDEAWAY 1005 |  | 1405032304- | PATIENT TRANSPORT |  |  |  | 03/29/2019 |  |  |  |  | NO | NO |  |  |  |  | STRYKER CORP. 50010978 1405032304- |  |  | Disposition |  | 99:99:99:99:99:99 |  | Equipment | 1Y:00-MFG | 03/29/2019 | 03/29/2019 | COOPER UNIVERSITY HOSPITAL |  |  | P5 STORAGE RM | 0012564879 | Bonnie Aichroch | Preventative Maintenance | Closed | Tom Burhart | 03/29/2019 | 03/29/2019 | Performance Assurance: 00-MFG | 1/23/2018 1:55:18 PM KETRINKLE Work order updated 1/23/2018 2:02:05 PM KETRINKLE AFTER REVIEW, THE REGULATORY DEPARTMENT HAS DETERMINED THAT THIS PM WORK ORDER IS TRULY NOT NEEDED IN ORDER TO REMAIN COMPLIANT. WORK ORDER CLOSED AS NOT NEEDED. CMPLREQ0003763 | 8A26A83B-3D89-43E6-87BA-03C337F29134 | Labor | 03/29/2019 | 03/29/2019 | Kate Trinkle
|  | STRYKER CORP. | STRYKER CORP. GLIDEAWAY 1005 |  |  | PATIENT TRANSPORT |  |  |  | 03/29/2019 |  |  |  |  | NO | NO |  |  |  |  | STRYKER CORP. 50010970 0909033253 |  |  | Disposition |  | 99:99:99:99:99:99 |  | Equipment | 1Y:00-MFG | 03/29/2019 | 03/29/2019 | COOPER UNIVERSITY HOSPITAL |  |  | p2 storage | 0012307237 | Bonnie Aichroch | Repair | Closed | Tom Burhart | 03/29/2019 | 03/29/2019 | STRETCHER - REPLACED TWO JACKS - TMX | 10/18/2017 3:07:59 PM TJBURHART (TJBURHART 10/18/2017 12:00 AM) STRECHER WOULD NOT LOWER CORRECTLY. HAD TO CHANGE BOTH JACKS. GAIN ACCESS TO THE JACKS, REMOVAL OLD JACKS AND INSTALL NEW JACKS. PUT EVERYTHING BACK TOGETHER. TESTED AND WORKING PROPERLY. OVP-RTS | C4823E10-3E4C-41F3-BEDF-58992F53AE6F | Parts | 03/29/2019 | 03/29/2019 | Tom Burhart
|  | STRYKER CORP. | STRYKER CORP. GLIDEAWAY 1005 |  |  | PATIENT TRANSPORT |  |  |  | 04/11/2019 |  |  |  |  | NO | NO |  |  |  |  | STRYKER CORP. 50010844 0506069760 |  |  | Active |  | 99:99:99:99:99:99 |  | Equipment | 1Y:00-MFG | 04/11/2019 | 04/11/2019 | COOPER UNIVERSITY HOSPITAL |  |  | Travel |  | Bonnie Aichroch |  |  |  | 04/11/2019 | 04/11/2019 |  |  |  |  | 04/11/2019 | 04/11/2019
|  | STRYKER CORP. | STRYKER CORP. GLIDEAWAY 1005 |  |  | PATIENT TRANSPORT |  |  |  | 04/09/2019 |  |  |  |  | NO | NO |  |  |  |  | STRYKER CORP. 50010780 1304040572 |  |  | Active |  | 99:99:99:99:99:99 |  | Equipment | 1Y:00-MFG | 04/09/2019 | 04/09/2019 | COOPER UNIVERSITY HOSPITAL |  |  | KELEMEN-OR | 0012030561 | Bonnie Aichroch | Repair | Closed | Josh Harris | 04/09/2019 | 04/09/2019 | STRETCHER - BROKEN BREAK - DORRANCE BLDG BASEMENT | 8/11/2017 4:09:43 PM TJBURHART (TJBURHART 8/11/2017 12:00 AM) RELOCATED TO BED SHOP. ANAZLYED THE UNIT. THE PIN FOR THE BRAKE SYSTEM WAS OUT. SECURE THE PIN. TESTED AND RETURN TO SERVICE. | 49B8433B-3B2F-4BA1-B962-276994A8D9DC | Labor | 04/09/2019 | 04/09/2019 | Tom Burhart
|  | STRYKER CORP. | STRYKER CORP. GLIDEAWAY 1005 |  |  | PATIENT TRANSPORT |  |  |  | 02/22/2018 |  |  |  |  | NO | NO |  |  |  |  | STRYKER CORP. 50006494 1012033499 |  |  | Disposition |  |  |  | Equipment | 1Y:00-MFG | 02/22/2018 | 02/22/2018 | COOPER UNIVERSITY HOSPITAL |  |  | p2 storage |  | Bonnie Aichroch |  |  |  | 02/22/2018 | 02/22/2018 |  |  |  |  | 02/22/2018 | 02/22/2018
|  | STRYKER CORP. | STRYKER CORP. GLIDEAWAY 1005 |  |  | PATIENT TRANSPORT |  |  |  | 04/10/2019 |  |  |  |  | NO | NO |  |  |  |  | STRYKER CORP. 50006451 0501071762 |  |  | Active |  | 99:99:99:99:99:99 |  | Equipment | 1Y:00-MFG | 04/10/2019 | 04/10/2019 | COOPER UNIVERSITY HOSPITAL |  |  | outsise pacu |  | Bonnie Aichroch |  |  |  | 04/10/2019 | 04/10/2019 |  |  |  |  | 04/10/2019 | 04/10/2019
|  | STRYKER CORP. | STRYKER CORP. GLIDEAWAY 1005 |  |  | PATIENT TRANSPORT |  |  |  | 04/03/2019 |  |  |  |  | NO | NO |  |  |  |  | STRYKER CORP. 50006254 1405032261 |  |  | Active |  | 99:99:99:99:99:99 |  | Equipment | 1Y:00-MFG | 04/03/2019 | 04/03/2019 | COOPER UNIVERSITY HOSPITAL |  |  | P5 STORAGE RM |  | Bonnie Aichroch |  |  |  | 04/03/2019 | 04/03/2019 |  |  |  |  | 04/03/2019 | 04/03/2019
|  | STRYKER CORP. | STRYKER CORP. GLIDEAWAY 1005 |  |  | PATIENT TRANSPORT |  |  |  | 04/10/2019 |  |  |  |  | NO | NO |  |  |  |  | STRYKER CORP. 50006252 0804099255 |  |  | Active |  | 99:99:99:99:99:99 |  | Equipment | 1Y:00-MFG | 04/10/2019 | 04/10/2019 | COOPER UNIVERSITY HOSPITAL |  |  | p2 storage | 0012564818 | Bonnie Aichroch | Preventative Maintenance | Closed | Tom Burhart | 04/10/2019 | 04/10/2019 | Performance Assurance: 00-MFG | 1/23/2018 1:53:41 PM KETRINKLE Work order updated 1/23/2018 2:00:22 PM KETRINKLE AFTER REVIEW, THE REGULATORY DEPARTMENT HAS DETERMINED THAT THIS PM WORK ORDER IS TRULY NOT NEEDED IN ORDER TO REMAIN COMPLIANT. WORK ORDER CLOSED AS NOT NEEDED. CMPLREQ0003763 | A2BB0DF6-3663-4BF2-B8FC-2417FE5442C4 | Labor | 04/10/2019 | 04/10/2019 | Kate Trinkle
|  | STRYKER CORP. | STRYKER CORP. GLIDEAWAY 1005 |  |  | PATIENT TRANSPORT |  |  |  | 04/16/2014 |  |  |  |  | NO | NO |  |  |  |  | STRYKER CORP. 10366633 1405032259 |  |  | Active |  | 99:99:99:99:99:99 |  | Equipment | 1Y:00-MFG | 04/03/2019 | 04/01/2020 | COOPER UNIVERSITY HOSPITAL |  |  | ER | 0012306176 | Bonnie Aichroch | Repair | Closed | Stephen Zubrzycki | 10/18/2017 | 10/18/2017 | STRETCHER - HEAD WONT GO DOWN SIDE BREAK IS UPSIDE DOWN - 1ST FLOOR PAVILION BACK ELEVATORS | 10/18/2017 4:05:29 PM TJBURHART (TJBURHART 10/18/2017 12:00 AM) CALLER GOT THE STRECHERS MIXED UP. THIS PROBLEM IS THE FOOT END WILL NOT LOWER. I HAD TO REPLACE THE JACK. GAIN ACCESS TO THE JACK. REMOVAL OF OLD JACK. INSTALL NEW JACK. PUT EVERYTHING BACK. TESTED AND WORKING PROPERLY. OVP-RTS | 03328507-0071-4A89-B911-B6802D6C1D39 | Labor | 10/18/2017 | 10/18/2017 | Tom Burhart
|  | STRYKER CORP. | STRYKER CORP. IDEAL EYES AUTOCLAVABLE 4MM 30DEG 502-70 |  |  | VOORHEES SURGERY CENTER-SURGERY DEPT |  |  | excluded | 10/31/2019 |  |  |  |  | NO | NO |  |  |  |  | STRYKER CORP. 792906 792906 |  |  | Active |  | 99:99:99:99:99:99 |  | Equipment | PAAR:00-PVAR | 10/31/2019 | 10/31/2019 | COOPER AMBULATORY OFF-SITES |  |  | SUITE E |  | Theresa Megali |  |  |  | 10/31/2019 | 10/31/2019 |  |  |  |  | 10/31/2019 | 10/31/2019
|  | STRYKER CORP. | STRYKER CORP. IDEAL EYES AUTOCLAVABLE 4MM 30DEG 502-70 |  |  | VOORHEES SURGERY CENTER-OPERATING ROOM |  |  | excluded | 10/31/2019 |  |  |  |  | NO | NO |  |  |  |  | STRYKER CORP. 643306 643306 |  |  | Active |  | 99:99:99:99:99:99 |  | Equipment | PAAR:00-PVAR | 10/31/2019 | 10/31/2019 | COOPER AMBULATORY OFF-SITES |  |  |  |  | JENNIFER BOMBARO |  |  |  | 10/31/2019 | 10/31/2019 |  |  |  |  | 10/31/2019 | 10/31/2019
|  | STRYKER CORP. | STRYKER CORP. IDEAL EYES AUTOCLAVABLE 4MM 70DEG 502-70 |  |  | VOORHEES SURGERY CENTER-SURGERY DEPT |  |  | excluded | 10/31/2019 |  |  |  |  | NO | NO |  |  |  |  | STRYKER CORP. 634919 634919 |  |  | Active |  | 99:99:99:99:99:99 |  | Equipment | PAAR:00-PVAR | 10/31/2019 | 10/31/2019 | COOPER AMBULATORY OFF-SITES |  |  |  |  | Theresa Megali |  |  |  | 10/31/2019 | 10/31/2019 |  |  |  |  | 10/31/2019 | 10/31/2019
|  | STRYKER CORP. | STRYKER CORP. IDEAL EYES AUTOCLAVABLE 4MM 70DEG 502-70 |  |  | VOORHEES SURGERY CENTER-OPERATING ROOM |  |  | excluded | 10/31/2019 |  |  |  |  | NO | NO |  |  |  |  | STRYKER CORP. 630742 630742 |  |  | Active |  | 99:99:99:99:99:99 |  | Equipment | PAAR:00-PVAR | 10/31/2019 | 10/31/2019 | COOPER AMBULATORY OFF-SITES |  |  | Voorhees Surgical Ctr. Suite G |  | JENNIFER BOMBARO |  |  |  | 10/31/2019 | 10/31/2019 |  |  |  |  | 10/31/2019 | 10/31/2019
|  | STRYKER CORP. | STRYKER CORP. NARA |  |  | MOTHER INFANT UNIT |  |  |  | 07/31/2017 |  |  |  |  | NO | NO |  |  |  |  | STRYKER CORP. 10732124 2017000601101 |  |  | Active |  | 99:99:99:99:99:99 |  | Equipment | 1Y:00-MFG | 05/13/2019 | 05/01/2020 | COOPER UNIVERSITY HOSPITAL |  |  | Dorrance 3 | 0012021661 | Christina Smith | Preventative Maintenance | Closed | Kirk Lis | 08/08/2017 | 08/08/2017 | PERFORMANCE ASSURANCE AT INVENTORY | INVENTORIED DEVICE AND ENSURED DEVICE WAS FUNCTIONING PROPERLY. | 6E7E226D-84EE-434E-9020-0F7E7D7A07E9 | Labor | 07/31/2017 | 07/31/2017 | Kirk Lis
|  | STRYKER CORP. | STRYKER CORP. NARA |  |  | MOTHER INFANT UNIT |  |  |  | 07/31/2017 |  |  |  |  | NO | NO |  |  |  |  | STRYKER CORP. 10732120 2017000601084 |  |  | Active |  | 99:99:99:99:99:99 |  | Equipment | 1Y:00-MFG | 05/13/2019 | 05/01/2020 | COOPER UNIVERSITY HOSPITAL |  |  |  | 0012021636 | Christina Smith | Performance Verification | Closed | Kirk Lis | 08/08/2017 | 08/08/2017 | INCOMING INVENTORY | DEVICE INVENTORIED | DCF93A13-3AA9-4FA6-A8F9-7B778BE1EE57 | Labor | 08/08/2017 | 08/08/2017 | Bonnie Aichroth
|  | STRYKER CORP. | STRYKER CORP. NARA |  |  | MOTHER INFANT UNIT |  |  |  | 07/31/2017 |  |  |  |  | NO | NO |  |  |  |  | STRYKER CORP. 10732119 2017000601097 |  |  | Active |  | 99:99:99:99:99:99 |  | Equipment | 1Y:00-MFG | 05/16/2019 | 05/01/2020 | COOPER UNIVERSITY HOSPITAL |  |  | d3 | 0012021631 | Christina Smith | Preventative Maintenance | Closed | Kirk Lis | 08/08/2017 | 08/08/2017 | PERFORMANCE ASSURANCE AT INVENTORY | INVENTORIED DEVICE AND ENSURED DEVICE WAS FUNCTIONING PROPERLY. | 2147D9BE-0958-41AF-83A4-02B2194FA19C | Labor | 07/31/2017 | 07/31/2017 | Kirk Lis
|  | STRYKER CORP. | STRYKER CORP. NEPTUNE 2 DOCKING STATION |  |  | OR - KELEMEN 3 |  |  |  | 10/07/2014 |  |  |  |  | NO | NO |  |  |  |  | STRYKER CORP. 10346354 1425103453 |  |  | Active |  | 99:99:99:99:99:99 |  | Equipment | 1Y:00-MFG | 01/14/2019 | 01/01/2020 | COOPER UNIVERSITY HOSPITAL |  |  | OR-KELEMEN |  | DOMINIC VENDETTA
|  | STRYKER CORP. | STRYKER CORP. NEPTUNE 2 ULTRA ROVER |  |  | OR - KELEMEN 3 |  |  |  | 10/10/2014 |  |  |  |  | NO | NO |  |  |  |  | STRYKER CORP. 10366684 1424506543 |  |  | Active |  | 99:99:99:99:99:99 |  | Equipment | 1Y:00-MFG | 01/14/2019 | 01/01/2020 | COOPER UNIVERSITY HOSPITAL |  |  | OPERATING ROOM p11 |  | DOMINIC VENDETTA
|  | STRYKER CORP. | STRYKER CORP. NEPTUNE 2 ULTRA ROVER |  |  | VOORHEES SURGERY CENTER-OPERATING ROOM |  |  |  | 03/26/2019 |  |  |  |  | NO | NO |  |  |  |  | STRYKER CORP. 30149639 1424506593 |  |  | Active |  | 99:99:99:99:99:99 |  | Equipment | 1Y:00-MFG | 03/26/2019 | 03/26/2019 | COOPER AMBULATORY OFF-SITES |  |  |  |  | JENNIFER BOMBARO |  |  |  | 03/26/2019 | 03/26/2019 |  |  |  |  | 03/26/2019 | 03/26/2019
|  | STRYKER CORP. | STRYKER CORP. NEPTUNE 2 WASTE MANAGEMENT |  |  | VOORHEES SURGERY CENTER-OPERATING ROOM |  |  |  | 01/22/2019 |  |  |  |  | NO | NO |  |  |  |  | STRYKER CORP. 10649839 1616904943 |  |  | Active |  |  |  | Equipment | PAAR:00-PVAR | 10/31/2019 |  | COOPER AMBULATORY OFF-SITES |  |  | SUITE E | WOT00000001949359 | JENNIFER BOMBARO | Repair | Closed | Kirk Lis | 01/03/2019 | 05/01/2019 | neptune - sounds like a fuse may have blown, hit suction button, heard something/smelled electrical burning and then turned off, CEID 10649839 did not pull | analyzed unit. researched service history. verified problem contacted Stryker for contract service. case# 2052717960 CONTACT OEM FOR SERVICE REPORT | EXP2205341 | Labor | 02/04/2019 | 02/04/2019 | Kirk Lis
|  | STRYKER CORP. | STRYKER CORP. PRIME 1015 BIG WHEEL |  |  | PATIENT TRANSPORT |  |  |  | 02/23/2017 |  |  |  |  | NO | NO |  |  |  |  | STRYKER CORP. 30126014 0807100919 |  |  | Disposition |  |  |  | Equipment | 1Y:00-MFG | 02/23/2017 | 02/23/2017 | COOPER UNIVERSITY HOSPITAL |  |  | outside pacu |  | Bonnie Aichroch |  |  |  | 02/23/2017 | 02/23/2017 |  |  |  |  | 02/23/2017 | 02/23/2017
|  | STRYKER CORP. | STRYKER CORP. PRIME 1015 BIG WHEEL |  |  | PATIENT TRANSPORT |  |  |  | 04/02/2019 |  |  |  |  | NO | NO |  |  |  |  | STRYKER CORP. 50036033 0804099256 |  |  | Active |  | 99:99:99:99:99:99 |  | Equipment | 1Y:00-MFG | 04/02/2019 | 04/02/2019 | COOPER UNIVERSITY HOSPITAL |  |  |  |  | Bonnie Aichroch |  |  |  | 04/02/2019 | 04/02/2019 |  |  |  |  | 04/02/2019 | 04/02/2019
|  | STRYKER CORP. | STRYKER CORP. PRIME 1015 BIG WHEEL |  |  | PATIENT TRANSPORT |  |  |  | 04/09/2019 |  |  |  |  | NO | NO |  |  |  |  | STRYKER CORP. 50035903 1405032306 |  |  | Active |  | 99:99:99:99:99:99 |  | Equipment | 1Y:00-MFG | 04/09/2019 | 04/09/2019 | COOPER UNIVERSITY HOSPITAL |  |  | ER |  | Bonnie Aichroch |  |  |  | 04/09/2019 | 04/09/2019 |  |  |  |  | 04/09/2019 | 04/09/2019
|  | STRYKER CORP. | STRYKER CORP. PRIME 1015 BIG WHEEL |  |  | PATIENT TRANSPORT |  |  |  | 04/03/2019 |  |  |  |  | NO | NO |  |  |  |  | STRYKER CORP. 50035892 0509071161 |  |  | Active |  | 99:99:99:99:99:99 |  | Equipment | 1Y:00-MFG | 04/03/2019 | 04/03/2019 | COOPER UNIVERSITY HOSPITAL |  |  |  | 0012141672 | Bonnie Aichroch | Preventative Maintenance | Closed | Tom Burhart | 04/03/2019 | 04/03/2019 | PERFORMANCE ASSURANCE AT INVENTORY | INVENTORIED DEVICE AND ENSURED DEVICE WAS FUNCTIONING PROPERLY. | B9D6ACC3-6858-426E-ABFB-A1B7516E461F | Labor | 04/03/2019 | 04/03/2019 | Tom Burhart
|  | STRYKER CORP. | STRYKER CORP. PRIME 1015 BIG WHEEL |  |  | PATIENT TRANSPORT |  |  |  | 02/22/2018 |  |  |  |  | NO | NO |  |  |  |  | STRYKER CORP. 50035750 0501071768 |  |  | Disposition |  |  |  | Equipment | 1Y:00-MFG | 02/22/2018 | 02/22/2018 | COOPER UNIVERSITY HOSPITAL |  |  | MOVES |  | Bonnie Aichroch |  |  |  | 02/22/2018 | 02/22/2018 |  |  |  |  | 02/22/2018 | 02/22/2018
|  | STRYKER CORP. | STRYKER CORP. PRIME 1015 BIG WHEEL |  |  | PATIENT TRANSPORT |  |  |  | 04/11/2019 |  |  |  |  | NO | NO |  |  |  |  | STRYKER CORP. 50010935 1007035014 |  |  | Active |  | 99:99:99:99:99:99 |  | Equipment | 1Y:00-MFG | 04/11/2019 | 04/11/2019 | COOPER UNIVERSITY HOSPITAL |  |  | OR-KELEMEN |  | Bonnie Aichroch |  |  |  | 04/11/2019 | 04/11/2019 |  |  |  |  | 04/11/2019 | 04/11/2019
|  | STRYKER CORP. | STRYKER CORP. PRIME 1015 BIG WHEEL |  |  | PATIENT TRANSPORT |  |  |  | 04/03/2019 |  |  |  |  | NO | NO |  |  |  |  | STRYKER CORP. 50010775 1304040587 |  |  | Active |  | 99:99:99:99:99:99 |  | Equipment | 1Y:00-MFG | 04/03/2019 | 04/03/2019 | COOPER UNIVERSITY HOSPITAL |  |  | BASEMENT |  | Bonnie Aichroch |  |  |  | 04/03/2019 | 04/03/2019 |  |  |  |  | 04/03/2019 | 04/03/2019
|  | STRYKER CORP. | STRYKER CORP. PRIME 1015 BIG WHEEL |  |  | PATIENT TRANSPORT |  |  |  | 04/15/2019 |  |  |  |  | NO | NO |  |  |  |  | STRYKER CORP. 50010802 087100912 |  |  | Active |  | 99:99:99:99:99:99 |  | Equipment | 1Y:00-MFG | 04/15/2019 | 04/15/2019 | COOPER UNIVERSITY HOSPITAL |  |  | SDS - 3 KELEMEN BED 39 | WOT00000000488318 | Bonnie Aichroch | Preventative Maintenance | Closed | Tom Burhart | 04/15/2019 | 04/15/2019 | PM: Procedure: 00-MFG Frequency: 1Y | Regulatory Approved As Not Needed - CMPLRSQM0005744 |  |  | 04/15/2019 | 04/15/2019
|  | STRYKER CORP. | STRYKER CORP. PRIME 1015 BIG WHEEL |  |  | PATIENT TRANSPORT |  |  |  | 04/02/2019 |  |  |  |  | NO | NO |  |  |  |  | STRYKER CORP. 50006409 0509071164 |  |  | Active |  | 99:99:99:99:99:99 |  | Equipment | 1Y:00-MFG | 04/02/2019 | 04/02/2019 | COOPER UNIVERSITY HOSPITAL |  |  | SPECIAL TEST |  | Bonnie Aichroch |  |  |  | 04/02/2019 | 04/02/2019 |  |  |  |  | 04/02/2019 | 04/02/2019
|  | STRYKER CORP. | STRYKER CORP. PRIME 1015 BIG WHEEL |  |  | PATIENT TRANSPORT |  |  |  | 01/01/1900 |  |  |  |  | NO | NO |  |  |  |  | STRYKER CORP. 10355392 0906033372 |  |  | Active |  | 99:99:99:99:99:99 |  | Equipment | 1Y:00-MFG | 04/10/2019 | 04/01/2020 | COOPER UNIVERSITY HOSPITAL |  |  | P5 STORAGE RM | 0012048118 | Bonnie Aichroch | Repair | Closed | Josh Harris | 08/18/2017 | 08/18/2017 | STRETCHER - BROKEN SIDE RAIL CORNER - 3RD FLR KELEMEN HALLWAY OUTSIDE SAME DAY AREA | 8/18/2017 2:49:38 PM TJBURHART (TJBURHART 8/18/2017 12:00 AM) RELOCATED TO BED SHOP. THE RIGHT SIDERAIL WAS BROKEN, HAD TO REMOVE IT FROM THE STRETCHER. REMOVED ANOTHER SIDERAIL FROM A STRETCHER THAT IS REMOVE FROM SERVICE. INSTALLED NEW SIDERAIL OVP AND RETURN TO SERVICE. | C68C7B1B-C661-4E1F-B93F-32C7F080592B | Labor | 08/18/2017 | 08/18/2017 | Tom Burhart
|  | STRYKER CORP. | STRYKER CORP. PRIME 1015 BIG WHEEL |  |  | PATIENT TRANSPORT |  |  |  | 01/01/1900 |  |  |  |  | NO | NO |  |  |  |  | STRYKER CORP. 10347670 0807100915 |  |  | Active |  | 99:99:99:99:99:99 |  | Equipment | 1Y:00-MFG | 04/03/2019 | 04/01/2020 | COOPER UNIVERSITY HOSPITAL |  |  | 5TH FLOOR PAVILLION | WOT00000000466887 | Bonnie Aichroch | Preventative Maintenance | Closed | Tom Burhart | 02/01/2018 | 05/11/2018 | PM: Procedure: 00-MFG Frequency: 1Y | Regulatory Approved As Not Needed - CMPLRSQM0005820
|  | STRYKER CORP. | STRYKER CORP. PRIME 1115 BIG WHEEL |  | NOT KNOWN | VOORHEES SURGERY CENTER-OPERATING ROOM |  |  |  | 04/06/2018 |  |  |  |  | NO | NO |  |  |  |  | STRYKER CORP. 50035891 NOT KNOWN |  |  | Disposition |  |  |  | Equipment | 1Y:00-MFG | 04/06/2018 | 04/06/2018 | COOPER AMBULATORY OFF-SITES |  |  |  | 0012501207 | JENNIFER BOMBARO | Performance Verification | Closed | Josh Harris | 04/06/2018 | 04/06/2018 | INCOMING INVENTORY | DEVICE INVENTORIED | 4B4F349C-E8E3-4C38-B881-0869122C1288 | Labor | 04/06/2018 | 04/06/2018 | Josh Harris
|  | STRYKER CORP. | STRYKER CORP. PRIME 1125 ZOOM DRIVE |  |  | OPERATING ROOM - PAVILION |  |  |  | 04/11/2019 |  |  |  |  | NO | NO |  |  |  |  | STRYKER CORP. 50035768 1702034592 |  |  | Active |  | 99:99:99:99:99:99 |  | Equipment | 1Y:00-MFG | 04/11/2019 | 04/11/2019 | COOPER UNIVERSITY HOSPITAL |  |  | travels | 0011740308 | DOMINIC VENDETTA | Preventative Maintenance | Closed | Bonnie Aichroth | 04/11/2019 | 04/11/2019 | PERFORMANCE ASSURANCE AT INVENTORY | INVENTORIED DEVICE AND ENSURED DEVICE WAS FUNCTIONING PROPERLY. | 1F07D7E5-FC76-442B-9850-62930DC03B18 | Labor | 04/11/2019 | 04/11/2019 | Josh Harris
|  | STRYKER CORP. | STRYKER CORP. PRIME 1125 ZOOM DRIVE |  |  | OPERATING ROOM - PAVILION |  |  |  | 04/17/2019 |  |  |  |  | NO | NO |  |  |  |  | STRYKER CORP. 50035766 1702034597 |  |  | Active |  | 99:99:99:99:99:99 |  | Equipment | 1Y:00-MFG | 04/17/2019 | 04/17/2019 | COOPER UNIVERSITY HOSPITAL |  |  |  | 0011740295 | DOMINIC VENDETTA | Performance Verification | Closed | Bonnie Aichroth | 04/17/2019 | 04/17/2019 | INCOMING INVENTORY | DEVICE INVENTORIED | 44FDD277-BDE3-4FA1-8FB4-A2578C27683E | Labor | 04/17/2019 | 04/17/2019 | Bonnie Aichroth
|  | STRYKER CORP. | STRYKER CORP. PRIME 1125 ZOOM DRIVE |  | 1507-036548 | MATERNAL FETAL CARE UNIT |  |  |  | 08/18/2015 |  |  |  |  | NO | NO |  |  |  |  | STRYKER CORP. 10349234 1507-036548 |  |  | Active |  | 99:99:99:99:99:99 |  | Equipment | 1Y:00-MFG | 04/09/2019 | 04/01/2020 | COOPER UNIVERSITY HOSPITAL |  |  | 6 DORRANCE pacu |  | JOANNA HORST
|  | STRYKER CORP. | STRYKER CORP. S2 DRILL |  | Not Known | SIMULATION OPERATION |  |  |  | 05/13/2016 |  |  |  |  | NO | NO |  |  |  |  | STRYKER CORP. 11725 Not Known |  |  | Disposition |  |  |  | Equipment | 1Y:00-MFG | 05/13/2016 | 05/13/2016 | COOPER UNIVERSITY HOSPITAL |  |  | 2ND FLOOR DORRANCE-SIM LAB |  | GREGG STAMAN |  |  |  | 05/13/2016 | 05/13/2016 |  |  |  |  | 05/13/2016 | 05/13/2016
|  | STRYKER CORP. | STRYKER CORP. SURGISTOOL II |  |  | OR - KELEMEN 3 |  |  |  | 01/05/2018 |  |  |  |  | NO | NO |  |  |  |  | STRYKER CORP. 10349662 1306044301 |  |  | Active |  | 99:99:99:99:99:99 |  | Equipment | PAAR:00-PVAR | 10/31/2019 |  | COOPER UNIVERSITY HOSPITAL |  |  |  | 0012604661 | DOMINIC VENDETTA | Repair | Closed | Salvatore Bombara | 01/05/2018 | 01/18/2018 | STOOL - LEAKING HYDROLOGIC FLUID - TMX | 1/5/2018 10:42:26 AM SXBOMBARA (SXBOMBARA 1/5/2018 12:00 AM) RETRIEVED UNIT FOR EVAL. CONFIRMED ERROR. ORDERED REPLACEMENT HYDRAULIC (TJBURHART 1/5/2018 12:00 AM) RETRIEVED UNIT FOR EVAL. CONFIRMED ERROR. ORDERED REPLACEMENT HYDRAULIC 1/18/2018 1:56:19 PM SXBOMBARA (SXBOMBARA 1/18/2018 12:00 AM) RECEIVED PARTS. INSTALLED, TESTED AND PASSED FULL FUNCTIONAL CHECK. RETURNED UNIT TO SERVICE. (TJBURHART 1/18/2018 12:00 AM) RECEIVED PARTS. INSTALLED, TESTED AND PASSED FULL FUNCTIONAL CHECK. RETURNED UNIT TO SERVICE. | 22F82DF9-E262-4BC2-83D5-7782257AF46D | Parts | 01/01/1900 | 01/01/1900 | Salvatore Bombara
|  | STRYKER CORP. | STRYKER CORP. SYSTEM 5 BATTERY CHARGER |  |  | CENTRAL STERILE PROCESSING |  |  | excluded | 11/02/2019 |  |  |  |  | NO | NO |  |  |  |  | STRYKER CORP. 11187544 1228206943 |  |  | Active |  | 99:99:99:99:99:99 |  | Equipment | PAAR:00-PVAR | 11/02/2019 | 11/02/2019 | COOPER UNIVERSITY HOSPITAL |  |  | CSP - Clean Side | WOT00000000536815 | GINA GAROZZO | Disposition | Closed | Stephen Zubrzycki | 11/02/2019 | 11/02/2019 | Bulk Disposition CNL | Notification sent to technician and manager that this CEID has been marked as Could Not Locate (CNL). 33% SLA Warning: Notification sent to technician and manager that this CEID has been marked as Could Not Locate (CNL) for 30 days. 66% SLA Warning: Notification sent to technician and manager that this CEID has been marked as Could Not Locate (CNL) for 60 days. 99% SLA Warning: Notification sent to technician and manager that this CEID has been marked as Could Not Locate (CNL) for 90 days. |  |  | 11/02/2019 | 11/02/2019
|  | STRYKER CORP. | STRYKER CORP. SYSTEM 5 BATTERY CHARGER |  |  | VOORHEES SURGERY CENTER-OPERATING ROOM |  |  | excluded | 01/01/1900 |  |  |  |  | NO | NO |  |  |  |  | STRYKER CORP. 10348028 0230401503 |  |  | Active |  | 99:99:99:99:99:99 |  | Equipment | PAAR:00-PVAR | 11/02/2019 |  | COOPER AMBULATORY OFF-SITES |  |  | CLEAN PROCESSING |  | JENNIFER BOMBARO
|  | STRYKER CORP. | STRYKER CORP. SYSTEM 5 BATTERY CHARGER |  |  | CENTRAL STERILE PROCESSING |  |  |  | 01/01/1900 |  |  |  |  | NO | NO |  |  |  |  | STRYKER CORP. 10347687 0300901713 |  |  | Disposition |  | 99:99:99:99:99:99 |  | Equipment | PAAR:00-PVAR | 11/02/2019 |  | COOPER UNIVERSITY HOSPITAL |  |  | BASEMENT | WOT00000000536814 | GINA GAROZZO | Disposition | Closed | Stephen Zubrzycki | 02/09/2018 | 12/31/2018 | Bulk Disposition CNL | Notification sent to technician and manager that this CEID has been marked as Could Not Locate (CNL). 33% SLA Warning: Notification sent to technician and manager that this CEID has been marked as Could Not Locate (CNL) for 30 days. 66% SLA Warning: Notification sent to technician and manager that this CEID has been marked as Could Not Locate (CNL) for 60 days. 99% SLA Warning: Notification sent to technician and manager that this CEID has been marked as Could Not Locate (CNL) for 90 days. CNL unit. CSP only has 3 battery chargers. 10347703, 10347704 and 11187544. All others have been disposed of. | EXP1851603 | Labor | 12/06/2018 | 12/06/2018 | Stephen Zubrzycki
|  | STRYKER CORP. | STRYKER CORP. SYSTEM 6 BATTERY CHARGER |  |  | CENTRAL STERILE PROCESSING |  |  | excluded | 10/24/2012 |  |  |  |  | NO | NO |  |  |  |  | STRYKER CORP. 10347704 1228207003 |  |  | Active |  | 99:99:99:99:99:99 |  | Equipment | PAAR:00-PVAR | 11/02/2019 |  | COOPER UNIVERSITY HOSPITAL |  |  | CSP - Clean Side | WOT00000000509155 | GINA GAROZZO | Disposition | Closed | Stephen Zubrzycki | 02/08/2018 | 05/14/2019 | Bulk Disposition CNL
|  | STRYKER CORP. | STRYKER CORP. SYSTEM 6 BATTERY CHARGER |  |  | CENTRAL STERILE PROCESSING |  |  | excluded | 10/24/2012 |  |  |  |  | NO | NO |  |  |  |  | STRYKER CORP. 10347703 1228206933 |  |  | Active |  | 99:99:99:99:99:99 |  | Equipment | PAAR:00-PVAR | 11/02/2019 |  | COOPER UNIVERSITY HOSPITAL |  |  | CSP - Clean Side | WOT00000000509154 | GINA GAROZZO | Disposition | Closed | Stephen Zubrzycki | 02/08/2018 | 12/10/2018 | Bulk Disposition CNL
|  | STRYKER CORP. | STRYKER CORP. SYSTEM 7 BATTERY CHARGER |  |  | VOORHEES SURGERY CENTER-OPERATING ROOM |  |  | excluded | 08/18/2016 |  |  |  |  | NO | NO |  |  |  |  | STRYKER CORP. 10505107 1621505463 |  |  | Active |  | 99:99:99:99:99:99 |  | Equipment | PAAR:00-PVAR | 10/31/2019 |  | COOPER AMBULATORY OFF-SITES |  |  | SUITE E |  | JENNIFER BOMBARO
|  | STRYKER CORP. | STRYKER CORP. T-PUMP TP700 |  | D31096 | SPD |  |  |  | 10/01/2019 |  |  |  |  | NO | NO |  |  |  |  | STRYKER CORP. 30126013 D31096 |  |  | Disposition |  | 99:99:99:99:99:99 |  | Equipment | 1Y:00-MFG | 10/01/2019 | 10/01/2019 | COOPER UNIVERSITY HOSPITAL |  |  | UHS-LTP0131 |  | David Frye |  |  |  | 10/01/2019 | 10/01/2019 |  |  |  |  | 10/01/2019 | 10/01/2019
|  | STRYKER CORP. | STRYKER CORP. T-PUMP TP700 |  | E31347 | SPD |  |  |  | 10/01/2019 |  |  |  |  | NO | NO |  |  |  |  | STRYKER CORP. 11221932 E31347 |  |  | Disposition |  | 99:99:99:99:99:99 |  | Equipment | 1Y:00-MFG | 10/01/2019 | 10/01/2019 | COOPER UNIVERSITY HOSPITAL |  |  | UHS-LTP0125 |  | David Frye |  |  |  | 10/01/2019 | 10/01/2019 |  |  |  |  | 10/01/2019 | 10/01/2019
|  | STRYKER CORP. | STRYKER CORP. T-PUMP TP700 |  | D31093 | SPD |  |  |  | 10/01/2019 |  |  |  |  | NO | NO |  |  |  |  | STRYKER CORP. 11221912 D31093 |  |  | Disposition |  |  |  | Equipment | 1Y:00-MFG | 10/01/2019 | 10/01/2019 | COOPER UNIVERSITY HOSPITAL |  |  | UHS-LTP0154 |  | David Frye |  |  |  | 10/01/2019 | 10/01/2019 |  |  |  |  | 10/01/2019 | 10/01/2019
|  | STRYKER CORP. | STRYKER CORP. T-PUMP TP700 |  | D31003 | SPD |  |  |  | 10/01/2019 |  |  |  |  | NO | NO |  |  |  |  | STRYKER CORP. 11221913 D31003 |  |  | Disposition |  | 99:99:99:99:99:99 |  | Equipment | 1Y:00-MFG | 10/01/2019 | 10/01/2019 | COOPER UNIVERSITY HOSPITAL |  |  | UHS-LTP0127 |  | David Frye |  |  |  | 10/01/2019 | 10/01/2019 |  |  |  |  | 10/01/2019 | 10/01/2019
|  | STRYKER CORP. | STRYKER CORP. T-PUMP TP700 |  | D31091 | SPD |  |  |  | 10/01/2019 |  |  |  |  | NO | NO |  |  |  |  | STRYKER CORP. 11221897 D31091 |  |  | Disposition |  | 99:99:99:99:99:99 |  | Equipment | 1Y:00-MFG | 10/01/2019 | 10/01/2019 | COOPER UNIVERSITY HOSPITAL |  |  | UHS-LTP0110 |  | David Frye |  |  |  | 10/01/2019 | 10/01/2019 |  |  |  |  | 10/01/2019 | 10/01/2019
|  | STRYKER CORP. | STRYKER CORP. T-PUMP TP700 |  | D31065 | SPD |  |  |  | 10/01/2019 |  |  |  |  | NO | NO |  |  |  |  | STRYKER CORP. 11221896 D31065 |  |  | Disposition |  | 99:99:99:99:99:99 |  | Equipment | 1Y:00-MFG | 10/01/2019 | 10/01/2019 | COOPER UNIVERSITY HOSPITAL |  |  | UHS-LTP0112 |  | David Frye |  |  |  | 10/01/2019 | 10/01/2019 |  |  |  |  | 10/01/2019 | 10/01/2019
|  | STRYKER CORP. | STRYKER CORP. T-PUMP TP700 |  | D31044 | SPD |  |  |  | 10/01/2019 |  |  |  |  | NO | NO |  |  |  |  | STRYKER CORP. 11221840 D31044 |  |  | Disposition |  | 99:99:99:99:99:99 |  | Equipment | 1Y:00-MFG | 10/01/2019 | 10/01/2019 | COOPER UNIVERSITY HOSPITAL |  |  | UHS-LTP0139 |  | David Frye |  |  |  | 10/01/2019 | 10/01/2019 |  |  |  |  | 10/01/2019 | 10/01/2019
|  | STRYKER CORP. | STRYKER CORP. T-PUMP TP700 |  | E31190 | SPD |  |  |  | 10/01/2019 |  |  |  |  | NO | NO |  |  |  |  | STRYKER CORP. 11221831 E31190 |  |  | Disposition |  | 99:99:99:99:99:99 |  | Equipment | 1Y:00-MFG | 10/01/2019 | 10/01/2019 | COOPER UNIVERSITY HOSPITAL |  |  | UHS-LTP0134 |  | David Frye |  |  |  | 10/01/2019 | 10/01/2019 |  |  |  |  | 10/01/2019 | 10/01/2019
|  | STRYKER CORP. | STRYKER CORP. T-PUMP TP700 |  | D31074 | SPD |  |  |  | 10/01/2019 |  |  |  |  | NO | NO |  |  |  |  | STRYKER CORP. 11221830 D31074 |  |  | Disposition |  | 99:99:99:99:99:99 |  | Equipment | 1Y:00-MFG | 10/01/2019 | 10/01/2019 | COOPER UNIVERSITY HOSPITAL |  |  | UHS-LTP0144 |  | David Frye |  |  |  | 10/01/2019 | 10/01/2019 |  |  |  |  | 10/01/2019 | 10/01/2019
|  | STRYKER CORP. | STRYKER CORP. T-PUMP TP700 |  | D31058 | SPD |  |  |  | 10/01/2019 |  |  |  |  | NO | NO |  |  |  |  | STRYKER CORP. 11221821 D31058 |  |  | Disposition |  | 99:99:99:99:99:99 |  | Equipment | 1Y:00-MFG | 10/01/2019 | 10/01/2019 | COOPER UNIVERSITY HOSPITAL |  |  | UHS-LTP0156 |  | David Frye |  |  |  | 10/01/2019 | 10/01/2019 |  |  |  |  | 10/01/2019 | 10/01/2019
|  | STRYKER CORP. | STRYKER CORP. T-PUMP TP700 |  | E31372 | SPD |  |  |  | 10/01/2019 |  |  |  |  | NO | NO |  |  |  |  | STRYKER CORP. 11221826 E31372 |  |  | Disposition |  | 99:99:99:99:99:99 |  | Equipment | 1Y:00-MFG | 10/01/2019 | 10/01/2019 | COOPER UNIVERSITY HOSPITAL |  |  | UHS-LTP0155 |  | David Frye |  |  |  | 10/01/2019 | 10/01/2019 |  |  |  |  | 10/01/2019 | 10/01/2019
|  | STRYKER CORP. | STRYKER CORP. T-PUMP TP700 |  | D31235 | SPD |  |  |  | 10/08/2019 |  |  |  |  | NO | NO |  |  |  |  | STRYKER CORP. 11221827 D31235 |  |  | Disposition |  | 99:99:99:99:99:99 |  | Equipment | 1Y:00-MFG | 10/08/2019 | 10/08/2019 | COOPER UNIVERSITY HOSPITAL |  |  | UHS-LTP0151 |  | David Frye |  |  |  | 10/08/2019 | 10/08/2019 |  |  |  |  | 10/08/2019 | 10/08/2019
E31373* |  | STRYKER CORP. | STRYKER CORP. T-PUMP TP700 |  | E31373 | SPD |  |  |  | 12/30/2016 |  |  |  |  | NO | NO |  |  |  |  | STRYKER CORP. E31373* E31373 |  |  | Disposition | 30126051, 24143 |  |  | Equipment | 1Y:00-MFG | 12/30/2016 | 12/30/2016 | COOPER UNIVERSITY HOSPITAL |  |  | UHS-LTP0104 |  | David Frye |  |  |  | 12/30/2016 | 12/30/2016 |  |  |  |  | 12/30/2016 | 12/30/2016
|  | STRYKER CORP. | STRYKER CORP. T-PUMP TP700 |  | E31371 | SPD |  |  |  | 10/08/2019 |  |  |  |  | NO | NO |  |  |  |  | STRYKER CORP. 11135810 E31371 |  |  | Disposition |  | 99:99:99:99:99:99 |  | Equipment | 1Y:00-MFG | 10/08/2019 | 10/08/2019 | COOPER UNIVERSITY HOSPITAL |  |  | UHS-LTP0107 |  | David Frye |  |  |  | 10/08/2019 | 10/08/2019 |  |  |  |  | 10/08/2019 | 10/08/2019
|  | STRYKER CORP. | STRYKER CORP. T-PUMP TP700 |  | E31162 | SPD |  |  |  | 10/10/2018 |  |  |  |  | NO | NO |  |  |  |  | STRYKER CORP. 11135573 E31162 |  |  | Disposition |  | 99:99:99:99:99:99 |  | Equipment | 1Y:00-MFG | 10/10/2018 | 10/10/2018 | COOPER UNIVERSITY HOSPITAL |  |  | UHS-LTP0109 |  | David Frye |  |  |  | 10/10/2018 | 10/10/2018 |  |  |  |  | 10/10/2018 | 10/10/2018
|  | STRYKER CORP. | STRYKER CORP. T-PUMP TP700 |  | D31196 | SPD |  |  |  | 04/25/2013 |  |  |  |  | NO | NO |  |  |  |  | STRYKER CORP. 10752977 D31196 |  |  | Disposition |  | 99:99:99:99:99:99 |  | Equipment | 1Y:00-MFG | 10/01/2019 | 10/01/2020 | COOPER UNIVERSITY HOSPITAL |  |  | UHS-LTP0140 |  | David Frye
|  | STRYKER CORP. | STRYKER CORP. T-PUMP TP700 |  | D31079 | SPD |  |  |  | 04/25/2013 |  |  |  |  | NO | NO |  |  |  |  | STRYKER CORP. 10732372 D31079 |  |  | Disposition |  | 99:99:99:99:99:99 |  | Equipment | 1Y:00-MFG | 10/01/2019 | 10/01/2020 | COOPER UNIVERSITY HOSPITAL |  |  |  |  | David Frye
|  | STRYKER CORP. | STRYKER CORP. T-PUMP TP700 |  | D31227 | SPD |  |  |  | 04/25/2013 |  |  |  |  | NO | NO |  |  |  |  | STRYKER CORP. 10732353 D31227 |  |  | Disposition |  | 99:99:99:99:99:99 |  | Equipment | 1Y:00-MFG | 10/01/2019 | 10/01/2020 | COOPER UNIVERSITY HOSPITAL |  |  | UHS-LTP0113 |  | David Frye
|  | STRYKER CORP. | STRYKER CORP. T-PUMP TP700 |  | D31100 | SPD |  |  |  | 04/25/2013 |  |  |  |  | NO | NO |  |  |  |  | STRYKER CORP. 10369401 D31100 |  |  | Disposition |  | 99:99:99:99:99:99 |  | Equipment | 1Y:00-MFG | 01/29/2019 | 10/01/2020 | COOPER UNIVERSITY HOSPITAL |  |  | UHS-LTP0116 |  | David Frye
|  | STRYKER CORP. | STRYKER CORP. T-PUMP TP700 |  | E31921 | SPD |  |  |  | 02/12/2019 |  |  |  |  | NO | NO |  |  |  |  | STRYKER CORP. 30236308 E31921 |  |  | Disposition |  | 99:99:99:99:99:99 |  | Equipment | 1Y:00-MFG | 02/12/2019 | 02/12/2019 | COOPER UNIVERSITY HOSPITAL |  |  |  | 0011332158 | David Frye | Performance Verification | Closed | Bonnie Aichroth | 02/12/2019 | 02/12/2019 | INCOMING INVENTORY | DEVICE INVENTORIED | 417A64A9-EA40-4358-9025-91BB85B1D79E | Labor | 02/12/2019 | 02/12/2019 | Bonnie Aichroth
|  | STRYKER CORP. | STRYKER CORP. T-PUMP TP700 |  | E31365 | SPD |  |  |  | 04/25/2013 |  |  |  |  | NO | NO |  |  |  |  | STRYKER CORP. 10365455 E31365 |  |  | Disposition |  | 99:99:99:99:99:99 |  | Equipment | 1Y:00-MFG | 10/01/2019 | 10/01/2020 | COOPER UNIVERSITY HOSPITAL |  |  | UHS-LTP0133 |  | David Frye
|  | STRYKER CORP. | STRYKER CORP. T-PUMP TP700 |  | E31170 | SPD |  |  |  | 04/25/2013 |  |  |  |  | NO | NO |  |  |  |  | STRYKER CORP. 10360343 E31170 |  |  | Disposition |  | 99:99:99:99:99:99 |  | Equipment | 1Y:00-MFG | 10/01/2019 | 10/01/2020 | COOPER UNIVERSITY HOSPITAL |  |  | UHS-LTP0101 |  | David Frye
|  | STRYKER CORP. | STRYKER CORP. T-PUMP TP700 |  | J31D27 | SPD |  |  |  | 12/10/2013 |  |  |  |  | NO | NO |  |  |  |  | STRYKER CORP. 10356724 J31D27 |  |  | Disposition |  | 99:99:99:99:99:99 |  | Equipment | 1Y:00-MFG | 10/01/2019 | 10/01/2020 | COOPER UNIVERSITY HOSPITAL |  |  | UHS-LTP0117 |  | David Frye
|  | STRYKER CORP. | STRYKER CORP. T-PUMP TP700 |  | D31223 | SPD |  |  |  | 04/25/2013 |  |  |  |  | NO | NO |  |  |  |  | STRYKER CORP. 10356316 D31223 |  |  | Disposition |  | 99:99:99:99:99:99 |  | Equipment | 1Y:00-MFG | 10/01/2019 | 10/01/2020 | COOPER UNIVERSITY HOSPITAL |  |  | UHS-LTP0145 |  | David Frye
|  | STRYKER CORP. | STRYKER CORP. T-PUMP TP700 |  | E31196 | SPD |  |  |  | 04/25/2013 |  |  |  |  | NO | NO |  |  |  |  | STRYKER CORP. 10356304 E31196 |  |  | Disposition |  | 99:99:99:99:99:99 |  | Equipment | 1Y:00-MFG | 10/01/2019 | 10/01/2020 | COOPER UNIVERSITY HOSPITAL |  |  | UHS-LTP0132 |  | David Frye
|  | STRYKER CORP. | STRYKER CORP. T-PUMP TP700 |  | E31149 | SPD |  |  |  | 04/25/2013 |  |  |  |  | NO | NO |  |  |  |  | STRYKER CORP. 10356061 E31149 |  |  | Disposition |  |  |  | Equipment | 1Y:00-MFG | 12/30/2016 | 10/01/2020 | COOPER UNIVERSITY HOSPITAL |  |  | UHS-LTP0152 |  | David Frye
|  | STRYKER CORP. | STRYKER CORP. T-PUMP TP700 |  | D31052 | SPD |  |  |  | 04/25/2013 |  |  |  |  | NO | NO |  |  |  |  | STRYKER CORP. 10355778 D31052 |  |  | Disposition |  | 99:99:99:99:99:99 |  | Equipment | 1Y:00-MFG | 10/01/2019 | 10/01/2020 | COOPER UNIVERSITY HOSPITAL |  |  | UHS-LTP0138 |  | David Frye
|  | STRYKER CORP. | STRYKER CORP. T-PUMP TP700 |  | E31198 | SPD |  |  |  | 04/25/2013 |  |  |  |  | NO | NO |  |  |  |  | STRYKER CORP. 10355772 E31198 |  |  | Disposition |  | 99:99:99:99:99:99 |  | Equipment | 1Y:00-MFG | 10/11/2018 | 10/01/2020 | COOPER UNIVERSITY HOSPITAL |  |  | UHS-LTP0111 |  | David Frye
|  | STRYKER CORP. | STRYKER CORP. T-PUMP TP700 |  | D31095 | SPD |  |  |  | 04/25/2013 |  |  |  |  | NO | NO |  |  |  |  | STRYKER CORP. 10355763 D31095 |  |  | Disposition |  | 99:99:99:99:99:99 |  | Equipment | 1Y:00-MFG | 10/08/2019 | 10/01/2020 | COOPER UNIVERSITY HOSPITAL |  |  | UHS-LTP0142 |  | David Frye
|  | STRYKER CORP. | STRYKER CORP. T-PUMP TP700 |  | D31072 | SPD |  |  |  | 04/25/2013 |  |  |  |  | NO | NO |  |  |  |  | STRYKER CORP. 10355262 D31072 |  |  | Disposition |  | 99:99:99:99:99:99 |  | Equipment | 1Y:00-MFG | 10/01/2019 | 10/01/2020 | COOPER UNIVERSITY HOSPITAL |  |  | UHS-LTP0150 |  | David Frye
|  | STRYKER CORP. | STRYKER CORP. T-PUMP TP700 |  | J31D30 | SPD |  |  |  | 12/10/2013 |  |  |  |  | NO | NO |  |  |  |  | STRYKER CORP. 10355046 J31D30 |  |  | Disposition |  | 99:99:99:99:99:99 |  | Equipment | 1Y:00-MFG | 10/01/2019 | 10/01/2020 | COOPER UNIVERSITY HOSPITAL |  |  | UHS-LTP0118 |  | David Frye
|  | STRYKER CORP. | STRYKER CORP. T-PUMP TP700 |  | D31219 | SPD |  |  |  | 04/25/2013 |  |  |  |  | NO | NO |  |  |  |  | STRYKER CORP. 10354958 D31219 |  |  | Disposition |  | 99:99:99:99:99:99 |  | Equipment | 1Y:00-MFG | 10/01/2019 | 10/01/2020 | COOPER UNIVERSITY HOSPITAL |  |  | UHS-LTP0141 |  | David Frye
|  | STRYKER CORP. | STRYKER CORP. T-PUMP TP700 |  | D31090 | SPD |  |  |  | 04/25/2013 |  |  |  |  | NO | NO |  |  |  |  | STRYKER CORP. 10349210 D31090 |  |  | Disposition |  |  |  | Equipment | 1Y:00-MFG | 01/02/2018 | 10/01/2020 | COOPER UNIVERSITY HOSPITAL |  |  | UHS-LTP0106 |  | David Frye
|  | STRYKER CORP. | STRYKER CORP. T-PUMP TP700 |  | D31107 | SPD |  |  |  | 04/25/2013 |  |  |  |  | NO | NO |  |  |  |  | STRYKER CORP. 10349182 D31107 |  |  | Disposition |  | 99:99:99:99:99:99 |  | Equipment | 1Y:00-MFG | 10/01/2019 | 10/01/2020 | COOPER UNIVERSITY HOSPITAL |  |  | UHS-LTP0148 |  | David Frye
|  | STRYKER CORP. | STRYKER CORP. T-PUMP TP700 |  | E31353 | SPD |  |  |  | 12/30/2016 |  |  |  |  | NO | NO |  |  |  |  | STRYKER CORP. 30144980 E31353 |  |  | Disposition |  |  |  | Equipment | 1Y:00-MFG | 12/30/2016 | 12/30/2016 | COOPER UNIVERSITY HOSPITAL |  |  | UHS-LTP0153 |  | David Frye |  |  |  | 12/30/2016 | 12/30/2016 |  |  |  |  | 12/30/2016 | 12/30/2016
|  | STRYKER CORP. | STRYKER CORP. T-PUMP TP700 |  | E31206 | SPD |  |  |  | 10/31/2018 |  |  |  |  | NO | NO |  |  |  |  | STRYKER CORP. 30143389 E31206 |  |  | Disposition |  | 99:99:99:99:99:99 |  | Equipment | 1Y:00-MFG | 10/31/2018 | 10/31/2018 | COOPER UNIVERSITY HOSPITAL |  |  | UHS-LTP0126 |  | David Frye |  |  |  | 10/31/2018 | 10/31/2018 |  |  |  |  | 10/31/2018 | 10/31/2018
|  | STRYKER CORP. | STRYKER CORP. T-PUMP TP700 |  | E31370 | SPD |  |  |  | 04/25/2013 |  |  |  |  | NO | NO |  |  |  |  | STRYKER CORP. 10345101 E31370 |  |  | Disposition |  | 99:99:99:99:99:99 |  | Equipment | 1Y:00-MFG | 10/01/2019 | 10/01/2020 | COOPER UNIVERSITY HOSPITAL |  |  | UHS-LTP0115 |  | David Frye
|  | STRYKER CORP. | STRYKER CORP. T-PUMP TP700 |  | D31045 | SPD |  |  |  | 04/25/2013 |  |  |  |  | NO | NO |  |  |  |  | STRYKER CORP. 10345102 D31045 |  |  | Disposition |  | 99:99:99:99:99:99 |  | Equipment | 1Y:00-MFG | 10/01/2019 | 10/01/2020 | COOPER UNIVERSITY HOSPITAL |  |  | UHS-LTP0128 |  | David Frye
|  | STRYKER CORP. | STRYKER CORP. T-PUMP TP700 |  | D31105 | SPD |  |  |  | 04/25/2013 |  |  |  |  | NO | NO |  |  |  |  | STRYKER CORP. 10345104 D31105 |  |  | Disposition |  | 99:99:99:99:99:99 |  | Equipment | 1Y:00-MFG | 10/01/2019 | 10/01/2020 | COOPER UNIVERSITY HOSPITAL |  |  | UHS-LTP0136 |  | David Frye
|  | STRYKER CORP. | STRYKER CORP. T-PUMP TP700 |  | D31156 | SPD |  |  |  | 04/25/2013 |  |  |  |  | NO | NO |  |  |  |  | STRYKER CORP. 10345105 D31156 |  |  | Disposition |  | 99:99:99:99:99:99 |  | Equipment | 1Y:00-MFG | 10/01/2019 | 10/01/2020 | COOPER UNIVERSITY HOSPITAL |  |  | UHS-LTP0147 |  | David Frye
|  | STRYKER CORP. | STRYKER CORP. T-PUMP TP700 |  | D31050 | SPD |  |  |  | 04/25/2013 |  |  |  |  | NO | NO |  |  |  |  | STRYKER CORP. 10345106 D31050 |  |  | Disposition |  | 99:99:99:99:99:99 |  | Equipment | 1Y:00-MFG | 10/01/2019 | 10/01/2020 | COOPER UNIVERSITY HOSPITAL |  |  | UHS-LTP0114 |  | David Frye
|  | STRYKER CORP. | STRYKER CORP. T-PUMP TP700 |  | E31204 | SPD |  |  |  | 04/25/2013 |  |  |  |  | NO | NO |  |  |  |  | STRYKER CORP. 10345108 E31204 |  |  | Disposition |  | 99:99:99:99:99:99 |  | Equipment | 1Y:00-MFG | 10/01/2019 | 10/01/2020 | COOPER UNIVERSITY HOSPITAL |  |  | UHS-LTP0100 |  | David Frye
|  | STRYKER CORP. | STRYKER CORP. T-PUMP TP700 |  | D31085 | SPD |  |  |  | 04/25/2013 |  |  |  |  | NO | NO |  |  |  |  | STRYKER CORP. 10345097 D31085 |  |  | Disposition |  |  |  | Equipment | 1Y:00-MFG | 01/02/2018 | 10/01/2020 | COOPER UNIVERSITY HOSPITAL |  |  | UHS-LTP0143 |  | David Frye
|  | STRYKER CORP. | STRYKER CORP. T-PUMP TP700 |  | D31066 | SPD |  |  |  | 04/25/2013 |  |  |  |  | NO | NO |  |  |  |  | STRYKER CORP. 10345099 D31066 |  |  | Disposition |  | 99:99:99:99:99:99 |  | Equipment | 1Y:00-MFG | 10/01/2019 | 10/01/2020 | COOPER UNIVERSITY HOSPITAL |  |  | UHS-LTP0108 |  | David Frye
|  | STRYKER CORP. | STRYKER CORP. T-PUMP TP700 |  | E31183 | SPD |  |  |  | 04/25/2013 |  |  |  |  | NO | NO |  |  |  |  | STRYKER CORP. 10345090 E31183 |  |  | Disposition |  | 99:99:99:99:99:99 |  | Equipment | 1Y:00-MFG | 10/01/2019 | 10/01/2020 | COOPER UNIVERSITY HOSPITAL |  |  | UHS-LTP0149 |  | David Frye
|  | STRYKER CORP. | STRYKER CORP. T-PUMP TP700 |  | D31048 | SPD |  |  |  | 04/25/2013 |  |  |  |  | NO | NO |  |  |  |  | STRYKER CORP. 10345091 D31048 |  |  | Disposition |  | 99:99:99:99:99:99 |  | Equipment | 1Y:00-MFG | 10/01/2019 | 10/01/2020 | COOPER UNIVERSITY HOSPITAL |  |  | UHS-LTP0146 |  | David Frye
|  | STRYKER CORP. | STRYKER CORP. T-PUMP TP700 |  | E31197 | SPD |  |  |  | 04/25/2013 |  |  |  |  | NO | NO |  |  |  |  | STRYKER CORP. 10345087 E31197 |  |  | Disposition |  | 99:99:99:99:99:99 |  | Equipment | 1Y:00-MFG | 10/01/2019 | 10/01/2020 | COOPER UNIVERSITY HOSPITAL |  |  | UHS-LTP0105 |  | David Frye
|  | STRYKER CORP. | STRYKER CORP. T-PUMP TP700 |  | E31374 | SPD |  |  |  | 04/25/2013 |  |  |  |  | NO | NO |  |  |  |  | STRYKER CORP. 10345088 E31374 |  |  | Disposition |  | 99:99:99:99:99:99 |  | Equipment | 1Y:00-MFG | 10/01/2019 | 10/01/2020 | COOPER UNIVERSITY HOSPITAL |  |  | UHS-LTP0130 |  | David Frye
|  | STRYKER CORP. | STRYKER CORP. T-PUMP TP700 |  | D31054 | SPD |  |  |  | 04/25/2013 |  |  |  |  | NO | NO |  |  |  |  | STRYKER CORP. 10345074 D31054 |  |  | Disposition |  | 99:99:99:99:99:99 |  | Equipment | 1Y:00-MFG | 10/01/2019 | 10/01/2020 | COOPER UNIVERSITY HOSPITAL |  |  | UHS-LTP0124 |  | David Frye
|  | STRYKER CORP. | STRYKER CORP. T-PUMP TP700 |  | D31097 | SPD |  |  |  | 04/25/2013 |  |  |  |  | NO | NO |  |  |  |  | STRYKER CORP. 10345073 D31097 |  |  | Disposition |  | 99:99:99:99:99:99 |  | Equipment | 1Y:00-MFG | 01/29/2019 | 10/01/2020 | COOPER UNIVERSITY HOSPITAL |  |  | UHS-LTP0137 |  | David Frye
|  | STRYKER CORP. | STRYKER CORP. T-PUMP TP700 |  | D31208 | SPD |  |  |  | 04/25/2013 |  |  |  |  | NO | NO |  |  |  |  | STRYKER CORP. 10345065 D31208 |  |  | Disposition |  |  |  | Equipment | 1Y:00-MFG | 01/02/2018 | 10/01/2020 | COOPER UNIVERSITY HOSPITAL |  |  | UHS-LTP0129 |  | David Frye
|  | STRYKER CORP. | STRYKER CORP. T-PUMP TP700 |  | D31006 | SPD |  |  |  | 04/25/2013 |  |  |  |  | NO | NO |  |  |  |  | STRYKER CORP. 10345064 D31006 |  |  | Disposition |  | 99:99:99:99:99:99 |  | Equipment | 1Y:00-MFG | 10/01/2019 | 10/01/2020 | COOPER UNIVERSITY HOSPITAL |  |  | UHS-LTP0102 |  | David Frye
|  | STRYKER CORP. | STRYKER CORP. TPS 5100-99 |  |  | OR - KELEMEN 3 |  |  |  | 06/01/2007 |  |  |  |  | NO | NO |  |  |  |  | STRYKER CORP. 10346365 0197 |  |  | Disposition |  |  |  | Equipment | 1Y:00-MFG | 02/16/2017 | 02/01/2020 | COOPER UNIVERSITY HOSPITAL |  |  | OR-KELEMEN 4 CABINET |  | DOMINIC VENDETTA
|  | STRYKER CORP. | STRYKER CORP. VISUM 600 |  |  | OR - KELEMEN 3 |  |  |  | 09/01/2005 |  |  |  |  | NO | NO |  |  |  |  | STRYKER CORP. 10670 3.0200203103e+014 |  |  | Disposition |  |  |  | Equipment | PAAR:00-PVAR | 10/16/2019 |  | COOPER UNIVERSITY HOSPITAL |  |  |  |  | DOMINIC VENDETTA
|  | STRYKER CORP. | STRYKER CORP. VISUM 600 |  |  | OR - KELEMEN 3 |  |  |  | 09/08/2005 |  |  |  |  | NO | NO |  |  |  |  | STRYKER CORP. 10309 3.020010301e+015 |  |  | Disposition |  |  |  | Equipment | PAAR:00-PVAR | 10/16/2019 |  | COOPER UNIVERSITY HOSPITAL |  |  |  |  | DOMINIC VENDETTA
|  | SUMMIT CO. LTD. | SUMMIT CO. LTD. S3500 |  | 71C000169 | KROC CENTER-FAMILY MEDICINE |  |  |  | 06/10/2015 |  |  |  |  | NO | NO |  |  |  |  | SUMMIT CO. LTD. 10349264 71C000169 |  |  | Active |  | 99:99:99:99:99:99 |  | Equipment | PAAR:00-PVAR | 10/31/2019 |  | COOPER AMBULATORY OFF-SITES |  |  |  | 0011494728 | JESSICA NIEVES | Preventative Maintenance | Closed | Bonnie Aichroth | 04/19/2017 | 04/19/2017 | PERFORMANCE ASSURANCE AT INVENTORY | INVENTORIED DEVICE AND ENSURED DEVICE WAS FUNCTIONING PROPERLY. | 15F3C267-3360-40A8-A5DD-789F5FC636A5 | Labor | 11/10/2016 | 11/10/2016 | Kirk Lis
|  | SUMMIT INDUSTRIES | SUMMIT INDUSTRIES A802 |  |  | CHERRY HILL URGENT CARE |  |  |  | 01/01/1900 |  |  |  |  | NO | NO |  |  |  |  | SUMMIT INDUSTRIES 22999 000301 |  |  | Disposition |  |  |  | Equipment | 1Y:00-MFG | 01/01/1900 | 01/01/1900 | COOPER AMBULATORY OFF-SITES |  |  | URGENT CARE |  | MELISSA PORTOBANCO |  |  |  | 01/01/1900 | 01/01/1900 |  |  |  |  | 01/01/1900 | 01/01/1900
|  | SUMMIT INDUSTRIES | SUMMIT INDUSTRIES A802 |  |  | AUDUBON URGENT CARE |  |  |  | 01/01/1900 |  |  |  |  | NO | NO |  |  |  |  | SUMMIT INDUSTRIES 10365752 130601 |  |  | Disposition |  |  |  | Equipment | 1Y:00-MFG | 10/19/2016 | 10/01/2020 | COOPER AMBULATORY OFF-SITES |  |  | Imaging room |  | MELISSA PORTOBANCO
|  | SUMMIT INDUSTRIES | SUMMIT INDUSTRIES A802 |  | BFA462-0913 | AUDUBON URGENT CARE |  |  |  | 08/27/2013 |  |  |  |  | NO | NO |  |  |  |  | SUMMIT INDUSTRIES 10365750 BFA462-0913 |  |  | Disposition |  |  |  | Equipment | 1Y:00-MFG | 10/19/2016 | 10/01/2020 | COOPER AMBULATORY OFF-SITES |  |  | room 109 |  | MELISSA PORTOBANCO
|  | SUMMIT INDUSTRIES | SUMMIT INDUSTRIES AMERICOMP 20KHZ HF GENERATOR |  | CPD15208G13 | AUDUBON URGENT CARE |  |  |  | 08/27/2013 |  |  |  |  | NO | NO |  |  |  |  | SUMMIT INDUSTRIES 10365751 CPD15208G13 |  |  | Disposition |  |  |  | Equipment | 6M:00-MFG | 04/28/2016 | 04/01/2020 | COOPER AMBULATORY OFF-SITES |  |  | room 109 |  | MELISSA PORTOBANCO
|  | SUMMIT INDUSTRIES | SUMMIT INDUSTRIES B-300 |  | GB196-1004 | ORTHOPEDICS |  |  |  | 05/04/2016 |  |  |  |  | NO | NO |  |  |  |  | SUMMIT INDUSTRIES 10480397 GB196-1004 |  |  | Disposition |  |  |  | Equipment | 1Y:00-MFG | 04/10/2018 | 01/01/2020 | COOPER AMBULATORY OFF-SITES |  |  | SUITE 303 - EVESHAM COMMONS |  | JOAN STEAD
|  | SUMMIT INDUSTRIES | SUMMIT INDUSTRIES CR PRO |  | A03039 | AUDUBON URGENT CARE |  |  |  | 08/27/2013 |  |  |  |  | NO | NO |  |  |  |  | SUMMIT INDUSTRIES 10365749 A03039 |  |  | Disposition |  |  |  | Equipment | 1Y:00-MFG | 10/21/2015 | 10/01/2020 | COOPER AMBULATORY OFF-SITES |  |  | room 109 |  | MELISSA PORTOBANCO
|  | SUMMIT INDUSTRIES | SUMMIT INDUSTRIES NOVA 325 |  | CM694-0903 | CHERRY HILL URGENT CARE |  |  |  | 07/24/2015 |  |  |  |  | NO | NO |  |  |  |  | SUMMIT INDUSTRIES 23001 CM694-0903 |  |  | Disposition |  |  |  | Equipment | 1Y:00-MFG | 07/24/2015 | 07/24/2015 | COOPER AMBULATORY OFF-SITES |  |  | URGENT CARE |  | MELISSA PORTOBANCO |  |  |  | 07/24/2015 | 07/24/2015 |  |  |  |  | 07/24/2015 | 07/24/2015
|  | SUMMIT INDUSTRIES | SUMMIT INDUSTRIES S211 |  |  | CHERRY HILL URGENT CARE |  |  |  | 10/16/2019 |  |  |  |  | NO | NO |  |  |  |  | SUMMIT INDUSTRIES 22998 000702 |  |  | Disposition |  | 00:00:00:00:00:00 |  | Equipment | PAAR:00-PVAR | 10/16/2019 | 10/16/2019 | COOPER AMBULATORY OFF-SITES |  |  | URGENT CARE |  | MELISSA PORTOBANCO |  |  |  | 10/16/2019 | 10/16/2019 |  |  |  |  | 10/16/2019 | 10/16/2019
|  | SUMMIT INDUSTRIES | SUMMIT INDUSTRIES SYNERGY |  |  | AUDUBON URGENT CARE |  |  |  | 08/27/2013 |  |  |  |  | NO | NO |  |  |  |  | SUMMIT INDUSTRIES 10365748 130708 |  |  | Disposition |  |  |  | Equipment | 1Y:00-MFG | 10/19/2016 | 10/01/2020 | COOPER AMBULATORY OFF-SITES |  |  | room 109 |  | MELISSA PORTOBANCO
|  | SUMMITT DOPPLER SYSTEMS, INC. | SUMMITT DOPPLER SYSTEMS, INC. LIFEDOP 350R (OB) |  | LD020837 | 3 COOPER-WOMENS CARE CENTER |  |  |  | 07/18/2016 |  |  |  |  | NO | NO |  |  |  |  | SUMMITT DOPPLER SYSTEMS, INC. 23470 LD020837 |  |  | Disposition |  |  |  | Equipment | 1Y:00-MFG | 07/18/2016 | 07/18/2016 | COOPER AMBULATORY OFF-SITES |  |  | SUITE 301 |  | BONNIE MANNINO |  |  |  | 07/18/2016 | 07/18/2016 |  |  |  |  | 07/18/2016 | 07/18/2016
|  | SUMMITT DOPPLER SYSTEMS, INC. | SUMMITT DOPPLER SYSTEMS, INC. LIFEDOP 350R (OB) |  | LJ001016 | EMERGENCY ROOM |  |  | excluded | 01/03/2006 |  |  |  |  | NO | NO |  |  |  |  | SUMMITT DOPPLER SYSTEMS, INC. 10365454 LJ001016 |  |  | Active |  | 99:99:99:99:99:99 |  | Equipment | 1Y:00-MFG | 08/01/2019 | 08/01/2020 | COOPER UNIVERSITY HOSPITAL |  |  | er equip storage |  | KAREN GRUBER
|  | SUMMITT DOPPLER SYSTEMS, INC. | SUMMITT DOPPLER SYSTEMS, INC. LIFEDOP 350R (VAS) |  |  | MED/SURG 6 PAVILION |  |  | excluded | 06/06/2014 |  |  |  |  | NO | NO |  |  |  |  | SUMMITT DOPPLER SYSTEMS, INC. 10356383 01142035 |  |  | Active |  | 99:99:99:99:99:99 |  | Equipment | 1Y:00-MFG | 08/01/2019 | 08/01/2020 | COOPER UNIVERSITY HOSPITAL |  |  | 6 PAVILION |  | BRIAN OSHAUGHNESSY
|  | SUMMITT DOPPLER SYSTEMS, INC. | SUMMITT DOPPLER SYSTEMS, INC. LIFEDOP 350R (VAS) |  |  | KELEMEN N10 |  |  | excluded | 06/06/2014 |  |  |  |  | NO | NO |  |  |  |  | SUMMITT DOPPLER SYSTEMS, INC. 10355761 0414291 |  |  | Active |  | 99:99:99:99:99:99 |  | Equipment | 1Y:00-MFG | 11/01/2019 | 11/01/2020 | COOPER UNIVERSITY HOSPITAL |  |  | MEDSURG - 10TH |  | Lisa Brooks
|  | SUMMITT DOPPLER SYSTEMS, INC. | SUMMITT DOPPLER SYSTEMS, INC. LIFEDOP 350R (VAS) |  | Not Known | PAVILION 8 |  |  | excluded | 08/25/2015 |  |  |  |  | NO | NO |  |  |  |  | SUMMITT DOPPLER SYSTEMS, INC. 10349515 Not Known |  |  | Active |  | 99:99:99:99:99:99 |  | Equipment | 1Y:00-MFG | 08/01/2019 | 08/01/2020 | COOPER UNIVERSITY HOSPITAL |  |  |  |  | BRIAN OSHAUGHNESSY
|  | SUMMITT DOPPLER SYSTEMS, INC. | SUMMITT DOPPLER SYSTEMS, INC. LIFEDOP L150 |  |  | INTENSIVE CARE UNIT |  |  | excluded | 10/31/2019 |  |  |  |  | NO | NO |  |  |  |  | SUMMITT DOPPLER SYSTEMS, INC. 30286052 2018060135 |  |  | Active |  | 99:99:99:99:99:99 |  | Equipment | PAAR:00-PVAR | 10/31/2019 | 10/31/2019 | COOPER UNIVERSITY HOSPITAL |  |  |  | WOT00000001203039 | CAROLYN RUMELL | Performance Verification | Closed | Richard Jolly | 10/31/2019 | 10/31/2019 | Performance Verification for SUMMITT DOPPLER SYSTEMS, INC. 30286052 2018060135 | Initial Install of Performance Verification. Device is ready for patient use. |  |  | 10/31/2019 | 10/31/2019
|  | SUMMITT DOPPLER SYSTEMS, INC. | SUMMITT DOPPLER SYSTEMS, INC. LIFEDOP L150 |  |  | INTENSIVE CARE UNIT |  |  | excluded | 10/31/2019 |  |  |  |  | NO | NO |  |  |  |  | SUMMITT DOPPLER SYSTEMS, INC. 30286053 2018060014 |  |  | Active |  | 99:99:99:99:99:99 |  | Equipment | PAAR:00-PVAR | 10/31/2019 | 10/31/2019 | COOPER UNIVERSITY HOSPITAL |  |  |  | WOT00000001203062 | CAROLYN RUMELL | Performance Verification | Closed | Richard Jolly | 10/31/2019 | 10/31/2019 | Performance Verification for SUMMITT DOPPLER SYSTEMS, INC. 30286053 2018060014 | Initial Install of Performance Verification. Device is ready for patient use. |  |  | 10/31/2019 | 10/31/2019
|  | SUMMITT DOPPLER SYSTEMS, INC. | SUMMITT DOPPLER SYSTEMS, INC. LIFEDOP L250 |  | LD003262 | RIPPA CENTER-OB/GYN |  |  | excluded | 05/14/2019 |  |  |  |  | NO | NO |  |  |  |  | SUMMITT DOPPLER SYSTEMS, INC. 30071416 LD003262 |  |  | Active |  | 99:99:99:99:99:99 |  | Equipment | 1Y:00-MFG | 05/14/2019 | 05/14/2019 | COOPER AMBULATORY OFF-SITES |  |  | OB GYN EXAM 11 |  | PATRICIA HUFF |  |  |  | 05/14/2019 | 05/14/2019 |  |  |  |  | 05/14/2019 | 05/14/2019
|  | SUMMITT DOPPLER SYSTEMS, INC. | SUMMITT DOPPLER SYSTEMS, INC. LIFEDOP L250 |  | LD00-2842 | RIPPA CENTER-OB/GYN |  |  | excluded | 05/09/2019 |  |  |  |  | NO | NO |  |  |  |  | SUMMITT DOPPLER SYSTEMS, INC. 30071333 LD00-2842 |  |  | Active |  | 99:99:99:99:99:99 |  | Equipment | 1Y:00-MFG | 05/09/2019 | 05/09/2019 | COOPER AMBULATORY OFF-SITES |  |  | OB/GYN EXAM 12 |  | PATRICIA HUFF |  |  |  | 05/09/2019 | 05/09/2019 |  |  |  |  | 05/09/2019 | 05/09/2019
|  | SUMMITT DOPPLER SYSTEMS, INC. | SUMMITT DOPPLER SYSTEMS, INC. LIFEDOP L250 |  | LD008913 | BURLINGTON OB/GYN |  |  |  | 05/13/2016 |  |  |  |  | NO | NO |  |  |  |  | SUMMITT DOPPLER SYSTEMS, INC. 18549 LD008913 |  |  | Disposition |  |  |  | Equipment | 1Y:00-MFG | 05/13/2016 | 05/13/2016 | COOPER AMBULATORY OFF-SITES |  |  | OB/BURLINGTON |  | Carey Myers |  |  |  | 05/13/2016 | 05/13/2016 |  |  |  |  | 05/13/2016 | 05/13/2016
|  | SUMMITT DOPPLER SYSTEMS, INC. | SUMMITT DOPPLER SYSTEMS, INC. LIFEDOP L250 |  | LD003025 | BURLINGTON OB/GYN |  |  |  | 05/13/2016 |  |  |  |  | NO | NO |  |  |  |  | SUMMITT DOPPLER SYSTEMS, INC. 18548 LD003025 |  |  | Disposition |  |  |  | Equipment | 1Y:00-MFG | 05/13/2016 | 05/13/2016 | COOPER AMBULATORY OFF-SITES |  |  | OB/BURLINGTON |  | Carey Myers |  |  |  | 05/13/2016 | 05/13/2016 |  |  |  |  | 05/13/2016 | 05/13/2016
|  | SUMMITT DOPPLER SYSTEMS, INC. | SUMMITT DOPPLER SYSTEMS, INC. LIFEDOP L250 |  |  | KINGS HIGHWAY - OB/GYN |  |  | excluded | 10/31/2019 |  |  |  |  | NO | NO |  |  |  |  | SUMMITT DOPPLER SYSTEMS, INC. 11239295 201806060106 |  |  | Active |  | 99:99:99:99:99:99 |  | Equipment | PAAR:00-PVAR | 10/31/2019 | 10/31/2019 | COOPER AMBULATORY OFF-SITES |  |  | Clean Room Drawer | WOT00000001749820 | DONNA ONEILL | Service Request | Closed | Kirk Lis | 10/31/2019 | 10/31/2019 | New Fetal Doppler - check and tag | INVENTORIED NEW EQUIPMENT | EXP1840672 | Labor | 10/31/2019 | 10/31/2019 | Kirk Lis
|  | SUMMITT DOPPLER SYSTEMS, INC. | SUMMITT DOPPLER SYSTEMS, INC. LIFEDOP L250 |  |  | RIPPA CENTER-OB/GYN |  |  | excluded | 10/31/2019 |  |  |  |  | NO | NO |  |  |  |  | SUMMITT DOPPLER SYSTEMS, INC. 11200093 2019020031 |  |  | Active |  |  |  | Equipment | PAAR:00-PVAR | 10/31/2019 | 10/31/2019 | COOPER AMBULATORY OFF-SITES |  |  | Performance Verification | WOT00000003802750 | PATRICIA HUFF | Performance Verification | Completed | Kirk Lis | 10/31/2019 | 10/31/2019 | Performance Verification for SUMMITT DOPPLER SYSTEMS, INC. 11200093 2019020031 | Initial Install of Performance Verification. Device is ready for patient use. |  |  | 10/31/2019 | 10/31/2019
|  | SUMMITT DOPPLER SYSTEMS, INC. | SUMMITT DOPPLER SYSTEMS, INC. LIFEDOP L250 |  |  | RIPPA CENTER-OB/GYN |  |  | excluded | 10/31/2019 |  |  |  |  | NO | NO |  |  |  |  | SUMMITT DOPPLER SYSTEMS, INC. 11200092 2019020052 |  |  | Active |  |  |  | Equipment | PAAR:00-PVAR | 10/31/2019 | 10/31/2019 | COOPER AMBULATORY OFF-SITES |  |  | Performance Verification | WOT00000003802675 | PATRICIA HUFF | Performance Verification | Completed | Kirk Lis | 10/31/2019 | 10/31/2019 | Performance Verification for SUMMITT DOPPLER SYSTEMS, INC. 11200092 2019020052 | Initial Install of Performance Verification. Device is ready for patient use. |  |  | 10/31/2019 | 10/31/2019
|  | SUMMITT DOPPLER SYSTEMS, INC. | SUMMITT DOPPLER SYSTEMS, INC. LIFEDOP L250 |  | LD003608 | 3 COOPER-WOMENS CARE CENTER |  |  |  | 07/18/2016 |  |  |  |  | NO | NO |  |  |  |  | SUMMITT DOPPLER SYSTEMS, INC. 10967 LD003608 |  |  | Disposition |  |  |  | Equipment | 1Y:00-MFG | 07/18/2016 | 07/18/2016 | COOPER AMBULATORY OFF-SITES |  |  | SUITE 301 |  | BONNIE MANNINO |  |  |  | 07/18/2016 | 07/18/2016 |  |  |  |  | 07/18/2016 | 07/18/2016
|  | SUMMITT DOPPLER SYSTEMS, INC. | SUMMITT DOPPLER SYSTEMS, INC. LIFEDOP L250 |  | LD003609 | 3 COOPER-WOMENS CARE CENTER |  |  |  | 07/18/2016 |  |  |  |  | NO | NO |  |  |  |  | SUMMITT DOPPLER SYSTEMS, INC. 10968 LD003609 |  |  | Disposition |  |  |  | Equipment | 1Y:00-MFG | 07/18/2016 | 07/18/2016 | COOPER AMBULATORY OFF-SITES |  |  | SUITE 301 |  | BONNIE MANNINO |  |  |  | 07/18/2016 | 07/18/2016 |  |  |  |  | 07/18/2016 | 07/18/2016
|  | SUMMITT DOPPLER SYSTEMS, INC. | SUMMITT DOPPLER SYSTEMS, INC. LIFEDOP L250 |  | LD003612 | 3 COOPER-WOMENS CARE CENTER |  |  |  | 07/18/2016 |  |  |  |  | NO | NO |  |  |  |  | SUMMITT DOPPLER SYSTEMS, INC. 10969 LD003612 |  |  | Disposition |  |  |  | Equipment | 1Y:00-MFG | 07/18/2016 | 07/18/2016 | COOPER AMBULATORY OFF-SITES |  |  | SUITE 301 |  | BONNIE MANNINO |  |  |  | 07/18/2016 | 07/18/2016 |  |  |  |  | 07/18/2016 | 07/18/2016
|  | SUMMITT DOPPLER SYSTEMS, INC. | SUMMITT DOPPLER SYSTEMS, INC. LIFEDOP L250 |  | LD005322 | KINGS HIGHWAY - OB/GYN |  |  |  | 01/17/2007 |  |  |  |  | NO | NO |  |  |  |  | SUMMITT DOPPLER SYSTEMS, INC. 10366324 LD005322 |  |  | Disposition |  | 99:99:99:99:99:99 |  | Equipment | 1Y:00-MFG | 01/17/2019 | 01/01/2020 | COOPER AMBULATORY OFF-SITES |  |  | SUITE 201 |  | DONNA ONEILL
|  | SUMMITT DOPPLER SYSTEMS, INC. | SUMMITT DOPPLER SYSTEMS, INC. LIFEDOP L250 |  |  | BURLINGTON OB/GYN |  |  | excluded | 01/01/2014 |  |  |  |  | NO | NO |  |  |  |  | SUMMITT DOPPLER SYSTEMS, INC. 10365983 12131044 |  |  | Active |  | 99:99:99:99:99:99 |  | Equipment | 1Y:00-MFG | 11/01/2019 | 11/01/2020 | COOPER AMBULATORY OFF-SITES |  |  | NURSES STATION |  | Carey Myers
|  | SUMMITT DOPPLER SYSTEMS, INC. | SUMMITT DOPPLER SYSTEMS, INC. LIFEDOP L250 |  | LD019881 | MULTI SPECIALTY CARE AT MARLTON |  |  |  | 11/14/2012 |  |  |  |  | NO | NO |  |  |  |  | SUMMITT DOPPLER SYSTEMS, INC. 10365907 LD019881 |  |  | Disposition |  | 99:99:99:99:99:99 |  | Equipment | 1Y:00-MFG | 06/10/2019 | 06/01/2020 | COOPER AMBULATORY OFF-SITES |  |  | EXAM 1 |  | SUSAN MAKO
|  | SUMMITT DOPPLER SYSTEMS, INC. | SUMMITT DOPPLER SYSTEMS, INC. LIFEDOP L250 |  | LD013980 | KINGS HIGHWAY - OB/GYN |  |  | excluded | 11/14/2012 |  |  |  |  | NO | NO |  |  |  |  | SUMMITT DOPPLER SYSTEMS, INC. 10365900 LD013980 |  |  | Active |  | 99:99:99:99:99:99 |  | Equipment | 1Y:00-MFG | 06/12/2019 | 06/01/2020 | COOPER AMBULATORY OFF-SITES |  |  | NURSES STATION |  | DONNA ONEILL
|  | SUMMITT DOPPLER SYSTEMS, INC. | SUMMITT DOPPLER SYSTEMS, INC. LIFEDOP L250 |  | LD003044 | MULTI SPECIALTY CARE AT MARLTON |  |  | excluded | 12/21/2005 |  |  |  |  | NO | NO |  |  |  |  | SUMMITT DOPPLER SYSTEMS, INC. 10365901 LD003044 |  |  | Active |  | 99:99:99:99:99:99 |  | Equipment | 1Y:00-MFG | 06/05/2019 | 06/01/2020 | COOPER AMBULATORY OFF-SITES |  |  | EXAM 2 |  | SUSAN MAKO
|  | SUMMITT DOPPLER SYSTEMS, INC. | SUMMITT DOPPLER SYSTEMS, INC. LIFEDOP L250 |  | LD019834 | KINGS HIGHWAY - OB/GYN |  |  | excluded | 05/07/2019 |  |  |  |  | NO | NO |  |  |  |  | SUMMITT DOPPLER SYSTEMS, INC. 30225246 LD019834 |  |  | Active |  | 99:99:99:99:99:99 |  | Equipment | 1Y:00-MFG | 05/07/2019 | 05/07/2019 | COOPER AMBULATORY OFF-SITES |  |  | OB/GYN 1103 KINGS |  | DONNA ONEILL |  |  |  | 05/07/2019 | 05/07/2019 |  |  |  |  | 05/07/2019 | 05/07/2019
|  | SUMMITT DOPPLER SYSTEMS, INC. | SUMMITT DOPPLER SYSTEMS, INC. LIFEDOP L250 |  |  | KELEMEN 8 PCU |  |  | excluded | 09/10/2015 |  |  |  |  | NO | NO |  |  |  |  | SUMMITT DOPPLER SYSTEMS, INC. 10349522 04142708 |  |  | Active |  | 99:99:99:99:99:99 |  | Equipment | 1Y:00-MFG | 09/01/2019 | 09/01/2020 | COOPER UNIVERSITY HOSPITAL |  |  | South 8 |  | BYRON WELLS
|  | SUMMITT DOPPLER SYSTEMS, INC. | SUMMITT DOPPLER SYSTEMS, INC. LIFEDOP L250 |  | LD003830 | 6200 MAIN ST-SURGERY |  |  | excluded | 10/29/2019 |  |  |  |  | NO | NO |  |  |  |  | SUMMITT DOPPLER SYSTEMS, INC. 30149664 LD003830 |  |  | Active |  | 99:99:99:99:99:99 |  | Equipment | 1Y:00-MFG | 10/29/2019 | 10/29/2019 | COOPER AMBULATORY OFF-SITES |  |  | 6200 Main St. - Plastics - Rm 128 |  | BOBBIE MICKLE |  |  |  | 10/29/2019 | 10/29/2019 |  |  |  |  | 10/29/2019 | 10/29/2019
|  | SUMMITT DOPPLER SYSTEMS, INC. | SUMMITT DOPPLER SYSTEMS, INC. LIFEDOP L250 |  | ld007180 | BUNKER HILL-OB/GYN |  |  |  | 10/27/2015 |  |  |  |  | NO | NO |  |  |  |  | SUMMITT DOPPLER SYSTEMS, INC. 30144689 ld007180 |  |  | Disposition |  |  |  | Equipment | 1Y:00-MFG | 10/27/2015 | 10/27/2015 | COOPER AMBULATORY OFF-SITES |  |  | SOILED UTILITY |  | LISA POTTS |  |  |  | 10/27/2015 | 10/27/2015 |  |  |  |  | 10/27/2015 | 10/27/2015
|  | SUMMITT DOPPLER SYSTEMS, INC. | SUMMITT DOPPLER SYSTEMS, INC. LIFEDOP L250 |  | LD004115 | 127 CHURCH - SURGERY |  |  |  | 06/08/2016 |  |  |  |  | NO | NO |  |  |  |  | SUMMITT DOPPLER SYSTEMS, INC. 30142143 LD004115 |  |  | Disposition |  |  |  | Equipment | 1Y:00-MFG | 06/08/2016 | 06/08/2016 | COOPER AMBULATORY OFF-SITES |  |  | suite 400 |  | Carmen Rivera |  |  |  | 06/08/2016 | 06/08/2016 |  |  |  |  | 06/08/2016 | 06/08/2016
|  | SUMMITT DOPPLER SYSTEMS, INC. | SUMMITT DOPPLER SYSTEMS, INC. LIFEDOP L250 |  | LD001426 | LABOR & DELIVERY |  |  |  | 06/09/2004 |  |  |  |  | NO | NO |  |  |  |  | SUMMITT DOPPLER SYSTEMS, INC. 09035 LD001426 |  |  | Disposition |  |  |  | Equipment | 1Y:00-MFG | 05/15/2016 |  | COOPER UNIVERSITY HOSPITAL |  |  |  |  | JOANNA HORST
|  | SUMMITT DOPPLER SYSTEMS, INC. | SUMMITT DOPPLER SYSTEMS, INC. LIFEDOP L250 |  | LD001427 | LABOR & DELIVERY |  |  |  | 06/09/2004 |  |  |  |  | NO | NO |  |  |  |  | SUMMITT DOPPLER SYSTEMS, INC. 09036 LD001427 |  |  | Disposition |  |  |  | Equipment | 1Y:00-MFG | 05/15/2016 |  | COOPER UNIVERSITY HOSPITAL |  |  |  |  | JOANNA HORST
|  | SUMMITT DOPPLER SYSTEMS, INC. | SUMMITT DOPPLER SYSTEMS, INC. LIFEDOP L250 |  | LD001429 | LABOR & DELIVERY |  |  |  | 06/09/2004 |  |  |  |  | NO | NO |  |  |  |  | SUMMITT DOPPLER SYSTEMS, INC. 09034 LD001429 |  |  | Disposition |  |  |  | Equipment | 1Y:00-MFG | 05/15/2016 |  | COOPER UNIVERSITY HOSPITAL |  |  |  |  | JOANNA HORST
|  | SUMMITT DOPPLER SYSTEMS, INC. | SUMMITT DOPPLER SYSTEMS, INC. LIFEDOP L250AR |  |  | BURLINGTON OB/GYN |  |  | excluded | 10/31/2019 |  |  |  |  | NO | NO |  |  |  |  | SUMMITT DOPPLER SYSTEMS, INC. 11200027 2016030159 |  |  | Active |  |  |  | Equipment | PAAR:00-PVAR | 10/31/2019 | 10/31/2019 | COOPER AMBULATORY OFF-SITES |  |  | BURLINGTON OB/GYN | WOT00000002518492 | Carey Myers | Service Request | Closed | Kirk Lis | 10/31/2019 | 10/31/2019 | Doppler - Safety check & Tag *would like done by end of today (4/10) | INVENTORIED NEW EQUIPMENT | EXP2859552 | Labor | 10/31/2019 | 10/31/2019 | Kirk Lis
|  | SUMMITT DOPPLER SYSTEMS, INC. | SUMMITT DOPPLER SYSTEMS, INC. LIFEDOP L250AR |  | LF005137 | BURLINGTON OB/GYN |  |  | excluded | 01/01/2014 |  |  |  |  | NO | NO |  |  |  |  | SUMMITT DOPPLER SYSTEMS, INC. 10365979 LF005137 |  |  | Active |  | 99:99:99:99:99:99 |  | Equipment | 1Y:00-MFG | 11/01/2019 | 11/01/2020 | COOPER AMBULATORY OFF-SITES |  |  | exam 4 |  | Carey Myers
|  | SUMMITT DOPPLER SYSTEMS, INC. | SUMMITT DOPPLER SYSTEMS, INC. LIFEDOP MC250 |  | MD002179 | 3 COOPER-MULTISPECIALTY CENTER |  |  |  | 11/16/2017 |  |  |  |  | NO | NO |  |  |  |  | SUMMITT DOPPLER SYSTEMS, INC. 30144651 MD002179 |  |  | Disposition |  |  |  | Equipment | 1Y:00-MFG | 11/16/2017 | 11/16/2017 | COOPER AMBULATORY OFF-SITES |  |  | CUBBIE 145 TRIAGE |  | MARGIE OUTLER |  |  |  | 11/16/2017 | 11/16/2017 |  |  |  |  | 11/16/2017 | 11/16/2017
|  | SUMMITT DOPPLER SYSTEMS, INC. | SUMMITT DOPPLER SYSTEMS, INC. LIFEDOP MC250 |  | MD002202 | 3 COOPER-MULTISPECIALTY CENTER |  |  |  | 11/16/2017 |  |  |  |  | NO | NO |  |  |  |  | SUMMITT DOPPLER SYSTEMS, INC. 30144644 MD002202 |  |  | Disposition |  |  |  | Equipment | 1Y:00-MFG | 11/16/2017 | 11/16/2017 | COOPER AMBULATORY OFF-SITES |  |  | CUBBIE 145 TRIAGE SUITE 104 |  | MARGIE OUTLER |  |  |  | 11/16/2017 | 11/16/2017 |  |  |  |  | 11/16/2017 | 11/16/2017
|  | SUN MEDICAL, INC. | SUN MEDICAL, INC. MICROSTIM PLUS |  |  | ANESTHESIOLOGY |  |  | excluded | 01/01/1900 |  |  |  |  | NO | NO |  |  |  |  | SUN MEDICAL, INC. 10348292 20140315123 |  |  | Active |  | 99:99:99:99:99:99 |  | Equipment | PAAR:00-PVAR | 11/01/2019 |  | COOPER UNIVERSITY HOSPITAL |  |  | ANESTH WK RM | WOT00000000512909 | GIACINTA ROUPAS | Disposition | Closed | Salvatore Bombara | 02/08/2018 | 05/15/2019 | Bulk Disposition CNL
|  | SUN MEDICAL, INC. | SUN MEDICAL, INC. MICROSTIM PLUS |  |  | ANESTHESIOLOGY |  |  |  | 01/01/1900 |  |  |  |  | NO | NO |  |  |  |  | SUN MEDICAL, INC. 10348291 20130805065 |  |  | Disposition |  | 99:99:99:99:99:99 |  | Equipment | PAAR:00-PVAR | 11/01/2019 |  | COOPER UNIVERSITY HOSPITAL |  |  | ANESTH WK RM | WOT00000000512888 | GIACINTA ROUPAS | Disposition | Closed | Salvatore Bombara | 02/08/2018 | 05/14/2019 | Bulk Disposition CNL
|  | SUN MEDICAL, INC. | SUN MEDICAL, INC. MICROSTIM PLUS |  |  | ANESTHESIOLOGY |  |  | excluded | 01/01/1900 |  |  |  |  | NO | NO |  |  |  |  | SUN MEDICAL, INC. 10348290 20130721212 |  |  | Active |  | 99:99:99:99:99:99 |  | Equipment | PAAR:00-PVAR | 11/02/2019 |  | COOPER UNIVERSITY HOSPITAL |  |  | ANESTH WK RM | WOT00000000512884 | GIACINTA ROUPAS | Disposition | Closed | Salvatore Bombara | 02/08/2018 | 05/15/2019 | Bulk Disposition CNL
|  | SUN MEDICAL, INC. | SUN MEDICAL, INC. MICROSTIM PLUS |  |  | ANESTHESIOLOGY |  |  | excluded | 01/01/1900 |  |  |  |  | NO | NO |  |  |  |  | SUN MEDICAL, INC. 10348288 20130805070 |  |  | Active |  | 99:99:99:99:99:99 |  | Equipment | PAAR:00-PVAR | 11/02/2019 |  | COOPER UNIVERSITY HOSPITAL |  |  | ANESTH WK RM | WOT00000000512889 | GIACINTA ROUPAS | Disposition | Closed | Salvatore Bombara | 02/08/2018 | 05/17/2019 | Bulk Disposition CNL
|  | SUN MEDICAL, INC. | SUN MEDICAL, INC. MICROSTIM PLUS |  | gs110788 | ANESTHESIOLOGY |  |  | excluded | 01/01/1900 |  |  |  |  | NO | NO |  |  |  |  | SUN MEDICAL, INC. 10348289 gs110788 |  |  | Active |  | 99:99:99:99:99:99 |  | Equipment | PAAR:00-PVAR | 11/01/2019 |  | COOPER UNIVERSITY HOSPITAL |  |  | ANESTH WK RM | WOT00000000526205 | GIACINTA ROUPAS | Disposition | Closed | Salvatore Bombara | 02/08/2018 | 05/15/2019 | Bulk Disposition CNL
|  | SUN MICROSYSTEM COMPUTER | SUN MICROSYSTEM COMPUTER SUN FIRE V250 |  | R04110041 | RADIATION ONCOLOGY |  |  |  | 10/16/2019 |  |  |  |  | NO | NO |  |  |  |  | SUN MICROSYSTEM COMPUTER 12282 R04110041 |  |  | Disposition |  |  |  | Non-medical | PAAR:00-PVAR | 10/16/2019 | 10/16/2019 | COOPER UNIVERSITY HOSPITAL |  |  | B111 |  | COLLEEN TEGELER |  |  |  | 10/16/2019 | 10/16/2019 |  |  |  |  | 10/16/2019 | 10/16/2019
|  | SUNMED | SUNMED SUNSTIM PLUS |  | 20180703328M | VOORHEES SURGERY CENTER-OPERATING ROOM |  |  | excluded | 10/31/2019 |  |  |  |  | NO | NO |  |  |  |  | SUNMED 11200031 20180703328M |  |  | Active |  |  |  | Equipment | PAAR:00-PVAR | 10/31/2019 | 10/31/2019 | COOPER AMBULATORY OFF-SITES |  |  | SUITE E | WOT00000002700793 | JENNIFER BOMBARO | Service Request | Closed | Kirk Lis | 10/31/2019 | 10/31/2019 | Nerve Stimulator - new, needs checked and tagged | INVENTORIED NEW EQUIPMENT INVENTORIED NEW EQUIPMENT | EXP3038237 | Labor | 10/31/2019 | 10/31/2019 | Kirk Lis
|  | SUNMED | SUNMED SUNSTIM PLUS |  | 20171022531M | VOORHEES SURGERY CENTER-OPERATING ROOM |  |  | excluded | 06/05/2018 |  |  |  |  | NO | NO |  |  |  |  | SUNMED 10725203 20171022531M |  |  | Active |  | 99:99:99:99:99:99 |  | Equipment | PAAR:00-PVAR | 10/31/2019 |  | COOPER AMBULATORY OFF-SITES |  |  | SUITE E | WOT00000001025803 | JENNIFER BOMBARO | Performance Verification | Closed | Kirk Lis | 06/05/2018 | 06/12/2019 | Performance Verification for SUNMED 10725203 20171022531M | Initial Install of Performance Verification. Device is ready for patient use.
|  | SUNMED | SUNMED SUNSTIM PLUS |  | 2071022468M | VOORHEES SURGERY CENTER-OPERATING ROOM |  |  | excluded | 06/05/2018 |  |  |  |  | NO | NO |  |  |  |  | SUNMED 10725202 2071022468M |  |  | Active |  | 99:99:99:99:99:99 |  | Equipment | PAAR:00-PVAR | 10/31/2019 |  | COOPER AMBULATORY OFF-SITES |  |  | SUITE E | WOT00000001025747 | JENNIFER BOMBARO | Performance Verification | Closed | Kirk Lis | 06/05/2018 | 06/12/2019 | Performance Verification for SUNMED 10725202 2071022468M | Initial Install of Performance Verification. Device is ready for patient use.
|  | SUNMED | SUNMED SUNSTIM PLUS |  | C288056 | OR - KELEMEN 3 |  |  | excluded | 11/02/2019 |  |  |  |  | NO | NO |  |  |  |  | SUNMED 30144713 C288056 |  |  | Active |  | 99:99:99:99:99:99 |  | Equipment | PAAR:00-PVAR | 11/02/2019 | 11/02/2019 | COOPER UNIVERSITY HOSPITAL |  |  | OR K6 | WOT00000000522757 | DOMINIC VENDETTA | Disposition | Closed | Salvatore Bombara | 11/02/2019 | 11/02/2019 | Bulk Disposition CNL |  |  |  | 11/02/2019 | 11/02/2019
|  | SUNMED | SUNMED SUNSTIM PLUS |  |  | TRAUMA ICU |  |  | excluded | 11/01/2019 |  |  |  |  | NO | NO |  |  |  |  | SUNMED 30142873 20130809595 |  |  | Active |  | 99:99:99:99:99:99 |  | Equipment | PAAR:00-PVAR | 11/01/2019 | 11/01/2019 | COOPER UNIVERSITY HOSPITAL |  |  | TICU-EQUIP STORAGE | 0012479265 | Diane Floyd | Repair | Closed | Richard Jolly | 11/01/2019 | 11/01/2019 | STIMULATOR - MISSING RED AND BLACK WIRES - TICU | 12/5/2017 10:15:52 AM RCJOLLY (RCJOLLY 12/1/2017 10:00 AM) REPLACED CABLES | 9F71C482-B539-4EC9-95A1-08D057D6DF09 | Labor | 11/01/2019 | 11/01/2019 | Richard Jolly
|  | SUNMED | SUNMED SUNSTIM PLUS |  |  | TRAUMA ICU |  |  | excluded | 11/02/2019 |  |  |  |  | NO | NO |  |  |  |  | SUNMED 30142870 20130809582 |  |  | Active |  | 99:99:99:99:99:99 |  | Equipment | PAAR:00-PVAR | 11/02/2019 | 11/02/2019 | COOPER UNIVERSITY HOSPITAL |  |  | TICU-EQUIP STORAGE |  | Diane Floyd |  |  |  | 11/02/2019 | 11/02/2019 |  |  |  |  | 11/02/2019 | 11/02/2019
|  | SUNNEX | SUNNEX HM1000 SERIES |  | Not Known | SICKLERVILLE-URGENT CARE |  |  | excluded | 01/01/1900 |  |  |  |  | NO | NO |  |  |  |  | SUNNEX 10365759 Not Known |  |  | Active |  | 99:99:99:99:99:99 |  | Equipment | PAAR:00-PVAR | 11/02/2019 |  | COOPER AMBULATORY OFF-SITES |  |  | PROCEDURE |  | DR. BENDESKY
|  | SUNNEX | SUNNEX HM1000 SERIES |  | Not Known | CHERRY HILL URGENT CARE |  |  | excluded | 01/01/1900 |  |  |  |  | NO | NO |  |  |  |  | SUNNEX 10346139 Not Known |  |  | Active |  | 99:99:99:99:99:99 |  | Equipment | PAAR:00-PVAR | 11/02/2019 |  | COOPER AMBULATORY OFF-SITES |  |  | PROCEDURE ROOM |  | MELISSA PORTOBANCO
|  | SUNNEX | SUNNEX HM1000 SERIES |  |  | 3 COOPER-MULTISPECIALTY CENTER |  |  | excluded | 01/01/1900 |  |  |  |  | NO | NO |  |  |  |  | SUNNEX 10345617 10345617 |  |  | Active |  | 99:99:99:99:99:99 |  | Equipment | PAAR:00-PVAR | 11/02/2019 |  | COOPER AMBULATORY OFF-SITES |  |  | SUITE 104 - EXAM 154 (MOVES) |  | MARGIE OUTLER
|  | SUNNEX | SUNNEX HM1000 SERIES |  | Not Known | 3 COOPER-MULTISPECIALTY CENTER |  |  | excluded | 01/01/1900 |  |  |  |  | NO | NO |  |  |  |  | SUNNEX 10345618 Not Known |  |  | Active |  | 99:99:99:99:99:99 |  | Equipment | PAAR:00-PVAR | 11/02/2019 |  | COOPER AMBULATORY OFF-SITES |  |  | SUITE 104 - WAITING STORAGE | 0012422518 | MARGIE OUTLER | Repair | Closed | Stephen Zubrzycki | 11/24/2017 | 12/07/2017 | EXAM LIGHT - BROKEN CHARGER - TMX | 11/24/2017 1:38:40 PM SJZUBRZYCKI (SJZUBRZYCKI 11/24/2017 12:00 AM) ANALYZED UNIT. ORDERING CHARGER 12/7/2017 8:51:13 AM SJZUBRZYCKI (SJZUBRZYCKI 12/7/2017 12:00 AM) REPLACED TRANSFORMER AND VPO. ZHAN ASSISTED WITH SOLDERING (ZXKISELEV 12/7/2017 12:00 AM) REPLACED TRANSFORMER AND VPO. ZHAN ASSISTED WITH SOLDERING | F78DF54F-91FD-46DC-AC2C-936CC7CBD199 | Labor | 12/07/2017 | 12/07/2017 | Stephen Zubrzycki
|  | SUNNEX | SUNNEX TRISTAR |  | N8TD3738 | TRAUMA ADMIT |  |  |  | 08/13/2008 |  |  |  |  | NO | NO |  |  |  |  | SUNNEX 10368858 N8TD3738 |  |  | Disposition |  | 99:99:99:99:99:99 |  | Equipment | PAAR:00-PVAR | 11/02/2019 |  | COOPER UNIVERSITY HOSPITAL |  |  | TRAUMA HRA | WOT00000000528017 | Diane Floyd | Disposition | Closed | Richard Jolly | 02/08/2018 | 07/18/2019 | Bulk Disposition CNL | can not locate device | EXP3426639 | Labor | 07/18/2019 | 07/18/2019 | Richard Jolly
|  | SUNNEX | SUNNEX TRISTAR |  | N8TD3742 | TRAUMA ICU |  |  | excluded | 08/13/2008 |  |  |  |  | NO | NO |  |  |  |  | SUNNEX 10368049 N8TD3742 |  |  | Active |  | 99:99:99:99:99:99 |  | Equipment | PAAR:00-PVAR | 11/01/2019 |  | COOPER UNIVERSITY HOSPITAL |  |  | TICU-STORAGE | WOT00000000528019 | Diane Floyd | Disposition | Closed | Richard Jolly | 02/08/2018 | 05/24/2019 | Bulk Disposition CNL
|  | SUNNEX | SUNNEX TRISTAR |  | N8TD3683 | TRAUMA ICU |  |  | excluded | 08/13/2008 |  |  |  |  | NO | NO |  |  |  |  | SUNNEX 10368050 N8TD3683 |  |  | Active |  | 99:99:99:99:99:99 |  | Equipment | PAAR:00-PVAR | 11/02/2019 |  | COOPER UNIVERSITY HOSPITAL |  |  | HELIPAD | WOT00000000528016 | Diane Floyd | Disposition | Closed | Richard Jolly | 02/08/2018 | 05/24/2019 | Bulk Disposition CNL
|  | SUNNEX | SUNNEX TRISTAR |  | N8TD36868 | INTENSIVE CARE UNIT |  |  |  | 08/13/2008 |  |  |  |  | NO | NO |  |  |  |  | SUNNEX 10367640 N8TD36868 |  |  | Disposition |  |  |  | Equipment | PAAR:00-PVAR | 11/02/2019 |  | COOPER UNIVERSITY HOSPITAL |  |  | STORAGE ROOM P470 | 0011654908 | CAROLYN RUMELL | Repair | Closed | Richard Jolly | 05/22/2017 | 05/22/2017 | LIGHT - RETIRE - TMX | 5/22/2017 2:02:42 PM RCJOLLY (RCJOLLY 5/22/2017 10:00 AM) REMOVE FROM SERVICE 5/22/2017 2:03:12 PM RCJOLLY This device has been removed from an active status with the RSQ Database, and physically removed from the facility. Device retired on 5/22/2017; Authorized By: YES; Nature of Retirement: BEYOND ECONOMICAL REPAIR; Days In Service: 717 | F9B33BFF-DFA1-429E-93DE-6D995ACF8D6B | Labor | 05/22/2017 | 05/22/2017 | Richard Jolly
TL10725171 |  | SUNOPTIC TECHNOLOGIES | SUNOPTIC TECHNOLOGIES TITAN X450 |  | 450-00182 | VOORHEES SURGERY CENTER-OPERATING ROOM |  |  |  | 10/16/2019 |  |  |  |  | NO | NO |  |  |  |  | SUNOPTIC TECHNOLOGIES TL10725171 450-00182 |  |  | Disposition |  | 99:99:99:99:99:99 |  | Equipment | PAAR:00-PVAR | 10/16/2019 | 10/16/2019 | COOPER AMBULATORY OFF-SITES |  |  |  | WOT00000000764984 | JENNIFER BOMBARO | Performance Verification | Closed | Kirk Lis | 10/16/2019 | 10/16/2019 | Performance Verification for SUNOPTIC TECHNOLOGIES 10725171 450-00182 | Initial Install of Performance Verification. Device is ready for patient use. |  |  | 10/16/2019 | 10/16/2019
|  | SUNOPTIC TECHNOLOGIES | SUNOPTIC TECHNOLOGIES TITAN X450 |  | 450-00504 | VOORHEES SURGERY CENTER-OPERATING ROOM |  |  |  | 10/31/2019 |  |  |  |  | NO | NO |  |  |  |  | SUNOPTIC TECHNOLOGIES 11200020 450-00504 |  |  | Active |  |  |  | Equipment | PAAR:00-PVAR | 10/31/2019 | 10/31/2019 | COOPER AMBULATORY OFF-SITES |  |  | SUITE E | WOT00000002365591 | JENNIFER BOMBARO | Performance Verification | Closed | Kirk Lis | 10/31/2019 | 10/31/2019 | Performance Verification for SUNOPTIC TECHNOLOGIES 11200020 450-00504 | Initial Install of Performance Verification. Device is ready for patient use. |  |  | 10/31/2019 | 10/31/2019
|  | SUNOPTIC TECHNOLOGIES | SUNOPTIC TECHNOLOGIES TITAN X450 |  | 450-00167 | OPERATING ROOM - PAVILION |  |  |  | 01/30/2017 |  |  |  |  | NO | NO |  |  |  |  | SUNOPTIC TECHNOLOGIES 10769326 450-00167 |  |  | Active |  | 99:99:99:99:99:99 |  | Equipment | PAAR:00-PVAR | 10/31/2019 |  | COOPER UNIVERSITY HOSPITAL |  |  |  | 0012038537 | DOMINIC VENDETTA | Preventative Maintenance | Closed | Salvatore Bombara | 08/15/2017 | 08/15/2017 | PERFORMANCE ASSURANCE AT INVENTORY | INVENTORIED DEVICE AND ENSURED DEVICE WAS FUNCTIONING PROPERLY. | BBB59424-5190-4A83-BDB8-1E09785EC68C | Labor | 01/30/2017 | 01/30/2017 | Salvatore Bombara
|  | SUNOPTIC TECHNOLOGIES | SUNOPTIC TECHNOLOGIES TITAN X450 |  | 450-00011 | OR - KELEMEN 3 |  |  |  | 05/25/2016 |  |  |  |  | NO | NO |  |  |  |  | SUNOPTIC TECHNOLOGIES 10505453 450-00011 |  |  | Disposition |  |  |  | Equipment | PAAR:00-PVAR | 10/16/2019 |  | COOPER UNIVERSITY HOSPITAL |  |  | KELEMEN OR |  | DOMINIC VENDETTA
|  | SUNOPTIC TECHNOLOGIES | SUNOPTIC TECHNOLOGIES TITAN X450 |  | 450-00022 | OR - KELEMEN 3 |  |  |  | 05/25/2016 |  |  |  |  | NO | NO |  |  |  |  | SUNOPTIC TECHNOLOGIES 10505450 450-00022 |  |  | Disposition |  |  |  | Equipment | PAAR:00-PVAR | 10/16/2019 |  | COOPER UNIVERSITY HOSPITAL |  |  | KELEMEN OR |  | DOMINIC VENDETTA
|  | SUNOPTIC TECHNOLOGIES | SUNOPTIC TECHNOLOGIES TITAN X450 |  | 450-00016 | VOORHEES SURGERY CENTER-OPERATING ROOM |  |  |  | 05/25/2016 |  |  |  |  | NO | NO |  |  |  |  | SUNOPTIC TECHNOLOGIES 10505426 450-00016 |  |  | Active |  | 99:99:99:99:99:99 |  | Equipment | PAAR:00-PVAR | 10/31/2019 |  | COOPER AMBULATORY OFF-SITES |  |  | VOORHEES SURGERY CTR |  | JENNIFER BOMBARO
|  | SUNOPTIC TECHNOLOGIES | SUNOPTIC TECHNOLOGIES TITAN X450 |  | 450-00020 | VOORHEES SURGERY CENTER-OPERATING ROOM |  |  |  | 05/25/2016 |  |  |  |  | NO | NO |  |  |  |  | SUNOPTIC TECHNOLOGIES 10505425 450-00020 |  |  | Disposition |  | 99:99:99:99:99:99 |  | Equipment | PAAR:00-PVAR | 10/16/2019 |  | COOPER AMBULATORY OFF-SITES |  |  | VOORHEES SURGERY CTR |  | JENNIFER BOMBARO
|  | SURGIQUEST | SURGIQUEST AIRSEAL |  | 1306CE187 | OR - KELEMEN 3 |  |  |  | 04/19/2017 |  |  |  |  | NO | NO |  |  |  |  | SURGIQUEST 10769457 1306CE187 |  |  | Disposition |  |  |  | High Risk | 1Y:00-MFG | 02/26/2018 | 02/01/2020 | COOPER UNIVERSITY HOSPITAL |  |  |  | 0011494985 | DOMINIC VENDETTA | Preventative Maintenance | Closed | Salvatore Bombara | 04/19/2017 | 04/19/2017 | PERFORMANCE ASSURANCE AT INVENTORY | INVENTORIED DEVICE AND ENSURED DEVICE WAS FUNCTIONING PROPERLY. | 4EFE464A-0043-44EA-A67A-42144E72A158 | Labor | 04/19/2017 | 04/19/2017 | Salvatore Bombara
|  | SURGIQUEST | SURGIQUEST AIRSEAL |  | 1603CE0105 | OR - KELEMEN 3 |  |  |  | 05/12/2016 |  |  |  |  | NO | NO |  |  |  |  | SURGIQUEST 10505457 1603CE0105 |  |  | Disposition |  |  |  | High Risk | 1Y:00-MFG | 02/14/2017 | 02/01/2020 | COOPER UNIVERSITY HOSPITAL |  |  | KELEMEN OR RM 9 |  | DOMINIC VENDETTA
|  | SURGIQUEST | SURGIQUEST AIRSEAL |  | 1603CE0090 | OR - KELEMEN 3 |  |  |  | 05/12/2016 |  |  |  |  | NO | NO |  |  |  |  | SURGIQUEST 10505456 1603CE0090 |  |  | Disposition |  |  |  | High Risk | 1Y:00-MFG | 02/14/2017 | 02/01/2020 | COOPER UNIVERSITY HOSPITAL |  |  | KELEMEN OR RM 10 |  | DOMINIC VENDETTA
|  | SUROS SURGICAL | SUROS SURGICAL ATEC SAPPHIRE |  |  | 3 COOPER-RADIOLOGY |  |  |  | 12/12/2013 |  |  |  |  | NO | NO |  |  |  |  | SUROS SURGICAL 10345964 202569 |  |  | Disposition |  |  |  | Equipment | 1Y:00-MFG | 05/17/2017 | 05/01/2020 | COOPER AMBULATORY OFF-SITES |  |  | MAMMO |  | JUDY ADIRZONE
|  | SYLVAN FIBEROPTICS | SYLVAN FIBEROPTICS PEDIASCAN MODEL 100 |  |  | INTENSIVE CARE NURSERY |  |  |  | 08/27/2012 |  |  |  |  | NO | NO |  |  |  |  | SYLVAN FIBEROPTICS 10365021 1931691 |  |  | Active |  | 99:99:99:99:99:99 |  | Equipment | PAAR:00-PVAR | 11/02/2019 |  | COOPER UNIVERSITY HOSPITAL |  |  | 5 DORRANCE | WOT00000000512341 | JOANNE FOX | Disposition | Closed | Gene Amodei | 02/08/2018 | 05/14/2019 | Bulk Disposition CNL
|  | SYLVAN FIBEROPTICS | SYLVAN FIBEROPTICS PEDIASCAN MODEL 100 |  |  | PEDIATRICS SOUTH 7 |  |  |  | 10/02/2012 |  |  |  |  | NO | NO |  |  |  |  | SYLVAN FIBEROPTICS 10356117 1931695 |  |  | Active |  | 99:99:99:99:99:99 |  | Equipment | PAAR:00-PVAR | 11/02/2019 |  | COOPER UNIVERSITY HOSPITAL |  |  | PED PROCEDURE ROOM |  | JOANNE FOX
|  | SYMBIO | SYMBIO CODE SIMULATOR CS1201 |  | A0020496 | LIFE SUPPORT |  |  |  | 02/25/2019 |  |  |  |  | NO | NO |  |  |  |  | SYMBIO 30212664 A0020496 |  |  | Active |  | 99:99:99:99:99:99 |  | Equipment | 1Y:00-VEN | 02/25/2019 | 02/25/2019 | COOPER UNIVERSITY HOSPITAL |  |  | Nursing edu | WOT00000000552533 | KATHY MARTINO | Performance Verification | Closed | Gene Amodei | 02/25/2019 | 02/25/2019 | Performance Verification for SYMBIO 30212664 A0020496 | Initial Install of Performance Verification. Device is ready for patient use. |  |  | 02/25/2019 | 02/25/2019
|  | SYNOVIS MICRO COMPANIES ALLIANCE | SYNOVIS MICRO COMPANIES ALLIANCE GEM FLOWCOUPLER MONITOR |  | 14718-019 | OR - KELEMEN 3 |  |  |  | 10/31/2019 |  |  |  |  | NO | NO |  |  |  |  | SYNOVIS MICRO COMPANIES ALLIANCE 11239243 14718-019 |  |  | Active |  | 99:99:99:99:99:99 |  | Accessory | PAAR:00-PVAR | 10/31/2019 | 10/31/2019 | COOPER UNIVERSITY HOSPITAL |  |  | Kel OR | WOT00000000667773 | DOMINIC VENDETTA | Performance Verification | Closed | Salvatore Bombara | 10/31/2019 | 10/31/2019 | Performance Verification for SYNOVIS MICRO COMPANIES ALLIANCE 11239243 14718-019 | Initial Install of Performance Verification. Device is ready for patient use. |  |  | 10/31/2019 | 10/31/2019
|  | SYNOVIS MICRO COMPANIES ALLIANCE | SYNOVIS MICRO COMPANIES ALLIANCE GEM FLOWCOUPLER MONITOR |  | 14718-020 | OR - KELEMEN 3 |  |  |  | 10/31/2019 |  |  |  |  | NO | NO |  |  |  |  | SYNOVIS MICRO COMPANIES ALLIANCE 11239242 14718-020 |  |  | Active |  | 99:99:99:99:99:99 |  | Accessory | PAAR:00-PVAR | 10/31/2019 | 10/31/2019 | COOPER UNIVERSITY HOSPITAL |  |  | Kel OR | WOT00000000667745 | DOMINIC VENDETTA | Performance Verification | Closed | Salvatore Bombara | 10/31/2019 | 10/31/2019 | Performance Verification for SYNOVIS MICRO COMPANIES ALLIANCE 11239242 14718-020 | Initial Install of Performance Verification. Device is ready for patient use. |  |  | 10/31/2019 | 10/31/2019
|  | SYNTHES | SYNTHES PIEZOELECTRIC SYSTEM (05.001.400) |  |  | 6200 MAIN ST-SURGERY |  |  |  | 01/01/2015 |  |  |  |  | NO | NO |  |  |  |  | SYNTHES 10345773 832309.012 |  |  | Active |  | 99:99:99:99:99:99 |  | Equipment | 1Y:00-MFG | 10/18/2019 | 10/01/2020 | COOPER AMBULATORY OFF-SITES |  |  | 6200 Main St. - Oral - Proc B |  | BOBBIE MICKLE
|  | SYSMEX AMERICA, INC. | SYSMEX AMERICA, INC. CA-500 |  | F1055 | LAB HEMATOLOGY |  |  |  | 01/01/1900 |  |  |  |  | NO | NO |  |  |  |  | SYSMEX AMERICA, INC. 06853 F1055 |  |  | Disposition |  |  |  | Equipment | 1Y:00-MFG | 07/20/2015 | 03/01/2020 | COOPER UNIVERSITY HOSPITAL |  |  | CORE LAB |  | DALE MORRONE
|  | SYSMEX AMERICA, INC. | SYSMEX AMERICA, INC. NE-8000 |  | A1711 | LAB HEMATOLOGY |  |  |  | 03/03/2016 |  |  |  |  | NO | NO |  |  |  |  | SYSMEX AMERICA, INC. 18263 A1711 |  |  | Disposition |  |  |  | Equipment | 1Y:00-MFG | 03/03/2016 | 03/03/2016 | COOPER UNIVERSITY HOSPITAL |  |  | HEMATOOGY |  | DALE MORRONE |  |  |  | 03/03/2016 | 03/03/2016 |  |  |  |  | 03/03/2016 | 03/03/2016
|  | SYSMEX AMERICA, INC. | SYSMEX AMERICA, INC. SP-10 |  |  | LAB CHEMISTRY |  |  |  | 01/01/1900 |  |  |  |  | NO | NO |  |  |  |  | SYSMEX AMERICA, INC. 10360291 14612 |  |  | Disposition |  |  |  | Equipment | 1Y:00-MFG | 03/16/2016 | 03/01/2020 | COOPER UNIVERSITY HOSPITAL |  |  | CHEMISTRY |  | Barbara Snyder
|  | SYSMEX AMERICA, INC. | SYSMEX AMERICA, INC. XE-2100 |  | A4898 | LAB HEMATOLOGY |  |  |  | 10/07/2008 |  |  |  |  | NO | NO |  |  |  |  | SYSMEX AMERICA, INC. 10367673 A4898 |  |  | Disposition |  |  |  | Equipment | 1Y:00-MFG | 07/21/2015 | 03/01/2020 | COOPER UNIVERSITY HOSPITAL |  |  | BASEMENT |  | DALE MORRONE
|  | TALBOYS | TALBOYS 945600 |  |  | LAB CYTOLOGY |  |  | excluded | 01/08/2010 |  |  |  |  | NO | NO |  |  |  |  | TALBOYS 103868042 100104001 |  |  | Active |  | 99:99:99:99:99:99 |  | Equipment | 1Y:00-MFG | 09/20/2019 | 09/01/2020 | COOPER UNIVERSITY HOSPITAL |  |  | CYTOLOGY |  | DALE MORRONE
|  | TANITA CORPORATION OF AMERICA | TANITA CORPORATION OF AMERICA 1583 |  | NOT KNOWN | 3 COOPER-PEDIATRICS |  |  |  | 01/01/1900 |  |  |  |  | NO | NO |  |  |  |  | TANITA CORPORATION OF AMERICA 10346961 NOT KNOWN |  |  | Disposition |  | 99:99:99:99:99:99 |  | Equipment | 1Y:00-MFG | 11/14/2017 |  | COOPER AMBULATORY OFF-SITES |  |  | SUITE 200 - EXAM 220A |  | MAUREEN OBRIEN
|  | TANITA CORPORATION OF AMERICA | TANITA CORPORATION OF AMERICA BD-585 |  |  | CHERRY HILL URGENT CARE |  |  |  | 04/04/2013 |  |  |  |  | NO | NO |  |  |  |  | TANITA CORPORATION OF AMERICA 10346142 511215 |  |  | Active |  | 99:99:99:99:99:99 |  | Equipment | 1Y:00-MFG | 10/18/2019 | 10/01/2020 | COOPER AMBULATORY OFF-SITES |  |  | 2001 Rt 70E - Hallway |  | MELISSA PORTOBANCO
|  | TANITA CORPORATION OF AMERICA | TANITA CORPORATION OF AMERICA BLB-12 |  | rpv09239377ga | INTENSIVE CARE NURSERY |  |  |  | 01/01/1900 |  |  |  |  | NO | NO |  |  |  |  | TANITA CORPORATION OF AMERICA 10364755 rpv09239377ga |  |  | Disposition |  |  |  | Equipment | 1Y:00-MFG | 05/26/2016 | 05/01/2020 | COOPER UNIVERSITY HOSPITAL |  |  | NICU |  | JOANNE FOX
|  | TANITA CORPORATION OF AMERICA | TANITA CORPORATION OF AMERICA TBF-410 |  |  | 6017 MAIN ST-BARIATRIC |  |  |  | 01/01/1900 |  |  |  |  | NO | NO |  |  |  |  | TANITA CORPORATION OF AMERICA 10345291 10120062 |  |  | Active |  | 99:99:99:99:99:99 |  | Equipment | 1Y:00-MFG | 04/17/2019 | 04/01/2020 | COOPER AMBULATORY OFF-SITES |  |  | ROOM 113 |  | CHRISTINE CASTAGNA
|  | TECAN | TECAN INFINITE F200 |  |  | COOPER CENTER FOR SPECIAL DIAGNOSTICS |  |  |  | 01/01/1900 |  |  |  |  | NO | NO |  |  |  |  | TECAN 10365636 1209004239 |  |  | Disposition |  |  |  | Equipment | 1Y:00-MFG | 06/13/2017 | 06/01/2020 | COOPER AMBULATORY OFF-SITES |  |  | BACK LAB |  | DR. BARNOWSKY
|  | TELEHEALTH SERVICES | TELEHEALTH SERVICES LD-20A6UD |  | coophospnsn001 | BIOMEDICAL |  |  |  | 01/01/1900 |  |  |  |  | NO | NO |  |  |  |  | TELEHEALTH SERVICES 07829 coophospnsn001 |  |  | Disposition |  |  |  | Non-medical | PAAR:00-PVAR | 10/16/2019 |  | COOPER UNIVERSITY HOSPITAL |  |  |  |  | Bonnie Aichroch
|  | TENACORE HOLDINGS. INC. | TENACORE HOLDINGS. INC. 30L |  | TNHLF00107 | RESPIRATORY |  |  | excluded | 09/29/2010 |  |  |  |  | NO | NO |  |  |  |  | TENACORE HOLDINGS. INC. 10369099 TNHLF00107 |  |  | Active |  | 99:99:99:99:99:99 |  | High Risk | 1Y:00-MFG | 01/28/2019 | 01/01/2020 | COOPER UNIVERSITY HOSPITAL |  |  | PEDS ER 2 |  | KATHY LOFLAND
|  | TENACORE HOLDINGS. INC. | TENACORE HOLDINGS. INC. 30L |  | TNHLF00104 | RESPIRATORY |  |  | excluded | 09/29/2010 |  |  |  |  | NO | NO |  |  |  |  | TENACORE HOLDINGS. INC. 10364779 TNHLF00104 |  |  | Active |  | 99:99:99:99:99:99 |  | High Risk | 1Y:00-MFG | 01/28/2019 | 01/01/2020 | COOPER UNIVERSITY HOSPITAL |  |  | PEDS ER |  | KATHY LOFLAND
|  | TENACORE HOLDINGS. INC. | TENACORE HOLDINGS. INC. 30L |  | TNHLF00105 | RESPIRATORY |  |  | excluded | 01/28/2019 |  |  |  |  | NO | NO |  |  |  |  | TENACORE HOLDINGS. INC. 30142883 TNHLF00105 |  |  | Active |  | 99:99:99:99:99:99 |  | High Risk | 1Y:00-MFG | 01/28/2019 | 01/28/2019 | COOPER UNIVERSITY HOSPITAL |  |  | PEDS ER RM 3 |  | KATHY LOFLAND |  |  |  | 01/28/2019 | 01/28/2019 |  |  |  |  | 01/28/2019 | 01/28/2019
|  | TENACORE HOLDINGS. INC. | TENACORE HOLDINGS. INC. 30L |  | TNHLF00091 | RESPIRATORY |  |  | excluded | 01/28/2019 |  |  |  |  | NO | NO |  |  |  |  | TENACORE HOLDINGS. INC. 30142884 TNHLF00091 |  |  | Active |  | 99:99:99:99:99:99 |  | High Risk | 1Y:00-MFG | 01/28/2019 | 01/28/2019 | COOPER UNIVERSITY HOSPITAL |  |  | Peds ER RM 7 |  | KATHY LOFLAND |  |  |  | 01/28/2019 | 01/28/2019 |  |  |  |  | 01/28/2019 | 01/28/2019
|  | TENACORE HOLDINGS. INC. | TENACORE HOLDINGS. INC. 30L |  | TNHLF00103 | RESPIRATORY |  |  | excluded | 01/28/2019 |  |  |  |  | NO | NO |  |  |  |  | TENACORE HOLDINGS. INC. 30142885 TNHLF00103 |  |  | Active |  | 99:99:99:99:99:99 |  | High Risk | 1Y:00-MFG | 01/28/2019 | 01/28/2019 | COOPER UNIVERSITY HOSPITAL |  |  | Peds ER RM 5 |  | KATHY LOFLAND |  |  |  | 01/28/2019 | 01/28/2019 |  |  |  |  | 01/28/2019 | 01/28/2019
|  | TENACORE HOLDINGS. INC. | TENACORE HOLDINGS. INC. 30L |  | TNHLF00106 | RESPIRATORY |  |  | excluded | 01/28/2019 |  |  |  |  | NO | NO |  |  |  |  | TENACORE HOLDINGS. INC. 30142881 TNHLF00106 |  |  | Active |  | 99:99:99:99:99:99 |  | High Risk | 1Y:00-MFG | 01/28/2019 | 01/28/2019 | COOPER UNIVERSITY HOSPITAL |  |  | PEDS ER/RM 3 |  | KATHY LOFLAND |  |  |  | 01/28/2019 | 01/28/2019 |  |  |  |  | 01/28/2019 | 01/28/2019
|  | TENACORE HOLDINGS. INC. | TENACORE HOLDINGS. INC. 30L |  | TNHLF00109 | RESPIRATORY |  |  | excluded | 01/31/2019 |  |  |  |  | NO | NO |  |  |  |  | TENACORE HOLDINGS. INC. 30142877 TNHLF00109 |  |  | Active |  | 99:99:99:99:99:99 |  | High Risk | 1Y:00-MFG | 01/31/2019 | 01/31/2019 | COOPER UNIVERSITY HOSPITAL |  |  | PEDS ER |  | KATHY LOFLAND |  |  |  | 01/31/2019 | 01/31/2019 |  |  |  |  | 01/31/2019 | 01/31/2019
|  | TENACORE HOLDINGS. INC. | TENACORE HOLDINGS. INC. OMEGA 2 (120L) |  | TNHLF00063 | RESPIRATORY |  |  |  | 01/01/2001 |  |  |  |  | NO | NO |  |  |  |  | TENACORE HOLDINGS. INC. 10360437 TNHLF00063 |  |  | Disposition |  |  |  | High Risk | 1Y:00-MFG | 12/31/2015 | 12/01/2020 | COOPER UNIVERSITY HOSPITAL |  |  | PICU/RM 6 |  | KATHY LOFLAND
|  | TENACORE HOLDINGS. INC. | TENACORE HOLDINGS. INC. OMEGA 2 (30L) |  | TNHLF00043 | RESPIRATORY |  |  | excluded | 01/01/2001 |  |  |  |  | NO | NO |  |  |  |  | TENACORE HOLDINGS. INC. 10365372 TNHLF00043 |  |  | Active |  | 99:99:99:99:99:99 |  | High Risk | 1Y:00-MFG | 12/18/2018 | 01/01/2020 | COOPER UNIVERSITY HOSPITAL |  |  | RT |  | KATHY LOFLAND
|  | TENACORE HOLDINGS. INC. | TENACORE HOLDINGS. INC. OMEGA 2 (30L) |  | TNHLF00037 | RESPIRATORY |  |  | excluded | 11/04/2013 |  |  |  |  | NO | NO |  |  |  |  | TENACORE HOLDINGS. INC. 10365356 TNHLF00037 |  |  | Active |  | 99:99:99:99:99:99 |  | High Risk | 1Y:00-MFG | 03/28/2019 | 03/01/2020 | COOPER UNIVERSITY HOSPITAL |  |  | TRANS 2 |  | KATHY LOFLAND
|  | TENACORE HOLDINGS. INC. | TENACORE HOLDINGS. INC. OMEGA 2 (30L) |  | TNHLF00048 | RESPIRATORY |  |  | excluded | 01/01/2001 |  |  |  |  | NO | NO |  |  |  |  | TENACORE HOLDINGS. INC. 10348311 TNHLF00048 |  |  | Active |  | 99:99:99:99:99:99 |  | High Risk | 1Y:00-MFG | 12/18/2018 | 01/01/2020 | COOPER UNIVERSITY HOSPITAL |  |  | RT |  | KATHY LOFLAND
|  | TERUMO MEDICAL CORP. | TERUMO MEDICAL CORP. ACS152 |  |  | LAB BLOOD BANK |  |  |  | 01/01/1900 |  |  |  |  | NO | NO |  |  |  |  | TERUMO MEDICAL CORP. 10367912 8401026 |  |  | Disposition |  |  |  | Non-medical | 1Y:00-MFG | 01/04/2016 | 01/01/2020 | COOPER UNIVERSITY HOSPITAL |  |  | BLOOD BANK |  | Barbara Bayne
|  | TERUMO MEDICAL CORP. | TERUMO MEDICAL CORP. TSCD |  |  | LAB BLOOD BANK |  |  |  | 11/09/2009 |  |  |  |  | NO | NO |  |  |  |  | TERUMO MEDICAL CORP. 10367911 09100111 |  |  | Active |  | 99:99:99:99:99:99 |  | Equipment | 1Y:00-MFG | 01/09/2019 | 01/01/2020 | COOPER UNIVERSITY HOSPITAL |  |  | BLOOD BANK |  | Barbara Bayne
|  | THE BAKER COMPANY | THE BAKER COMPANY EDGEGARD HF EG4252 |  | E-42820 | BONE & JOINT NEWTOWN SQUARE |  |  |  | 01/01/1900 |  |  |  |  | NO | NO |  |  |  |  | THE BAKER COMPANY 00176 E-42820 |  |  | Disposition |  |  |  | Equipment | PAAR:00-PVAR | 10/16/2019 |  | COOPER AMBULATORY OFF-SITES |  |  | N9 |  | IVETTE ORTOLAZA
|  | THE BAKER COMPANY | THE BAKER COMPANY STERILGARD II BIOLOGICAL SAFETY CABINET |  | SL429334 | LAB CYTOLOGY |  |  |  | 01/01/1900 |  |  |  |  | NO | NO |  |  |  |  | THE BAKER COMPANY 02614 SL429334 |  |  | Disposition |  |  |  | Equipment | PAAR:00-PVAR | 10/16/2019 |  | COOPER UNIVERSITY HOSPITAL |  |  | Rocky |  | DALE MORRONE
|  | THE BAKER COMPANY | THE BAKER COMPANY STERILGARD III ADVANCE SG603 |  |  | VOORHEES SURGERY CENTER-HEM/ONC |  |  |  | 06/22/2006 |  |  |  |  | NO | NO |  |  |  |  | THE BAKER COMPANY 10480377 87546 |  |  | Disposition |  | 99:99:99:99:99:99 |  | Equipment | 1Y:00-MFG | 08/29/2018 | 08/01/2020 | COOPER AMBULATORY OFF-SITES |  |  | SUITE M |  | MEGAN MCCAFFERTY
|  | THE BREWER COMPANY | THE BREWER COMPANY 18100 |  | GH0045839 | 6017 MAIN ST-PLASTICS |  |  |  | 10/16/2019 |  |  |  |  | NO | NO |  |  |  |  | THE BREWER COMPANY 17751 GH0045839 |  |  | Disposition |  |  |  | Equipment | PAAR:00-PVAR | 10/16/2019 | 10/16/2019 | COOPER AMBULATORY OFF-SITES |  |  | PLASTICS |  | ANNE MAIER |  |  |  | 10/16/2019 | 10/16/2019 |  |  |  |  | 10/16/2019 | 10/16/2019
|  | THE BREWER COMPANY | THE BREWER COMPANY 18100 |  | EC00060 | VOORHEES UROGYNECOLOGY |  |  | excluded | 04/13/2016 |  |  |  |  | NO | NO |  |  |  |  | THE BREWER COMPANY 10480372 EC00060 |  |  | Active |  | 99:99:99:99:99:99 |  | Equipment | PAAR:00-PVAR | 10/31/2019 |  | COOPER AMBULATORY OFF-SITES |  |  | 6012 MAIN STREET |  | Sheronda Coppage-Belt
|  | THE BREWER COMPANY | THE BREWER COMPANY 18100 |  | BH0045840 | 3 COOPER - SURGERY DEPARTMENT |  |  | excluded | 06/16/2011 |  |  |  |  | NO | NO |  |  |  |  | THE BREWER COMPANY 10346829 BH0045840 |  |  | Active |  | 99:99:99:99:99:99 |  | Equipment | PAAR:00-PVAR | 11/02/2019 |  | COOPER AMBULATORY OFF-SITES |  |  | Suite 403 - Exam 5 |  | ANNE MAIER
|  | THE BREWER COMPANY | THE BREWER COMPANY 18100 |  | BH0045837 | 6017 MAIN ST-PLASTICS |  |  | excluded | 12/18/2009 |  |  |  |  | NO | NO |  |  |  |  | THE BREWER COMPANY 10345307 BH0045837 |  |  | Active |  | 99:99:99:99:99:99 |  | Equipment | PAAR:00-PVAR | 11/02/2019 |  | COOPER AMBULATORY OFF-SITES |  |  | EXAM 5 |  | ANNE MAIER
|  | THE BREWER COMPANY | THE BREWER COMPANY ACCESS 5000 |  | ET002671 | KINGS HIGHWAY-MEDICINE |  |  | excluded | 01/01/1900 |  |  |  |  | NO | NO |  |  |  |  | THE BREWER COMPANY 10366293 ET002671 |  |  | Active |  | 99:99:99:99:99:99 |  | Equipment | PAAR:00-PVAR | 11/02/2019 |  | COOPER AMBULATORY OFF-SITES |  |  | MEDICINE |  | CHRISTINE MULLER
TL10505124 |  | THE DRUCKER COMPANY | THE DRUCKER COMPANY HORIZON 642E |  | 160913B0465 | 6200 MAIN ST-SURGERY |  |  |  | 10/26/2017 |  |  |  |  | NO | NO |  |  |  |  | THE DRUCKER COMPANY TL10505124 160913B0465 |  |  | Disposition |  |  |  | Equipment | 6M:00-MFG 2Y:00-RPLC | 10/26/2017 | 10/26/2017 | COOPER AMBULATORY OFF-SITES |  |  |  | 0011147086 | BOBBIE MICKLE | Preventative Maintenance | Closed | Bonnie Aichroth | 10/26/2017 | 10/26/2017 | PERFORMANCE ASSURANCE AT INVENTORY | INVENTORIED DEVICE AND ENSURED DEVICE WAS FUNCTIONING PROPERLY. | D66FCB98-3E24-41A1-93AC-A8545F7BC887 | Labor | 10/26/2017 | 10/26/2017 | Kirk Lis
|  | THE DRUCKER COMPANY | THE DRUCKER COMPANY HORIZON 642E |  | 130714-867 | 3 COOPER - MEDICINE DEPARTMENT |  |  |  | 02/13/2019 |  |  |  |  | NO | NO |  |  |  |  | THE DRUCKER COMPANY 11187535 130714-867 |  |  | Disposition |  | 99:99:99:99:99:99 |  | Equipment | 3M:00-MFG | 02/13/2019 | 02/13/2019 | COOPER AMBULATORY OFF-SITES |  |  | Suite 215 - Nurses Station [3380] | WOT00000001743311 | NANCY LOUIS | Performance Verification | Closed | Stephen Zubrzycki | 02/13/2019 | 02/13/2019 | CEID Record Completion for THE DRUCKER COMPANY 11187535 130714-867 | Inventoried unit | EXP1794562 | Labor | 02/13/2019 | 02/13/2019 | Stephen Zubrzycki
|  | THE DRUCKER COMPANY | THE DRUCKER COMPANY HORIZON 642E |  |  | 6017 MAIN ST-BARIATRIC |  |  |  | 06/10/2015 |  |  |  |  | NO | NO |  |  |  |  | THE DRUCKER COMPANY 10505124 16091330465 |  |  | Disposition |  | 99:99:99:99:99:99 |  | Equipment | 6M:00-MFG 2Y:00-RPLC | 04/19/2019 | 04/01/2020 | COOPER AMBULATORY OFF-SITES |  |  | 6017 Main - Lab | 0012267447 | CHRISTINE CASTAGNA | Preventative Maintenance | Closed | Josh Harris | 10/05/2017 | 10/05/2017 | PERFORMANCE ASSURANCE AT INVENTORY | INVENTORIED DEVICE AND ENSURED DEVICE WAS FUNCTIONING PROPERLY. | 9355D0A1-C784-4062-B1CF-F89A9646E6DC | Labor | 10/05/2017 | 10/05/2017 | Kirk Lis
|  | THE DRUCKER COMPANY | THE DRUCKER COMPANY HORIZON 642E |  | 130514-1913 | 6017 MAIN ST-BARIATRIC |  |  |  | 12/10/2014 |  |  |  |  | NO | NO |  |  |  |  | THE DRUCKER COMPANY 10345296 130514-1913 |  |  | Disposition |  | 99:99:99:99:99:99 |  | Equipment | 6M:00-MFG 2Y:00-RPLC | 04/15/2019 | 04/01/2020 | COOPER AMBULATORY OFF-SITES |  |  | 6017 Main St. - Lab |  | CHRISTINE CASTAGNA
|  | THE DRUCKER COMPANY | THE DRUCKER COMPANY HORIZON 642VFD PLUS |  | 170788AD633 | COOPER BONE & JOINT- GLASSBORO |  |  | excluded | 11/30/2018 |  |  |  |  | NO | NO |  |  |  |  | THE DRUCKER COMPANY 10769727 170788AD633 |  |  | Active |  | 99:99:99:99:99:99 |  | Equipment | 2Y:00-MFG | 11/30/2018 | 11/30/2018 | COOPER AMBULATORY OFF-SITES |  |  |  | 0011994271 | COURTNEY BUDD | Preventative Maintenance | Closed | Josh Harris | 11/30/2018 | 11/30/2018 | PERFORMANCE ASSURANCE AT INVENTORY | INVENTORIED DEVICE AND ENSURED DEVICE WAS FUNCTIONING PROPERLY. | 256F0DD4-79D7-4505-A40B-5F9D0FB2BBAA | Labor | 11/30/2018 | 11/30/2018 | Josh Harris
|  | THE DRUCKER COMPANY | THE DRUCKER COMPANY HORIZON MINI E |  | 520211-946 | MOORESTOWN-FAMILY MEDICINE |  |  |  | 05/13/2016 |  |  |  |  | NO | NO |  |  |  |  | THE DRUCKER COMPANY 22311 520211-946 |  |  | Disposition |  |  |  | Equipment | 6M:00-MFG | 05/13/2016 | 05/13/2016 | COOPER AMBULATORY OFF-SITES |  |  | FAMILY MEDICINE MARTER AVE |  | LYNNE DEJOSEPH |  |  |  | 05/13/2016 | 05/13/2016 |  |  |  |  | 05/13/2016 | 05/13/2016
|  | THERMA SONIC | THERMA SONIC 8203 |  | 07093L06802 | VOORHEES SURGERY CENTER-SURGERY DEPT |  |  |  | 10/16/2019 |  |  |  |  | NO | NO |  |  |  |  | THERMA SONIC 15589 07093L06802 |  |  | Disposition |  |  |  | Equipment | PAAR:00-PVAR | 10/16/2019 | 10/16/2019 | COOPER AMBULATORY OFF-SITES |  |  | SUITE G - SURGERY |  | Theresa Megali |  |  |  | 10/16/2019 | 10/16/2019 |  |  |  |  | 10/16/2019 | 10/16/2019
|  | THERMA SONIC | THERMA SONIC 8203 |  | 030913L06121 | BRACHFIELD MEDICAL ASSOCIATES-MEDICINE |  |  | excluded | 06/12/2014 |  |  |  |  | NO | NO |  |  |  |  | THERMA SONIC 10367058 030913L06121 |  |  | Active |  | 99:99:99:99:99:99 |  | Equipment | PAAR:00-PVAR | 11/02/2019 |  | COOPER AMBULATORY OFF-SITES |  |  | C109 |  | CATHY CRAWFORD
|  | THERMA SONIC | THERMA SONIC 8203 |  | 07093L06309 | VOORHEES CARDIOLOGY |  |  | excluded | 04/16/2010 |  |  |  |  | NO | NO |  |  |  |  | THERMA SONIC 10356980 07093L06309 |  |  | Active |  | 99:99:99:99:99:99 |  | Equipment | PAAR:00-PVAR | 11/02/2019 |  | COOPER AMBULATORY OFF-SITES |  |  | Perephial/Vascular Lab |  | KATHY COMO
|  | THERMA SONIC | THERMA SONIC 8203 |  | 10123L17746T | VOORHEES SURGERY CENTER-RADIOLOGY |  |  | excluded | 01/01/2013 |  |  |  |  | NO | NO |  |  |  |  | THERMA SONIC 10356963 10123L17746T |  |  | Active |  | 99:99:99:99:99:99 |  | Equipment | PAAR:00-PVAR | 11/01/2019 |  | COOPER AMBULATORY OFF-SITES |  |  | ULTRASOUND C |  | PAT STIENES
|  | THERMA SONIC | THERMA SONIC 8204 |  |  | BRACHFIELD MEDICAL ASSOCIATES-MEDICINE |  |  | excluded | 01/01/1900 |  |  |  |  | NO | NO |  |  |  |  | THERMA SONIC 10367044 07905 |  |  | Active |  | 99:99:99:99:99:99 |  | Equipment | PAAR:00-PVAR | 11/02/2019 |  | COOPER AMBULATORY OFF-SITES |  |  | ECHO/ULTRASOUND ROOM |  | CATHY CRAWFORD
|  | THERMA SONIC | THERMA SONIC 8204 |  |  | VOORHEES CARDIOLOGY |  |  | excluded | 01/01/1900 |  |  |  |  | NO | NO |  |  |  |  | THERMA SONIC 10356985 07896 |  |  | Active |  | 99:99:99:99:99:99 |  | Equipment | PAAR:00-PVAR | 11/02/2019 |  | COOPER AMBULATORY OFF-SITES |  |  | ECHO LAB |  | KATHY COMO
|  | THERMA SONIC | THERMA SONIC 8204 |  | Not Known | VOORHEES SURGERY CENTER-RADIOLOGY |  |  | excluded | 01/01/1900 |  |  |  |  | NO | NO |  |  |  |  | THERMA SONIC 10356880 Not Known |  |  | Active |  | 99:99:99:99:99:99 |  | Equipment | PAAR:00-PVAR | 11/02/2019 |  | COOPER AMBULATORY OFF-SITES |  |  | SUITE B ULTRASOUND B |  | PAT STIENES
|  | THERMA SONIC | THERMA SONIC 8204 |  |  | 3 COOPER-RADIOLOGY |  |  | excluded | 01/11/2008 |  |  |  |  | NO | NO |  |  |  |  | THERMA SONIC 10345981 10748 |  |  | Active |  | 99:99:99:99:99:99 |  | Equipment | PAAR:00-PVAR | 11/02/2019 |  | COOPER AMBULATORY OFF-SITES |  |  | ULTRASOUND ROOM B |  | JUDY ADIRZONE
|  | THERMA SONIC | THERMA SONIC 8204 |  |  | HEART INSTITUTE |  |  | excluded | 12/16/2008 |  |  |  |  | NO | NO |  |  |  |  | THERMA SONIC 10345749 07895 |  |  | Active |  | 99:99:99:99:99:99 |  | Equipment | PAAR:00-PVAR | 11/02/2019 |  | COOPER AMBULATORY OFF-SITES |  |  | exam 3 |  | KATHRYN COMO
|  | THERMA SONIC | THERMA SONIC 8204 |  |  | VOORHEES SURGERY CENTER-RADIOLOGY |  |  | excluded | 03/30/2007 |  |  |  |  | NO | NO |  |  |  |  | THERMA SONIC 10344998 12680 |  |  | Active |  | 99:99:99:99:99:99 |  | Equipment | PAAR:00-PVAR | 11/01/2019 |  | COOPER AMBULATORY OFF-SITES |  |  | SUITE B ULTRASOUND A |  | PAT STIENES
|  | THERMA SONIC | THERMA SONIC 8204 |  | 10113L15787T | RIPPA CENTER-OB/GYN |  |  | excluded | 08/27/2012 |  |  |  |  | NO | NO |  |  |  |  | THERMA SONIC 10315912 10113L15787T |  |  | Active |  | 99:99:99:99:99:99 |  | Equipment | PAAR:00-PVAR | 11/02/2019 |  | COOPER AMBULATORY OFF-SITES |  |  | ULTRASOUND 1 |  | PATRICIA HUFF
|  | THERMCO PRODUCTS INC. | THERMCO PRODUCTS INC. DIVA |  |  | KELEMEN N6 |  |  |  | 10/16/2019 |  |  |  |  | NO | NO |  |  |  |  | THERMCO PRODUCTS INC. 26840 31832 |  |  | Disposition |  |  |  | Equipment | PAAR:00-PVAR | 10/16/2019 | 10/16/2019 | COOPER UNIVERSITY HOSPITAL |  |  | PEDS |  | Susan Cannon |  |  |  | 10/16/2019 | 10/16/2019 |  |  |  |  | 10/16/2019 | 10/16/2019
|  | THERMO ELECTRON CORPORATION | THERMO ELECTRON CORPORATION FORMA-SPLINT SP-1502 |  |  | VOORHEES SURGERY CENTER-RADIATION/ONC |  |  |  | 01/01/1900 |  |  |  |  | NO | NO |  |  |  |  | THERMO ELECTRON CORPORATION 10356941 023078 |  |  | Active |  | 99:99:99:99:99:99 |  | Equipment | PAAR:00-PVAR | 11/02/2019 |  | COOPER AMBULATORY OFF-SITES |  |  | CT Simulation |  | COLLEEN TEGELER
|  | THERMO FISHER SCIENTIFIC | THERMO FISHER SCIENTIFIC LRG504A27 |  |  | LAB CHEMISTRY |  |  |  | 10/19/2019 |  |  |  |  | NO | NO |  |  |  |  | THERMO FISHER SCIENTIFIC 30438012 1114355601180716 |  |  | Disposition |  | 99:99:99:99:99:99 |  | Equipment | PAAR:00-PVAR | 10/19/2019 | 10/19/2019 | COOPER UNIVERSITY HOSPITAL |  |  |  | WOT00000001200326 | Barbara Snyder | Performance Verification | Closed | Gene Amodei | 10/19/2019 | 10/19/2019 | Performance Verification for 30438012 1114355601180716 | Initial Install of Performance Verification. Device is ready for patient use. |  |  | 10/19/2019 | 10/19/2019
TL10732213 |  | THERMO FISHER SCIENTIFIC | THERMO FISHER SCIENTIFIC MEGAFUGE 40 |  |  | 127 CHURCH - SURGERY |  |  |  | 12/20/2018 |  |  |  |  | NO | NO |  |  |  |  | THERMO FISHER SCIENTIFIC TL10732213 41585258 |  |  | Disposition |  | 99:99:99:99:99:99 |  | Equipment | 3M:00-MFG | 12/20/2018 | 12/20/2018 | COOPER AMBULATORY OFF-SITES |  |  |  | 0012740543 | Carmen Rivera | Performance Verification | Closed | Josh Harris | 12/20/2018 | 12/20/2018 | INCOMING INVENTORY | DEVICE INVENTORIED | A8996836-C4B6-4136-8EF3-4AA9F1F2AA06 | Labor | 12/20/2018 | 12/20/2018 | Josh Harris
T10480451 |  | THERMO FISHER SCIENTIFIC | THERMO FISHER SCIENTIFIC SORVALL ST40 |  |  | 6200 MAIN ST-SURGERY |  |  |  | 01/09/2018 |  |  |  |  | NO | NO |  |  |  |  | THERMO FISHER SCIENTIFIC T10480451 41923251 |  |  | Disposition |  |  |  | Equipment | 3M:00-MFG | 01/09/2018 | 01/09/2018 | COOPER AMBULATORY OFF-SITES |  |  | ROOM 142 |  | BOBBIE MICKLE |  |  |  | 01/09/2018 | 01/09/2018 |  |  |  |  | 01/09/2018 | 01/09/2018
|  | THERMO GENESIS | THERMO GENESIS MT204 |  | TD1015 | LAB BLOOD BANK |  |  |  | 01/01/1900 |  |  |  |  | NO | NO |  |  |  |  | THERMO GENESIS 02100 TD1015 |  |  | Disposition |  |  |  | Equipment | 1Y:00-MFG | 01/15/2016 | 01/01/2020 | COOPER UNIVERSITY HOSPITAL |  |  | LAB-BB |  | Barbara Bayne
|  | THERMO SCIENTIFIC | THERMO SCIENTIFIC HERATHERM OMS60 |  |  | LAB HISTOLOGY |  |  |  | 07/14/2011 |  |  |  |  | NO | NO |  |  |  |  | THERMO SCIENTIFIC 10365286 41199384 |  |  | Disposition |  | 99:99:99:99:99:99 |  | Equipment | 1Y:00-MFG | 09/28/2018 | 09/01/2020 | COOPER UNIVERSITY HOSPITAL |  |  | HISTOLOGY |  | DALE MORRONE
|  | THERMO SCIENTIFIC | THERMO SCIENTIFIC PRECISION |  |  | COOPER CENTER FOR SPECIAL DIAGNOSTICS |  |  |  | 01/01/1900 |  |  |  |  | NO | NO |  |  |  |  | THERMO SCIENTIFIC 10365686 605011595 |  |  | Disposition |  | 99:99:99:99:99:99 |  | Equipment | 1Y:00-MFG | 06/29/2018 | 06/01/2020 | COOPER AMBULATORY OFF-SITES |  |  |  |  | DR. BARNOWSKY
|  | THERMO SCIENTIFIC | THERMO SCIENTIFIC SORVALL CELL WASHER 2 PLUS |  | Z08W437882-2W | LAB BLOOD BANK |  |  |  | 11/23/2011 |  |  |  |  | NO | NO |  |  |  |  | THERMO SCIENTIFIC 10367930 Z08W437882-2W |  |  | Disposition |  | 99:99:99:99:99:99 |  | Equipment | 3M:00-MFG | 04/24/2019 | 01/01/2020 | COOPER UNIVERSITY HOSPITAL |  |  | BLOOD BANK |  | Barbara Bayne
|  | THERMO SCIENTIFIC | THERMO SCIENTIFIC SORVALL ST8 |  |  | COOPER CENTER FOR SPECIAL DIAGNOSTICS |  |  |  | 07/11/2013 |  |  |  |  | NO | NO |  |  |  |  | THERMO SCIENTIFIC 10365634 41336444 |  |  | Disposition |  |  |  | Equipment | 6M:00-MFG | 06/20/2016 | 12/01/2019 | COOPER AMBULATORY OFF-SITES |  |  | CENTER |  | DR. BARNOWSKY
|  | THERMO SCIENTIFIC | THERMO SCIENTIFIC VORTEX |  | C1861110310917 | LAB MICROBIOLOGY |  |  | excluded | 06/09/2011 |  |  |  |  | NO | NO |  |  |  |  | THERMO SCIENTIFIC 10367965 C1861110310917 |  |  | Active |  | 99:99:99:99:99:99 |  | Equipment | 1Y:00-MFG | 01/05/2019 | 01/01/2020 | COOPER UNIVERSITY HOSPITAL |  |  | MICROBIOLOGY |  | COURTNEY BARRY
|  | THERMO SCIENTIFIC | THERMO SCIENTIFIC VORTEX |  |  | LAB MICROBIOLOGY |  |  |  | 09/10/2010 |  |  |  |  | NO | NO |  |  |  |  | THERMO SCIENTIFIC 10367946 1.8611004739e+012 |  |  | Disposition |  | 99:99:99:99:99:99 |  | Equipment | 1Y:00-MFG | 01/24/2019 | 01/01/2020 | COOPER UNIVERSITY HOSPITAL |  |  | MICROBIOLOGY |  | COURTNEY BARRY
|  | THERMO SHANDON | THERMO SHANDON LINISTAIN GLX LINEAR STAINER |  | RA0256E0201 | LAB CYTOLOGY |  |  |  | 07/20/2015 |  |  |  |  | NO | NO |  |  |  |  | THERMO SHANDON 17004 RA0256E0201 |  |  | Disposition |  |  |  | Equipment | 1Y:00-MFG | 07/20/2015 | 07/20/2015 | COOPER UNIVERSITY HOSPITAL |  |  | CYTOLOGY |  | DALE MORRONE |  |  |  | 07/20/2015 | 07/20/2015 |  |  |  |  | 07/20/2015 | 07/20/2015
|  | THERMOLYNE | THERMOLYNE TYPE 16500 |  |  | LAB HISTOLOGY |  |  |  | 01/01/1900 |  |  |  |  | NO | NO |  |  |  |  | THERMOLYNE 10368009 27317171 |  |  | Disposition |  |  |  | Equipment | 1Y:00-MFG | 02/29/2016 | 09/01/2020 | COOPER UNIVERSITY HOSPITAL |  |  | HISTOLOGY |  | DALE MORRONE
|  | THORATEC CORPORATION | THORATEC CORPORATION CENTRIMAG SYSTEM |  | L03530-0002 | PERFUSION |  |  |  | 01/13/2017 |  |  |  |  | NO | NO |  |  |  |  | THORATEC CORPORATION 10769296 L03530-0002 |  |  | Active |  | 99:99:99:99:99:99 |  | Life Support | 6M:00-MFG | 09/25/2019 | 03/01/2020 | COOPER UNIVERSITY HOSPITAL |  |  | Cardiac Office | 0011488344 | Bonnie Aichroch | Performance Verification | Closed | Bonnie Aichroth | 04/17/2017 | 04/17/2017 | INCOMING INVENTORY | DEVICE INVENTORIED | DA63F088-5861-4025-8E4B-AE96D2E59751 | Labor | 04/17/2017 | 04/17/2017 | Bonnie Aichroth
|  | THORATEC CORPORATION | THORATEC CORPORATION CENTRIMAG SYSTEM |  | L03530-0003 | PERFUSION |  |  |  | 01/13/2017 |  |  |  |  | NO | NO |  |  |  |  | THORATEC CORPORATION 10769295 L03530-0003 |  |  | Active |  | 99:99:99:99:99:99 |  | Life Support | 6M:00-MFG | 09/25/2019 | 03/01/2020 | COOPER UNIVERSITY HOSPITAL |  |  | Cardiac Office | 0011488341 | Bonnie Aichroch | Preventative Maintenance | Closed | Bonnie Aichroth | 04/17/2017 | 04/17/2017 | PERFORMANCE ASSURANCE AT INVENTORY | INVENTORIED DEVICE AND ENSURED DEVICE WAS FUNCTIONING PROPERLY. | 4BB96076-0B9A-4B7A-85DA-DA88F811FA54 | Labor | 01/13/2017 | 01/13/2017 | Salvatore Bombara
|  | TIYODA | TIYODA 107 |  |  | LAB CHEMISTRY |  |  |  | 01/01/1900 |  |  |  |  | NO | NO |  |  |  |  | TIYODA 10369565 56655 |  |  | Disposition |  |  |  | Equipment | 1Y:00-MFG | 03/14/2016 | 03/01/2020 | COOPER UNIVERSITY HOSPITAL |  |  | ENR lab |  | Barbara Snyder
|  | TOSHIBA AMERICA MEDICAL SYSTEMS | TOSHIBA AMERICA MEDICAL SYSTEMS 4200 FA |  |  | CARDIAC CATH LAB |  |  |  | 10/31/2019 |  |  |  |  | NO | NO |  |  |  |  | TOSHIBA AMERICA MEDICAL SYSTEMS 30142210 111104050 |  |  | Active |  | 99:99:99:99:99:99 |  | Alarm | PAAR:00-PVAR | 10/31/2019 | 10/31/2019 | COOPER UNIVERSITY HOSPITAL |  |  |  |  | LINDA BEAN |  |  |  | 10/31/2019 | 10/31/2019 |  |  |  |  | 10/31/2019 | 10/31/2019
|  | TOSHIBA AMERICA MEDICAL SYSTEMS | TOSHIBA AMERICA MEDICAL SYSTEMS AQUILION 16 SLICE |  | 1BA09X6720 | RADIOLOGY DIAGNOSTICS |  |  |  | 12/08/2009 |  |  |  |  | NO | NO |  |  |  |  | TOSHIBA AMERICA MEDICAL SYSTEMS 10347607 1BA09X6720 |  |  | Disposition |  |  |  | Equipment | 1M:00-MFG | 01/01/1900 | 12/01/2019 | COOPER UNIVERSITY HOSPITAL |  |  | RADIOLOGY B7A |  | PAULETTE DUCKREY
|  | TOSHIBA AMERICA MEDICAL SYSTEMS | TOSHIBA AMERICA MEDICAL SYSTEMS AQUILION 16 SLICE |  |  | RADIOLOGY DIAGNOSTICS |  |  |  | 12/08/2009 |  |  |  |  | NO | NO |  |  |  |  | TOSHIBA AMERICA MEDICAL SYSTEMS 10347603 105436 |  |  | Disposition |  |  |  | Equipment | 1M:00-MFG | 01/01/1900 | 12/01/2019 | COOPER UNIVERSITY HOSPITAL |  |  | RADIOLOGY B7A |  | PAULETTE DUCKREY
|  | TOSHIBA AMERICA MEDICAL SYSTEMS | TOSHIBA AMERICA MEDICAL SYSTEMS AQUILION 16 SLICE |  | B4572565 | RADIOLOGY DIAGNOSTICS |  |  |  | 12/08/2009 |  |  |  |  | NO | NO |  |  |  |  | TOSHIBA AMERICA MEDICAL SYSTEMS 10347604 B4572565 |  |  | Disposition |  |  |  | Equipment | 1M:00-MFG | 01/01/1900 | 12/01/2019 | COOPER UNIVERSITY HOSPITAL |  |  | RADIOLOGY B7A |  | PAULETTE DUCKREY
|  | TOSHIBA AMERICA MEDICAL SYSTEMS | TOSHIBA AMERICA MEDICAL SYSTEMS AQUILION 32 SLICE |  | IDA0792107 | 3 COOPER-RADIOLOGY |  |  | replaced by 64 slice in this room | 12/06/2016 |  |  |  |  | NO | NO |  |  |  |  | TOSHIBA AMERICA MEDICAL SYSTEMS 10649977 IDA0792107 |  |  | Active |  | 0C:C4:7A:4B:0C:55 |  | Equipment | 3M:00-MIN 1Y:00-MFG | 08/29/2019 | 02/01/2020 | COOPER AMBULATORY OFF-SITES |  |  | Site 285627, ROOM 178A |  | JUDY ADIRZONE
|  | TOSHIBA AMERICA MEDICAL SYSTEMS | TOSHIBA AMERICA MEDICAL SYSTEMS AQUILION 32 SLICE |  | 1BA0972628 | RADIOLOGY DIAGNOSTICS |  |  |  | 12/30/2008 |  |  |  |  | NO | NO |  |  |  |  | TOSHIBA AMERICA MEDICAL SYSTEMS 10347540 1BA0972628 |  |  | Disposition |  |  |  | Equipment | 3M:00-MIN 1Y:00-MFG | 01/01/1900 | 12/01/2019 | COOPER UNIVERSITY HOSPITAL |  |  | RADIOLOGY B8 |  | PAULETTE DUCKREY
|  | TOSHIBA AMERICA MEDICAL SYSTEMS | TOSHIBA AMERICA MEDICAL SYSTEMS AQUILION 64 SLICE |  | B5522874 | VOORHEES SURGERY CENTER-RADIOLOGY |  |  |  | 09/01/2005 |  |  |  |  | NO | NO |  |  |  |  | TOSHIBA AMERICA MEDICAL SYSTEMS 10635 B5522874 |  |  | Disposition |  |  |  | Equipment | 3M:00-MIN 1Y:00-MFG | 07/02/2015 | 01/01/2020 | COOPER AMBULATORY OFF-SITES |  |  | RAD - B110 |  | PAT STIENES
|  | TOSHIBA AMERICA MEDICAL SYSTEMS | TOSHIBA AMERICA MEDICAL SYSTEMS AQUILION 64 SLICE |  | JDA0922102 | RADIOLOGY DIAGNOSTICS |  |  |  | 06/23/2009 |  |  |  |  | NO | NO |  |  |  |  | TOSHIBA AMERICA MEDICAL SYSTEMS 10368949 JDA0922102 |  |  | Disposition |  | 00:30:48:c6:8e:40 |  | Equipment | 3M:00-MIN 1Y:00-MFG | 07/21/2015 | 02/01/2020 | COOPER UNIVERSITY HOSPITAL |  |  | ED110 |  | PAULETTE DUCKREY
|  | TOSHIBA AMERICA MEDICAL SYSTEMS | TOSHIBA AMERICA MEDICAL SYSTEMS AQUILION ONE |  | 8DA15X2005 | RADIOLOGY DIAGNOSTICS |  |  |  | 01/11/2016 |  |  |  |  | NO | NO |  |  |  |  | TOSHIBA AMERICA MEDICAL SYSTEMS 10480291 8DA15X2005 |  |  | Disposition |  |  |  | Equipment | 1Y:00-MFG | 06/03/2016 | 05/01/2020 | COOPER UNIVERSITY HOSPITAL |  |  | EMERGENCY DEPARTMENT |  | PAULETTE DUCKREY
|  | TOSHIBA AMERICA MEDICAL SYSTEMS | TOSHIBA AMERICA MEDICAL SYSTEMS AQUILION ONE |  | A4572092 | RADIOLOGY DIAGNOSTICS |  |  |  | 12/08/2009 |  |  |  |  | NO | NO |  |  |  |  | TOSHIBA AMERICA MEDICAL SYSTEMS 10347606 A4572092 |  |  | Disposition |  |  |  | Equipment | 1Y:00-MFG | 01/01/1900 | 12/01/2019 | COOPER UNIVERSITY HOSPITAL |  |  | RADILOGY B7A |  | PAULETTE DUCKREY
|  | TOSHIBA AMERICA MEDICAL SYSTEMS | TOSHIBA AMERICA MEDICAL SYSTEMS AQUILION PRIME 80 SLICE |  | A5522087 | VOORHEES SURGERY CENTER-RADIOLOGY |  |  |  | 09/01/2005 |  |  |  |  | NO | NO |  |  |  |  | TOSHIBA AMERICA MEDICAL SYSTEMS 10337325 A5522087 |  |  | Disposition |  | 00:30:48:75:C9:D5 |  | Equipment | 1Y:00-MFG | 06/09/2016 | 04/01/2020 | COOPER AMBULATORY OFF-SITES |  |  | SUITE B CT |  | PAT STIENES
|  | TOSHIBA AMERICA MEDICAL SYSTEMS | TOSHIBA AMERICA MEDICAL SYSTEMS AQUILION RXL |  | 1AC0984056 | RADIOLOGY DIAGNOSTICS |  |  |  | 12/30/2008 |  |  |  |  | NO | NO |  |  |  |  | TOSHIBA AMERICA MEDICAL SYSTEMS 10347714 1AC0984056 |  |  | Disposition |  | 00:C4:7A:0D:DA:FC |  | Equipment | 1Y:00-MFG | 12/02/2016 | 05/01/2020 | COOPER UNIVERSITY HOSPITAL |  |  | ROOM CT1/B7 |  | PAULETTE DUCKREY
|  | TOSHIBA AMERICA MEDICAL SYSTEMS | TOSHIBA AMERICA MEDICAL SYSTEMS MDL1812A |  | 4AA0922215 | RADIOLOGY DIAGNOSTICS |  |  |  | 10/16/2019 |  |  |  |  | NO | NO |  |  |  |  | TOSHIBA AMERICA MEDICAL SYSTEMS 14541 4AA0922215 |  |  | Disposition |  |  |  | Accessory | PAAR:00-PVAR | 10/16/2019 | 10/16/2019 | COOPER UNIVERSITY HOSPITAL |  |  | ED110 |  | PAULETTE DUCKREY |  |  |  | 10/16/2019 | 10/16/2019 |  |  |  |  | 10/16/2019 | 10/16/2019
|  | TRANSLITE | TRANSLITE VEINLITE II |  |  | 127 CHURCH - SURGERY |  |  |  | 10/16/2008 |  |  |  |  | NO | NO |  |  |  |  | TRANSLITE 10365960 03120805 |  |  | Disposition |  |  |  | Equipment | PAAR:00-PVAR | 11/02/2019 |  | COOPER AMBULATORY OFF-SITES |  |  | DR. ALEXANDER'S OFFICE | 0012118769 | Carmen Rivera | Repair | Closed | Kirk Lis | 08/28/2017 | 08/30/2017 | LIGHT SOURCE - NO LONGER NEEDED - 127 CHRUCH RD SUITE 400 | 8/30/2017 11:30:30 AM KALIS (KALIS 8/30/2017 12:00 AM) REMOVED UNIT FROM FACILITY 8/30/2017 11:30:35 AM KALIS This device has been removed from an active status with the RSQ Database, and physically removed from the facility. Device retired on 8/30/2017; Authorized By: FRAN BELLISSIMO; Nature of Retirement: NO LONGER NEEDED; Days In Service: 818 | CC4728F5-E1D9-4B4C-AA29-F2D5498691F9 | Labor | 08/30/2017 | 08/30/2017 | Kirk Lis
|  | TRANSLITE | TRANSLITE VEINLITE II |  |  | VOORHEES SURGERY CENTER-SURGERY DEPT |  |  |  | 12/11/2008 |  |  |  |  | NO | NO |  |  |  |  | TRANSLITE 10344873 03120806 |  |  | Active |  | 99:99:99:99:99:99 |  | Equipment | PAAR:00-PVAR | 11/01/2019 |  | COOPER AMBULATORY OFF-SITES |  |  | SUITE G VASC LAB |  | Theresa Megali
|  | TRANSMOTION MEDICAL INC | TRANSMOTION MEDICAL INC TMM4B |  | TMM4-XWTRB04141178686 | COOPER DIGESTIVE HEALTH-ENDOSCOPY |  |  |  | 04/25/2017 |  |  |  |  | NO | NO |  |  |  |  | TRANSMOTION MEDICAL INC 10732003 TMM4-XWTRB04141178686 |  |  | Active |  | 99:99:99:99:99:99 |  | Equipment | PAAR:00-PVAR | 10/31/2019 |  | COOPER AMBULATORY OFF-SITES |  |  |  | 0011660075 | JEANNE GREER | Performance Verification | Closed | Bonnie Aichroth | 05/24/2017 | 05/24/2017 | INCOMING INVENTORY | DEVICE INVENTORIED | DFBC9A73-9E41-451D-9B92-87DCD96FC0D7 | Labor | 05/24/2017 | 05/24/2017 | Bonnie Aichroth
|  | TRANSMOTION MEDICAL INC | TRANSMOTION MEDICAL INC TMM4B |  |  | COOPER DIGESTIVE HEALTH-ENDOSCOPY |  |  |  | 02/26/2008 |  |  |  |  | NO | NO |  |  |  |  | TRANSMOTION MEDICAL INC 10347160 0117081832 |  |  | Disposition |  |  |  | Equipment | PAAR:00-PVAR | 11/02/2019 |  | COOPER AMBULATORY OFF-SITES |  |  | PRE OP |  | JEANNE GREER
|  | TRANSMOTION MEDICAL INC | TRANSMOTION MEDICAL INC TMM4B |  |  | COOPER DIGESTIVE HEALTH-ENDOSCOPY |  |  |  | 02/26/2008 |  |  |  |  | NO | NO |  |  |  |  | TRANSMOTION MEDICAL INC 10347153 0117081824 |  |  | Disposition |  |  |  | Equipment | PAAR:00-PVAR | 11/01/2019 |  | COOPER AMBULATORY OFF-SITES |  |  | Suite 102 - Holding |  | JEANNE GREER
|  | TRANSMOTION MEDICAL INC | TRANSMOTION MEDICAL INC TMM4B |  |  | COOPER DIGESTIVE HEALTH-ENDOSCOPY |  |  |  | 02/26/2008 |  |  |  |  | NO | NO |  |  |  |  | TRANSMOTION MEDICAL INC 10347091 0117081828 |  |  | Disposition |  |  |  | Equipment | PAAR:00-PVAR | 11/02/2019 |  | COOPER AMBULATORY OFF-SITES |  |  | Suite 102 - Holding | 0011299399 | JEANNE GREER | Repair | Closed | Kirk Lis | 02/27/2017 | 02/27/2017 | CHAIR - CHECK INTEGRITY - TMX | 2/27/2017 4:21:08 PM KALIS (KALIS 2/27/2017 12:00 AM) INSPECTED CHASSIS SUPPORT OF HYDROLLIC POSITIONING MOTOR. THIS MOTOR MOVES BACK SECTION OF STRETCHER/CHAIR. WELD WAS COMPROMISED WITH POTENTIAL FOR BRACKET BECOMING DISLODGED CAUSING PATIENT HARM. REMOVED STRETCHER FROM SERVICE AND INFORMED JEAN GREER ON FINDINGS. UNIT WILL BE TRASHED. 2/27/2017 4:21:14 PM KALIS This device has been removed from an active status with the RSQ Database, and physically removed from the facility. Device retired on 2/27/2017; Authorized By: YES; Nature of Retirement: BEYOND ECONOMICAL REPAIR; Days In Service: 634 2/27/2017 4:31:35 PM KALIS This device has been removed from an active status with the RSQ Database, and physically removed from the facility. Device retired on 2/27/2017; Authorized By: YES; Nature of Retirement: BEYOND ECONOMICAL REPAIR; Days In Service: 634 2/27/2017 4:42:21 PM KALIS This device has been removed from an active status with the RSQ Database, and physically removed from the facility. Device retired on 2/27/2017; Authorized By: YES; Nature of Retirement: BEYOND ECONOMICAL REPAIR; Days In Service: 634 | 83CF3ECE-A9B0-42AF-B620-715842E439EC | Labor | 02/27/2017 | 02/27/2017 | Kirk Lis
|  | TRANSMOTION MEDICAL INC | TRANSMOTION MEDICAL INC TMM4B |  |  | COOPER DIGESTIVE HEALTH-ENDOSCOPY |  |  |  | 02/26/2008 |  |  |  |  | NO | NO |  |  |  |  | TRANSMOTION MEDICAL INC 10347087 0117081826 |  |  | Disposition |  | 99:99:99:99:99:99 |  | Equipment | PAAR:00-PVAR | 11/02/2019 |  | COOPER AMBULATORY OFF-SITES |  |  | PRE OP |  | JEANNE GREER
|  | TRANSMOTION MEDICAL INC | TRANSMOTION MEDICAL INC TMM4B |  |  | COOPER DIGESTIVE HEALTH-ENDOSCOPY |  |  |  | 02/26/2008 |  |  |  |  | NO | NO |  |  |  |  | TRANSMOTION MEDICAL INC 10347070 0117081822 |  |  | Disposition |  |  |  | Equipment | PAAR:00-PVAR | 11/02/2019 |  | COOPER AMBULATORY OFF-SITES |  |  | PRE OP |  | JEANNE GREER
|  | TRANSMOTION MEDICAL INC | TRANSMOTION MEDICAL INC TMM4B |  |  | COOPER DIGESTIVE HEALTH-ENDOSCOPY |  |  |  | 02/26/2008 |  |  |  |  | NO | NO |  |  |  |  | TRANSMOTION MEDICAL INC 10347069 0117081825 |  |  | Disposition |  |  |  | Equipment | PAAR:00-PVAR | 11/02/2019 |  | COOPER AMBULATORY OFF-SITES |  |  | Suite 102 - Holding | 0011299851 | JEANNE GREER | Repair | Closed | Kirk Lis | 02/27/2017 | 02/27/2017 | CHAIR - CHECK INTEGRITY CHASSIS- TMX | 2/27/2017 4:29:17 PM KALIS (KALIS 2/27/2017 12:00 AM) INSPECTED CHASSIS SUPPORT OF HYDROLLIC POSITIONING MOTOR. THIS MOTOR MOVES BACK SECTION OF STRETCHER/CHAIR. WELD WAS COMPROMISED WITH POTENTIAL FOR BRACKET BECOMING DISLODGED CAUSING PATIENT HARM. REMOVED STRETCHER FROM SERVICE AND INFORMED JEAN GREER ON FINDINGS. UNIT WILL BE TRASHED. 2/27/2017 4:29:29 PM KALIS This device has been removed from an active status with the RSQ Database, and physically removed from the facility. Device retired on 2/27/2017; Authorized By: YES; Nature of Retirement: BEYOND ECONOMICAL REPAIR; Days In Service: 634 | FAAFAE88-8392-4391-A0EC-5E11CD9130C0 | Labor | 02/27/2017 | 02/27/2017 | Kirk Lis
|  | TRANSMOTION MEDICAL INC | TRANSMOTION MEDICAL INC TMM4B |  |  | COOPER DIGESTIVE HEALTH-ENDOSCOPY |  |  |  | 02/26/2008 |  |  |  |  | NO | NO |  |  |  |  | TRANSMOTION MEDICAL INC 10347062 0117081827 |  |  | Disposition |  |  |  | Equipment | PAAR:00-PVAR | 11/02/2019 |  | COOPER AMBULATORY OFF-SITES |  |  | PRE OP |  | JEANNE GREER
|  | TRANSMOTION MEDICAL INC | TRANSMOTION MEDICAL INC TMM4B |  |  | COOPER DIGESTIVE HEALTH-ENDOSCOPY |  |  |  | 02/26/2008 |  |  |  |  | NO | NO |  |  |  |  | TRANSMOTION MEDICAL INC 10347041 0117081823 |  |  | Disposition |  |  |  | Equipment | PAAR:00-PVAR | 11/02/2019 |  | COOPER AMBULATORY OFF-SITES |  |  | Suite 102 - Holding |  | JEANNE GREER
|  | TRANSMOTION MEDICAL INC | TRANSMOTION MEDICAL INC TMM4B |  |  | COOPER DIGESTIVE HEALTH-ENDOSCOPY |  |  |  | 02/26/2008 |  |  |  |  | NO | NO |  |  |  |  | TRANSMOTION MEDICAL INC 10347036 0117081829 |  |  | Disposition |  |  |  | Equipment | PAAR:00-PVAR | 11/02/2019 |  | COOPER AMBULATORY OFF-SITES |  |  | Suite 102 - Holding |  | JEANNE GREER
|  | TRANSMOTION MEDICAL INC | TRANSMOTION MEDICAL INC TMM4B |  |  | COOPER DIGESTIVE HEALTH-ENDOSCOPY |  |  |  | 02/26/2008 |  |  |  |  | NO | NO |  |  |  |  | TRANSMOTION MEDICAL INC 10347029 0117081831 |  |  | Disposition |  |  |  | Equipment | PAAR:00-PVAR | 11/02/2019 |  | COOPER AMBULATORY OFF-SITES |  |  | PRE OP |  | JEANNE GREER
|  | TRANSMOTION MEDICAL INC | TRANSMOTION MEDICAL INC TMM4B |  |  | COOPER DIGESTIVE HEALTH-ENDOSCOPY |  |  |  | 02/26/2008 |  |  |  |  | NO | NO |  |  |  |  | TRANSMOTION MEDICAL INC 10347027 0117081833 |  |  | Disposition |  |  |  | Equipment | PAAR:00-PVAR | 11/02/2019 |  | COOPER AMBULATORY OFF-SITES |  |  | Suite 102 - Holding |  | JEANNE GREER
|  | TREX MEDICAL - BENNETT DIVISION | TREX MEDICAL - BENNETT DIVISION 036628 |  | M274-071 | CARDIAC CATH LAB |  |  |  | 01/08/2003 |  |  |  |  | NO | NO |  |  |  |  | TREX MEDICAL - BENNETT DIVISION 10368375 M274-071 |  |  | Disposition |  | 99:99:99:99:99:99 |  | Equipment | 1Y:00-MFG | 08/28/2018 | 08/01/2020 | COOPER UNIVERSITY HOSPITAL |  |  | EP2 LAB |  | LINDA BEAN
|  | TRIPP LITE WORLDWIDE | TRIPP LITE WORLDWIDE SMART-1000LCD |  | DTLOT00BDRJ11-45 | LAB HISTOLOGY |  |  |  | 07/02/2010 |  |  |  |  | NO | NO |  |  |  |  | TRIPP LITE WORLDWIDE 10349492 DTLOT00BDRJ11-45 |  |  | Active |  | 99:99:99:99:99:99 |  | Alarm | 1Y:00-MFG | 09/20/2019 | 09/01/2020 | COOPER UNIVERSITY HOSPITAL |  |  | HISTOLOGY |  | DALE MORRONE
|  | TROTTER | TROTTER 545 |  | H3545SF04204 | NEURO/ORTHO/MEDSURG/7 PAV |  |  |  | 01/01/1900 |  |  |  |  | NO | NO |  |  |  |  | TROTTER 10356675 H3545SF04204 |  |  | Disposition |  | 99:99:99:99:99:99 |  | Equipment | PAAR:00-PVAR | 11/01/2019 |  | COOPER UNIVERSITY HOSPITAL |  |  | 7TH FLOOR | WOT00000000526386 | Pam Young | Disposition | Closed | Stephen Zubrzycki | 02/08/2018 | 09/28/2018 | Bulk Disposition CNL | Dispositioned unit | EXP1387378 | Labor | 09/18/2018 | 09/18/2018 | Stephen Zubrzycki
|  | TRUE MANUFACTURING CO. | TRUE MANUFACTURING CO. T-19 |  | 1-3892519 | LAB MICROBIOLOGY |  |  | gone per gene | 01/01/1900 |  |  |  |  | NO | NO |  |  |  |  | TRUE MANUFACTURING CO. 10367954 1-3892519 |  |  | Active |  | 99:99:99:99:99:99 |  | Non-medical | 3M:00-MIN 1Y:00-MFG | 01/05/2019 | 01/01/2020 | COOPER UNIVERSITY HOSPITAL |  |  | MICROBIOLOGY |  | COURTNEY BARRY
|  | TSI | TSI 4081A |  | NOT KNOWN | BIOMEDICAL |  |  |  | 02/28/2019 |  |  |  |  | NO | NO |  |  |  |  | TSI 40810736005 NOT KNOWN |  |  | Active |  | 99:99:99:99:99:99 |  | Test Equipment | 1Y:00-VEN | 02/28/2019 | 02/28/2019 | COOPER UNIVERSITY HOSPITAL |  |  |  | 0012169254 | Bonnie Aichroch | Preventative Maintenance | Closed | Michael Youch | 02/28/2019 | 02/28/2019 | PERFORMANCE ASSURANCE AT INVENTORY | INVENTORIED DEVICE AND ENSURED DEVICE WAS FUNCTIONING PROPERLY. | 159AF5B1-CD7F-42C5-B2C7-1207F7B91DD6 | Labor | 02/28/2019 | 02/28/2019 | Michael Youch
|  | TSI | TSI 4082C (LOW FLOW MODULE) |  | Not Known | BIOMEDICAL |  |  |  | 08/05/2019 |  |  |  |  | NO | NO |  |  |  |  | TSI 40820722007 Not Known |  |  | Disposition |  |  |  | Test Equipment | 1Y:00-VEN | 08/05/2019 | 08/05/2019 | COOPER UNIVERSITY HOSPITAL |  |  |  | 0012169599 | Bonnie Aichroch | Performance Verification | Closed | Michael Youch | 08/05/2019 | 08/05/2019 | INCOMING INVENTORY | DEVICE INVENTORIED | B0B24E13-8C44-47B3-BB59-AEBE946B63FB | Labor | 08/05/2019 | 08/05/2019 | Bonnie Aichroth
|  | TUFFCARE | TUFFCARE TUFFY |  | Not Known | PATIENT TRANSPORT |  |  |  | 01/01/1900 |  |  |  |  | NO | NO |  |  |  |  | TUFFCARE 10365396 Not Known |  |  | Disposition |  |  |  | Equipment | PAAR:00-PVAR | 11/02/2019 |  | COOPER UNIVERSITY HOSPITAL |  |  | PATIENT TRANSPORT | WOT00000000531448 | Bonnie Aichroch | Disposition | Closed | Josh Harris | 02/08/2018 | 03/23/2018 | Bulk Disposition CNL | Unit Trashed due to lack of parts and being only one of its kind in hospital. moving towards standardization of fleet in hospital. | EXP0200766 | Labor | 03/07/2018 | 03/07/2018 | Josh Harris
|  | TUTTNAUER USA CO. LTD. | TUTTNAUER USA CO. LTD. 3870EA |  |  | BUNKER HILL-ORAL SURGERY |  |  |  | 01/31/2007 |  |  |  |  | NO | NO |  |  |  |  | TUTTNAUER USA CO. LTD. 10366920 2606648 |  |  | Disposition |  |  |  | High Risk | 6M:00-MFG | 06/03/2016 | 12/01/2019 | COOPER AMBULATORY OFF-SITES |  |  | ORAL SURGERY CLEAN UTILITY |  | BARBARA DIPINTO
|  | TUTTNAUER USA CO. LTD. | TUTTNAUER USA CO. LTD. U1424 |  | 99148-330727 | SPD |  |  |  | 01/01/1900 |  |  |  |  | NO | NO |  |  |  |  | TUTTNAUER USA CO. LTD. 03663 99148-330727 |  |  | Disposition |  |  |  | Equipment | PAAR:00-PVAR | 10/16/2019 |  | COOPER UNIVERSITY HOSPITAL |  |  | BH SURG LAB UNDER COUNTER |  | David Frye
|  | U.S. ELECTRONICS | U.S. ELECTRONICS USE1953A |  | DTL131COOO5 | PEDIATRIC INTENSIVE CARE UNIT |  |  |  | 01/01/2001 |  |  |  |  | NO | NO |  |  |  |  | U.S. ELECTRONICS 10360345 DTL131COOO5 |  |  | Disposition |  | 99:99:99:99:99:99 |  | Accessory | PAAR:00-PVAR | 11/02/2019 |  | COOPER UNIVERSITY HOSPITAL |  |  | PICU/ RM 1 | WOT00000000524185 | Susan Cannon | Disposition | Closed | Gene Amodei | 02/08/2018 | 07/11/2019 | Bulk Disposition CNL
|  | ULTRAK | ULTRAK KM-9A |  | M1030386 | COOPER CANCER CENTER |  |  |  | 01/01/1900 |  |  |  |  | NO | NO |  |  |  |  | ULTRAK 10366584 M1030386 |  |  | Disposition |  |  |  | Accessory | PAAR:00-PVAR | 11/02/2019 |  | COOPER AMBULATORY OFF-SITES |  |  | DISPOSITION |  | COLLEEN TEGELER
|  | ULTRASONIX MEDICAL CORPORATION | ULTRASONIX MEDICAL CORPORATION C5-2/60 |  | TRA2.1-C52.2752 | EMERGENCY ROOM |  |  |  | 03/13/2014 |  |  |  |  | NO | NO |  |  |  |  | ULTRASONIX MEDICAL CORPORATION 10367752 TRA2.1-C52.2752 |  |  | Disposition |  | 99:99:99:99:99:99 |  | Accessory | PAAR:00-PVAR | 11/02/2019 |  | COOPER UNIVERSITY HOSPITAL |  |  | EMERGENCY DEPARTMENT | WOT00000000534746 | KAREN GRUBER | Disposition | Closed | Richard Jolly | 02/08/2018 | 06/05/2019 | Bulk Disposition CNL
|  | ULTRASONIX MEDICAL CORPORATION | ULTRASONIX MEDICAL CORPORATION C5-2/60 |  | TRA1.0-C52RP.56B | EMERGENCY ROOM |  |  |  | 11/02/2019 |  |  |  |  | NO | NO |  |  |  |  | ULTRASONIX MEDICAL CORPORATION 30143120 TRA1.0-C52RP.56B |  |  | Disposition |  | 99:99:99:99:99:99 |  | Accessory | PAAR:00-PVAR | 11/02/2019 | 11/02/2019 | COOPER UNIVERSITY HOSPITAL |  |  | EMERGENCY DEPARTMENT | WOT00000000534742 | KAREN GRUBER | Disposition | Closed | Richard Jolly | 11/02/2019 | 11/02/2019 | Bulk Disposition CNL | Device no longer in the hospital | EXP2964821 | Labor | 11/02/2019 | 11/02/2019 | Zhan Kiselev
|  | ULTRASONIX MEDICAL CORPORATION | ULTRASONIX MEDICAL CORPORATION C5-2/60 |  | TRA1.0-SE.1559 | EMERGENCY ROOM |  |  |  | 11/01/2019 |  |  |  |  | NO | NO |  |  |  |  | ULTRASONIX MEDICAL CORPORATION 30142175 TRA1.0-SE.1559 |  |  | Disposition |  | 99:99:99:99:99:99 |  | Accessory | PAAR:00-PVAR | 11/01/2019 | 11/01/2019 | COOPER UNIVERSITY HOSPITAL |  |  | EMERGENCY DEPARTMENT |  | KAREN GRUBER |  |  |  | 11/01/2019 | 11/01/2019 |  |  |  |  | 11/01/2019 | 11/01/2019
|  | ULTRASONIX MEDICAL CORPORATION | ULTRASONIX MEDICAL CORPORATION L14-5/38 |  | TRAZ-L145-1842 | EMERGENCY ROOM |  |  |  | 11/02/2019 |  |  |  |  | NO | NO |  |  |  |  | ULTRASONIX MEDICAL CORPORATION 30144023 TRAZ-L145-1842 |  |  | Disposition |  | 99:99:99:99:99:99 |  | Accessory | PAAR:00-PVAR | 11/02/2019 | 11/02/2019 | COOPER UNIVERSITY HOSPITAL |  |  | EMERGENCY DEPARTMENT | WOT00000000534749 | KAREN GRUBER | Disposition | Closed | Richard Jolly | 11/02/2019 | 11/02/2019 | Bulk Disposition CNL |  |  |  | 11/02/2019 | 11/02/2019
|  | ULTRASONIX MEDICAL CORPORATION | ULTRASONIX MEDICAL CORPORATION L14-5/38 |  | TRA1.0-SL00.729 | EMERGENCY ROOM |  |  |  | 11/02/2019 |  |  |  |  | NO | NO |  |  |  |  | ULTRASONIX MEDICAL CORPORATION 30143121 TRA1.0-SL00.729 |  |  | Disposition |  | 99:99:99:99:99:99 |  | Accessory | PAAR:00-PVAR | 11/02/2019 | 11/02/2019 | COOPER UNIVERSITY HOSPITAL |  |  | 1ST FLOOR KELEMEN ED | WOT00000000534745 | KAREN GRUBER | Disposition | Closed | Richard Jolly | 11/02/2019 | 11/02/2019 | Bulk Disposition CNL | Device no longer in the hospital | EXP2964912 | Labor | 11/02/2019 | 11/02/2019 | Zhan Kiselev
|  | ULTRASONIX MEDICAL CORPORATION | ULTRASONIX MEDICAL CORPORATION SA4-2/24 |  | TRA21PSA42422 | EMERGENCY ROOM |  |  |  | 11/02/2019 |  |  |  |  | NO | NO |  |  |  |  | ULTRASONIX MEDICAL CORPORATION 30143122 TRA21PSA42422 |  |  | Disposition |  | 99:99:99:99:99:99 |  | Accessory | PAAR:00-PVAR | 11/02/2019 | 11/02/2019 | COOPER UNIVERSITY HOSPITAL |  |  | EMERGENCY DEPARTMENT | WOT00000000534748 | KAREN GRUBER | Disposition | Closed | Richard Jolly | 11/02/2019 | 11/02/2019 | Bulk Disposition CNL |  |  |  | 11/02/2019 | 11/02/2019
|  | ULTRASONIX MEDICAL CORPORATION | ULTRASONIX MEDICAL CORPORATION SONIX TOUCH |  | SXTCH1.0-1001.0557 | EMERGENCY ROOM |  |  |  | 03/31/2010 |  |  |  |  | NO | NO |  |  |  |  | ULTRASONIX MEDICAL CORPORATION 10367748 SXTCH1.0-1001.0557 |  |  | Disposition |  | 00:C0:CA:32:C0:62 |  | Equipment | 6M:00-MFG | 08/04/2017 | 02/01/2020 | COOPER UNIVERSITY HOSPITAL |  |  | EMERGENCY DEPARTMENT |  | KAREN GRUBER
|  | ULTRASONIX MEDICAL CORPORATION | ULTRASONIX MEDICAL CORPORATION SONIX TOUCH |  | SXTCH1.0-1001.0559 | EMERGENCY ROOM |  |  |  | 02/28/2018 |  |  |  |  | NO | NO |  |  |  |  | ULTRASONIX MEDICAL CORPORATION 30144017 SXTCH1.0-1001.0559 |  |  | Disposition |  | 00:04:5F:B1:70:CD |  | Equipment | 6M:00-MFG | 02/28/2018 | 02/28/2018 | COOPER UNIVERSITY HOSPITAL |  |  | EMERGENCY DEPARTMENT |  | KAREN GRUBER |  |  |  | 02/28/2018 | 02/28/2018 |  |  |  |  | 02/28/2018 | 02/28/2018
|  | UMF MEDICAL | UMF MEDICAL 4070 |  | 130316-0002 | 3 COOPER-EARLY INTERVENTION PROGRAM |  |  | excluded | 10/31/2019 |  |  |  |  | NO | NO |  |  |  |  | UMF MEDICAL 10775028 130316-0002 |  |  | Active |  | 99:99:99:99:99:99 |  | Equipment | PAAR:00-PVAR | 10/31/2019 | 10/31/2019 | COOPER AMBULATORY OFF-SITES |  |  |  | 0012409208 | Sue Cooper | Preventative Maintenance | Closed | Josh Harris | 10/31/2019 | 10/31/2019 | PERFORMANCE ASSURANCE AT INVENTORY | INVENTORIED DEVICE AND ENSURED DEVICE WAS FUNCTIONING PROPERLY. | 872EB623-F798-499E-B853-A8A30EE14E12 | Labor | 10/31/2019 | 10/31/2019 | Stephen Zubrzycki
A |  | UMF MEDICAL | UMF MEDICAL 5080 |  | Not Known | 3 COOPER-EARLY INTERVENTION PROGRAM |  |  |  | 10/16/2019 |  |  |  |  | NO | NO |  |  |  |  | UMF MEDICAL A Not Known |  |  | Disposition |  |  |  | Equipment | PAAR:00-PVAR | 10/16/2019 | 10/16/2019 | COOPER AMBULATORY OFF-SITES |  |  | SUITE 513 - EXAM 3 |  | Sue Cooper |  |  |  | 10/16/2019 | 10/16/2019 |  |  |  |  | 10/16/2019 | 10/16/2019
|  | UMF MEDICAL | UMF MEDICAL 5080 |  | 25348-5080-1094 | KINGS HIGHWAY-MEDICINE |  |  |  | 01/01/1900 |  |  |  |  | NO | NO |  |  |  |  | UMF MEDICAL 10366306 25348-5080-1094 |  |  | Disposition |  | 99:99:99:99:99:99 |  | Equipment | PAAR:00-PVAR | 11/02/2019 |  | COOPER AMBULATORY OFF-SITES |  |  | SUITE 203 KH | WOT00000003008806 | CHRISTINE MULLER | Disposition | Closed | Josh Harris | 06/26/2019 | 06/26/2019 | Equipment Disposition | 6/26/19 - per phyllis liberi - table was trashed by department | EXP3244307 | Labor | 06/26/2019 | 06/26/2019 | Josh Harris
|  | UMF MEDICAL | UMF MEDICAL 5110 |  | Not Known | KINGS HIGHWAY-MEDICINE |  |  | excluded | 01/01/1900 |  |  |  |  | NO | NO |  |  |  |  | UMF MEDICAL 10366309 Not Known |  |  | Active |  | 99:99:99:99:99:99 |  | Equipment | PAAR:00-PVAR | 11/02/2019 |  | COOPER AMBULATORY OFF-SITES |  |  | EXAM 5 |  | CHRISTINE MULLER
|  | UMF MEDICAL | UMF MEDICAL 5110 |  | Not Known | KINGS HIGHWAY-MEDICINE |  |  | excluded | 01/01/1900 |  |  |  |  | NO | NO |  |  |  |  | UMF MEDICAL 10366302 Not Known |  |  | Active |  | 99:99:99:99:99:99 |  | Equipment | PAAR:00-PVAR | 11/02/2019 |  | COOPER AMBULATORY OFF-SITES |  |  | exam 3 |  | CHRISTINE MULLER
|  | UMF MEDICAL | UMF MEDICAL 5110 |  | Not Known | KINGS HIGHWAY-MEDICINE |  |  |  | 01/01/1900 |  |  |  |  | NO | NO |  |  |  |  | UMF MEDICAL 10366295 Not Known |  |  | Disposition |  | 99:99:99:99:99:99 |  | Equipment | PAAR:00-PVAR | 11/02/2019 |  | COOPER AMBULATORY OFF-SITES |  |  | EXAM 1 | WOT00000003008786 | CHRISTINE MULLER | Disposition | Closed | Josh Harris | 06/26/2019 | 06/26/2019 | Equipment Disposition | 6/26/19 - per phyllis liberi - table was discarded by department | EXP3244267 | Labor | 06/26/2019 | 06/26/2019 | Josh Harris
|  | UMF MEDICAL | UMF MEDICAL 5110 |  | Not Known | KINGS HIGHWAY-MEDICINE |  |  | excluded | 01/01/1900 |  |  |  |  | NO | NO |  |  |  |  | UMF MEDICAL 10366286 Not Known |  |  | Active |  | 99:99:99:99:99:99 |  | Equipment | PAAR:00-PVAR | 11/02/2019 |  | COOPER AMBULATORY OFF-SITES |  |  | Exam 8 |  | CHRISTINE MULLER
|  | UMF MEDICAL | UMF MEDICAL 5110 |  | KH006 | 3 COOPER - MEDICINE DEPARTMENT |  |  |  | 01/01/1900 |  |  |  |  | NO | NO |  |  |  |  | UMF MEDICAL 04092 KH006 |  |  | Disposition |  |  |  | Equipment | PAAR:00-PVAR | 10/16/2019 |  | COOPER AMBULATORY OFF-SITES |  |  | SUITE 203 KH |  | NANCY LOUIS
|  | UMF MEDICAL | UMF MEDICAL 5140 |  |  | 3 COOPER-WOMENS CARE CENTER |  |  | excluded | 12/16/2005 |  |  |  |  | NO | NO |  |  |  |  | UMF MEDICAL 10346998 71404 |  |  | Active |  | 99:99:99:99:99:99 |  | Equipment | PAAR:00-PVAR | 11/02/2019 |  | COOPER AMBULATORY OFF-SITES |  |  | SUITE 300 - EXAM 5 |  | BONNIE MANNINO
|  | UMF MEDICAL | UMF MEDICAL 5140 |  | Not Known | 3 COOPER-WOMENS CARE CENTER |  |  | excluded | 01/01/1900 |  |  |  |  | NO | NO |  |  |  |  | UMF MEDICAL 10346893 Not Known |  |  | Active |  | 99:99:99:99:99:99 |  | Equipment | PAAR:00-PVAR | 11/01/2019 |  | COOPER AMBULATORY OFF-SITES |  |  | SUITE 300 - EXAM 4 |  | BONNIE MANNINO
|  | UNETIXS | UNETIXS MULTILAB SERIES 2-CP |  | MLS2C332 | VOORHEES CARDIOLOGY SUITE 102 |  |  |  | 10/11/2006 |  |  |  |  | NO | NO |  |  |  |  | UNETIXS 10345897 MLS2C332 |  |  | Disposition |  |  |  | Equipment | 1Y:00-MFG | 04/27/2018 | 04/01/2020 | COOPER AMBULATORY OFF-SITES |  |  | Moves from Voor to Sewell |  | MICHELE MOLINARI
|  | UNETIXS | UNETIXS MULTILAB SERIES 2-CP |  | MLS2C333 | VOORHEES CARDIOLOGY SUITE 102 |  |  |  | 08/30/2006 |  |  |  |  | NO | NO |  |  |  |  | UNETIXS 10345356 MLS2C333 |  |  | Disposition |  |  |  | Equipment | 1Y:00-MFG | 02/22/2017 | 01/01/2020 | COOPER AMBULATORY OFF-SITES |  |  | VASCULAR LAB |  | MICHELE MOLINARI
|  | UNISEN,INC | UNISEN,INC 1202 |  |  | CARDIAC CATH LAB |  |  |  | 01/01/1900 |  |  |  |  | NO | NO |  |  |  |  | UNISEN,INC 10367846 05485 |  |  | Disposition |  |  |  | Equipment | 1Y:00-MFG | 10/05/2015 | 08/01/2020 | COOPER UNIVERSITY HOSPITAL |  |  | LAB #3 |  | LINDA BEAN
|  | UNISEN,INC | UNISEN,INC STAR TRAC 4531 |  | SDF | TRAUMA ICU |  |  |  | 02/17/2016 |  |  |  |  | NO | NO |  |  |  |  | UNISEN,INC 50010999 SDF |  |  | Disposition |  |  |  | Equipment | 1Y:00-MFG | 02/17/2016 | 02/17/2016 | COOPER UNIVERSITY HOSPITAL |  |  | PAVILION STORAGE |  | Diane Floyd |  |  |  | 02/17/2016 | 02/17/2016 |  |  |  |  | 02/17/2016 | 02/17/2016
THAYEKRTX/USK16A102 |  | UNITED HAYEK INDUSTRIES | UNITED HAYEK INDUSTRIES HAYEK RTX |  | USK16A102 | RESPIRATORY |  |  |  | 10/31/2019 |  |  |  |  | NO | NO |  |  |  |  | UNITED HAYEK INDUSTRIES THAYEKRTX/USK16A102 USK16A102 |  |  | Temporary | TD27693 | 99:99:99:99:99:99 |  | Life Support | PAAR:00-PVAR | 10/31/2019 | 10/31/2019 | COOPER UNIVERSITY HOSPITAL |  |  | PICU | WOT00000001421177 | KATHY LOFLAND | Performance Verification | Closed | Michael Youch | 10/31/2019 | 10/31/2019 | Performance Verification for UNITED HAYEK INDUSTRIES TD27693 USK16A102 | Initial Install of Performance Verification. Device is ready for patient use. |  |  | 10/31/2019 | 10/31/2019
|  | UNITED PRODUCTS & INSTRUMENTS, INC. | UNITED PRODUCTS & INSTRUMENTS, INC. POWERSPIN MX |  | LT1810367 | LAB CHEMISTRY |  |  |  | 08/29/2019 |  |  |  |  | NO | NO |  |  |  |  | UNITED PRODUCTS & INSTRUMENTS, INC. 11207571 LT1810367 |  |  | Active |  |  |  | Equipment | 3M:00-MFG | 08/29/2019 | 08/29/2019 | COOPER UNIVERSITY HOSPITAL |  |  | Old Cytology Lab | WOT00000001948153 | Barbara Snyder | Service Request | Closed | Gene Amodei | 08/29/2019 | 08/29/2019 | Centrifuge, need checked and tagged | performance test, inventory | EXP2409547 | Labor | 08/29/2019 | 08/29/2019 | Gene Amodei
|  | UNITED PRODUCTS & INSTRUMENTS, INC. | UNITED PRODUCTS & INSTRUMENTS, INC. ROCK-IT L-TTR200 |  | T10091011168 | LAB HEMATOLOGY |  |  |  | 03/14/2011 |  |  |  |  | NO | NO |  |  |  |  | UNITED PRODUCTS & INSTRUMENTS, INC. 10366626 T10091011168 |  |  | Active |  | 99:99:99:99:99:99 |  | Equipment | 1Y:00-MFG | 03/09/2019 | 03/01/2020 | COOPER UNIVERSITY HOSPITAL |  |  | P058 - HEMATOLOGY |  | DALE MORRONE
|  | URAWA KOHGYO | URAWA KOHGYO BELL ENGINE C-361 |  |  | MARLTON-DERMATOLOGY |  |  |  | 11/02/2019 |  |  |  |  | NO | NO |  |  |  |  | URAWA KOHGYO 30142558 2025 |  |  | Active |  | 99:99:99:99:99:99 |  | Equipment | PAAR:00-PVAR | 11/02/2019 | 11/02/2019 | COOPER AMBULATORY OFF-SITES |  |  | ROOM 2 LOWER CABINET |  | MICHELE CANALE |  |  |  | 11/02/2019 | 11/02/2019 |  |  |  |  | 11/02/2019 | 11/02/2019
|  | UTAH MEDICAL PRODUCTS | UTAH MEDICAL PRODUCTS DELTA-CAL |  | 2110124-003 | BIOMEDICAL |  |  |  | 01/31/2019 |  |  |  |  | NO | NO |  |  |  |  | UTAH MEDICAL PRODUCTS 30244984 2110124-003 |  |  | Disposition |  | 99:99:99:99:99:99 |  | Test Equipment | 1Y:00-VEN | 01/31/2019 | 01/31/2019 | COOPER UNIVERSITY HOSPITAL |  |  |  | 0011038822 | Bonnie Aichroch | Preventative Maintenance | Closed | Bonnie Aichroth | 01/31/2019 | 01/31/2019 | PERFORMANCE ASSURANCE AT INVENTORY | INVENTORIED DEVICE AND ENSURED DEVICE WAS FUNCTIONING PROPERLY. | E6D6268D-5D78-4203-89BF-AD77AB7FEA87 | Labor | 01/31/2019 | 01/31/2019 | Gene Amodei
|  | UTAH MEDICAL PRODUCTS | UTAH MEDICAL PRODUCTS DELTA-CAL |  | 1122373-004 | BIOMEDICAL |  |  |  | 01/30/2019 |  |  |  |  | NO | NO |  |  |  |  | UTAH MEDICAL PRODUCTS 30142150 1122373-004 |  |  | Active |  | 99:99:99:99:99:99 |  | Test Equipment | 1Y:00-VEN | 01/30/2019 | 01/30/2019 | COOPER UNIVERSITY HOSPITAL |  |  | BIOMED |  | Bonnie Aichroch |  |  |  | 01/30/2019 | 01/30/2019 |  |  |  |  | 01/30/2019 | 01/30/2019
|  | UTAH MEDICAL PRODUCTS | UTAH MEDICAL PRODUCTS ESU-110 |  | 1130301-003 | RIPPA CENTER-OB/GYN |  |  |  | 11/15/2018 |  |  |  |  | NO | NO |  |  |  |  | UTAH MEDICAL PRODUCTS 11239285 1130301-003 |  |  | Disposition |  | 99:99:99:99:99:99 |  | High Risk | 6M:00-MFG | 11/15/2018 | 11/15/2018 | COOPER AMBULATORY OFF-SITES |  |  | Rippa Center | WOT00000001166394 | PATRICIA HUFF | Performance Verification | Closed | Kirk Lis | 11/15/2018 | 11/15/2018 | Performance Verification for UTAH MEDICAL PRODUCTS 11239285 1130301-003 | Initial Install of Performance Verification. Device is ready for patient use. |  |  | 11/15/2018 | 11/15/2018
|  | VACUTRON | VACUTRON 22-15-1208 |  | 1234- | MED/SURG 6 PAVILION |  |  | excluded | 01/01/1900 |  |  |  |  | NO | NO |  |  |  |  | VACUTRON 10369132 1234- |  |  | Active |  | 99:99:99:99:99:99 |  | Equipment | PAAR:00-PVAR | 11/02/2019 |  | COOPER UNIVERSITY HOSPITAL |  |  | P621 | WOT00000002203075 | BRIAN OSHAUGHNESSY | Disposition | Closed | Michael Youch | 02/14/2019 | 05/17/2019 | Bulk Disposition CNL
|  | VACUTRON | VACUTRON 22-15-1208 |  | Not Known | MED/SURG 6 PAVILION |  |  |  | 01/01/1900 |  |  |  |  | NO | NO |  |  |  |  | VACUTRON 10369129 Not Known |  |  | Disposition |  |  |  | Equipment | PAAR:00-PVAR | 11/02/2019 |  | COOPER UNIVERSITY HOSPITAL |  |  | P631 |  | BRIAN OSHAUGHNESSY
|  | VACUTRON | VACUTRON 22-15-1208 |  | Not Known | ANESTHESIOLOGY |  |  | excluded | 01/01/1900 |  |  |  |  | NO | NO |  |  |  |  | VACUTRON 10369130 Not Known |  |  | Active |  | 99:99:99:99:99:99 |  | Equipment | PAAR:00-PVAR | 11/02/2019 |  | COOPER UNIVERSITY HOSPITAL |  |  | P631 | WOT00000000529482 | GIACINTA ROUPAS | Disposition | Closed | Salvatore Bombara | 02/08/2018 | 05/15/2019 | Bulk Disposition CNL
|  | VACUTRON | VACUTRON 22-15-1208 |  | Not Known | MED/SURG 6 PAVILION |  |  | excluded | 01/01/1900 |  |  |  |  | NO | NO |  |  |  |  | VACUTRON 10369122 Not Known |  |  | Active |  | 99:99:99:99:99:99 |  | Equipment | PAAR:00-PVAR | 11/02/2019 |  | COOPER UNIVERSITY HOSPITAL |  |  | P636 | WOT00000002203026 | BRIAN OSHAUGHNESSY | Disposition | Closed | Michael Youch | 02/14/2019 | 05/17/2019 | Bulk Disposition CNL
|  | VACUTRON | VACUTRON 22-15-1208 |  | Not Known | MED/SURG 6 PAVILION |  |  | excluded | 01/01/1900 |  |  |  |  | NO | NO |  |  |  |  | VACUTRON 10369121 Not Known |  |  | Active |  | 99:99:99:99:99:99 |  | Equipment | PAAR:00-PVAR | 11/02/2019 |  | COOPER UNIVERSITY HOSPITAL |  |  |  | WOT00000002203021 | BRIAN OSHAUGHNESSY | Disposition | Closed | Michael Youch | 02/14/2019 | 05/17/2019 | Bulk Disposition CNL
|  | VACUTRON | VACUTRON 22-15-1208 |  | Not Known | MED/SURG 6 PAVILION |  |  | excluded | 01/01/1900 |  |  |  |  | NO | NO |  |  |  |  | VACUTRON 10369116 Not Known |  |  | Active |  | 99:99:99:99:99:99 |  | Equipment | PAAR:00-PVAR | 11/02/2019 |  | COOPER UNIVERSITY HOSPITAL |  |  | PAVILION 6 | WOT00000000668642 | BRIAN OSHAUGHNESSY | Repair | Closed | Stephen Zubrzycki | 03/21/2018 | 05/25/2018 | suction device - not working | Could not locate unit. Gene checked with nursing staff and in soiled utility (where they put all broken equipment). No one knew anything about the broken suction regulator | EXP0309724 | Labor | 03/21/2018 | 03/21/2018 | Stephen Zubrzycki
|  | VACUTRON | VACUTRON 22-15-1208 |  | Not Known | MED/SURG 6 PAVILION |  |  |  | 01/01/1900 |  |  |  |  | NO | NO |  |  |  |  | VACUTRON 10369112 Not Known |  |  | Disposition |  |  |  | Equipment | PAAR:00-PVAR | 11/02/2019 |  | COOPER UNIVERSITY HOSPITAL |  |  | P634 |  | BRIAN OSHAUGHNESSY
|  | VACUTRON | VACUTRON 22-15-1208 |  |  | MED/SURG 6 PAVILION |  |  |  | 01/01/1900 |  |  |  |  | NO | NO |  |  |  |  | VACUTRON 10369108 123456 |  |  | Disposition |  |  |  | Equipment | PAAR:00-PVAR | 11/02/2019 |  | COOPER UNIVERSITY HOSPITAL |  |  | P627 |  | BRIAN OSHAUGHNESSY
|  | VACUTRON | VACUTRON 22-15-1208 |  | P629- | MED/SURG 6 PAVILION |  |  |  | 01/01/1900 |  |  |  |  | NO | NO |  |  |  |  | VACUTRON 10369109 P629- |  |  | Disposition |  |  |  | Equipment | PAAR:00-PVAR | 11/02/2019 |  | COOPER UNIVERSITY HOSPITAL |  |  | P629 |  | BRIAN OSHAUGHNESSY
|  | VACUTRON | VACUTRON 22-15-1208 |  | Not Known | MED/SURG 6 PAVILION |  |  | excluded | 01/01/1900 |  |  |  |  | NO | NO |  |  |  |  | VACUTRON 10369110 Not Known |  |  | Active |  | 99:99:99:99:99:99 |  | Equipment | PAAR:00-PVAR | 11/02/2019 |  | COOPER UNIVERSITY HOSPITAL |  |  | P630 | WOT00000002203005 | BRIAN OSHAUGHNESSY | Disposition | Closed | Michael Youch | 02/14/2019 | 05/19/2019 | Bulk Disposition CNL
|  | VACUTRON | VACUTRON 22-15-1208 |  | 123t4- | MED/SURG 6 PAVILION |  |  | excluded | 01/01/1900 |  |  |  |  | NO | NO |  |  |  |  | VACUTRON 10368899 123t4- |  |  | Active |  | 99:99:99:99:99:99 |  | Equipment | PAAR:00-PVAR | 11/02/2019 |  | COOPER UNIVERSITY HOSPITAL |  |  | P612 | WOT00000002202498 | BRIAN OSHAUGHNESSY | Disposition | Closed | Michael Youch | 02/14/2019 | 05/17/2019 | Bulk Disposition CNL
|  | VACUTRON | VACUTRON 22-15-1208 |  | Not Known | MED/SURG 6 PAVILION |  |  | excluded | 01/01/1900 |  |  |  |  | NO | NO |  |  |  |  | VACUTRON 10368913 Not Known |  |  | Active |  | 99:99:99:99:99:99 |  | Equipment | PAAR:00-PVAR | 11/02/2019 |  | COOPER UNIVERSITY HOSPITAL |  |  | P642 | WOT00000002202562 | BRIAN OSHAUGHNESSY | Disposition | Closed | Michael Youch | 02/14/2019 | 05/17/2019 | Bulk Disposition CNL
|  | VACUTRON | VACUTRON 22-15-1208 |  | Not Known | MED/SURG 6 PAVILION |  |  |  | 01/01/1900 |  |  |  |  | NO | NO |  |  |  |  | VACUTRON 10368911 Not Known |  |  | Disposition |  |  |  | Equipment | PAAR:00-PVAR | 11/02/2019 |  | COOPER UNIVERSITY HOSPITAL |  |  | P641 |  | BRIAN OSHAUGHNESSY
|  | VACUTRON | VACUTRON 22-15-1208 |  | Not Known | NEURO/ORTHO/MEDSURG/7 PAV |  |  |  | 03/30/2009 |  |  |  |  | NO | NO |  |  |  |  | VACUTRON 10368908 Not Known |  |  | Disposition |  |  |  | Equipment | PAAR:00-PVAR | 11/02/2019 |  | COOPER UNIVERSITY HOSPITAL |  |  | 7 PAVILION |  | Pam Young
|  | VACUTRON | VACUTRON 22-15-1208 |  | 16938* | NEURO/ORTHO/MEDSURG/7 PAV |  |  | excluded | 01/01/1900 |  |  |  |  | NO | NO |  |  |  |  | VACUTRON 10368907 16938* |  |  | Active |  | 99:99:99:99:99:99 |  | Equipment | PAAR:00-PVAR | 11/01/2019 |  | COOPER UNIVERSITY HOSPITAL |  |  | Rm - P711 | WOT00000000511980 | Pam Young | Disposition | Closed | Gene Amodei | 02/08/2018 | 05/24/2019 | Bulk Disposition CNL
|  | VACUTRON | VACUTRON 22-15-1208 |  | 16952* | NEURO/ORTHO/MEDSURG/7 PAV |  |  |  | 03/30/2009 |  |  |  |  | NO | NO |  |  |  |  | VACUTRON 10368906 16952* |  |  | Disposition |  |  |  | Equipment | PAAR:00-PVAR | 11/01/2019 |  | COOPER UNIVERSITY HOSPITAL |  |  | 7 PAVILION - P710 |  | Pam Young
|  | VACUTRON | VACUTRON 22-15-1208 |  | Not Known | MED/SURG 6 PAVILION |  |  | excluded | 01/01/1900 |  |  |  |  | NO | NO |  |  |  |  | VACUTRON 10368894 Not Known |  |  | Active |  | 99:99:99:99:99:99 |  | Equipment | PAAR:00-PVAR | 11/02/2019 |  | COOPER UNIVERSITY HOSPITAL |  |  | P615 | WOT00000002202492 | BRIAN OSHAUGHNESSY | Disposition | Closed | Michael Youch | 02/14/2019 | 05/17/2019 | Bulk Disposition CNL
|  | VACUTRON | VACUTRON 22-15-1208 |  |  | NEURO/ORTHO/MEDSURG/7 PAV |  |  |  | 01/01/1900 |  |  |  |  | NO | NO |  |  |  |  | VACUTRON 10368905 0808 |  |  | Disposition |  |  |  | Equipment | PAAR:00-PVAR | 11/02/2019 |  | COOPER UNIVERSITY HOSPITAL |  |  | P714 |  | Pam Young
|  | VACUTRON | VACUTRON 22-15-1208 |  | 16958* | NEURO/ORTHO/MEDSURG/7 PAV |  |  | excluded | 03/30/2009 |  |  |  |  | NO | NO |  |  |  |  | VACUTRON 10368903 16958* |  |  | Active |  | 99:99:99:99:99:99 |  | Equipment | PAAR:00-PVAR | 11/02/2019 |  | COOPER UNIVERSITY HOSPITAL |  |  | 7 PAVILION - P716 | WOT00000000511984 | Pam Young | Disposition | Closed | Gene Amodei | 02/08/2018 | 05/24/2019 | Bulk Disposition CNL
|  | VACUTRON | VACUTRON 22-15-1208 |  | Not Known | MED/SURG 6 PAVILION |  |  | excluded | 01/01/1900 |  |  |  |  | NO | NO |  |  |  |  | VACUTRON 10368893 Not Known |  |  | Active |  | 99:99:99:99:99:99 |  | Equipment | PAAR:00-PVAR | 11/02/2019 |  | COOPER UNIVERSITY HOSPITAL |  |  | P615 | WOT00000002202486 | BRIAN OSHAUGHNESSY | Disposition | Closed | Michael Youch | 02/14/2019 | 05/19/2019 | Bulk Disposition CNL
|  | VACUTRON | VACUTRON 22-15-1208 |  | 16827* | NEURO/ORTHO/MEDSURG/7 PAV |  |  | excluded | 01/01/1900 |  |  |  |  | NO | NO |  |  |  |  | VACUTRON 10368891 16827* |  |  | Active |  | 99:99:99:99:99:99 |  | Equipment | PAAR:00-PVAR | 11/01/2019 |  | COOPER UNIVERSITY HOSPITAL |  |  | Rm P741 | WOT00000000511967 | Pam Young | Disposition | Closed | Gene Amodei | 02/08/2018 | 05/14/2019 | Bulk Disposition CNL
|  | VACUTRON | VACUTRON 22-15-1208 |  | 16953* | NEURO/ORTHO/MEDSURG/7 PAV |  |  |  | 03/30/2009 |  |  |  |  | NO | NO |  |  |  |  | VACUTRON 10368890 16953* |  |  | Disposition |  |  |  | Equipment | PAAR:00-PVAR | 11/02/2019 |  | COOPER UNIVERSITY HOSPITAL |  |  | 7 PAVILION - 739 |  | Pam Young
|  | VACUTRON | VACUTRON 22-15-1208 |  | 16945* | NEURO/ORTHO/MEDSURG/7 PAV |  |  | excluded | 03/30/2009 |  |  |  |  | NO | NO |  |  |  |  | VACUTRON 10368889 16945* |  |  | Active |  | 99:99:99:99:99:99 |  | Equipment | PAAR:00-PVAR | 11/01/2019 |  | COOPER UNIVERSITY HOSPITAL |  |  | 7 PAVILION - 761 Storage room | WOT00000000511983 | Pam Young | Disposition | Closed | Gene Amodei | 02/08/2018 | 05/24/2019 | Bulk Disposition CNL
|  | VACUTRON | VACUTRON 22-15-1208 |  | 16831* | NEURO/ORTHO/MEDSURG/7 PAV |  |  |  | 01/01/1900 |  |  |  |  | NO | NO |  |  |  |  | VACUTRON 10368888 16831* |  |  | Disposition |  |  |  | Equipment | PAAR:00-PVAR | 11/02/2019 |  | COOPER UNIVERSITY HOSPITAL |  |  | RM P738 |  | Pam Young
|  | VACUTRON | VACUTRON 22-15-1208 |  | 16942* | NEURO/ORTHO/MEDSURG/7 PAV |  |  | excluded | 03/30/2009 |  |  |  |  | NO | NO |  |  |  |  | VACUTRON 10368886 16942* |  |  | Active |  | 99:99:99:99:99:99 |  | Equipment | PAAR:00-PVAR | 11/02/2019 |  | COOPER UNIVERSITY HOSPITAL |  |  | 7 PAVILION - RM 734 | WOT00000000511981 | Pam Young | Disposition | Closed | Gene Amodei | 02/08/2018 | 05/14/2019 | Bulk Disposition CNL
|  | VACUTRON | VACUTRON 22-15-1208 |  | 22935* | NEURO/ORTHO/MEDSURG/7 PAV |  |  |  | 01/01/1900 |  |  |  |  | NO | NO |  |  |  |  | VACUTRON 10368884 22935* |  |  | Disposition |  |  |  | Equipment | PAAR:00-PVAR | 11/02/2019 |  | COOPER UNIVERSITY HOSPITAL |  |  | P722 |  | Pam Young
|  | VACUTRON | VACUTRON 22-15-1208 |  | 16951* | NEURO/ORTHO/MEDSURG/7 PAV |  |  |  | 03/30/2009 |  |  |  |  | NO | NO |  |  |  |  | VACUTRON 10368882 16951* |  |  | Disposition |  |  |  | Equipment | PAAR:00-PVAR | 11/01/2019 |  | COOPER UNIVERSITY HOSPITAL |  |  | 7 PAVILION |  | Pam Young
|  | VACUTRON | VACUTRON 22-15-1208 |  | 16944* | NEURO/ORTHO/MEDSURG/7 PAV |  |  | excluded | 03/30/2009 |  |  |  |  | NO | NO |  |  |  |  | VACUTRON 10368880 16944* |  |  | Active |  | 99:99:99:99:99:99 |  | Equipment | PAAR:00-PVAR | 11/02/2019 |  | COOPER UNIVERSITY HOSPITAL |  |  | 7 PAVILION - P733 | WOT00000000511982 | Pam Young | Disposition | Closed | Gene Amodei | 02/08/2018 | 05/14/2019 | Bulk Disposition CNL
|  | VACUTRON | VACUTRON 22-15-1208 |  | 16828* | NEURO/ORTHO/MEDSURG/7 PAV |  |  | excluded | 03/30/2009 |  |  |  |  | NO | NO |  |  |  |  | VACUTRON 10368879 16828* |  |  | Active |  | 99:99:99:99:99:99 |  | Equipment | PAAR:00-PVAR | 11/02/2019 |  | COOPER UNIVERSITY HOSPITAL |  |  | 7 PAVILION - P731 | WOT00000000511968 | Pam Young | Disposition | Closed | Gene Amodei | 02/08/2018 | 05/24/2019 | Bulk Disposition CNL
|  | VACUTRON | VACUTRON 22-15-1208 |  | 16959* | NEURO/ORTHO/MEDSURG/7 PAV |  |  | excluded | 03/30/2009 |  |  |  |  | NO | NO |  |  |  |  | VACUTRON 10368878 16959* |  |  | Active |  | 99:99:99:99:99:99 |  | Equipment | PAAR:00-PVAR | 11/01/2019 |  | COOPER UNIVERSITY HOSPITAL |  |  | 7 PAVILION | WOT00000000511985 | Pam Young | Disposition | Closed | Gene Amodei | 02/08/2018 | 05/14/2019 | Bulk Disposition CNL
|  | VACUTRON | VACUTRON 22-15-1208 |  | Not Known | NEURO/ORTHO/MEDSURG/7 PAV |  |  | excluded | 03/30/2009 |  |  |  |  | NO | NO |  |  |  |  | VACUTRON 10368874 Not Known |  |  | Active |  | 99:99:99:99:99:99 |  | Equipment | PAAR:00-PVAR | 11/02/2019 |  | COOPER UNIVERSITY HOSPITAL |  |  | 7 PAVILION | WOT00000000530358 | Pam Young | Disposition | Closed | Gene Amodei | 02/08/2018 | 05/16/2019 | Bulk Disposition CNL
|  | VACUTRON | VACUTRON 22-15-1208 |  | 16941* | NEURO/ORTHO/MEDSURG/7 PAV |  |  |  | 03/30/2009 |  |  |  |  | NO | NO |  |  |  |  | VACUTRON 10368871 16941* |  |  | Disposition |  |  |  | Equipment | PAAR:00-PVAR | 11/01/2019 |  | COOPER UNIVERSITY HOSPITAL |  |  | 7 PAVILION - RM 721 |  | Pam Young
|  | VACUTRON | VACUTRON 22-15-1208 |  | 16939* | NEURO/ORTHO/MEDSURG/7 PAV |  |  |  | 01/01/1900 |  |  |  |  | NO | NO |  |  |  |  | VACUTRON 10368873 16939* |  |  | Disposition |  |  |  | Equipment | PAAR:00-PVAR | 11/01/2019 |  | COOPER UNIVERSITY HOSPITAL |  |  | RM - P727 |  | Pam Young
|  | VACUTRON | VACUTRON 22-15-1208 |  | 16961* | NEURO/ORTHO/MEDSURG/7 PAV |  |  | excluded | 01/01/1900 |  |  |  |  | NO | NO |  |  |  |  | VACUTRON 10368872 16961* |  |  | Active |  | 99:99:99:99:99:99 |  | Equipment | PAAR:00-PVAR | 11/01/2019 |  | COOPER UNIVERSITY HOSPITAL |  |  | P726 | WOT00000000511987 | Pam Young | Disposition | Closed | Gene Amodei | 02/08/2018 | 05/24/2019 | Bulk Disposition CNL
|  | VACUTRON | VACUTRON 22-15-1208 |  | Not Known | NEURO/ORTHO/MEDSURG/7 PAV |  |  | excluded | 03/30/2009 |  |  |  |  | NO | NO |  |  |  |  | VACUTRON 10368870 Not Known |  |  | Active |  | 99:99:99:99:99:99 |  | Equipment | PAAR:00-PVAR | 11/02/2019 |  | COOPER UNIVERSITY HOSPITAL |  |  | 7 PAVILION | WOT00000000530231 | Pam Young | Disposition | Closed | Gene Amodei | 02/08/2018 | 05/24/2019 | Bulk Disposition CNL
|  | VACUTRON | VACUTRON 22-15-1208 |  | 16829* | NEURO/ORTHO/MEDSURG/7 PAV |  |  | excluded | 03/30/2009 |  |  |  |  | NO | NO |  |  |  |  | VACUTRON 10368869 16829* |  |  | Active |  | 99:99:99:99:99:99 |  | Equipment | PAAR:00-PVAR | 11/01/2019 |  | COOPER UNIVERSITY HOSPITAL |  |  | 7 PAVILION | WOT00000000511969 | Pam Young | Disposition | Closed | Gene Amodei | 02/08/2018 | 05/14/2019 | Bulk Disposition CNL
|  | VACUTRON | VACUTRON 22-15-1208 |  | 16957* | NEURO/ORTHO/MEDSURG/7 PAV |  |  |  | 03/30/2009 |  |  |  |  | NO | NO |  |  |  |  | VACUTRON 10368868 16957* |  |  | Disposition |  |  |  | Equipment | PAAR:00-PVAR | 11/02/2019 |  | COOPER UNIVERSITY HOSPITAL |  |  | 7 PAVILION |  | Pam Young
|  | VACUTRON | VACUTRON 22-15-1208 |  | Not Known | OR - KELEMEN 3 |  |  | excluded | 10/31/2019 |  |  |  |  | NO | NO |  |  |  |  | VACUTRON 30294916 Not Known |  |  | Active |  | 99:99:99:99:99:99 |  | Equipment | PAAR:00-PVAR | 10/31/2019 | 10/31/2019 | COOPER UNIVERSITY HOSPITAL |  |  |  | 0012651106 | DOMINIC VENDETTA | Preventative Maintenance | Closed | Josh Harris | 10/31/2019 | 10/31/2019 | PERFORMANCE ASSURANCE AT INVENTORY | INVENTORIED DEVICE AND ENSURED DEVICE WAS FUNCTIONING PROPERLY. | CAF2C39E-1C8C-40B1-9220-5FE91D15802B | Labor | 10/31/2019 | 10/31/2019 | Salvatore Bombara
|  | VACUTRON | VACUTRON 22-15-1208 |  | Not Known | OR - KELEMEN 3 |  |  | excluded | 10/31/2019 |  |  |  |  | NO | NO |  |  |  |  | VACUTRON 30294901 Not Known |  |  | Active |  | 99:99:99:99:99:99 |  | Equipment | PAAR:00-PVAR | 10/31/2019 | 10/31/2019 | COOPER UNIVERSITY HOSPITAL |  |  |  | 0012651097 | DOMINIC VENDETTA | Preventative Maintenance | Closed | Josh Harris | 10/31/2019 | 10/31/2019 | PERFORMANCE ASSURANCE AT INVENTORY | INVENTORIED DEVICE AND ENSURED DEVICE WAS FUNCTIONING PROPERLY. | 644066A9-9353-45BB-B30D-A6454332D442 | Labor | 10/31/2019 | 10/31/2019 | Salvatore Bombara
|  | VACUTRON | VACUTRON 22-15-1208 |  | Not Known | OR - KELEMEN 3 |  |  | excluded | 10/31/2019 |  |  |  |  | NO | NO |  |  |  |  | VACUTRON 30294900 Not Known |  |  | Active |  | 99:99:99:99:99:99 |  | Equipment | PAAR:00-PVAR | 10/31/2019 | 10/31/2019 | COOPER UNIVERSITY HOSPITAL |  |  |  | 0012651099 | DOMINIC VENDETTA | Performance Verification | Closed | Josh Harris | 10/31/2019 | 10/31/2019 | INCOMING INVENTORY | DEVICE INVENTORIED | 3018293F-F9DC-4EC1-B6EC-B27F8A81BEBD | Labor | 10/31/2019 | 10/31/2019 | Josh Harris
|  | VALLEYLAB INC. | VALLEYLAB INC. FORCE 2 |  | F7L33607T | TRAUMA ICU |  |  |  | 11/01/1997 |  |  |  |  | NO | NO |  |  |  |  | VALLEYLAB INC. 10368602 F7L33607T |  |  | Disposition |  |  |  | High Risk | 6M:00-MFG | 02/22/2017 | 02/01/2020 | COOPER UNIVERSITY HOSPITAL |  |  | NURSES STATION |  | Diane Floyd
|  | VALLEYLAB INC. | VALLEYLAB INC. FORCE 2 |  | F7A2717T | RIPPA CENTER-OB/GYN |  |  |  | 01/01/1900 |  |  |  |  | NO | NO |  |  |  |  | VALLEYLAB INC. 10315939 F7A2717T |  |  | Disposition |  | 99:99:99:99:99:99 |  | High Risk | 6M:00-MFG | 05/21/2018 | 05/01/2020 | COOPER AMBULATORY OFF-SITES |  |  | EQUIP RM 153 |  | PATRICIA HUFF
|  | VALLEYLAB INC. | VALLEYLAB INC. FORCE FX |  | CF0B12203A | OR - KELEMEN 3 |  |  |  | 01/01/1900 |  |  |  |  | NO | NO |  |  |  |  | VALLEYLAB INC. 10355466 CF0B12203A |  |  | Disposition |  | 99:99:99:99:99:99 |  | High Risk | 6M:00-MFG | 05/29/2019 | 02/01/2020 | COOPER UNIVERSITY HOSPITAL |  |  | L&D |  | DOMINIC VENDETTA
|  | VALLEYLAB INC. | VALLEYLAB INC. FORCE FX-C |  | F4L35123A | OR - KELEMEN 3 |  |  |  | 05/15/2016 |  |  |  |  | NO | NO |  |  |  |  | VALLEYLAB INC. 23605 F4L35123A |  |  | Disposition |  |  |  | High Risk | 6M:00-MFG | 05/15/2016 | 05/15/2016 | COOPER UNIVERSITY HOSPITAL |  |  | OPERATING ROOM |  | DOMINIC VENDETTA |  |  |  | 05/15/2016 | 05/15/2016 |  |  |  |  | 05/15/2016 | 05/15/2016
|  | VALLEYLAB INC. | VALLEYLAB INC. FORCE FX-C |  | SF8103166A | OR - KELEMEN 3 |  |  |  | 05/15/2016 |  |  |  |  | NO | NO |  |  |  |  | VALLEYLAB INC. 17038 SF8103166A |  |  | Disposition |  |  |  | High Risk | 6M:00-MFG | 05/15/2016 | 05/15/2016 | COOPER UNIVERSITY HOSPITAL |  |  | 3RD FLOOR |  | DOMINIC VENDETTA |  |  |  | 05/15/2016 | 05/15/2016 |  |  |  |  | 05/15/2016 | 05/15/2016
|  | VALLEYLAB INC. | VALLEYLAB INC. FORCE FX-C |  | F5C36886A | OR - KELEMEN 3 |  |  |  | 05/15/2016 |  |  |  |  | NO | NO |  |  |  |  | VALLEYLAB INC. 12053 F5C36886A |  |  | Disposition |  |  |  | High Risk | 6M:00-MFG | 05/15/2016 | 05/15/2016 | COOPER UNIVERSITY HOSPITAL |  |  |  |  | DOMINIC VENDETTA |  |  |  | 05/15/2016 | 05/15/2016 |  |  |  |  | 05/15/2016 | 05/15/2016
|  | VALLEYLAB INC. | VALLEYLAB INC. FORCE FX-C |  | FOB12205A | OR - KELEMEN 3 |  |  |  | 03/06/2000 |  |  |  |  | NO | NO |  |  |  |  | VALLEYLAB INC. 01399 FOB12205A |  |  | Disposition |  |  |  | High Risk | 6M:00-MFG | 05/15/2016 | 02/01/2020 | COOPER UNIVERSITY HOSPITAL |  |  |  |  | DOMINIC VENDETTA
|  | VALLEYLAB INC. | VALLEYLAB INC. FORCE TRIAD |  | T8H7807E | OPERATING ROOM - PAVILION |  |  |  | 10/16/2008 |  |  |  |  | NO | NO |  |  |  |  | VALLEYLAB INC. 10368365 T8H7807E |  |  | Disposition |  |  |  | High Risk | 6M:00-MFG | 02/15/2017 | 02/01/2020 | COOPER UNIVERSITY HOSPITAL |  |  | PAV STORAGE |  | DOMINIC VENDETTA
|  | VALLEYLAB INC. | VALLEYLAB INC. FORCE TRIAD |  | T8H7832E | OPERATING ROOM - PAVILION |  |  |  | 10/16/2008 |  |  |  |  | NO | NO |  |  |  |  | VALLEYLAB INC. 10346271 T8H7832E |  |  | Active |  | 99:99:99:99:99:99 |  | High Risk | 6M:00-MFG | 08/27/2019 | 02/01/2020 | COOPER UNIVERSITY HOSPITAL |  |  | OR 8 |  | DOMINIC VENDETTA
|  | VALLEYLAB INC. | VALLEYLAB INC. RAPIDVAC |  | VL000711 | OPERATING ROOM - PAVILION |  |  |  | 05/08/2009 |  |  |  |  | NO | NO |  |  |  |  | VALLEYLAB INC. 10369265 VL000711 |  |  | Active |  | 99:99:99:99:99:99 |  | Equipment | 1Y:00-MFG | 02/14/2019 | 02/01/2020 | COOPER UNIVERSITY HOSPITAL |  |  | Pav OR store Rm |  | DOMINIC VENDETTA
|  | VALLEYLAB INC. | VALLEYLAB INC. RAPIDVAC |  | VL000717 | OR - KELEMEN 3 |  |  |  | 05/08/2009 |  |  |  |  | NO | NO |  |  |  |  | VALLEYLAB INC. 10355420 VL000717 |  |  | Disposition |  |  |  | Equipment | 1Y:00-MFG | 12/09/2015 | 12/01/2020 | COOPER UNIVERSITY HOSPITAL |  |  | P5 STORAGE RM |  | DOMINIC VENDETTA
|  | VALLEYLAB INC. | VALLEYLAB INC. RAPIDVAC |  |  | OR - KELEMEN 3 |  |  |  | 05/08/2009 |  |  |  |  | NO | NO |  |  |  |  | VALLEYLAB INC. 10355414 25667 |  |  | Disposition |  |  |  | Equipment | 1Y:00-MFG | 12/09/2015 | 12/01/2020 | COOPER UNIVERSITY HOSPITAL |  |  | P5 STORAGE RM |  | DOMINIC VENDETTA
|  | VALLEYLAB INC. | VALLEYLAB INC. SURGISTAT 2 |  | A3K11652 | MARLTON-DERMATOLOGY |  |  |  | 05/14/2019 |  |  |  |  | NO | NO |  |  |  |  | VALLEYLAB INC. 30142539 A3K11652 |  |  | Active |  | 99:99:99:99:99:99 |  | High Risk | 6M:00-MFG | 05/14/2019 | 05/14/2019 | COOPER AMBULATORY OFF-SITES |  |  | ELECTRIC CLOSET |  | MICHELE CANALE |  |  |  | 05/14/2019 | 05/14/2019 |  |  |  |  | 05/14/2019 | 05/14/2019
|  | VAPOTHERM INC | VAPOTHERM INC PRECISION FLOW |  | PF00003587-P | RESPIRATORY |  |  |  | 05/15/2016 |  |  |  |  | NO | NO |  |  |  |  | VAPOTHERM INC 20710 PF00003587-P |  |  | Disposition |  |  |  | Life Support | 3Y:00-MFG | 05/15/2016 | 05/15/2016 | COOPER UNIVERSITY HOSPITAL |  |  | RESPIRATORY THERAPY |  | KATHY LOFLAND |  |  |  | 05/15/2016 | 05/15/2016 |  |  |  |  | 05/15/2016 | 05/15/2016
|  | VAPOTHERM INC | VAPOTHERM INC PRECISION FLOW |  | PF0003584-P | RESPIRATORY |  |  |  | 05/15/2016 |  |  |  |  | NO | NO |  |  |  |  | VAPOTHERM INC 21202 PF0003584-P |  |  | Disposition |  |  |  | Life Support | 3Y:00-MFG | 05/15/2016 | 05/15/2016 | COOPER UNIVERSITY HOSPITAL |  |  | RESPIRATORY |  | KATHY LOFLAND |  |  |  | 05/15/2016 | 05/15/2016 |  |  |  |  | 05/15/2016 | 05/15/2016
|  | VAPOTHERM INC | VAPOTHERM INC PRECISION FLOW |  | PF0003658-P | RESPIRATORY |  |  |  | 10/26/2016 |  |  |  |  | NO | NO |  |  |  |  | VAPOTHERM INC 20709 PF0003658-P |  |  | Disposition |  |  |  | Life Support | 6M:00-FIL 1Y:00-RPLC 2Y:00-BAT | 10/26/2016 | 10/26/2016 | COOPER UNIVERSITY HOSPITAL |  |  | ICU |  | KATHY LOFLAND |  |  |  | 10/26/2016 | 10/26/2016 |  |  |  |  | 10/26/2016 | 10/26/2016
|  | VAPOTHERM INC | VAPOTHERM INC PRECISION FLOW |  | PF0003588-P | RESPIRATORY |  |  |  | 10/26/2016 |  |  |  |  | NO | NO |  |  |  |  | VAPOTHERM INC 20708 PF0003588-P |  |  | Disposition |  |  |  | Life Support | 6M:00-FIL 1Y:00-RPLC 2Y:00-BAT | 10/26/2016 | 10/26/2016 | COOPER UNIVERSITY HOSPITAL |  |  | ICU |  | KATHY LOFLAND |  |  |  | 10/26/2016 | 10/26/2016 |  |  |  |  | 10/26/2016 | 10/26/2016
|  | VAPOTHERM INC | VAPOTHERM INC PRECISION FLOW |  | PF0003581-P | RESPIRATORY |  |  |  | 08/03/2011 |  |  |  |  | NO | NO |  |  |  |  | VAPOTHERM INC 10369380 PF0003581-P |  |  | Disposition |  |  |  | Life Support | 6M:00-FIL 1Y:00-RPLC 2Y:00-BAT | 03/21/2016 | 12/01/2019 | COOPER UNIVERSITY HOSPITAL |  |  | RESPIRATORY |  | KATHY LOFLAND
|  | VAPOTHERM INC | VAPOTHERM INC PRECISION FLOW |  | PF0003590-P | RESPIRATORY |  |  |  | 08/03/2011 |  |  |  |  | NO | NO |  |  |  |  | VAPOTHERM INC 10369371 PF0003590-P |  |  | Disposition |  |  |  | Life Support | 6M:00-FIL 1Y:00-RPLC 2Y:00-BAT | 12/27/2017 | 12/01/2019 | COOPER UNIVERSITY HOSPITAL |  |  | RESPIRATORY |  | KATHY LOFLAND
|  | VAPOTHERM INC | VAPOTHERM INC PRECISION FLOW |  | PF00003591-P | RESPIRATORY |  |  |  | 08/03/2011 |  |  |  |  | NO | NO |  |  |  |  | VAPOTHERM INC 10368367 PF00003591-P |  |  | Disposition |  |  |  | Life Support | 6M:00-FIL 1Y:00-RPLC 2Y:00-BAT | 12/27/2017 | 12/01/2019 | COOPER UNIVERSITY HOSPITAL |  |  | UNKNOWN | 0011122576 | KATHY LOFLAND | Preventative Maintenance | Closed | Michael Youch | 02/01/2017 | 02/24/2017 | Performance Assurance: 00-BAT | 2/23/2017 10:16:44 AM MDYOUCH may have been changed out by vendor 2/24/2017 4:44:32 PM MDYOUCH (MDYOUCH 2/24/2017 11:00 AM) THIS WAS REMOVED BY THE VENDOR AS UNREPAIRABLE WITH SEVERAL OTHERS THAT WERE CONSIGNED TO COOPER AS PART OF AN EXPENDABLE ITEMS CONTRACT. RESPIRATORY IS WORKING ON A NEW AGREEMENT WHICH MAY INCLUDE PURCHASING NEW UNITS. 2/24/2017 4:44:54 PM MDYOUCH This device has been removed from an active status with the RSQ Database, and physically removed from the facility. Device retired on 2/24/2017; Authorized By: JOE LALLA; Nature of Retirement: BEYOND ECONOMICAL REPAIR; Days In Service: 630 | 2AAF46D7-32FB-4C58-8A99-46CEEC2C4010 | Labor | 02/24/2017 | 02/24/2017 | Michael Youch
|  | VAPOTHERM INC | VAPOTHERM INC PRECISION FLOW |  | PF0003596-P | RESPIRATORY |  |  |  | 12/27/2017 |  |  |  |  | NO | NO |  |  |  |  | VAPOTHERM INC 30236362 PF0003596-P |  |  | Disposition |  |  |  | Life Support | 6M:00-FIL 1Y:00-RPLC 2Y:00-BAT | 12/27/2017 | 12/27/2017 | COOPER UNIVERSITY HOSPITAL |  |  |  |  | KATHY LOFLAND |  |  |  | 12/27/2017 | 12/27/2017 |  |  |  |  | 12/27/2017 | 12/27/2017
|  | VAPOTHERM INC | VAPOTHERM INC PRECISION FLOW |  | PF0003586-P | RESPIRATORY |  |  |  | 05/15/2016 |  |  |  |  | NO | NO |  |  |  |  | VAPOTHERM INC 30236262 PF0003586-P |  |  | Disposition |  |  |  | Life Support | 3Y:00-MFG | 05/15/2016 | 05/15/2016 | COOPER UNIVERSITY HOSPITAL |  |  | RESPIRATORY |  | KATHY LOFLAND |  |  |  | 05/15/2016 | 05/15/2016 |  |  |  |  | 05/15/2016 | 05/15/2016
|  | VAPOTHERM INC | VAPOTHERM INC PRECISION FLOW |  | PF00003579-P | RESPIRATORY |  |  |  | 08/03/2011 |  |  |  |  | NO | NO |  |  |  |  | VAPOTHERM INC 10365261 PF00003579-P |  |  | Disposition |  |  |  | Life Support | 6M:00-FIL 1Y:00-RPLC 2Y:00-BAT | 12/27/2017 | 12/01/2019 | COOPER UNIVERSITY HOSPITAL |  |  | RESPIRATORY THERAPY |  | KATHY LOFLAND
|  | VAPOTHERM INC | VAPOTHERM INC PRECISION FLOW |  | PF000007763-S | RESPIRATORY |  |  |  | 01/01/1900 |  |  |  |  | NO | NO |  |  |  |  | VAPOTHERM INC 10365260 PF000007763-S |  |  | Disposition |  |  |  | Life Support | 6M:00-FIL 1Y:00-RPLC 2Y:00-BAT | 12/27/2017 | 12/01/2019 | COOPER UNIVERSITY HOSPITAL |  |  | STORAGE ROOM P470 | 0011367510 | KATHY LOFLAND | Repair | Closed | Bonnie Aichroth | 03/22/2017 | 03/22/2017 | HUMIDIFIER - RETIRE - TMX | 3/22/2017 1:32:05 PM BGAICHROTH RECEIVED NEW UNITS 3/22/2017 1:32:08 PM BGAICHROTH This device has been removed from an active status with the RSQ Database, and physically removed from the facility. Device retired on 3/22/2017; Authorized By: YES; Nature of Retirement: OTHER - RECEIVED NEW UNIT; Days In Service: 656 | E361BCC0-84A5-435D-9590-160F00E2853E | Labor | 03/22/2017 | 03/22/2017 | Bonnie Aichroth
|  | VAPOTHERM INC | VAPOTHERM INC PRECISION FLOW |  | PF00003592P | RESPIRATORY |  |  |  | 08/03/2011 |  |  |  |  | NO | NO |  |  |  |  | VAPOTHERM INC 10360394 PF00003592P |  |  | Disposition |  |  |  | Life Support | 6M:00-FIL 1Y:00-RPLC 2Y:00-BAT | 12/27/2017 | 12/01/2019 | COOPER UNIVERSITY HOSPITAL |  |  | PICU |  | KATHY LOFLAND
|  | VAPOTHERM INC | VAPOTHERM INC PRECISION FLOW |  | PF0003582-P | RESPIRATORY |  |  |  | 08/03/2011 |  |  |  |  | NO | NO |  |  |  |  | VAPOTHERM INC 10355246 PF0003582-P |  |  | Disposition |  |  |  | Life Support | 6M:00-FIL 1Y:00-RPLC 2Y:00-BAT | 12/27/2017 | 12/01/2019 | COOPER UNIVERSITY HOSPITAL |  |  | ICU EQUIP |  | KATHY LOFLAND
|  | VAPOTHERM INC | VAPOTHERM INC PRECISION FLOW |  | PF00003574-P | RESPIRATORY |  |  |  | 08/03/2011 |  |  |  |  | NO | NO |  |  |  |  | VAPOTHERM INC 10354868 PF00003574-P |  |  | Disposition |  |  |  | Life Support | 3Y:00-MFG | 03/30/2016 | 03/01/2022 | COOPER UNIVERSITY HOSPITAL |  |  | RESPIRATORY THERAPY |  | KATHY LOFLAND
|  | VAPOTHERM INC | VAPOTHERM INC PRECISION FLOW |  | PF0003327-P | RESPIRATORY |  |  |  | 08/03/2011 |  |  |  |  | NO | NO |  |  |  |  | VAPOTHERM INC 10354820 PF0003327-P |  |  | Disposition |  |  |  | Life Support | 3Y:00-MFG | 03/30/2016 | 03/01/2022 | COOPER UNIVERSITY HOSPITAL |  |  | RESPIRATORY |  | KATHY LOFLAND
|  | VAPOTHERM INC | VAPOTHERM INC PRECISION FLOW |  | PF0003652-P | RESPIRATORY |  |  |  | 08/03/2011 |  |  |  |  | NO | NO |  |  |  |  | VAPOTHERM INC 10354771 PF0003652-P |  |  | Disposition |  |  |  | Life Support | 6M:00-FIL 1Y:00-RPLC 2Y:00-BAT | 12/27/2017 | 12/01/2019 | COOPER UNIVERSITY HOSPITAL |  |  | RESPIRATORY |  | KATHY LOFLAND
|  | VAPOTHERM INC | VAPOTHERM INC PRECISION FLOW |  | PF00003578-P | RESPIRATORY |  |  |  | 08/03/2011 |  |  |  |  | NO | NO |  |  |  |  | VAPOTHERM INC 10346428 PF00003578-P |  |  | Disposition |  |  |  | Life Support | 6M:00-FIL 1Y:00-RPLC 2Y:00-BAT | 12/27/2017 | 12/01/2019 | COOPER UNIVERSITY HOSPITAL |  |  | RESPIRATORY THERAPY |  | KATHY LOFLAND
|  | VARIAN | VARIAN B400539 |  |  | RADIATION ONCOLOGY |  |  |  | 01/01/1900 |  |  |  |  | NO | NO |  |  |  |  | VARIAN 08029 575 |  |  | Disposition |  |  |  | Equipment | 1Y:00-MFG | 04/18/2016 | 05/01/2020 | COOPER UNIVERSITY HOSPITAL |  |  | RADIATION ONCOLOGY |  | COLLEEN TEGELER
|  | VARIAN | VARIAN B400539 |  | MK MFB | RADIATION ONCOLOGY |  |  |  | 01/01/1900 |  |  |  |  | NO | NO |  |  |  |  | VARIAN 08028 MK MFB |  |  | Disposition |  |  |  | Equipment | 1Y:00-MFG | 04/18/2016 | 05/01/2020 | COOPER UNIVERSITY HOSPITAL |  |  | RADIATION ONCOLOGY |  | COLLEEN TEGELER
|  | VARIAN | VARIAN CLINAC 21 EX |  |  | VOORHEES SURGERY CENTER-RADIATION/ONC |  |  |  | 01/01/1900 |  |  |  |  | NO | NO |  |  |  |  | VARIAN 10356831 1850 |  |  | Disposition |  | 00:13:72:13:D7:7E |  | High Risk | 3M:00-MFG 6M:00-MIN 1Y:00-MIN2 | 10/12/2017 | 01/01/2020 | COOPER AMBULATORY OFF-SITES |  |  | CT ROOM |  | COLLEEN TEGELER
|  | VARIAN | VARIAN SONARRAY PLUS |  |  | COOPER CANCER CENTER |  |  |  | 03/16/2005 |  |  |  |  | NO | NO |  |  |  |  | VARIAN 10452 0017 |  |  | Disposition |  |  |  | Equipment | 1Y:00-MFG | 05/13/2016 | 09/01/2020 | COOPER AMBULATORY OFF-SITES |  |  | SUITE D VARIAN ROOM |  | COLLEEN TEGELER
|  | VATECH | VATECH PAX-REVE 3D |  | XG-021-0081 | BUNKER HILL-ORAL SURGERY |  |  |  | 06/10/2011 |  |  |  |  | NO | NO |  |  |  |  | VATECH 10366924 XG-021-0081 |  |  | Active |  | 99:99:99:99:99:99 |  | Equipment | 1Y:00-MFG | 09/30/2019 | 09/01/2020 | COOPER AMBULATORY OFF-SITES |  |  | X-RAY ROOM |  | BARBARA DIPINTO
|  | VENOSCOPE | VENOSCOPE NEONATAL TRANSILLUMINATOR |  |  | PEDIATRIC INTENSIVE CARE UNIT |  |  |  | 10/31/2019 |  |  |  |  | NO | NO |  |  |  |  | VENOSCOPE 11207586 1033904 |  |  | Active |  |  |  | Equipment | PAAR:00-PVAR | 10/31/2019 | 10/31/2019 | COOPER UNIVERSITY HOSPITAL |  |  | Performance Verification | WOT00000002225708 | Susan Cannon | Performance Verification | Closed | Gene Amodei | 10/31/2019 | 10/31/2019 | Performance Verification for VENOSCOPE 11207586 1033904 | Initial Install of Performance Verification. Device is ready for patient use. |  |  | 10/31/2019 | 10/31/2019
|  | VENOSCOPE | VENOSCOPE NEONATAL TRANSILLUMINATOR |  | Not Known | INTENSIVE CARE NURSERY |  |  |  | 02/15/2017 |  |  |  |  | NO | NO |  |  |  |  | VENOSCOPE 10649998 Not Known |  |  | Active |  | 99:99:99:99:99:99 |  | Equipment | PAAR:00-PVAR | 10/31/2019 |  | COOPER UNIVERSITY HOSPITAL |  |  |  | 0011611976 | JOANNE FOX | Performance Verification | Closed | Bonnie Aichroth | 05/04/2017 | 05/04/2017 | INCOMING INVENTORY | DEVICE INVENTORIED | 9175C9B5-C2FF-4836-A3F3-24982DF77BE7 | Labor | 05/04/2017 | 05/04/2017 | Bonnie Aichroth
|  | VENOSCOPE | VENOSCOPE NEONATAL TRANSILLUMINATOR |  | Not Known | INTENSIVE CARE NURSERY |  |  |  | 02/15/2017 |  |  |  |  | NO | NO |  |  |  |  | VENOSCOPE 10649997 Not Known |  |  | Active |  | 99:99:99:99:99:99 |  | Equipment | PAAR:00-PVAR | 10/31/2019 |  | COOPER UNIVERSITY HOSPITAL |  |  |  | 0011614717 | JOANNE FOX | Preventative Maintenance | Closed | Bonnie Aichroth | 05/05/2017 | 05/05/2017 | PERFORMANCE ASSURANCE AT INVENTORY | INVENTORIED DEVICE AND ENSURED DEVICE WAS FUNCTIONING PROPERLY. | DB658F8A-6001-49C1-8BF8-19ED02EF0C61 | Labor | 02/15/2017 | 02/15/2017 | Gene Amodei
|  | VENOSCOPE | VENOSCOPE NEONATAL TRANSILLUMINATOR |  | NOT KNOWN | INTENSIVE CARE NURSERY |  |  |  | 10/31/2019 |  |  |  |  | NO | NO |  |  |  |  | VENOSCOPE 3044417 NOT KNOWN |  |  | Active |  | 99:99:99:99:99:99 |  | Equipment | PAAR:00-PVAR | 10/31/2019 | 10/31/2019 | COOPER UNIVERSITY HOSPITAL |  |  |  |  | JOANNE FOX |  |  |  | 10/31/2019 | 10/31/2019 |  |  |  |  | 10/31/2019 | 10/31/2019
|  | VENOSCOPE | VENOSCOPE NEONATAL TRANSILLUMINATOR |  | Nt1098463 | INTENSIVE CARE NURSERY |  |  |  | 10/31/2019 |  |  |  |  | NO | NO |  |  |  |  | VENOSCOPE 30438028 Nt1098463 |  |  | Active |  | 99:99:99:99:99:99 |  | Equipment | PAAR:00-PVAR | 10/31/2019 | 10/31/2019 | COOPER UNIVERSITY HOSPITAL |  |  | D5 | WOT00000001174136 | JOANNE FOX | Service Request | Closed | Gene Amodei | 10/31/2019 | 10/31/2019 | Trans-illuminator - needs safety checked and tagged | inventoried unit | EXP2379030 | Labor | 10/31/2019 | 10/31/2019 | Gene Amodei
|  | VENOSCOPE | VENOSCOPE NEONATAL TRANSILLUMINATOR |  | Not Known | INTENSIVE CARE NURSERY |  |  |  | 10/31/2019 |  |  |  |  | NO | NO |  |  |  |  | VENOSCOPE 30144416 Not Known |  |  | Active |  | 99:99:99:99:99:99 |  | Equipment | PAAR:00-PVAR | 10/31/2019 | 10/31/2019 | COOPER UNIVERSITY HOSPITAL |  |  |  |  | JOANNE FOX |  |  |  | 10/31/2019 | 10/31/2019 |  |  |  |  | 10/31/2019 | 10/31/2019
|  | VENOSCOPE | VENOSCOPE VENOSCOPE II |  |  | INTENSIVE CARE NURSERY |  |  |  | 10/31/2019 |  |  |  |  | NO | NO |  |  |  |  | VENOSCOPE 11207641 1117361 |  |  | Active |  |  |  | Equipment | PAAR:00-PVAR | 10/31/2019 | 10/31/2019 | COOPER UNIVERSITY HOSPITAL |  |  |  | WOT00000003736023 | JOANNE FOX | Repair | Closed | Gene Amodei | 10/31/2019 | 10/31/2019 | Venoscope - Not turning on | cleaned battery terminal unit ok rts | EXP4297429 | Labor | 10/31/2019 | 10/31/2019 | Gene Amodei
|  | VENOSCOPE | VENOSCOPE VENOSCOPE II |  |  | INTENSIVE CARE NURSERY |  |  |  | 10/31/2019 |  |  |  |  | NO | NO |  |  |  |  | VENOSCOPE 3014410 1014402 |  |  | Active |  | 99:99:99:99:99:99 |  | Equipment | PAAR:00-PVAR | 10/31/2019 | 10/31/2019 | COOPER UNIVERSITY HOSPITAL |  |  |  |  | JOANNE FOX |  |  |  | 10/31/2019 | 10/31/2019 |  |  |  |  | 10/31/2019 | 10/31/2019
|  | VENOSCOPE | VENOSCOPE VENOSCOPE II |  | Not Known | INTENSIVE CARE NURSERY |  |  |  | 10/16/2019 |  |  |  |  | NO | NO |  |  |  |  | VENOSCOPE 30143204 Not Known |  |  | Disposition |  | 99:99:99:99:99:99 |  | Equipment | PAAR:00-PVAR | 10/16/2019 | 10/16/2019 | COOPER UNIVERSITY HOSPITAL |  |  |  |  | JOANNE FOX |  |  |  | 10/16/2019 | 10/16/2019 |  |  |  |  | 10/16/2019 | 10/16/2019
|  | VENOSCOPE | VENOSCOPE VENOSCOPE II |  | NT01987338 | INTENSIVE CARE NURSERY |  |  |  | 10/16/2019 |  |  |  |  | NO | NO |  |  |  |  | VENOSCOPE 30142067 NT01987338 |  |  | Disposition |  |  |  | Equipment | PAAR:00-PVAR | 10/16/2019 | 10/16/2019 | COOPER UNIVERSITY HOSPITAL |  |  | DORRANCE 5 |  | JOANNE FOX |  |  |  | 10/16/2019 | 10/16/2019 |  |  |  |  | 10/16/2019 | 10/16/2019
|  | VENTANA MEDICAL SYSTEMS | VENTANA MEDICAL SYSTEMS BENCHMARK ULTRA |  |  | LAB HISTOLOGY |  |  |  | 09/30/2010 |  |  |  |  | NO | NO |  |  |  |  | VENTANA MEDICAL SYSTEMS 10368014 310797 |  |  | Disposition |  |  |  | Equipment | 1Y:00-MFG | 10/15/2015 | 06/01/2020 | COOPER UNIVERSITY HOSPITAL |  |  | HISTOLOGY |  | DALE MORRONE
|  | VENTANA MEDICAL SYSTEMS | VENTANA MEDICAL SYSTEMS BENCHMARK ULTRA |  |  | LAB HISTOLOGY |  |  |  | 09/30/2010 |  |  |  |  | NO | NO |  |  |  |  | VENTANA MEDICAL SYSTEMS 10368015 310803 |  |  | Disposition |  |  |  | Equipment | 1Y:00-MFG | 09/25/2015 | 07/01/2020 | COOPER UNIVERSITY HOSPITAL |  |  | HISTOLOGY |  | DALE MORRONE
|  | VERAN MEDICAL TECHNOLOGIES, INC | VERAN MEDICAL TECHNOLOGIES, INC SPINVIEW 2.0 |  | S7S-018581289150421 | PULMONARY LAB |  |  |  | 07/02/2015 |  |  |  |  | NO | NO |  |  |  |  | VERAN MEDICAL TECHNOLOGIES, INC 10369475 S7S-018581289150421 |  |  | Active |  | 34:E6:D7:49:F8:23 |  | Equipment | PAAR:00-PVAR | 10/31/2019 |  | COOPER UNIVERSITY HOSPITAL |  |  | PROCEDURE ROOM CLOSET (BLACK BOX) |  | KATHY LOFLAND
|  | VERAN MEDICAL TECHNOLOGIES, INC | VERAN MEDICAL TECHNOLOGIES, INC SPINVIEW 2.0 |  | coophospnsn046 | RADIATION ONCOLOGY |  |  |  | 01/01/1900 |  |  |  |  | NO | NO |  |  |  |  | VERAN MEDICAL TECHNOLOGIES, INC 08027 coophospnsn046 |  |  | Disposition |  |  |  | Equipment | 1Y:00-MFG | 04/18/2016 | 05/01/2020 | COOPER UNIVERSITY HOSPITAL |  |  | RADIATION ONCOLOGY |  | COLLEEN TEGELER
T03245153 |  | VERATHON MEDICAL | VERATHON MEDICAL BLADDERSCAN BVI 3000 |  |  | COOPER CANCER CENTER-MULTIDISCIPLINARY CLINIC |  |  |  | 02/17/2012 |  |  |  |  | NO | NO |  |  |  |  | VERATHON MEDICAL T03245153 03245153 |  |  | Disposition |  |  |  | Equipment | 1Y:00-CAL | 02/17/2012 | 02/17/2012 | COOPER AMBULATORY OFF-SITES |  |  |  |  | ROXANNE BERGER |  |  |  | 02/17/2012 | 02/17/2012 |  |  |  |  | 02/17/2012 | 02/17/2012
|  | VERATHON MEDICAL | VERATHON MEDICAL BLADDERSCAN BVI 3000 |  | B3100793 | KELEMEN 8 PCU |  |  |  | 03/30/2010 |  |  |  |  | NO | NO |  |  |  |  | VERATHON MEDICAL 10356099 B3100793 |  |  | Disposition |  | 99:99:99:99:99:99 |  | Equipment | 1Y:00-MFG | 01/23/2018 | 01/01/2020 | COOPER UNIVERSITY HOSPITAL |  |  | PCU South8 |  | BYRON WELLS
|  | VERATHON MEDICAL | VERATHON MEDICAL BLADDERSCAN BVI 3000 |  |  | GYNECOLOGY / DIABETES TREATMENT |  |  |  | 09/14/2009 |  |  |  |  | NO | NO |  |  |  |  | VERATHON MEDICAL 10345120 9322269 |  |  | Disposition |  | 99:99:99:99:99:99 |  | Equipment | 1Y:00-MFG | 02/22/2018 | 02/01/2020 | COOPER UNIVERSITY HOSPITAL |  |  | SOUTH 9 |  | LAUSA ZIMMERMAN
TL11208198 |  | VERATHON MEDICAL | VERATHON MEDICAL BVI 9400 |  | B4003400 | INCU - KELEMEN S10 |  |  |  | 11/30/2018 |  |  |  |  | NO | NO |  |  |  |  | VERATHON MEDICAL TL11208198 B4003400 |  |  | Disposition |  | 99:99:99:99:99:99 |  | Equipment | 1Y:00-MFG | 11/30/2018 | 11/30/2018 | COOPER UNIVERSITY HOSPITAL |  |  |  | WOT00000001451724 | Lisa Brooks | Performance Verification | Closed | Zhan Kiselev | 11/30/2018 | 11/30/2018 | Performance Verification for VERATHON MEDICAL TL11208198 B4003400 | Initial Install of Performance Verification. Device is ready for patient use. |  |  | 11/30/2018 | 11/30/2018
|  | VERATHON MEDICAL | VERATHON MEDICAL BVI 9400 |  | B4022140 | VOORHEES SURGERY CENTER-RADIATION/ONC |  |  |  | 10/16/2014 |  |  |  |  | NO | NO |  |  |  |  | VERATHON MEDICAL 10365546 B4022140 |  |  | Active |  | 99:99:99:99:99:99 |  | Equipment | 1Y:00-MFG | 11/01/2019 | 11/01/2020 | COOPER AMBULATORY OFF-SITES |  |  | Voorhees Suite D |  | COLLEEN TEGELER
|  | VERATHON MEDICAL | VERATHON MEDICAL GLIDESCOPE |  | PV151505 | OR - KELEMEN 3 |  |  |  | 01/01/1900 |  |  |  |  | NO | NO |  |  |  |  | VERATHON MEDICAL 10346322 PV151505 |  |  | Disposition |  |  |  | Equipment | 1Y:00-MFG | 06/22/2017 | 02/01/2020 | COOPER UNIVERSITY HOSPITAL |  |  | OR-KELLEMEN |  | DOMINIC VENDETTA
|  | VERATHON MEDICAL | VERATHON MEDICAL GLIDESCOPE |  | PM084473 | VOORHEES SURGERY CENTER-OPERATING ROOM |  |  |  | 06/09/2008 |  |  |  |  | NO | NO |  |  |  |  | VERATHON MEDICAL 10345472 PM084473 |  |  | Disposition |  |  |  | Equipment | 1Y:00-MFG | 04/24/2018 | 04/01/2020 | COOPER AMBULATORY OFF-SITES |  |  | ANESTHESIOLOGY WORK ROOM |  | JENNIFER BOMBARO
|  | VERATHON MEDICAL | VERATHON MEDICAL GLIDESCOPE COBALT AVL |  | AM112722 | EMERGENCY ROOM |  |  |  | 02/27/2018 |  |  |  |  | NO | NO |  |  |  |  | VERATHON MEDICAL 30143118 AM112722 |  |  | Disposition |  | 99:99:99:99:99:99 |  | Equipment | 1Y:00-MFG | 02/27/2018 | 02/27/2018 | COOPER UNIVERSITY HOSPITAL |  |  | EMERGENCY DEPARTMENT |  | KAREN GRUBER |  |  |  | 02/27/2018 | 02/27/2018 |  |  |  |  | 02/27/2018 | 02/27/2018
|  | VERATHON MEDICAL | VERATHON MEDICAL GLIDESCOPE COBALT AVL |  | AM111754 | VOORHEES SURGERY CENTER-OPERATING ROOM |  |  |  | 01/01/1900 |  |  |  |  | NO | NO |  |  |  |  | VERATHON MEDICAL 10345473 AM111754 |  |  | Disposition |  |  |  | Equipment | 1Y:00-MFG | 04/20/2016 | 04/01/2020 | COOPER AMBULATORY OFF-SITES |  |  | ANESTHESIOLOGY WORK ROOM |  | JENNIFER BOMBARO
|  | VERATHON MEDICAL | VERATHON MEDICAL GLIDESCOPE GVL |  | PV151506 | ANESTHESIOLOGY |  |  |  | 01/01/1900 |  |  |  |  | NO | NO |  |  |  |  | VERATHON MEDICAL 10368127 PV151506 |  |  | Disposition |  | 99:99:99:99:99:99 |  | Equipment | 1Y:00-MFG | 10/24/2017 | 10/01/2020 | COOPER UNIVERSITY HOSPITAL |  |  | ANESTH WK RM |  | GIACINTA ROUPAS
|  | VERATHON MEDICAL | VERATHON MEDICAL GLIDESCOPE GVL |  | PM102012 | ANESTHESIOLOGY |  |  |  | 05/17/2010 |  |  |  |  | NO | NO |  |  |  |  | VERATHON MEDICAL 10368065 PM102012 |  |  | Disposition |  |  |  | Equipment | 1Y:00-MFG | 06/20/2017 | 10/01/2020 | COOPER UNIVERSITY HOSPITAL |  |  | ANESTH WK RM |  | GIACINTA ROUPAS
|  | VERATHON MEDICAL | VERATHON MEDICAL GLIDESCOPE GVL |  | PV151610 | ANESTHESIOLOGY |  |  |  | 08/06/2015 |  |  |  |  | NO | NO |  |  |  |  | VERATHON MEDICAL 10349372 PV151610 |  |  | Disposition |  |  |  | Equipment | 1Y:00-MFG | 06/20/2017 | 10/01/2020 | COOPER UNIVERSITY HOSPITAL |  |  | L&D OR #19 |  | GIACINTA ROUPAS
|  | VERATHON MEDICAL | VERATHON MEDICAL TEST PHANTOM (0068) |  | D-6325-4 | BIOMEDICAL |  |  |  | 11/21/2019 |  |  |  |  | NO | NO |  |  |  |  | VERATHON MEDICAL 11207524 D-6325-4 |  |  | Active |  |  |  | Test Equipment | 1Y:00-VEN | 11/21/2019 | 11/21/2019 | COOPER UNIVERSITY HOSPITAL |  |  | Biomed - Closet | WOT00000004358977 | Bonnie Aichroch | Performance Verification | Completed | Stephen Zubrzycki | 11/21/2019 | 11/21/2019 | Performance Verification for VERATHON MEDICAL 11207524 D-6325-4 | Initial Install of Performance Verification. Device is ready for patient use. |  |  | 11/21/2019 | 11/21/2019
|  | VERSAMED | VERSAMED IVENT 201 |  | IV12681 | RESPIRATORY |  |  |  | 01/01/2007 |  |  |  |  | NO | NO |  |  |  |  | VERSAMED 10369542 IV12681 |  |  | Disposition |  |  |  | Life Support | 6M:00-MFG | 09/08/2016 | 03/01/2020 | COOPER UNIVERSITY HOSPITAL |  |  | RESPIRATORY |  | KATHY LOFLAND
|  | VERSAMED | VERSAMED IVENT 201 |  | IV19804 | RESPIRATORY |  |  |  | 10/22/2009 |  |  |  |  | NO | NO |  |  |  |  | VERSAMED 10366542 IV19804 |  |  | Disposition |  |  |  | Life Support | 6M:00-MFG | 09/08/2016 | 03/01/2020 | COOPER UNIVERSITY HOSPITAL |  |  | RESPIRATORY THERAPY |  | KATHY LOFLAND
|  | VERSAMED | VERSAMED IVENT 201 |  | IV12421 | RESPIRATORY |  |  |  | 03/20/2007 |  |  |  |  | NO | NO |  |  |  |  | VERSAMED 10366423 IV12421 |  |  | Disposition |  |  |  | Life Support | 6M:00-MFG | 03/31/2016 | 03/01/2020 | COOPER UNIVERSITY HOSPITAL |  |  | MRI |  | KATHY LOFLAND
|  | VIA MEDICAL | VIA MEDICAL V-LVM1 |  | Not Known | INTENSIVE CARE NURSERY |  |  |  | 07/27/2018 |  |  |  |  | NO | NO |  |  |  |  | VIA MEDICAL 10769725 Not Known |  |  | Disposition |  | 99:99:99:99:99:99 |  | Alarm | 1Y:00-MFG | 07/27/2018 | 07/27/2018 | COOPER UNIVERSITY HOSPITAL |  |  |  | 0011911987 | JOANNE FOX | Preventative Maintenance | Closed | Bonnie Aichroth | 07/27/2018 | 07/27/2018 | PERFORMANCE ASSURANCE AT INVENTORY | INVENTORIED DEVICE AND ENSURED DEVICE WAS FUNCTIONING PROPERLY. | A4FCAD96-A025-4F2B-AED0-98DAF2AB0BE9 | Labor | 07/27/2018 | 07/27/2018 | Gene Amodei
|  | VIA MEDICAL | VIA MEDICAL V-LVM1 |  |  | INTENSIVE CARE NURSERY |  |  |  | 02/08/2017 |  |  |  |  | NO | NO |  |  |  |  | VIA MEDICAL 10769338 0301990173 |  |  | Disposition |  | 99:99:99:99:99:99 |  | Alarm | 1Y:00-MFG | 02/22/2019 | 02/01/2020 | COOPER UNIVERSITY HOSPITAL |  |  |  | 0011615076 | JOANNE FOX | Preventative Maintenance | Closed | Bonnie Aichroth | 05/05/2017 | 05/05/2017 | PERFORMANCE ASSURANCE AT INVENTORY | INVENTORIED DEVICE AND ENSURED DEVICE WAS FUNCTIONING PROPERLY. | 8322B52B-AB9F-401F-A5A8-DF71F14650C1 | Labor | 02/08/2017 | 02/08/2017 | Gene Amodei
|  | VIA MEDICAL | VIA MEDICAL V-LVM1 |  |  | INTENSIVE CARE NURSERY |  |  |  | 02/08/2017 |  |  |  |  | NO | NO |  |  |  |  | VIA MEDICAL 10769339 0301990250 |  |  | Disposition |  |  |  | Alarm | 1Y:00-MFG | 02/20/2018 | 02/01/2020 | COOPER UNIVERSITY HOSPITAL |  |  |  | 0011615078 | JOANNE FOX | Performance Verification | Closed | Bonnie Aichroth | 05/05/2017 | 05/05/2017 | INCOMING INVENTORY | DEVICE INVENTORIED | 2864F55C-1B03-4C35-96EB-47BF6205EF98 | Labor | 05/05/2017 | 05/05/2017 | Bonnie Aichroth
|  | VIA MEDICAL | VIA MEDICAL V-LVM1 |  |  | INTENSIVE CARE NURSERY |  |  |  | 02/17/2017 |  |  |  |  | NO | NO |  |  |  |  | VIA MEDICAL 10650001 0301990098 |  |  | Disposition |  | 99:99:99:99:99:99 |  | Alarm | 1Y:00-MFG | 02/22/2019 | 02/01/2020 | COOPER UNIVERSITY HOSPITAL |  |  |  | 0011771250 | JOANNE FOX | Repair | Closed | Gene Amodei | 06/17/2017 | 06/30/2017 | VIA MACHINE - PARTS OF IT ARE BROKEN - NICU SOILED UTILITY ROOM | 6/30/2017 3:18:54 PM GRAMODEI repaired unit sensor holder, RTS | 9BB7A409-80E4-412E-8999-9E45C5F4F126 | Labor | 06/19/2017 | 06/19/2017 | Gene Amodei
|  | VIA MEDICAL | VIA MEDICAL V-LVM1 |  |  | INTENSIVE CARE NURSERY |  |  |  | 12/01/2016 |  |  |  |  | NO | NO |  |  |  |  | VIA MEDICAL 10649982 2470 |  |  | Disposition |  | 99:99:99:99:99:99 |  | Alarm | 1Y:00-MFG | 12/18/2018 | 12/01/2019 | COOPER UNIVERSITY HOSPITAL |  |  |  | 0011488584 | JOANNE FOX | Preventative Maintenance | Closed | Bonnie Aichroth | 04/17/2017 | 04/17/2017 | PERFORMANCE ASSURANCE AT INVENTORY | INVENTORIED DEVICE AND ENSURED DEVICE WAS FUNCTIONING PROPERLY. | 15E63C66-7FF2-44BA-A3DF-63E93D7E2BC6 | Labor | 12/01/2016 | 12/01/2016 | Gene Amodei
|  | VIA MEDICAL | VIA MEDICAL V-LVM1 |  |  | INTENSIVE CARE NURSERY |  |  |  | 12/01/2016 |  |  |  |  | NO | NO |  |  |  |  | VIA MEDICAL 10649984 0301990276 |  |  | Disposition |  | 99:99:99:99:99:99 |  | Alarm | 1Y:00-MFG | 12/21/2018 | 12/01/2019 | COOPER UNIVERSITY HOSPITAL |  |  |  | 0011488578 | JOANNE FOX | Preventative Maintenance | Closed | Bonnie Aichroth | 04/17/2017 | 04/17/2017 | PERFORMANCE ASSURANCE AT INVENTORY | INVENTORIED DEVICE AND ENSURED DEVICE WAS FUNCTIONING PROPERLY. | B3897C61-939C-4696-A894-804FF397F273 | Labor | 12/01/2016 | 12/01/2016 | Bonnie Aichroth
|  | VIA MEDICAL | VIA MEDICAL V-LVM1 |  |  | INTENSIVE CARE NURSERY |  |  |  | 12/01/2016 |  |  |  |  | NO | NO |  |  |  |  | VIA MEDICAL 10649983 0301990216 |  |  | Disposition |  | 99:99:99:99:99:99 |  | Alarm | 1Y:00-MFG | 12/18/2018 | 12/01/2019 | COOPER UNIVERSITY HOSPITAL |  |  |  | 0011488590 | JOANNE FOX | Preventative Maintenance | Closed | Bonnie Aichroth | 04/17/2017 | 04/17/2017 | PERFORMANCE ASSURANCE AT INVENTORY | INVENTORIED DEVICE AND ENSURED DEVICE WAS FUNCTIONING PROPERLY. | 684D932F-E78D-4AF3-8F76-70F76FA2AA5B | Labor | 12/01/2016 | 12/01/2016 | Gene Amodei
|  | VIA MEDICAL | VIA MEDICAL V-LVM1 |  |  | INTENSIVE CARE NURSERY |  |  |  | 02/28/2017 |  |  |  |  | NO | NO |  |  |  |  | VIA MEDICAL 10649887 0301990144 |  |  | Disposition |  |  |  | Alarm | 1Y:00-MFG | 02/20/2018 | 02/01/2020 | COOPER UNIVERSITY HOSPITAL |  |  |  | 0011983294 | JOANNE FOX | Preventative Maintenance | Closed | Bonnie Aichroth | 07/27/2017 | 07/27/2017 | PERFORMANCE ASSURANCE AT INVENTORY | INVENTORIED DEVICE AND ENSURED DEVICE WAS FUNCTIONING PROPERLY. | A30D5FC3-E9BF-44F6-A402-200A5F39F3DF | Labor | 02/28/2017 | 02/28/2017 | Gene Amodei
|  | VIA MEDICAL | VIA MEDICAL V-LVM1 |  |  | INTENSIVE CARE NURSERY |  |  |  | 07/28/2016 |  |  |  |  | NO | NO |  |  |  |  | VIA MEDICAL 10505362 0301990183 |  |  | Disposition |  |  |  | Alarm | 1Y:00-MFG | 08/08/2016 | 07/01/2020 | COOPER UNIVERSITY HOSPITAL |  |  |  |  | JOANNE FOX
|  | VIA MEDICAL | VIA MEDICAL V-LVM1 |  |  | INTENSIVE CARE NURSERY |  |  |  | 07/28/2016 |  |  |  |  | NO | NO |  |  |  |  | VIA MEDICAL 10505361 0301990352 |  |  | Disposition |  |  |  | Alarm | 1Y:00-MFG | 07/20/2017 | 07/01/2020 | COOPER UNIVERSITY HOSPITAL |  |  |  |  | JOANNE FOX
|  | VIA MEDICAL | VIA MEDICAL V-LVM1 |  |  | INTENSIVE CARE NURSERY |  |  |  | 07/28/2016 |  |  |  |  | NO | NO |  |  |  |  | VIA MEDICAL 10505360 030980044 |  |  | Disposition |  |  |  | Alarm | 1Y:00-MFG | 08/08/2016 | 07/01/2020 | COOPER UNIVERSITY HOSPITAL |  |  |  |  | JOANNE FOX
|  | VIA MEDICAL | VIA MEDICAL V-LVM1 |  |  | INTENSIVE CARE NURSERY |  |  |  | 08/28/2014 |  |  |  |  | NO | NO |  |  |  |  | VIA MEDICAL 10369385 0301990145 |  |  | Disposition |  |  |  | Alarm | 1Y:00-MFG | 09/14/2015 | 05/01/2020 | COOPER UNIVERSITY HOSPITAL |  |  | RMA 13367 |  | JOANNE FOX
|  | VIA MEDICAL | VIA MEDICAL V-LVM1 |  |  | INTENSIVE CARE NURSERY |  |  |  | 09/14/2015 |  |  |  |  | NO | NO |  |  |  |  | VIA MEDICAL 10366595 0301990187 |  |  | Disposition |  |  |  | Alarm | 1Y:00-MFG | 09/14/2015 |  | COOPER UNIVERSITY HOSPITAL |  |  | RMA 13367 |  | JOANNE FOX
|  | VIA MEDICAL | VIA MEDICAL V-LVM1 |  |  | INTENSIVE CARE NURSERY |  |  |  | 08/28/2014 |  |  |  |  | NO | NO |  |  |  |  | VIA MEDICAL 10355162 0301990273 |  |  | Disposition |  |  |  | Alarm | 6M:00-MFG | 09/16/2015 | 05/01/2020 | COOPER UNIVERSITY HOSPITAL |  |  | STORAGE SEVENTH FLOOR |  | JOANNE FOX
|  | VIA MEDICAL | VIA MEDICAL V-LVM1 |  |  | INTENSIVE CARE NURSERY |  |  |  | 08/28/2014 |  |  |  |  | NO | NO |  |  |  |  | VIA MEDICAL 10355161 030199194 |  |  | Disposition |  |  |  | Alarm | 1Y:00-MFG | 09/14/2015 | 05/01/2020 | COOPER UNIVERSITY HOSPITAL |  |  | RMA 13367 |  | JOANNE FOX
|  | VIA MEDICAL | VIA MEDICAL V-LVM1 |  |  | INTENSIVE CARE NURSERY |  |  |  | 06/24/2015 |  |  |  |  | NO | NO |  |  |  |  | VIA MEDICAL 10355149 0301990200 |  |  | Disposition |  |  |  | Alarm | 1Y:00-MFG | 08/28/2015 | 05/01/2020 | COOPER UNIVERSITY HOSPITAL |  |  | RMA 13367 |  | JOANNE FOX
|  | VIA MEDICAL | VIA MEDICAL V-LVM1 |  |  | INTENSIVE CARE NURSERY |  |  |  | 08/28/2014 |  |  |  |  | NO | NO |  |  |  |  | VIA MEDICAL 10355150 0301990354 |  |  | Disposition |  |  |  | Alarm | 1Y:00-MFG | 01/01/1900 | 12/01/2019 | COOPER UNIVERSITY HOSPITAL |  |  | D5 |  | JOANNE FOX
|  | VIA MEDICAL | VIA MEDICAL V-LVM1 |  |  | INTENSIVE CARE NURSERY |  |  |  | 06/25/2015 |  |  |  |  | NO | NO |  |  |  |  | VIA MEDICAL 10354832 0301980024 |  |  | Disposition |  |  |  | Alarm | 1Y:00-MFG | 09/14/2015 | 05/01/2020 | COOPER UNIVERSITY HOSPITAL |  |  | 5 FLOOR STORAGE |  | JOANNE FOX
|  | VIA MEDICAL | VIA MEDICAL V-LVM1 |  |  | INTENSIVE CARE NURSERY |  |  |  | 06/25/2015 |  |  |  |  | NO | NO |  |  |  |  | VIA MEDICAL 10347718 0301990248 |  |  | Disposition |  |  |  | Alarm | 1Y:00-MFG | 09/14/2015 | 05/01/2020 | COOPER UNIVERSITY HOSPITAL |  |  | 5 FLOOR STORAGE |  | JOANNE FOX
|  | VIA MEDICAL | VIA MEDICAL V-LVM1 |  |  | INTENSIVE CARE NURSERY |  |  |  | 11/30/2017 |  |  |  |  | NO | NO |  |  |  |  | VIA MEDICAL 30144425 0301990205 |  |  | Disposition |  |  |  | Alarm | 1Y:00-MFG | 11/30/2017 | 11/30/2017 | COOPER UNIVERSITY HOSPITAL |  |  |  |  | JOANNE FOX |  |  |  | 11/30/2017 | 11/30/2017 |  |  |  |  | 11/30/2017 | 11/30/2017
|  | VIA MEDICAL | VIA MEDICAL V-LVM1 |  |  | INTENSIVE CARE NURSERY |  |  |  | 01/09/2017 |  |  |  |  | NO | NO |  |  |  |  | VIA MEDICAL 30144408 0301990283 |  |  | Disposition |  |  |  | Alarm | 1Y:00-MFG | 01/09/2017 | 01/09/2017 | COOPER UNIVERSITY HOSPITAL |  |  |  |  | JOANNE FOX |  |  |  | 01/09/2017 | 01/09/2017 |  |  |  |  | 01/09/2017 | 01/09/2017
|  | VIA MEDICAL | VIA MEDICAL V-LVM1 |  |  | INTENSIVE CARE NURSERY |  |  |  | 12/21/2016 |  |  |  |  | NO | NO |  |  |  |  | VIA MEDICAL 30144405 0301990253 |  |  | Disposition |  |  |  | Alarm | 1Y:00-MFG | 12/21/2016 | 12/21/2016 | COOPER UNIVERSITY HOSPITAL |  |  |  |  | JOANNE FOX |  |  |  | 12/21/2016 | 12/21/2016 |  |  |  |  | 12/21/2016 | 12/21/2016
|  | VIA MEDICAL | VIA MEDICAL V-LVM1 |  |  | INTENSIVE CARE NURSERY |  |  |  | 12/21/2016 |  |  |  |  | NO | NO |  |  |  |  | VIA MEDICAL 30144406 0301990199 |  |  | Disposition |  |  |  | Alarm | 1Y:00-MFG | 12/21/2016 | 12/21/2016 | COOPER UNIVERSITY HOSPITAL |  |  |  |  | JOANNE FOX |  |  |  | 12/21/2016 | 12/21/2016 |  |  |  |  | 12/21/2016 | 12/21/2016
|  | VIA MEDICAL | VIA MEDICAL V-LVM1 |  |  | INTENSIVE CARE NURSERY |  |  |  | 01/25/2017 |  |  |  |  | NO | NO |  |  |  |  | VIA MEDICAL 30144407 030190201 |  |  | Disposition |  |  |  | Alarm | 1Y:00-MFG | 01/25/2017 | 01/25/2017 | COOPER UNIVERSITY HOSPITAL |  |  |  |  | JOANNE FOX |  |  |  | 01/25/2017 | 01/25/2017 |  |  |  |  | 01/25/2017 | 01/25/2017
|  | VIA MEDICAL | VIA MEDICAL V-LVM1 |  |  | INTENSIVE CARE NURSERY |  |  |  | 01/05/2016 |  |  |  |  | NO | NO |  |  |  |  | VIA MEDICAL 30143198 0301980052 |  |  | Disposition |  |  |  | Alarm | 1Y:00-MFG | 01/05/2016 | 01/05/2016 | COOPER UNIVERSITY HOSPITAL |  |  | NICU |  | JOANNE FOX |  |  |  | 01/05/2016 | 01/05/2016 |  |  |  |  | 01/05/2016 | 01/05/2016
|  | VIA MEDICAL | VIA MEDICAL V-LVM1 |  |  | INTENSIVE CARE NURSERY |  |  |  | 01/05/2016 |  |  |  |  | NO | NO |  |  |  |  | VIA MEDICAL 30143203 0301990151 |  |  | Disposition |  |  |  | Alarm | 1Y:00-MFG | 01/05/2016 | 01/05/2016 | COOPER UNIVERSITY HOSPITAL |  |  | NICU |  | JOANNE FOX |  |  |  | 01/05/2016 | 01/05/2016 |  |  |  |  | 01/05/2016 | 01/05/2016
|  | VIA MEDICAL | VIA MEDICAL V-LVM1 |  |  | INTENSIVE CARE NURSERY |  |  |  | 10/01/2015 |  |  |  |  | NO | NO |  |  |  |  | VIA MEDICAL 30143201 0301990186 |  |  | Disposition |  |  |  | Alarm | 1Y:00-MFG | 10/01/2015 | 10/01/2015 | COOPER UNIVERSITY HOSPITAL |  |  | NICU |  | JOANNE FOX |  |  |  | 10/01/2015 | 10/01/2015 |  |  |  |  | 10/01/2015 | 10/01/2015
|  | VIA MEDICAL | VIA MEDICAL V-LVM1 |  |  | INTENSIVE CARE NURSERY |  |  |  | 09/23/2016 |  |  |  |  | NO | NO |  |  |  |  | VIA MEDICAL 30143202 0301990204 |  |  | Disposition |  |  |  | Alarm | 1Y:00-MFG | 09/23/2016 | 09/23/2016 | COOPER UNIVERSITY HOSPITAL |  |  | NICU |  | JOANNE FOX |  |  |  | 09/23/2016 | 09/23/2016 |  |  |  |  | 09/23/2016 | 09/23/2016
|  | VIA MEDICAL | VIA MEDICAL V-LVM1 |  |  | INTENSIVE CARE NURSERY |  |  |  | 10/01/2015 |  |  |  |  | NO | NO |  |  |  |  | VIA MEDICAL 30143199 0301980044 |  |  | Disposition |  |  |  | Alarm | 1Y:00-MFG | 10/01/2015 | 10/01/2015 | COOPER UNIVERSITY HOSPITAL |  |  | NICU |  | JOANNE FOX |  |  |  | 10/01/2015 | 10/01/2015 |  |  |  |  | 10/01/2015 | 10/01/2015
|  | VIA MEDICAL | VIA MEDICAL V-LVM1 |  |  | INTENSIVE CARE NURSERY |  |  |  | 10/01/2015 |  |  |  |  | NO | NO |  |  |  |  | VIA MEDICAL 30143200 0301990285 |  |  | Disposition |  |  |  | Alarm | 1Y:00-MFG | 10/01/2015 | 10/01/2015 | COOPER UNIVERSITY HOSPITAL |  |  | NICU |  | JOANNE FOX |  |  |  | 10/01/2015 | 10/01/2015 |  |  |  |  | 10/01/2015 | 10/01/2015
|  | VIASYS HEALTHCARE | VIASYS HEALTHCARE NICOLET ELITE |  |  | NEUROLOGY/EEG |  |  | traded | 11/02/2019 |  |  |  |  | NO | NO |  |  |  |  | VIASYS HEALTHCARE 30144331 01094 |  |  | Active |  | 99:99:99:99:99:99 |  | Equipment | PAAR:00-PVAR | 11/02/2019 | 11/02/2019 | COOPER UNIVERSITY HOSPITAL |  |  | SUITE 273 | WOT00000000536945 | Debbie Hughes | Disposition | Closed | Kirk Lis | 11/02/2019 | 11/02/2019 | Bulk Disposition CNL | Notification sent to technician and manager that this CEID has been marked as Could Not Locate (CNL). 33% SLA Warning: Notification sent to technician and manager that this CEID has been marked as Could Not Locate (CNL) for 30 days. 66% SLA Warning: Notification sent to technician and manager that this CEID has been marked as Could Not Locate (CNL) for 60 days. 99% SLA Warning: Notification sent to technician and manager that this CEID has been marked as Could Not Locate (CNL) for 90 days. |  |  | 11/02/2019 | 11/02/2019
|  | VIASYS HEALTHCARE | VIASYS HEALTHCARE NICOLETONE EEG |  | RJ080102 | NEUROLOGY/EEG |  |  |  | 11/04/2008 |  |  |  |  | NO | NO |  |  |  |  | VIASYS HEALTHCARE 10368654 RJ080102 |  |  | Disposition |  | 00:19:0F:00:BE:CF |  | Equipment | 1Y:00-MFG | 06/20/2016 | 06/01/2020 | COOPER UNIVERSITY HOSPITAL |  |  | RM 270 |  | Debbie Hughes
|  | VIASYS HEALTHCARE | VIASYS HEALTHCARE NICOLETONE EEG |  | RG110625M | NEUROLOGY/EEG |  |  | traded | 04/13/2011 |  |  |  |  | NO | NO |  |  |  |  | VIASYS HEALTHCARE 10368646 RG110625M |  |  | Active |  | 00:19:0F:17:98:3D |  | Equipment | 1Y:00-MFG | 06/14/2019 | 06/01/2020 | COOPER UNIVERSITY HOSPITAL |  |  | EEG 2ND FLOOR KELEMEN | 0011076167 | Debbie Hughes | Repair | Closed | Kirk Lis | 01/23/2017 | 01/23/2017 | EEG - AMPLIFIER LOOKS BURNED, HAS FUNKY COLOR - EEG IN RM A | 1/23/2017 4:32:16 PM KALIS (KALIS 1/23/2017 12:00 AM) RESEARCHED INFO ON HEAD BOX. CONFERRED WITH DAVID OEM TECH SERVICE. BURNT LOOK IS CAUSED BY CHEMICAL OUTGASSING PROCESS. SER. REF.# 1-469056657 UNIT OK TO USE! (KALIS 1/23/2017 12:00 AM) DOCUMENTATION | B431BB37-A857-4CC5-A31A-403FB34AFE49 | Labor | 01/23/2017 | 01/23/2017 | Kirk Lis
|  | VIASYS HEALTHCARE | VIASYS HEALTHCARE NICOLETONE EEG |  | PB070573 | NEUROLOGY/EEG |  |  |  | 06/10/2008 |  |  |  |  | NO | NO |  |  |  |  | VIASYS HEALTHCARE 10368650 PB070573 |  |  | Disposition |  | 02:00:4C:4F:4F:50 |  | Equipment | 1Y:00-MFG | 06/20/2016 | 06/01/2020 | COOPER UNIVERSITY HOSPITAL |  |  | 2 KELEMEN |  | Debbie Hughes
|  | VIASYS HEALTHCARE | VIASYS HEALTHCARE NICOLETONE EEG |  | RA120435M | NEUROLOGY/EEG |  |  | traded | 06/14/2019 |  |  |  |  | NO | NO |  |  |  |  | VIASYS HEALTHCARE 30142207 RA120435M |  |  | Active |  | 00:19:0F:17:98:17 |  | Equipment | 1Y:00-MFG | 06/14/2019 | 06/14/2019 | COOPER UNIVERSITY HOSPITAL |  |  | 7 PAVILION - ROOM 783 |  | Debbie Hughes |  |  |  | 06/14/2019 | 06/14/2019 |  |  |  |  | 06/14/2019 | 06/14/2019
|  | VIASYS HEALTHCARE | VIASYS HEALTHCARE NICOLETONE EEG |  | RA090217 | NEUROLOGY/EEG |  |  | traded | 06/14/2019 |  |  |  |  | NO | NO |  |  |  |  | VIASYS HEALTHCARE 30142206 RA090217 |  |  | Active |  | 00:19:0F:17:98:43 |  | Equipment | 1Y:00-MFG | 06/14/2019 | 06/14/2019 | COOPER UNIVERSITY HOSPITAL |  |  | P783 PAVILION EEG |  | Debbie Hughes |  |  |  | 06/14/2019 | 06/14/2019 |  |  |  |  | 06/14/2019 | 06/14/2019
|  | VIASYS HEALTHCARE | VIASYS HEALTHCARE PHOTIC POWER SUPPLY |  | GK094647 | NEURO/ORTHO/MEDSURG/7 PAV |  |  |  | 03/30/2009 |  |  |  |  | NO | NO |  |  |  |  | VIASYS HEALTHCARE 10369238 GK094647 |  |  | Active |  | 99:99:99:99:99:99 |  | Equipment | PAAR:00-PVAR | 11/02/2019 |  | COOPER UNIVERSITY HOSPITAL |  |  | 7TH FLOOR | 0012527578 | Pam Young | Repair | Closed | Bonnie Aichroth | 12/26/2017 | 12/26/2017 | POWER SUPPLY - RETIRE - TMX | 12/26/2017 3:05:27 PM BGAICHROTH UNIT TRASHED BY DEPARTMENT 12/26/2017 3:05:29 PM BGAICHROTH This device has been removed from an active status with the RSQ Database, and physically removed from the facility. Device retired on 12/26/2017; Authorized By: DEBBIE HUGHES; Nature of Retirement: NO LONGER NEEDED; Days In Service: 935 | 7613DED9-05F6-460A-94D3-2102F0BFC6FE | Labor | 12/26/2017 | 12/26/2017 | Bonnie Aichroth
|  | VIASYS HEALTHCARE | VIASYS HEALTHCARE PHOTIC STROBE |  |  | NEUROLOGY/EEG |  |  |  | 11/02/2019 |  |  |  |  | NO | NO |  |  |  |  | VIASYS HEALTHCARE 30144332 02791 |  |  | Disposition |  | 99:99:99:99:99:99 |  | Equipment | PAAR:00-PVAR | 11/02/2019 | 11/02/2019 | COOPER UNIVERSITY HOSPITAL |  |  | RM 271 | 0012527593 | Debbie Hughes | Repair | Closed | Bonnie Aichroth | 11/02/2019 | 11/02/2019 | STIMULATOR - RETIRE - TMX | 12/26/2017 3:11:50 PM BGAICHROTH 12/19/17 - DEPARTMENT TRASHED UNIT 12/26/2017 3:11:53 PM BGAICHROTH This device has been removed from an active status with the RSQ Database, and physically removed from the facility. Device retired on 12/26/2017; Authorized By: DEBBIE HUGHES; Nature of Retirement: NO LONGER NEEDED; Days In Service: 935 | 23F05D0B-2310-4446-B409-2B16E4629007 | Labor | 11/02/2019 | 11/02/2019 | Bonnie Aichroth
|  | VIATRONIX | VIATRONIX V3D |  |  | INTENSIVE CARE NURSERY |  |  |  | 11/22/2013 |  |  |  |  | NO | NO |  |  |  |  | VIATRONIX 10366603 0301990235 |  |  | Disposition |  | 99:99:99:99:99:99 |  | Equipment | PAAR:00-PVAR | 11/02/2019 |  | COOPER UNIVERSITY HOSPITAL |  |  | BIOMED | WOT00000000536894 | JOANNE FOX | Disposition | Closed | Kenneth Krips | 02/09/2018 | 07/24/2019 | Bulk Disposition CNL | Notification sent to technician and manager that this CEID has been marked as Could Not Locate (CNL). 33% SLA Warning: Notification sent to technician and manager that this CEID has been marked as Could Not Locate (CNL) for 30 days. 66% SLA Warning: Notification sent to technician and manager that this CEID has been marked as Could Not Locate (CNL) for 60 days. 99% SLA Warning: Notification sent to technician and manager that this CEID has been marked as Could Not Locate (CNL) for 90 days. | EXP3478391 | Labor | 07/24/2019 | 07/24/2019 | Kenneth Krips
|  | VICTOREEN | VICTOREEN NERO MAX |  |  | BIOMEDICAL |  |  |  | 04/23/2004 |  |  |  |  | NO | NO |  |  |  |  | VICTOREEN 08802 105642 |  |  | Disposition |  |  |  | Test Equipment | 1Y:00-VEN | 12/14/2016 | 12/01/2020 | COOPER UNIVERSITY HOSPITAL |  |  | SARACOPER |  | Bonnie Aichroch
|  | VICTORY | VICTORY RA-2D-S7 |  | E0748193 | LAB HEMATOLOGY |  |  |  | 10/01/2009 |  |  |  |  | NO | NO |  |  |  |  | VICTORY 10367672 E0748193 |  |  | Active |  | 99:99:99:99:99:99 |  | Equipment | 1Y:00-MFG | 10/27/2019 | 10/01/2020 | COOPER UNIVERSITY HOSPITAL |  |  | HEMATOLOGY |  | DALE MORRONE
|  | VIEWORKS | VIEWORKS PRO 3543C |  | V5DAEU632 | COOPER BONE & JOINT- GLASSBORO |  |  |  | 11/01/2015 |  |  |  |  | NO | NO |  |  |  |  | VIEWORKS 10649912 V5DAEU632 |  |  | Active |  | 99:99:99:99:99:99 |  | Accessory | 1Y:00-MFG | 11/01/2019 | 11/01/2020 | COOPER AMBULATORY OFF-SITES |  |  | 26 Mick Drive, Glassboro, NJ | WOT00000001441507 | COURTNEY BUDD | Repair | Closed | Charles Santomero | 09/19/2018 | 05/16/2019 | xray machine - artifacts, ongoing issue, call 1st, requested Charles | Relocated the wireless router that communicates with the plate. This resolved the issue. If any trouble returns, the tech is instructed to use the optional hard wire cable that plugs into the plate. This will eliminate any wireless issues. OVP, RTS | EXP1882442 | Labor | 09/20/2018 | 09/20/2018 | Charles Santomero
|  | VIEWSONIC CORPORATION | VIEWSONIC CORPORATION 7031 |  | Z00020501 | VOORHEES SURGERY CENTER-RADIOLOGY |  |  |  | 01/01/1900 |  |  |  |  | NO | NO |  |  |  |  | VIEWSONIC CORPORATION 04694 Z00020501 |  |  | Disposition |  |  |  | Accessory | 1Y:00-MFG | 04/18/2016 | 04/01/2020 | COOPER AMBULATORY OFF-SITES |  |  | STEREOTACTIC ROOM |  | PAT STIENES
|  | VIKING SYSTEMS | VIKING SYSTEMS ENDOSITE |  |  | OPERATING ROOM - PAVILION |  |  |  | 06/09/2009 |  |  |  |  | NO | NO |  |  |  |  | VIKING SYSTEMS 10367424 1013 |  |  | Disposition |  | 99:99:99:99:99:99 |  | Equipment | PAAR:00-PVAR | 11/01/2019 |  | COOPER UNIVERSITY HOSPITAL |  |  | OPERATING ROOM | WOT00000002200051 | DOMINIC VENDETTA | Disposition | Closed | Salvatore Bombara | 02/14/2019 | 05/15/2019 | Bulk Disposition CNL | Unit has been retired | EXP2929244 | Labor | 05/15/2019 | 05/15/2019 | Salvatore Bombara
|  | VIOPTIX INC. | VIOPTIX INC. ODISSEY |  | E0046 | OPERATING ROOM - PAVILION |  |  |  | 10/31/2019 |  |  |  |  | NO | NO |  |  |  |  | VIOPTIX INC. 11239219 E0046 |  |  | Active |  | 68:7F:74:FA:48:56 |  | Equipment | PAAR:00-PVAR | 10/31/2019 | 10/31/2019 | COOPER UNIVERSITY HOSPITAL |  |  | OR | WOT00000000648636 | DOMINIC VENDETTA | Performance Verification | Closed | Salvatore Bombara | 10/31/2019 | 10/31/2019 | Performance Verification for VIOPTIX INC. 11239219 E0046 | Initial Install of Performance Verification. Device is ready for patient use. |  |  | 10/31/2019 | 10/31/2019
|  | VIOPTIX INC. | VIOPTIX INC. ODISSEY |  | D0021 | OR - KELEMEN 3 |  |  |  | 10/31/2019 |  |  |  |  | NO | NO |  |  |  |  | VIOPTIX INC. 11239218 D0021 |  |  | Active |  | 98:FC:11:C3:93:5A |  | Equipment | PAAR:00-PVAR | 10/31/2019 | 10/31/2019 | COOPER UNIVERSITY HOSPITAL |  |  | OR | WOT00000000648671 | DOMINIC VENDETTA | Performance Verification | Closed | Salvatore Bombara | 10/31/2019 | 10/31/2019 | Performance Verification for VIOPTIX INC. 11239218 D0021 | Initial Install of Performance Verification. Device is ready for patient use. |  |  | 10/31/2019 | 10/31/2019
TL10505037 |  | VISION SCIENCES | VISION SCIENCES DPU-7000A |  | 7A08-0130205 | 6200 MAIN ST-SURGERY |  |  |  | 10/16/2019 |  |  |  |  | NO | NO |  |  |  |  | VISION SCIENCES TL10505037 7A08-0130205 |  |  | Disposition |  |  |  | Equipment | PAAR:00-PVAR | 10/16/2019 | 10/16/2019 | COOPER AMBULATORY OFF-SITES |  |  |  |  | BOBBIE MICKLE |  |  |  | 10/16/2019 | 10/16/2019 |  |  |  |  | 10/16/2019 | 10/16/2019
EN40291N |  | VISION SCIENCES | VISION SCIENCES TNE-2000BX |  | EN40291N | 6200 MAIN ST-SURGERY |  |  |  | 10/31/2019 |  |  |  |  | NO | NO |  |  |  |  | VISION SCIENCES EN40291N EN40291N |  |  | Active |  | 99:99:99:99:99:99 |  | Equipment | PAAR:00-PVAR | 10/31/2019 | 10/31/2019 | COOPER AMBULATORY OFF-SITES |  |  | ROOM 126 |  | BOBBIE MICKLE |  |  |  | 10/31/2019 | 10/31/2019 |  |  |  |  | 10/31/2019 | 10/31/2019
|  | VNUS MEDICAL TECHNOLOGIES, INC. | VNUS MEDICAL TECHNOLOGIES, INC. RFG2 |  | 20103226BF | VOORHEES SURGERY CENTER-OPERATING ROOM |  |  |  | 09/20/2010 |  |  |  |  | NO | NO |  |  |  |  | VNUS MEDICAL TECHNOLOGIES, INC. 10344823 20103226BF |  |  | Disposition |  | 99:99:99:99:99:99 |  | High Risk | 6M:00-MFG | 10/18/2018 | 04/01/2020 | COOPER AMBULATORY OFF-SITES |  |  | 6015 MAIN ST. PROC. RM. C |  | JENNIFER BOMBARO
|  | VOLCANO CORP | VOLCANO CORP COMBO MAP |  |  | CARDIAC CATH LAB |  |  |  | 06/01/2009 |  |  |  |  | NO | NO |  |  |  |  | VOLCANO CORP 10347595 06205526001 |  |  | Active |  | 99:99:99:99:99:99 |  | Equipment | PAAR:00-PVAR | 11/02/2019 |  | COOPER UNIVERSITY HOSPITAL |  |  | LAB 4 |  | LINDA BEAN
|  | VOLCANO CORP | VOLCANO CORP VH IVUS |  | 856342IVUS | CARDIAC CATH LAB |  |  |  | 05/10/2010 |  |  |  |  | NO | NO |  |  |  |  | VOLCANO CORP 10367828 856342IVUS |  |  | Disposition |  |  |  | Equipment | 1Y:00-MFG | 10/30/2015 | 08/01/2020 | COOPER UNIVERSITY HOSPITAL |  |  | LAB 1 CONTROL RROM |  | LINDA BEAN
|  | VOLCANO CORP | VOLCANO CORP VOLCANO S5I |  | 1021-20385-001 | CARDIAC CATH LAB |  |  |  | 01/27/2011 |  |  |  |  | NO | NO |  |  |  |  | VOLCANO CORP 10367866 1021-20385-001 |  |  | Active |  | 00:30:48:F9:4E:E4 |  | Equipment | 1Y:00-MFG | 08/29/2019 | 08/01/2020 | COOPER UNIVERSITY HOSPITAL |  |  | CCL - Lab 2 |  | LINDA BEAN
|  | VOLCANO CORP | VOLCANO CORP VOLCANO S5I |  | 068-06141-001 | CARDIAC CATH LAB |  |  |  | 01/27/2011 |  |  |  |  | NO | NO |  |  |  |  | VOLCANO CORP 10367865 068-06141-001 |  |  | Disposition |  |  |  | Equipment | 1Y:00-MFG | 01/01/1900 | 12/01/2019 | COOPER UNIVERSITY HOSPITAL |  |  | LAB 2 |  | LINDA BEAN
|  | VWR SCIENTIFIC | VWR SCIENTIFIC 1370G |  |  | LAB CHEMISTRY |  |  |  | 01/01/1900 |  |  |  |  | NO | NO |  |  |  |  | VWR SCIENTIFIC 10348505 12841370 |  |  | Disposition |  |  |  | Equipment | 1Y:00-MFG | 03/14/2016 | 03/01/2020 | COOPER UNIVERSITY HOSPITAL |  |  | RM 310 |  | Barbara Snyder
|  | VWR SCIENTIFIC | VWR SCIENTIFIC MINI INCUBATOR |  | Not Known | LAB CHEMISTRY |  |  |  | 06/24/2015 |  |  |  |  | NO | NO |  |  |  |  | VWR SCIENTIFIC 10369631 Not Known |  |  | Disposition |  |  |  | Equipment | 1Y:00-MFG | 03/13/2017 | 03/01/2020 | COOPER UNIVERSITY HOSPITAL |  |  | CORE LAB |  | Barbara Snyder
|  | VWR SCIENTIFIC | VWR SCIENTIFIC VM-3000 |  | ABDOPS | LAB BLOOD BANK |  |  |  | 01/01/2011 |  |  |  |  | NO | NO |  |  |  |  | VWR SCIENTIFIC 10000045 ABDOPS |  |  | Disposition |  |  |  | Equipment | 1Y:00-MFG | 04/20/2016 | 01/01/2020 | COOPER UNIVERSITY HOSPITAL |  |  | BLOOD BANK |  | Barbara Bayne
|  | W & H, DENTALWERK BURMOOS GBMH | W & H, DENTALWERK BURMOOS GBMH IMPLANTMED HANDPIECE |  |  | BUNKER HILL-ORAL SURGERY |  |  | excluded | 01/01/1900 |  |  |  |  | NO | NO |  |  |  |  | W & H, DENTALWERK BURMOOS GBMH 10366946 03383 |  |  | Active |  | 99:99:99:99:99:99 |  | Equipment | 1Y:00-MFG | 09/05/2019 | 09/01/2020 | COOPER AMBULATORY OFF-SITES |  |  | exam 4 |  | BARBARA DIPINTO
|  | WAGNER SPRAY TCH | WAGNER SPRAY TCH 1220 |  | V302R | PULMONARY LAB |  |  |  | 03/31/2005 |  |  |  |  | NO | NO |  |  |  |  | WAGNER SPRAY TCH 10325 V302R |  |  | Disposition |  |  |  | Equipment | PAAR:00-PVAR | 10/16/2019 |  | COOPER UNIVERSITY HOSPITAL |  |  | 6TH |  | KATHY LOFLAND
|  | WALDMANN LIGHTING | WALDMANN LIGHTING HALUX 35 GX |  | D13-106-201 | 3 COOPER-MULTISPECIALTY CENTER |  |  |  | 10/16/2019 |  |  |  |  | NO | NO |  |  |  |  | WALDMANN LIGHTING 15000 D13-106-201 |  |  | Disposition |  |  |  | Equipment | PAAR:00-PVAR | 10/16/2019 | 10/16/2019 | COOPER AMBULATORY OFF-SITES |  |  | SUITE 104 |  | MARGIE OUTLER |  |  |  | 10/16/2019 | 10/16/2019 |  |  |  |  | 10/16/2019 | 10/16/2019
|  | WALLACH SURGICAL DEVICES, INC. | WALLACH SURGICAL DEVICES, INC. LIFEDOP L150 |  |  | KINGS HIGHWAY - OB/GYN |  |  | excluded | 03/09/2017 |  |  |  |  | NO | NO |  |  |  |  | WALLACH SURGICAL DEVICES, INC. 10769392 2016100043 |  |  | Active |  | 99:99:99:99:99:99 |  | Equipment | PAAR:00-PVAR | 10/31/2019 |  | COOPER AMBULATORY OFF-SITES |  |  |  | 0011912172 | DONNA ONEILL | Performance Verification | Closed | Bonnie Aichroth | 07/19/2017 | 07/19/2017 | INCOMING INVENTORY | DEVICE INVENTORIED | 53226224-3840-49A5-8DC8-702734029246 | Labor | 07/19/2017 | 07/19/2017 | Bonnie Aichroth
|  | WALLACH SURGICAL DEVICES, INC. | WALLACH SURGICAL DEVICES, INC. LIFEDOP L150 |  |  | PAVILION 8 |  |  | excluded | 01/01/1900 |  |  |  |  | NO | NO |  |  |  |  | WALLACH SURGICAL DEVICES, INC. 10356613 01142035 |  |  | Active |  | 99:99:99:99:99:99 |  | Equipment | 1Y:00-MFG | 08/26/2019 | 08/01/2020 | COOPER UNIVERSITY HOSPITAL |  |  | RM 815 |  | BRIAN OSHAUGHNESSY
|  | WALLACH SURGICAL DEVICES, INC. | WALLACH SURGICAL DEVICES, INC. LL-100 |  | A956CV | RIPPA CENTER-OB/GYN |  |  |  | 05/18/2016 |  |  |  |  | NO | NO |  |  |  |  | WALLACH SURGICAL DEVICES, INC. 11392 A956CV |  |  | Disposition |  |  |  | Equipment | 1Y:00-MFG | 05/18/2016 | 05/18/2016 | COOPER AMBULATORY OFF-SITES |  |  | OB GYN |  | PATRICIA HUFF |  |  |  | 05/18/2016 | 05/18/2016 |  |  |  |  | 05/18/2016 | 05/18/2016
|  | WALLACH SURGICAL DEVICES, INC. | WALLACH SURGICAL DEVICES, INC. SUMMIT LIFEDOP L250 |  | Not Known | PAVILION 8 |  |  | excluded | 01/01/1900 |  |  |  |  | NO | NO |  |  |  |  | WALLACH SURGICAL DEVICES, INC. 10365484 Not Known |  |  | Active |  | 99:99:99:99:99:99 |  | Equipment | PAAR:00-PVAR | 11/02/2019 |  | COOPER UNIVERSITY HOSPITAL |  |  | pavilion 8 | 0011363971 | BRIAN OSHAUGHNESSY | Repair | Closed | Gene Amodei | 03/21/2017 | 03/30/2017 | BLADDER SCANNER - NOT WORKING - PAVILLION 8 SURGERY FRONT DESK | 3/30/2017 2:42:52 PM GRAMODEI REPLACED UNIT CABLE, RTS 3/24 | 621FE87F-8469-4B97-B88A-3258512B8E0C | Labor | 03/24/2017 | 03/24/2017 | Gene Amodei
|  | WAMPOLE LABORATORIES | WAMPOLE LABORATORIES XYP PLATFORM |  | LXY06241102 | LAB MICROBIOLOGY |  |  |  | 05/15/2016 |  |  |  |  | NO | NO |  |  |  |  | WAMPOLE LABORATORIES 15778 LXY06241102 |  |  | Disposition |  |  |  | Equipment | 1Y:00-MFG | 05/15/2016 | 05/15/2016 | COOPER UNIVERSITY HOSPITAL |  |  | BASEMENT |  | COURTNEY BARRY |  |  |  | 05/15/2016 | 05/15/2016 |  |  |  |  | 05/15/2016 | 05/15/2016
|  | WATERPIK TECHNOLOGIES | WATERPIK TECHNOLOGIES WP-360 |  | OC-7280 | 1050 KINGS HIGHWAY-MEDICINE |  |  |  | 10/16/2019 |  |  |  |  | NO | NO |  |  |  |  | WATERPIK TECHNOLOGIES 16099 OC-7280 |  |  | Disposition |  |  |  | Equipment | PAAR:00-PVAR | 10/16/2019 | 10/16/2019 | COOPER AMBULATORY OFF-SITES |  |  | LAB |  | Leah Willis |  |  |  | 10/16/2019 | 10/16/2019 |  |  |  |  | 10/16/2019 | 10/16/2019
|  | WATERPIK TECHNOLOGIES | WATERPIK TECHNOLOGIES WP-72 |  | 26927* | 3 COOPER-URBAN DEVELOPMENT |  |  |  | 01/01/1900 |  |  |  |  | NO | NO |  |  |  |  | WATERPIK TECHNOLOGIES 10346936 26927* |  |  | Disposition |  |  |  | Equipment | PAAR:00-PVAR | 11/02/2019 |  | COOPER AMBULATORY OFF-SITES |  |  | 215 - Nursing station |  | BRENDA LOPEZ
|  | WELCH ALLYN DIATEK | WELCH ALLYN DIATEK 71111 |  | o3713 | 3 COOPER-WOMENS CARE CENTER |  |  |  | 01/01/1900 |  |  |  |  | NO | NO |  |  |  |  | WELCH ALLYN DIATEK 10346896 o3713 |  |  | Disposition |  |  |  | Equipment | PAAR:00-PVAR | 10/16/2019 |  | COOPER AMBULATORY OFF-SITES |  |  | DISPOSITION |  | BONNIE MANNINO
|  | WELCH ALLYN DIATEK | WELCH ALLYN DIATEK 71111 |  | NSNCOOPERAMB0031 | 3 COOPER-WOMENS CARE CENTER |  |  |  | 01/01/1900 |  |  |  |  | NO | NO |  |  |  |  | WELCH ALLYN DIATEK 10346890 NSNCOOPERAMB0031 |  |  | Disposition |  |  |  | Equipment | PAAR:00-PVAR | 11/02/2019 |  | COOPER AMBULATORY OFF-SITES |  |  | DISPOSITION |  | BONNIE MANNINO
|  | WELCH ALLYN DIATEK | WELCH ALLYN DIATEK 71111 |  | NSNCOOPERAMB0030 | 3 COOPER-WOMENS CARE CENTER |  |  |  | 01/01/1900 |  |  |  |  | NO | NO |  |  |  |  | WELCH ALLYN DIATEK 10346889 NSNCOOPERAMB0030 |  |  | Disposition |  |  |  | Equipment | PAAR:00-PVAR | 11/01/2019 |  | COOPER AMBULATORY OFF-SITES |  |  | DISPOSITION |  | BONNIE MANNINO
|  | WELCH ALLYN DIATEK | WELCH ALLYN DIATEK 71111 |  | Not Known | 3 COOPER-CARDIAC DIAGNOSTIC CENTER |  |  |  | 01/01/1900 |  |  |  |  | NO | NO |  |  |  |  | WELCH ALLYN DIATEK 10346883 Not Known |  |  | Active |  | 99:99:99:99:99:99 |  | Equipment | PAAR:00-PVAR | 11/01/2019 |  | COOPER AMBULATORY OFF-SITES |  |  | DISPOSITION | 0011603602 | CARLA TRUELL | Repair | Closed | Stephen Zubrzycki | 05/02/2017 | 05/02/2017 | BATTERY CHARGER - DISPOSITION - TMX | 5/2/2017 8:36:33 AM SJZUBRZYCKI (SJZUBRZYCKI 5/1/2017 12:00 AM) CNL DURING VALIDATION. DEPT SAID THEY NO LONGER HAVE IT. 5/2/2017 8:36:34 AM SJZUBRZYCKI This device has been removed from an active status with the RSQ Database, and physically removed from the facility. Device retired on 5/2/2017; Authorized By: YES; Nature of Retirement: COULD NOT LOCATE; Days In Service: 698 | E6D89CF2-C2DA-4072-901B-45C9D75FB01E | Labor | 05/01/2017 | 05/01/2017 | Stephen Zubrzycki
|  | WELCH ALLYN, INC. | WELCH ALLYN, INC. 06138-000 |  |  | MOORESTOWN-FAMILY MEDICINE |  |  |  | 07/11/2016 |  |  |  |  | NO | NO |  |  |  |  | WELCH ALLYN, INC. 30142145 14251523 |  |  | Disposition |  |  |  | Test Equipment | 1Y:00-VEN | 07/11/2016 | 07/11/2016 | COOPER AMBULATORY OFF-SITES |  |  | EXAM 1 |  | LYNNE DEJOSEPH |  |  |  | 07/11/2016 | 07/11/2016 |  |  |  |  | 07/11/2016 | 07/11/2016
|  | WELCH ALLYN, INC. | WELCH ALLYN, INC. 23300 |  |  | 1050 KINGS HIGHWAY-MEDICINE |  |  | excluded | 01/03/2018 |  |  |  |  | NO | NO |  |  |  |  | WELCH ALLYN, INC. 10732234 201300614 |  |  | Active |  | 99:99:99:99:99:99 |  | Equipment | 1Y:00-MFG | 01/03/2019 | 01/01/2020 | COOPER AMBULATORY OFF-SITES |  |  | NURSES STATION | 0012678051 | Leah Willis | Preventative Maintenance | Closed | Josh Harris | 01/26/2018 | 01/26/2018 | PERFORMANCE ASSURANCE AT INVENTORY | INVENTORIED DEVICE AND ENSURED DEVICE WAS FUNCTIONING PROPERLY. | C5E47352-3A89-4A37-B0EC-A80B5411E7D0 | Labor | 01/03/2018 | 01/03/2018 | Kirk Lis
|  | WELCH ALLYN, INC. | WELCH ALLYN, INC. 23300 |  |  | LINCOLN DRIVE-FAMILY MEDICINE |  |  | excluded | 05/31/2016 |  |  |  |  | NO | NO |  |  |  |  | WELCH ALLYN, INC. 10346747 0501081 |  |  | Active |  | 99:99:99:99:99:99 |  | Equipment | 1Y:00-MFG | 10/08/2019 | 10/01/2020 | COOPER AMBULATORY OFF-SITES |  |  |  |  | SCOTT GROFF
|  | WELCH ALLYN, INC. | WELCH ALLYN, INC. 23300 |  |  | MT. LAUREL-FAMILY MEDICINE |  |  | excluded | 03/07/2013 |  |  |  |  | NO | NO |  |  |  |  | WELCH ALLYN, INC. 10345878 201102049 |  |  | Active |  | 99:99:99:99:99:99 |  | Equipment | 1Y:00-MFG | 03/07/2019 | 03/01/2020 | COOPER AMBULATORY OFF-SITES |  |  | HALLWAY |  | SUE MAKO
|  | WELCH ALLYN, INC. | WELCH ALLYN, INC. 23300 |  |  | CLEMENTON INTERNAL MEDICINE |  |  | excluded | 03/11/2019 |  |  |  |  | NO | NO |  |  |  |  | WELCH ALLYN, INC. 30142123 7935 |  |  | Active |  | 99:99:99:99:99:99 |  | Equipment | 1Y:00-MFG | 03/11/2019 | 03/11/2019 | COOPER AMBULATORY OFF-SITES |  |  | 220 GIBBSBORO ROAD |  | GLORIA CRUZ |  |  |  | 03/11/2019 | 03/11/2019 |  |  |  |  | 03/11/2019 | 03/11/2019
|  | WELCH ALLYN, INC. | WELCH ALLYN, INC. 23301 |  |  | KROC CENTER-FAMILY MEDICINE |  |  | excluded | 06/10/2015 |  |  |  |  | NO | NO |  |  |  |  | WELCH ALLYN, INC. 10769393 0500129 |  |  | Active |  | 99:99:99:99:99:99 |  | Equipment | 1Y:00-MFG | 05/07/2019 | 05/01/2020 | COOPER AMBULATORY OFF-SITES |  |  | 1865 HARRISON AVENUE | 0011331571 | JESSICA NIEVES | Performance Verification | Closed | Bonnie Aichroth | 03/10/2017 | 03/10/2017 | INCOMING INVENTORY | DEVICE INVENTORIED | 491EC417-6877-411C-A8FC-891EE60AE7C7 | Labor | 03/10/2017 | 03/10/2017 | Bonnie Aichroth
|  | WELCH ALLYN, INC. | WELCH ALLYN, INC. 23301 |  |  | 1050 KINGS HIGHWAY-MEDICINE |  |  |  | 06/10/2015 |  |  |  |  | NO | NO |  |  |  |  | WELCH ALLYN, INC. 10769391 9800960 |  |  | Disposition |  | 99:99:99:99:99:99 |  | Equipment | 1Y:00-MFG | 07/08/2019 | 01/01/2020 | COOPER AMBULATORY OFF-SITES |  |  | FAMILY MEDICINE | 0011319063 | Leah Willis | Repair | Closed | Kirk Lis | 03/06/2017 | 04/17/2017 | SCOPE - NOT CHARGING PROPERLY - FAMILY MEDICINE LAB | 3/10/2017 11:58:41 AM KALIS (KALIS 3/9/2017 12:00 AM) TRAVEL TIME (KALIS 3/9/2017 12:00 AM) PERFORMED TROUBLESHOOTING. EQUIPMENT WORKS W/O LAMP. CONFERRED WITH OEM TECH. SUPPORT. UNIT NEEDS TO BE SENT BACK TO MANUFACTUER. INFORMED DONNA ,SITE MANAGER ~10 DAY TURN AROUND TIME. 3/10/2017 3:56:36 PM KALIS (KALIS 3/10/2017 12:00 AM) APPLIED FOR VENDOR SERVICE 3/13/2017 10:33:57 AM KALIS (KALIS 3/13/2017 12:00 AM) CONTACT OEM TO SET UP VENDOR REPAIR. BOX UNIT AND SEND OUT FOR REPAIR 3/27/2017 2:49:54 PM KALIS (KALIS 3/27/2017 12:00 AM) RESEARCHED AND SENT PO INFO AS REQUESTED TO WELCH ALLYN TO COMPLETE REPAIR 3/28/2017 1:20:35 PM KALIS (KALIS 3/28/2017 12:00 AM) UNIT WAS BEING SENT TO WRONG LOCATION. WORKED WITH WELCH ALLYN CUSTOMER SERVICE ( KIT ). EQUIPMENT NOW BEING SENT TO 1050 KINGS HWY. SUITE 201. FEDX CASE# 0328715787 (KALIS 3/28/2017 12:00 AM) DOCUMENTATION SEND E-MAIL TO DONNA ONEIL TO INFORM HER OF SHIPPING STATUS. 4/17/2017 8:28:23 AM KALIS (KALIS 4/14/2017 12:00 AM) TRAVEL TIME 4/17/2017 8:32:13 AM KALIS (KALIS 4/14/2017 12:00 AM) RETURN REPAIR INSPECTION. UNIT OK | 0AC14347-436F-4BDD-A90E-8735E994E47F | Labor | 04/14/2017 | 04/14/2017 | Kirk Lis
|  | WELCH ALLYN, INC. | WELCH ALLYN, INC. 23301 |  |  | MOORESTOWN-PEDIATRICS |  |  | excluded | 08/27/2014 |  |  |  |  | NO | NO |  |  |  |  | WELCH ALLYN, INC. 10366145 201401648 |  |  | Active |  | 99:99:99:99:99:99 |  | Equipment | 1Y:00-MFG | 07/11/2019 | 07/01/2020 | COOPER AMBULATORY OFF-SITES |  |  | Triage |  | MAUREEN OBRIEN
|  | WELCH ALLYN, INC. | WELCH ALLYN, INC. 23301 |  |  | HADDON HEIGHTS-FAMILY MEDICINE |  |  |  | 05/04/2009 |  |  |  |  | NO | NO |  |  |  |  | WELCH ALLYN, INC. 10365705 0101414 |  |  | Disposition |  |  |  | Equipment | 1Y:00-MFG | 09/13/2016 | 09/01/2020 | COOPER AMBULATORY OFF-SITES |  |  | DISPOSITION |  | KELLIE STOUT
|  | WELCH ALLYN, INC. | WELCH ALLYN, INC. 23810 |  | NOT KNOWN | COOPER CANCER-- EGG HARBOR |  |  | excluded | 10/31/2019 |  |  |  |  | NO | NO |  |  |  |  | WELCH ALLYN, INC. 11221941 NOT KNOWN |  |  | Active | dup11221941 |  |  | Equipment | PAAR:00-PVAR | 10/31/2019 | 10/31/2019 | COOPER AMBULATORY OFF-SITES |  |  | Performance Verification | WOT00000003242645 | VIOLET YACOVELLI | Performance Verification | Closed | Josh Harris | 10/31/2019 | 10/31/2019 | Performance Verification for WELCH ALLYN, INC. 11221941 NOT KNOWN | Initial Install of Performance Verification. Device is ready for patient use. |  |  | 10/31/2019 | 10/31/2019
|  | WELCH ALLYN, INC. | WELCH ALLYN, INC. 23810 |  | NOT KNOWN | COOPER CANCER-- EGG HARBOR |  |  | excluded | 10/31/2019 |  |  |  |  | NO | NO |  |  |  |  | WELCH ALLYN, INC. 11221942 NOT KNOWN |  |  | Active | dup11221942 |  |  | Equipment | PAAR:00-PVAR | 10/31/2019 | 10/31/2019 | COOPER AMBULATORY OFF-SITES |  |  | Performance Verification | WOT00000003242641 | VIOLET YACOVELLI | Performance Verification | Closed | Josh Harris | 10/31/2019 | 10/31/2019 | Performance Verification for WELCH ALLYN, INC. 11221942 NOT KNOWN | Initial Install of Performance Verification. Device is ready for patient use. |  |  | 10/31/2019 | 10/31/2019
|  | WELCH ALLYN, INC. | WELCH ALLYN, INC. 23810 |  | NOT KNOWN | COOPER CANCER-- EGG HARBOR |  |  | excluded | 10/31/2019 |  |  |  |  | NO | NO |  |  |  |  | WELCH ALLYN, INC. 11221939 NOT KNOWN |  |  | Active | dup11221939 |  |  | Equipment | PAAR:00-PVAR | 10/31/2019 | 10/31/2019 | COOPER AMBULATORY OFF-SITES |  |  | Performance Verification | WOT00000003242652 | VIOLET YACOVELLI | Performance Verification | Closed | Josh Harris | 10/31/2019 | 10/31/2019 | Performance Verification for WELCH ALLYN, INC. 11221939 NOT KNOWN | Initial Install of Performance Verification. Device is ready for patient use. |  |  | 10/31/2019 | 10/31/2019
|  | WELCH ALLYN, INC. | WELCH ALLYN, INC. 23810 |  | NOT KNOWN | COOPER CANCER-- EGG HARBOR |  |  | excluded | 10/31/2019 |  |  |  |  | NO | NO |  |  |  |  | WELCH ALLYN, INC. 11221940 NOT KNOWN |  |  | Active | dup11221940 |  |  | Equipment | PAAR:00-PVAR | 10/31/2019 | 10/31/2019 | COOPER AMBULATORY OFF-SITES |  |  | Performance Verification | WOT00000003242648 | VIOLET YACOVELLI | Performance Verification | Closed | Josh Harris | 10/31/2019 | 10/31/2019 | Performance Verification for WELCH ALLYN, INC. 11221940 NOT KNOWN | Initial Install of Performance Verification. Device is ready for patient use. |  |  | 10/31/2019 | 10/31/2019
|  | WELCH ALLYN, INC. | WELCH ALLYN, INC. 23810 |  | NOT KNOWN | COOPER CANCER-- EGG HARBOR |  |  | excluded | 10/31/2019 |  |  |  |  | NO | NO |  |  |  |  | WELCH ALLYN, INC. 11221938 NOT KNOWN |  |  | Active | dup11221938 |  |  | Equipment | PAAR:00-PVAR | 10/31/2019 | 10/31/2019 | COOPER AMBULATORY OFF-SITES |  |  | Performance Verification | WOT00000003242657 | VIOLET YACOVELLI | Performance Verification | Closed | Josh Harris | 10/31/2019 | 10/31/2019 | Performance Verification for WELCH ALLYN, INC. 11221938 NOT KNOWN | Initial Install of Performance Verification. Device is ready for patient use. |  |  | 10/31/2019 | 10/31/2019
|  | WELCH ALLYN, INC. | WELCH ALLYN, INC. 23810 |  | NOT KNOWN | COOPER CANCER-- EGG HARBOR |  |  | excluded | 10/31/2019 |  |  |  |  | NO | NO |  |  |  |  | WELCH ALLYN, INC. 11221937 NOT KNOWN |  |  | Active | dup11221937 |  |  | Equipment | PAAR:00-PVAR | 10/31/2019 | 10/31/2019 | COOPER AMBULATORY OFF-SITES |  |  | Performance Verification | WOT00000003242662 | VIOLET YACOVELLI | Performance Verification | Closed | Josh Harris | 10/31/2019 | 10/31/2019 | CEID Record Completion for WELCH ALLYN, INC. 11221937 NOT KNOWN | Inventoried Unit. | EXP3493973 | Labor | 10/31/2019 | 10/31/2019 | Josh Harris
|  | WELCH ALLYN, INC. | WELCH ALLYN, INC. 23810 |  | NOT KNOWN | COOPER CANCER-- EGG HARBOR |  |  | excluded | 10/31/2019 |  |  |  |  | NO | NO |  |  |  |  | WELCH ALLYN, INC. 11221936 NOT KNOWN |  |  | Active | dup11221936 |  |  | Equipment | PAAR:00-PVAR | 10/31/2019 | 10/31/2019 | COOPER AMBULATORY OFF-SITES |  |  | Performance Verification | WOT00000003242667 | VIOLET YACOVELLI | Performance Verification | Closed | Josh Harris | 10/31/2019 | 10/31/2019 | CEID Record Completion for WELCH ALLYN, INC. 11221936 NOT KNOWN | Inventoried unit. | EXP3483210 | Labor | 10/31/2019 | 10/31/2019 | Josh Harris
|  | WELCH ALLYN, INC. | WELCH ALLYN, INC. 300 SERIES |  | JA028045 | COOPER CANCER CENTER |  |  |  | 01/01/1900 |  |  |  |  | NO | NO |  |  |  |  | WELCH ALLYN, INC. 10365516 JA028045 |  |  | Disposition |  |  |  | Alarm | PAAR:00-PVAR | 11/02/2019 |  | COOPER AMBULATORY OFF-SITES |  |  | Rad/Onc - Moves |  | COLLEEN TEGELER
|  | WELCH ALLYN, INC. | WELCH ALLYN, INC. 300 SERIES |  | JA028113 | COOPER CANCER CENTER |  |  |  | 01/01/1900 |  |  |  |  | NO | NO |  |  |  |  | WELCH ALLYN, INC. 10365513 JA028113 |  |  | Disposition |  |  |  | Alarm | PAAR:00-PVAR | 11/02/2019 |  | COOPER AMBULATORY OFF-SITES |  |  | Rad/Onc - Moves |  | COLLEEN TEGELER
|  | WELCH ALLYN, INC. | WELCH ALLYN, INC. 300 SERIES |  | JA000225 | CYBER KNIFE |  |  | excluded | 05/28/2008 |  |  |  |  | NO | NO |  |  |  |  | WELCH ALLYN, INC. 10345410 JA000225 |  |  | Active |  | 99:99:99:99:99:99 |  | Alarm | PAAR:00-PVAR | 11/02/2019 |  | COOPER AMBULATORY OFF-SITES |  |  | CONSULTATION ROOM |  | CINDY BAPTISTA
|  | WELCH ALLYN, INC. | WELCH ALLYN, INC. 300 SERIES - 53000 |  | JA099368 | 3 COOPER-URBAN DEVELOPMENT |  |  | excluded | 10/31/2019 |  |  |  |  | NO | NO |  |  |  |  | WELCH ALLYN, INC. 11221519 JA099368 |  |  | Active |  | 99:99:99:99:99:99 |  | Alarm | PAAR:00-PVAR | 10/31/2019 | 10/31/2019 | COOPER AMBULATORY OFF-SITES |  |  | Suite 310 - Dr. DeSelvester | WOT00000000910633 | BRENDA LOPEZ | Repair | Closed | Stephen Zubrzycki | 10/31/2019 | 10/31/2019 | BP Machine, needs to be calibrated | Analyzed unit. Secured power supply and calibrated unit. | EXP0539856 | Labor | 10/31/2019 | 10/31/2019 | Stephen Zubrzycki
|  | WELCH ALLYN, INC. | WELCH ALLYN, INC. 40282 |  | NOT KNOWN | BRACE ROAD-MEDICINE |  |  | excluded | 10/31/2019 |  |  |  |  | NO | NO |  |  |  |  | WELCH ALLYN, INC. 11200033 NOT KNOWN |  |  | Active |  |  |  | Equipment | PAAR:00-PVAR | 10/31/2019 | 10/31/2019 | COOPER AMBULATORY OFF-SITES |  |  | Room 5 | WOT00000002753531 | Cheryl Peck | Performance Verification | Closed | Kirk Lis | 10/31/2019 | 10/31/2019 | Performance Verification for WELCH ALLYN, INC. 11200033 NOT KNOWN | Initial Install of Performance Verification. Device is ready for patient use. |  |  | 10/31/2019 | 10/31/2019
|  | WELCH ALLYN, INC. | WELCH ALLYN, INC. 40282 |  | Not Known | MOORESTOWN-PEDIATRICS |  |  | excluded | 01/01/1900 |  |  |  |  | NO | NO |  |  |  |  | WELCH ALLYN, INC. 10366143 Not Known |  |  | Active |  | 99:99:99:99:99:99 |  | Equipment | PAAR:00-PVAR | 11/01/2019 |  | COOPER AMBULATORY OFF-SITES |  |  | EXAM 6 |  | MAUREEN OBRIEN
|  | WELCH ALLYN, INC. | WELCH ALLYN, INC. 40282 |  | Not Known | MOORESTOWN-PEDIATRICS |  |  | excluded | 01/01/1900 |  |  |  |  | NO | NO |  |  |  |  | WELCH ALLYN, INC. 10366139 Not Known |  |  | Active |  | 99:99:99:99:99:99 |  | Equipment | PAAR:00-PVAR | 11/02/2019 |  | COOPER AMBULATORY OFF-SITES |  |  | exam 4 |  | MAUREEN OBRIEN
|  | WELCH ALLYN, INC. | WELCH ALLYN, INC. 40282 |  | Not Known | MOORESTOWN-PEDIATRICS |  |  | excluded | 01/01/1900 |  |  |  |  | NO | NO |  |  |  |  | WELCH ALLYN, INC. 10366137 Not Known |  |  | Active |  | 99:99:99:99:99:99 |  | Equipment | PAAR:00-PVAR | 11/01/2019 |  | COOPER AMBULATORY OFF-SITES |  |  | exam 3 |  | MAUREEN OBRIEN
|  | WELCH ALLYN, INC. | WELCH ALLYN, INC. 40282 |  | Not Known | MOORESTOWN-PEDIATRICS |  |  | excluded | 01/01/1900 |  |  |  |  | NO | NO |  |  |  |  | WELCH ALLYN, INC. 10366141 Not Known |  |  | Active |  | 99:99:99:99:99:99 |  | Equipment | PAAR:00-PVAR | 11/02/2019 |  | COOPER AMBULATORY OFF-SITES |  |  | EXAM 5 |  | MAUREEN OBRIEN
|  | WELCH ALLYN, INC. | WELCH ALLYN, INC. 40282 |  | Not Known | MOORESTOWN-PEDIATRICS |  |  | excluded | 01/01/1900 |  |  |  |  | NO | NO |  |  |  |  | WELCH ALLYN, INC. 10366135 Not Known |  |  | Active |  | 99:99:99:99:99:99 |  | Equipment | PAAR:00-PVAR | 11/02/2019 |  | COOPER AMBULATORY OFF-SITES |  |  | EXAM 2 | WOT00000001952018 | MAUREEN OBRIEN | Repair | Closed | Kirk Lis | 01/04/2019 | 05/01/2019 | cannot see through it | CLEANED MULTIPLE HEADS ON OTOSCOPE . PERFORMED OVP. INFORMED STAFF OF UNIT'S STATUS | EXP2047038 | Labor | 01/09/2019 | 01/09/2019 | Kirk Lis
|  | WELCH ALLYN, INC. | WELCH ALLYN, INC. 40282 |  | Not Known | MOORESTOWN-PEDIATRICS |  |  | excluded | 01/01/1900 |  |  |  |  | NO | NO |  |  |  |  | WELCH ALLYN, INC. 10366133 Not Known |  |  | Active |  | 99:99:99:99:99:99 |  | Equipment | PAAR:00-PVAR | 11/02/2019 |  | COOPER AMBULATORY OFF-SITES |  |  | EXAM 1 |  | MAUREEN OBRIEN
|  | WELCH ALLYN, INC. | WELCH ALLYN, INC. 40282 |  | Not Known | 1030 KINGS HIGHWAY-MEDICINE |  |  | excluded | 01/01/1900 |  |  |  |  | NO | NO |  |  |  |  | WELCH ALLYN, INC. 10365913 Not Known |  |  | Active |  | 99:99:99:99:99:99 |  | Equipment | PAAR:00-PVAR | 11/02/2019 |  | COOPER AMBULATORY OFF-SITES |  |  | LAB |  | Bonnie Aichroch
|  | WELCH ALLYN, INC. | WELCH ALLYN, INC. 40282 |  | Not Known | BRACE ROAD-MEDICINE |  |  | excluded | 01/01/1900 |  |  |  |  | NO | NO |  |  |  |  | WELCH ALLYN, INC. 10365874 Not Known |  |  | Active |  | 99:99:99:99:99:99 |  | Equipment | PAAR:00-PVAR | 11/02/2019 |  | COOPER AMBULATORY OFF-SITES |  |  | Internal Medicine Exam 6 | WOT00000000775495 | Cheryl Peck | Repair | Closed | Kirk Lis | 04/10/2018 | 07/30/2018 | Issues with connectors, needs it evaluated, doesn't want to order new parts | replaced hose connector repaired hose. performed ovp | EXP0357271 | Labor | 04/10/2018 | 04/10/2018 | Kirk Lis
|  | WELCH ALLYN, INC. | WELCH ALLYN, INC. 40282 |  | Not Known | BRACE ROAD-MEDICINE |  |  | excluded | 01/01/1900 |  |  |  |  | NO | NO |  |  |  |  | WELCH ALLYN, INC. 10365849 Not Known |  |  | Active |  | 99:99:99:99:99:99 |  | Equipment | PAAR:00-PVAR | 11/02/2019 |  | COOPER AMBULATORY OFF-SITES |  |  | Neurology EMG2 |  | Cheryl Peck
|  | WELCH ALLYN, INC. | WELCH ALLYN, INC. 40282 |  | Not Known | SICKLERVILLE SURGERY CENTER |  |  | excluded | 01/01/1900 |  |  |  |  | NO | NO |  |  |  |  | WELCH ALLYN, INC. 10365767 Not Known |  |  | Active |  | 99:99:99:99:99:99 |  | Equipment | PAAR:00-PVAR | 11/02/2019 |  | COOPER AMBULATORY OFF-SITES |  |  | EXAM 6 |  | Leslie Harrop
|  | WELCH ALLYN, INC. | WELCH ALLYN, INC. 40282 |  | Not Known | SICKLERVILLE SURGERY CENTER |  |  | excluded | 01/01/1900 |  |  |  |  | NO | NO |  |  |  |  | WELCH ALLYN, INC. 10365765 Not Known |  |  | Active |  | 99:99:99:99:99:99 |  | Equipment | PAAR:00-PVAR | 11/02/2019 |  | COOPER AMBULATORY OFF-SITES |  |  | EXAM 5 |  | Leslie Harrop
|  | WELCH ALLYN, INC. | WELCH ALLYN, INC. 40282 |  |  | SICKLERVILLE SURGERY CENTER |  |  | excluded | 01/01/1900 |  |  |  |  | NO | NO |  |  |  |  | WELCH ALLYN, INC. 10365764 10365764 |  |  | Active |  | 99:99:99:99:99:99 |  | Equipment | PAAR:00-PVAR | 11/02/2019 |  | COOPER AMBULATORY OFF-SITES |  |  | exam 4 |  | Leslie Harrop
|  | WELCH ALLYN, INC. | WELCH ALLYN, INC. 40282 |  | Not Known | SICKLERVILLE SURGERY CENTER |  |  | excluded | 01/01/1900 |  |  |  |  | NO | NO |  |  |  |  | WELCH ALLYN, INC. 10365762 Not Known |  |  | Active |  | 99:99:99:99:99:99 |  | Equipment | PAAR:00-PVAR | 11/02/2019 |  | COOPER AMBULATORY OFF-SITES |  |  | exam 3 |  | Leslie Harrop
|  | WELCH ALLYN, INC. | WELCH ALLYN, INC. 40282 |  | Not Known | SICKLERVILLE SURGERY CENTER |  |  | excluded | 01/01/1900 |  |  |  |  | NO | NO |  |  |  |  | WELCH ALLYN, INC. 10365758 Not Known |  |  | Active |  | 99:99:99:99:99:99 |  | Equipment | PAAR:00-PVAR | 11/01/2019 |  | COOPER AMBULATORY OFF-SITES |  |  | PROCEDURE |  | Leslie Harrop
|  | WELCH ALLYN, INC. | WELCH ALLYN, INC. 40282 |  | Not Known | SICKLERVILLE SURGERY CENTER |  |  | excluded | 01/01/1900 |  |  |  |  | NO | NO |  |  |  |  | WELCH ALLYN, INC. 10365755 Not Known |  |  | Active |  | 99:99:99:99:99:99 |  | Equipment | PAAR:00-PVAR | 11/02/2019 |  | COOPER AMBULATORY OFF-SITES |  |  | EXAM 2 |  | Leslie Harrop
|  | WELCH ALLYN, INC. | WELCH ALLYN, INC. 40282 |  | Not Known | SICKLERVILLE SURGERY CENTER |  |  | excluded | 01/01/1900 |  |  |  |  | NO | NO |  |  |  |  | WELCH ALLYN, INC. 10365754 Not Known |  |  | Active |  | 99:99:99:99:99:99 |  | Equipment | PAAR:00-PVAR | 11/01/2019 |  | COOPER AMBULATORY OFF-SITES |  |  | EXAM 1 |  | Leslie Harrop
|  | WELCH ALLYN, INC. | WELCH ALLYN, INC. 40282 |  |  | VOORHEES CARDIOLOGY SUITE 102 |  |  | excluded | 01/01/1900 |  |  |  |  | NO | NO |  |  |  |  | WELCH ALLYN, INC. 10356949 10356949 |  |  | Active |  | 99:99:99:99:99:99 |  | Equipment | PAAR:00-PVAR | 11/02/2019 |  | COOPER AMBULATORY OFF-SITES |  |  | Exam 7 |  | MICHELE MOLINARI
|  | WELCH ALLYN, INC. | WELCH ALLYN, INC. 40282 |  | Not Known | VOORHEES CARDIOLOGY SUITE 102 |  |  | excluded | 01/01/1900 |  |  |  |  | NO | NO |  |  |  |  | WELCH ALLYN, INC. 10356940 Not Known |  |  | Active |  | 99:99:99:99:99:99 |  | Equipment | PAAR:00-PVAR | 11/02/2019 |  | COOPER AMBULATORY OFF-SITES |  |  | EXAM 6 |  | MICHELE MOLINARI
|  | WELCH ALLYN, INC. | WELCH ALLYN, INC. 40282 |  |  | VOORHEES CARDIOLOGY |  |  | excluded | 01/01/1900 |  |  |  |  | NO | NO |  |  |  |  | WELCH ALLYN, INC. 10356938 10356938 |  |  | Active |  | 99:99:99:99:99:99 |  | Equipment | PAAR:00-PVAR | 11/02/2019 |  | COOPER AMBULATORY OFF-SITES |  |  | ULTRASOUND |  | KATHY COMO
|  | WELCH ALLYN, INC. | WELCH ALLYN, INC. 40282 |  | Not Known | VOORHEES SURGERY CENTER-RADIATION/ONC |  |  | excluded | 01/01/1900 |  |  |  |  | NO | NO |  |  |  |  | WELCH ALLYN, INC. 10356824 Not Known |  |  | Active |  | 99:99:99:99:99:99 |  | Equipment | PAAR:00-PVAR | 11/02/2019 |  | COOPER AMBULATORY OFF-SITES |  |  | exam 3 |  | COLLEEN TEGELER
|  | WELCH ALLYN, INC. | WELCH ALLYN, INC. 40282 |  | Not Known | VOORHEES SURGERY CENTER-RADIATION/ONC |  |  | excluded | 10/08/2005 |  |  |  |  | NO | NO |  |  |  |  | WELCH ALLYN, INC. 10356826 Not Known |  |  | Active |  | 99:99:99:99:99:99 |  | Equipment | PAAR:00-PVAR | 11/02/2019 |  | COOPER AMBULATORY OFF-SITES |  |  | exam 4 |  | COLLEEN TEGELER
|  | WELCH ALLYN, INC. | WELCH ALLYN, INC. 40282 |  |  | COOPER CARE NOW-SHOPRITE CLINIC |  |  | excluded | 01/01/1900 |  |  |  |  | NO | NO |  |  |  |  | WELCH ALLYN, INC. 10346095 10346095 |  |  | Active |  | 99:99:99:99:99:99 |  | Equipment | PAAR:00-PVAR | 11/02/2019 |  | COOPER AMBULATORY OFF-SITES |  |  | 307 W. ROUTE 70 Marlton NJ |  | DR. BRAD BENDESKY
|  | WELCH ALLYN, INC. | WELCH ALLYN, INC. 40282 |  | Not Known | VOORHEES PEDIATRICS |  |  | excluded | 01/01/1900 |  |  |  |  | NO | NO |  |  |  |  | WELCH ALLYN, INC. 10345343 Not Known |  |  | Active |  | 99:99:99:99:99:99 |  | Equipment | PAAR:00-PVAR | 11/02/2019 |  | COOPER AMBULATORY OFF-SITES |  |  | B7 |  | MAUREEN OBRIEN
|  | WELCH ALLYN, INC. | WELCH ALLYN, INC. 40282 |  | Not Known | VOORHEES PEDIATRICS |  |  | excluded | 01/01/1900 |  |  |  |  | NO | NO |  |  |  |  | WELCH ALLYN, INC. 10345327 Not Known |  |  | Active |  | 99:99:99:99:99:99 |  | Equipment | PAAR:00-PVAR | 11/02/2019 |  | COOPER AMBULATORY OFF-SITES |  |  | B1 |  | MAUREEN OBRIEN
|  | WELCH ALLYN, INC. | WELCH ALLYN, INC. 40282 |  | Not Known | VOORHEES PEDIATRICS |  |  | excluded | 01/01/1900 |  |  |  |  | NO | NO |  |  |  |  | WELCH ALLYN, INC. 10345330 Not Known |  |  | Active |  | 99:99:99:99:99:99 |  | Equipment | PAAR:00-PVAR | 11/02/2019 |  | COOPER AMBULATORY OFF-SITES |  |  | B3 |  | MAUREEN OBRIEN
|  | WELCH ALLYN, INC. | WELCH ALLYN, INC. 40282 |  | Not Known | 6017 MAIN ST-PLASTICS |  |  | excluded | 01/01/1900 |  |  |  |  | NO | NO |  |  |  |  | WELCH ALLYN, INC. 10345324 Not Known |  |  | Active |  | 99:99:99:99:99:99 |  | Equipment | PAAR:00-PVAR | 11/02/2019 |  | COOPER AMBULATORY OFF-SITES |  |  | Exam 8 |  | ANNE MAIER
|  | WELCH ALLYN, INC. | WELCH ALLYN, INC. 40282 |  | Not Known | 6017 MAIN ST-PLASTICS |  |  | excluded | 01/01/1900 |  |  |  |  | NO | NO |  |  |  |  | WELCH ALLYN, INC. 10345317 Not Known |  |  | Active |  | 99:99:99:99:99:99 |  | Equipment | PAAR:00-PVAR | 11/02/2019 |  | COOPER AMBULATORY OFF-SITES |  |  | EXAM 6 |  | ANNE MAIER
|  | WELCH ALLYN, INC. | WELCH ALLYN, INC. 40282 |  | Not Known | 6017 MAIN ST-PLASTICS |  |  | excluded | 01/01/1900 |  |  |  |  | NO | NO |  |  |  |  | WELCH ALLYN, INC. 10345308 Not Known |  |  | Active |  | 99:99:99:99:99:99 |  | Equipment | PAAR:00-PVAR | 11/02/2019 |  | COOPER AMBULATORY OFF-SITES |  |  | Exam 7 |  | ANNE MAIER
|  | WELCH ALLYN, INC. | WELCH ALLYN, INC. 40282 |  | Not Known | 6017 MAIN ST-PLASTICS |  |  | excluded | 01/01/1900 |  |  |  |  | NO | NO |  |  |  |  | WELCH ALLYN, INC. 10345300 Not Known |  |  | Active |  | 99:99:99:99:99:99 |  | Equipment | PAAR:00-PVAR | 11/02/2019 |  | COOPER AMBULATORY OFF-SITES |  |  | EXAM 5 |  | ANNE MAIER
|  | WELCH ALLYN, INC. | WELCH ALLYN, INC. 40282 |  | Not Known | 6017 MAIN ST-BARIATRIC |  |  | excluded | 01/01/1900 |  |  |  |  | NO | NO |  |  |  |  | WELCH ALLYN, INC. 10345298 Not Known |  |  | Active |  | 99:99:99:99:99:99 |  | Equipment | PAAR:00-PVAR | 11/02/2019 |  | COOPER AMBULATORY OFF-SITES |  |  | EXAM 1 |  | CHRISTINE CASTAGNA
|  | WELCH ALLYN, INC. | WELCH ALLYN, INC. 40282 |  | Not Known | 6017 MAIN ST-BARIATRIC |  |  | excluded | 01/01/1900 |  |  |  |  | NO | NO |  |  |  |  | WELCH ALLYN, INC. 10345294 Not Known |  |  | Active |  | 99:99:99:99:99:99 |  | Equipment | PAAR:00-PVAR | 11/02/2019 |  | COOPER AMBULATORY OFF-SITES |  |  | EXAM 2 |  | CHRISTINE CASTAGNA
|  | WELCH ALLYN, INC. | WELCH ALLYN, INC. 40282 |  | Not Known | 6017 MAIN ST-BARIATRIC |  |  | excluded | 01/01/1900 |  |  |  |  | NO | NO |  |  |  |  | WELCH ALLYN, INC. 10345292 Not Known |  |  | Active |  | 99:99:99:99:99:99 |  | Equipment | PAAR:00-PVAR | 11/02/2019 |  | COOPER AMBULATORY OFF-SITES |  |  | exam 3 |  | CHRISTINE CASTAGNA
|  | WELCH ALLYN, INC. | WELCH ALLYN, INC. 40282 |  | Not Known | 6017 MAIN ST-BARIATRIC |  |  | excluded | 01/01/1900 |  |  |  |  | NO | NO |  |  |  |  | WELCH ALLYN, INC. 10345284 Not Known |  |  | Active |  | 99:99:99:99:99:99 |  | Equipment | PAAR:00-PVAR | 11/02/2019 |  | COOPER AMBULATORY OFF-SITES |  |  | exam 4 |  | CHRISTINE CASTAGNA
|  | WELCH ALLYN, INC. | WELCH ALLYN, INC. 40282 |  | Not Known | 6017 MAIN ST-BARIATRIC |  |  | excluded | 01/01/1900 |  |  |  |  | NO | NO |  |  |  |  | WELCH ALLYN, INC. 10345282 Not Known |  |  | Active |  | 99:99:99:99:99:99 |  | Equipment | PAAR:00-PVAR | 11/02/2019 |  | COOPER AMBULATORY OFF-SITES |  |  | EXAM 5 |  | CHRISTINE CASTAGNA
|  | WELCH ALLYN, INC. | WELCH ALLYN, INC. 420 |  |  | CHERRY HILL SPECIALITY HUB |  |  | excluded | 04/28/2017 |  |  |  |  | NO | NO |  |  |  |  | WELCH ALLYN, INC. 10732016 200310562 |  |  | Active |  | 99:99:99:99:99:99 |  | Alarm | PAAR:00-PVAR | 10/31/2019 |  | COOPER AMBULATORY OFF-SITES |  |  |  | 0012052831 | APRIL DIXON | Preventative Maintenance | Closed | Kirk Lis | 08/21/2017 | 08/21/2017 | PERFORMANCE ASSURANCE AT INVENTORY | INVENTORIED DEVICE AND ENSURED DEVICE WAS FUNCTIONING PROPERLY. | FF3A6542-0241-4355-B38B-67C184D07037 | Labor | 04/28/2017 | 04/28/2017 | Kirk Lis
|  | WELCH ALLYN, INC. | WELCH ALLYN, INC. 420 |  |  | 3 COOPER - PAIN MANAGEMENT |  |  |  | 01/01/1900 |  |  |  |  | NO | NO |  |  |  |  | WELCH ALLYN, INC. 10366524 200313457 |  |  | Disposition |  |  |  | Alarm | PAAR:00-PVAR | 11/02/2019 |  | COOPER AMBULATORY OFF-SITES |  |  | DISPOSITION |  | SHARON CHRISTOPHER
|  | WELCH ALLYN, INC. | WELCH ALLYN, INC. 420 |  | 20310NN6 | SICKLERVILLE SURGERY CENTER |  |  | excluded | 10/31/2019 |  |  |  |  | NO | NO |  |  |  |  | WELCH ALLYN, INC. 30142999 20310NN6 |  |  | Active |  | 99:99:99:99:99:99 |  | Alarm | PAAR:00-PVAR | 10/31/2019 | 10/31/2019 | COOPER AMBULATORY OFF-SITES |  |  |  | 0011786176 | Leslie Harrop | Performance Verification | Closed | Bonnie Aichroth | 10/31/2019 | 10/31/2019 | INCOMING INVENTORY | DEVICE INVENTORIED | 62F254B6-37E7-4A4E-806C-CD367623B319 | Labor | 10/31/2019 | 10/31/2019 | Bonnie Aichroth
|  | WELCH ALLYN, INC. | WELCH ALLYN, INC. 4200B-E1 |  |  | CHERRY HILL SPECIALITY HUB |  |  | excluded | 04/28/2017 |  |  |  |  | NO | NO |  |  |  |  | WELCH ALLYN, INC. 10732019 201112289 |  |  | Active |  | 99:99:99:99:99:99 |  | Alarm | PAAR:00-PVAR | 10/31/2019 |  | COOPER AMBULATORY OFF-SITES |  |  |  | 0012052788 | APRIL DIXON | Performance Verification | Closed | Kirk Lis | 08/21/2017 | 08/21/2017 | INCOMING INVENTORY | DEVICE INVENTORIED | 82C0F251-59DD-4D62-8DCE-47998BA7008E | Labor | 08/21/2017 | 08/21/2017 | Bonnie Aichroth
|  | WELCH ALLYN, INC. | WELCH ALLYN, INC. 4200B-E1 |  |  | SICKLERVILLE SURGERY CENTER |  |  | excluded | 10/31/2019 |  |  |  |  | NO | NO |  |  |  |  | WELCH ALLYN, INC. 30143001 200705973 |  |  | Active |  | 99:99:99:99:99:99 |  | Alarm | PAAR:00-PVAR | 10/31/2019 | 10/31/2019 | COOPER AMBULATORY OFF-SITES |  |  |  | 0011786183 | Leslie Harrop | Performance Verification | Closed | Bonnie Aichroth | 10/31/2019 | 10/31/2019 | INCOMING INVENTORY | DEVICE INVENTORIED | FF1BC024-5EAA-42BA-AF92-5A864EEA4490 | Labor | 10/31/2019 | 10/31/2019 | Bonnie Aichroth
|  | WELCH ALLYN, INC. | WELCH ALLYN, INC. 4200B-E1 |  |  | SICKLERVILLE SURGERY CENTER |  |  | excluded | 10/31/2019 |  |  |  |  | NO | NO |  |  |  |  | WELCH ALLYN, INC. 301429887 200705980 |  |  | Active |  | 99:99:99:99:99:99 |  | Alarm | PAAR:00-PVAR | 10/31/2019 | 10/31/2019 | COOPER AMBULATORY OFF-SITES |  |  |  | 0011786180 | Leslie Harrop | Performance Verification | Closed | Bonnie Aichroth | 10/31/2019 | 10/31/2019 | INCOMING INVENTORY | DEVICE INVENTORIED | 46C90028-834C-49CC-9B76-70F56D70F9B5 | Labor | 10/31/2019 | 10/31/2019 | Bonnie Aichroth
|  | WELCH ALLYN, INC. | WELCH ALLYN, INC. 46003 |  | Not Known | COOPER CANCER CENTER |  |  | excluded | 11/01/2019 |  |  |  |  | NO | NO |  |  |  |  | WELCH ALLYN, INC. 30225028 Not Known |  |  | Active |  | 99:99:99:99:99:99 |  | Equipment | PAAR:00-PVAR | 11/01/2019 | 11/01/2019 | COOPER AMBULATORY OFF-SITES |  |  | Rad/Onc - C1102 Cabinet |  | COLLEEN TEGELER |  |  |  | 11/01/2019 | 11/01/2019 |  |  |  |  | 11/01/2019 | 11/01/2019
|  | WELCH ALLYN, INC. | WELCH ALLYN, INC. 48400 |  | NOT KNOWN | EMERGENCY ROOM |  |  | excluded | 10/31/2019 |  |  |  |  | NO | NO |  |  |  |  | WELCH ALLYN, INC. 11222100 NOT KNOWN |  |  | Active |  | 99:99:99:99:99:99 |  | Equipment | PAAR:00-PVAR | 10/31/2019 | 10/31/2019 | COOPER UNIVERSITY HOSPITAL |  |  | Performance Verification | WOT00000001041305 | KAREN GRUBER | Performance Verification | Closed | Richard Jolly | 10/31/2019 | 10/31/2019 | Performance Verification for WELCH ALLYN, INC. 11222100 NOT KNOWN | Initial Install of Performance Verification. Device is ready for patient use. |  |  | 10/31/2019 | 10/31/2019
|  | WELCH ALLYN, INC. | WELCH ALLYN, INC. 49000 |  |  | 6200 MAIN ST-SURGERY |  |  |  | 10/16/2019 |  |  |  |  | NO | NO |  |  |  |  | WELCH ALLYN, INC. 26708 10270099 |  |  | Disposition |  |  |  | Equipment | PAAR:00-PVAR | 10/16/2019 | 10/16/2019 | COOPER AMBULATORY OFF-SITES |  |  | 6200 MAIN STREET |  | BOBBIE MICKLE |  |  |  | 10/16/2019 | 10/16/2019 |  |  |  |  | 10/16/2019 | 10/16/2019
|  | WELCH ALLYN, INC. | WELCH ALLYN, INC. 509 SERIES |  | Not Known | 3 COOPER-PEDIATRICS |  |  | excluded | 08/20/2015 |  |  |  |  | NO | NO |  |  |  |  | WELCH ALLYN, INC. 10349237 Not Known |  |  | Active |  | 99:99:99:99:99:99 |  | Equipment | PAAR:00-PVAR | 10/31/2019 |  | COOPER AMBULATORY OFF-SITES |  |  | Suite 200 - Moves |  | MAUREEN OBRIEN
|  | WELCH ALLYN, INC. | WELCH ALLYN, INC. 52000 SERIES |  |  | WILLINGBORO HEMATOLOGY/ONCOLOGY |  |  | excluded | 12/01/2017 |  |  |  |  | NO | NO |  |  |  |  | WELCH ALLYN, INC. 10732204 200303933 |  |  | Active |  | 99:99:99:99:99:99 |  | Alarm | PAAR:00-PVAR | 10/31/2019 |  | COOPER AMBULATORY OFF-SITES |  |  |  | 0012651322 | ANN DENTON | Preventative Maintenance | Closed | Josh Harris | 01/12/2018 | 01/12/2018 | PERFORMANCE ASSURANCE AT INVENTORY | INVENTORIED DEVICE AND ENSURED DEVICE WAS FUNCTIONING PROPERLY. | BA321D47-46C9-46B4-B4ED-B8E961350BAB | Labor | 12/01/2017 | 12/01/2017 | Kirk Lis
|  | WELCH ALLYN, INC. | WELCH ALLYN, INC. 52000 SERIES |  |  | DO NOT USE SALEM-CARDIOVASCULAR |  |  |  | 01/01/1900 |  |  |  |  | NO | NO |  |  |  |  | WELCH ALLYN, INC. 07800 9803213 |  |  | Disposition |  |  |  | Alarm | PAAR:00-PVAR | 11/02/2019 |  | COOPER AMBULATORY OFF-SITES |  |  | SALEM CARDIOLOGY |  | SUSAN WHITZELL
|  | WELCH ALLYN, INC. | WELCH ALLYN, INC. 600 |  |  | 3 COOPER - SURGERY DEPARTMENT |  |  |  | 10/16/2019 |  |  |  |  | NO | NO |  |  |  |  | WELCH ALLYN, INC. 30126114 13441258 |  |  | Disposition |  | 99:99:99:99:99:99 |  | Equipment | PAAR:00-PVAR | 10/16/2019 | 10/16/2019 | COOPER AMBULATORY OFF-SITES |  |  | Disposition |  | ANNE MAIER |  |  |  | 10/16/2019 | 10/16/2019 |  |  |  |  | 10/16/2019 | 10/16/2019
|  | WELCH ALLYN, INC. | WELCH ALLYN, INC. 600 |  |  | VOORHEES SURGERY CENTER-HEM/ONC |  |  | excluded | 10/31/2019 |  |  |  |  | NO | NO |  |  |  |  | WELCH ALLYN, INC. 30126040 15300352 |  |  | Active |  | 99:99:99:99:99:99 |  | Equipment | PAAR:00-PVAR | 10/31/2019 | 10/31/2019 | COOPER AMBULATORY OFF-SITES |  |  | SUITE F - EXAM ROOM 1 |  | MEGAN MCCAFFERTY |  |  |  | 10/31/2019 | 10/31/2019 |  |  |  |  | 10/31/2019 | 10/31/2019
|  | WELCH ALLYN, INC. | WELCH ALLYN, INC. 600 |  |  | VOORHEES SURGERY CENTER-HEM/ONC |  |  | excluded | 10/31/2019 |  |  |  |  | NO | NO |  |  |  |  | WELCH ALLYN, INC. 30126039 15300325 |  |  | Active |  | 99:99:99:99:99:99 |  | Equipment | PAAR:00-PVAR | 10/31/2019 | 10/31/2019 | COOPER AMBULATORY OFF-SITES |  |  | SUITE F - EXAM ROOM 5 |  | MEGAN MCCAFFERTY |  |  |  | 10/31/2019 | 10/31/2019 |  |  |  |  | 10/31/2019 | 10/31/2019
|  | WELCH ALLYN, INC. | WELCH ALLYN, INC. 600 |  |  | VOORHEES SURGERY CENTER-HEM/ONC |  |  | excluded | 10/31/2019 |  |  |  |  | NO | NO |  |  |  |  | WELCH ALLYN, INC. 30126038 15320223 |  |  | Active |  | 99:99:99:99:99:99 |  | Equipment | PAAR:00-PVAR | 10/31/2019 | 10/31/2019 | COOPER AMBULATORY OFF-SITES |  |  | SUITE F - EXAM ROOM 2 |  | MEGAN MCCAFFERTY |  |  |  | 10/31/2019 | 10/31/2019 |  |  |  |  | 10/31/2019 | 10/31/2019
|  | WELCH ALLYN, INC. | WELCH ALLYN, INC. 600 |  |  | VOORHEES SURGERY CENTER-HEM/ONC |  |  | excluded | 10/31/2019 |  |  |  |  | NO | NO |  |  |  |  | WELCH ALLYN, INC. 30126037 15310173 |  |  | Active |  | 99:99:99:99:99:99 |  | Equipment | PAAR:00-PVAR | 10/31/2019 | 10/31/2019 | COOPER AMBULATORY OFF-SITES |  |  | SUITE F - EXAM ROOM 3 |  | MEGAN MCCAFFERTY |  |  |  | 10/31/2019 | 10/31/2019 |  |  |  |  | 10/31/2019 | 10/31/2019
|  | WELCH ALLYN, INC. | WELCH ALLYN, INC. 600 |  |  | VOORHEES SURGERY CENTER-HEM/ONC |  |  | excluded | 10/31/2019 |  |  |  |  | NO | NO |  |  |  |  | WELCH ALLYN, INC. 30126036 15310172 |  |  | Active |  | 99:99:99:99:99:99 |  | Equipment | PAAR:00-PVAR | 10/31/2019 | 10/31/2019 | COOPER AMBULATORY OFF-SITES |  |  | SUITE F - EXAM ROOM 4 |  | MEGAN MCCAFFERTY |  |  |  | 10/31/2019 | 10/31/2019 |  |  |  |  | 10/31/2019 | 10/31/2019
|  | WELCH ALLYN, INC. | WELCH ALLYN, INC. 600 |  |  | VOORHEES SURGERY CENTER-HEM/ONC |  |  | excluded | 10/31/2019 |  |  |  |  | NO | NO |  |  |  |  | WELCH ALLYN, INC. 30126035 15310176 |  |  | Active |  | 99:99:99:99:99:99 |  | Equipment | PAAR:00-PVAR | 10/31/2019 | 10/31/2019 | COOPER AMBULATORY OFF-SITES |  |  | SUITE F - EXAM ROOM 6 |  | MEGAN MCCAFFERTY |  |  |  | 10/31/2019 | 10/31/2019 |  |  |  |  | 10/31/2019 | 10/31/2019
|  | WELCH ALLYN, INC. | WELCH ALLYN, INC. 600 |  | Not Known | COOPER BONE & JOINT- GLASSBORO |  |  | excluded | 11/12/2015 |  |  |  |  | NO | NO |  |  |  |  | WELCH ALLYN, INC. 10480205 Not Known |  |  | Active |  | 99:99:99:99:99:99 |  | Equipment | PAAR:00-PVAR | 10/31/2019 |  | COOPER AMBULATORY OFF-SITES |  |  | B129 |  | COURTNEY BUDD
|  | WELCH ALLYN, INC. | WELCH ALLYN, INC. 600 |  | Not Known | COOPER BONE & JOINT- GLASSBORO |  |  | excluded | 11/12/2015 |  |  |  |  | NO | NO |  |  |  |  | WELCH ALLYN, INC. 10480203 Not Known |  |  | Active |  | 99:99:99:99:99:99 |  | Equipment | PAAR:00-PVAR | 10/31/2019 |  | COOPER AMBULATORY OFF-SITES |  |  | B130 |  | COURTNEY BUDD
|  | WELCH ALLYN, INC. | WELCH ALLYN, INC. 600 |  | Not Known | COOPER BONE & JOINT- GLASSBORO |  |  | excluded | 11/12/2015 |  |  |  |  | NO | NO |  |  |  |  | WELCH ALLYN, INC. 10480201 Not Known |  |  | Active |  | 99:99:99:99:99:99 |  | Equipment | PAAR:00-PVAR | 10/31/2019 |  | COOPER AMBULATORY OFF-SITES |  |  | B131 |  | COURTNEY BUDD
|  | WELCH ALLYN, INC. | WELCH ALLYN, INC. 600 |  | Not Known | COOPER BONE & JOINT- GLASSBORO |  |  | excluded | 11/12/2015 |  |  |  |  | NO | NO |  |  |  |  | WELCH ALLYN, INC. 10480199 Not Known |  |  | Active |  | 99:99:99:99:99:99 |  | Equipment | PAAR:00-PVAR | 10/31/2019 |  | COOPER AMBULATORY OFF-SITES |  |  | B122 |  | COURTNEY BUDD
|  | WELCH ALLYN, INC. | WELCH ALLYN, INC. 600 |  | Not Known | COOPER BONE & JOINT- GLASSBORO |  |  | excluded | 11/12/2015 |  |  |  |  | NO | NO |  |  |  |  | WELCH ALLYN, INC. 10480197 Not Known |  |  | Active |  | 99:99:99:99:99:99 |  | Equipment | PAAR:00-PVAR | 10/31/2019 |  | COOPER AMBULATORY OFF-SITES |  |  | B120 |  | COURTNEY BUDD
|  | WELCH ALLYN, INC. | WELCH ALLYN, INC. 600 |  | Not Known | COOPER BONE & JOINT- GLASSBORO |  |  | excluded | 11/12/2015 |  |  |  |  | NO | NO |  |  |  |  | WELCH ALLYN, INC. 10480195 Not Known |  |  | Active |  | 99:99:99:99:99:99 |  | Equipment | PAAR:00-PVAR | 10/31/2019 |  | COOPER AMBULATORY OFF-SITES |  |  | B118 |  | COURTNEY BUDD
|  | WELCH ALLYN, INC. | WELCH ALLYN, INC. 600 |  | Not Known | COOPER BONE & JOINT- GLASSBORO |  |  | excluded | 11/12/2015 |  |  |  |  | NO | NO |  |  |  |  | WELCH ALLYN, INC. 10480186 Not Known |  |  | Active |  | 99:99:99:99:99:99 |  | Equipment | PAAR:00-PVAR | 10/31/2019 |  | COOPER AMBULATORY OFF-SITES |  |  | b113 |  | COURTNEY BUDD
|  | WELCH ALLYN, INC. | WELCH ALLYN, INC. 600 |  | Not Known | COOPER BONE & JOINT- GLASSBORO |  |  | excluded | 11/12/2015 |  |  |  |  | NO | NO |  |  |  |  | WELCH ALLYN, INC. 10480189 Not Known |  |  | Active |  | 99:99:99:99:99:99 |  | Equipment | PAAR:00-PVAR | 10/31/2019 |  | COOPER AMBULATORY OFF-SITES |  |  | B115 |  | COURTNEY BUDD
|  | WELCH ALLYN, INC. | WELCH ALLYN, INC. 600 |  | Not Known | COOPER BONE & JOINT- GLASSBORO |  |  | excluded | 11/12/2015 |  |  |  |  | NO | NO |  |  |  |  | WELCH ALLYN, INC. 10480191 Not Known |  |  | Active |  | 99:99:99:99:99:99 |  | Equipment | PAAR:00-PVAR | 10/31/2019 |  | COOPER AMBULATORY OFF-SITES |  |  | B116 |  | COURTNEY BUDD
|  | WELCH ALLYN, INC. | WELCH ALLYN, INC. 600 |  | Not Known | COOPER BONE & JOINT- GLASSBORO |  |  | excluded | 11/12/2015 |  |  |  |  | NO | NO |  |  |  |  | WELCH ALLYN, INC. 10480193 Not Known |  |  | Active |  | 99:99:99:99:99:99 |  | Equipment | PAAR:00-PVAR | 10/31/2019 |  | COOPER AMBULATORY OFF-SITES |  |  | B117 |  | COURTNEY BUDD
|  | WELCH ALLYN, INC. | WELCH ALLYN, INC. 600 |  |  | BUNKER HILL-OB/GYN |  |  | excluded | 11/12/2015 |  |  |  |  | NO | NO |  |  |  |  | WELCH ALLYN, INC. 10480133 15292990 |  |  | Active |  | 99:99:99:99:99:99 |  | Equipment | PAAR:00-PVAR | 10/31/2019 |  | COOPER AMBULATORY OFF-SITES |  |  | OB 8 |  | LISA POTTS
|  | WELCH ALLYN, INC. | WELCH ALLYN, INC. 600 |  |  | BUNKER HILL-OB/GYN |  |  |  | 11/12/2015 |  |  |  |  | NO | NO |  |  |  |  | WELCH ALLYN, INC. 10480135 15281336 |  |  | Disposition |  |  |  | Equipment | PAAR:00-PVAR | 10/16/2019 |  | COOPER AMBULATORY OFF-SITES |  |  | DISPOSITION |  | LISA POTTS
|  | WELCH ALLYN, INC. | WELCH ALLYN, INC. 600 |  |  | COOPER PHYSICIANS-AUDUBON |  |  | excluded | 10/31/2019 |  |  |  |  | NO | NO |  |  |  |  | WELCH ALLYN, INC. 30149683 00431992 |  |  | Active |  | 99:99:99:99:99:99 |  | Equipment | PAAR:00-PVAR | 10/31/2019 | 10/31/2019 | COOPER AMBULATORY OFF-SITES |  |  | Examining Room - Right |  | MICHELLE JOHNSON |  |  |  | 10/31/2019 | 10/31/2019 |  |  |  |  | 10/31/2019 | 10/31/2019
|  | WELCH ALLYN, INC. | WELCH ALLYN, INC. 600 |  |  | COOPER PHYSICIANS-AUDUBON |  |  | excluded | 10/31/2019 |  |  |  |  | NO | NO |  |  |  |  | WELCH ALLYN, INC. 30149676 14380042 |  |  | Active |  | 99:99:99:99:99:99 |  | Equipment | PAAR:00-PVAR | 10/31/2019 | 10/31/2019 | COOPER AMBULATORY OFF-SITES |  |  | 1st Room |  | MICHELLE JOHNSON |  |  |  | 10/31/2019 | 10/31/2019 |  |  |  |  | 10/31/2019 | 10/31/2019
|  | WELCH ALLYN, INC. | WELCH ALLYN, INC. 600 |  |  | KINGS HIGHWAY-MEDICINE |  |  | excluded | 10/31/2019 |  |  |  |  | NO | NO |  |  |  |  | WELCH ALLYN, INC. 30149601 15292278 |  |  | Active |  | 99:99:99:99:99:99 |  | Equipment | PAAR:00-PVAR | 10/31/2019 | 10/31/2019 | COOPER AMBULATORY OFF-SITES |  |  | 1103 KINGS HWY. |  | CHRISTINE MULLER |  |  |  | 10/31/2019 | 10/31/2019 |  |  |  |  | 10/31/2019 | 10/31/2019
|  | WELCH ALLYN, INC. | WELCH ALLYN, INC. 711 |  | Not Known | EMERGENCY ROOM |  |  |  | 11/02/2019 |  |  |  |  | NO | NO |  |  |  |  | WELCH ALLYN, INC. 30149540 Not Known |  |  | Disposition |  |  |  | Equipment | PAAR:00-PVAR | 11/02/2019 | 11/02/2019 | COOPER UNIVERSITY HOSPITAL |  |  | Pediatrics ED - Nurse Station |  | KAREN GRUBER |  |  |  | 11/02/2019 | 11/02/2019 |  |  |  |  | 11/02/2019 | 11/02/2019
|  | WELCH ALLYN, INC. | WELCH ALLYN, INC. 7110 |  | Not Known | LINCOLN DRIVE-FAMILY MEDICINE |  |  | excluded | 01/01/1900 |  |  |  |  | NO | NO |  |  |  |  | WELCH ALLYN, INC. 10346085 Not Known |  |  | Active |  | 99:99:99:99:99:99 |  | Equipment | PAAR:00-PVAR | 11/02/2019 |  | COOPER AMBULATORY OFF-SITES |  |  | EXAM 2 |  | SCOTT GROFF
|  | WELCH ALLYN, INC. | WELCH ALLYN, INC. 71110 DESK CHARGER |  | Not Known | CHERRY HILL PHYSICAL THERAPY |  |  | excluded | 01/01/1900 |  |  |  |  | NO | NO |  |  |  |  | WELCH ALLYN, INC. 10366090 Not Known |  |  | Active |  | 99:99:99:99:99:99 |  | Non-medical | PAAR:00-PVAR | 11/02/2019 |  | COOPER AMBULATORY OFF-SITES |  |  | EXAM 2 |  | COURTNEY BUDD
|  | WELCH ALLYN, INC. | WELCH ALLYN, INC. 71110 DESK CHARGER |  | Not Known | 1050 KINGS HIGHWAY-MEDICINE |  |  | excluded | 01/01/1900 |  |  |  |  | NO | NO |  |  |  |  | WELCH ALLYN, INC. 10366063 Not Known |  |  | Active |  | 99:99:99:99:99:99 |  | Non-medical | PAAR:00-PVAR | 11/02/2019 |  | COOPER AMBULATORY OFF-SITES |  |  | Exam 7 |  | Leah Willis
|  | WELCH ALLYN, INC. | WELCH ALLYN, INC. 71110 DESK CHARGER |  | Not Known | 1050 KINGS HIGHWAY-MEDICINE |  |  | excluded | 01/01/1900 |  |  |  |  | NO | NO |  |  |  |  | WELCH ALLYN, INC. 10366046 Not Known |  |  | Active |  | 99:99:99:99:99:99 |  | Non-medical | PAAR:00-PVAR | 11/02/2019 |  | COOPER AMBULATORY OFF-SITES |  |  | EXAM 5 | 0012742544 | Leah Willis | Repair | Closed | Bonnie Aichroth | 01/31/2018 | 01/31/2018 | BATTERY CHARGER - RETIRE - TMX | 1/31/2018 11:13:32 AM BGAICHROTH UNIT TRASHED BY DEPARTMENT 1/31/2018 11:13:34 AM BGAICHROTH This device has been removed from an active status with the RSQ Database, and physically removed from the facility. Device retired on 1/31/2018; Authorized By: DONNA O'NEIL; Nature of Retirement: NO LONGER NEEDED; Days In Service: 972 | F199F99C-2FA4-48C8-8EC4-35D49C4D21DC | Labor | 01/31/2018 | 01/31/2018 | Bonnie Aichroth
|  | WELCH ALLYN, INC. | WELCH ALLYN, INC. 71110 DESK CHARGER |  | Not Known | 1050 KINGS HIGHWAY-MEDICINE |  |  | excluded | 01/01/1900 |  |  |  |  | NO | NO |  |  |  |  | WELCH ALLYN, INC. 10366043 Not Known |  |  | Active |  | 99:99:99:99:99:99 |  | Non-medical | PAAR:00-PVAR | 11/02/2019 |  | COOPER AMBULATORY OFF-SITES |  |  | EXAM 6 | 0011333621 | Leah Willis | Repair | Closed | Kirk Lis | 03/10/2017 | 03/15/2017 | OTOSCOPE/OPHTALMOSCOPE - NOT WORKING, SEE NOTE - FAM MED CHERRY HILL EXAM 6 | 3/15/2017 10:28:40 AM KALIS (KALIS 3/10/2017 12:00 AM) TESTED UNIT AND COULD NOT DUPLICATE ISSUE | 17FEA3E1-A6B4-4221-8DAF-B3F02F27EB9C | Labor | 03/10/2017 | 03/10/2017 | Kirk Lis
|  | WELCH ALLYN, INC. | WELCH ALLYN, INC. 71110 DESK CHARGER |  | Not Known | 1050 KINGS HIGHWAY-MEDICINE |  |  | excluded | 01/01/1900 |  |  |  |  | NO | NO |  |  |  |  | WELCH ALLYN, INC. 10366039 Not Known |  |  | Active |  | 99:99:99:99:99:99 |  | Non-medical | PAAR:00-PVAR | 11/02/2019 |  | COOPER AMBULATORY OFF-SITES |  |  | exam 4 |  | Leah Willis
|  | WELCH ALLYN, INC. | WELCH ALLYN, INC. 71110 DESK CHARGER |  | Not Known | 1050 KINGS HIGHWAY-MEDICINE |  |  | excluded | 01/01/1900 |  |  |  |  | NO | NO |  |  |  |  | WELCH ALLYN, INC. 10366037 Not Known |  |  | Active |  | 99:99:99:99:99:99 |  | Non-medical | PAAR:00-PVAR | 11/02/2019 |  | COOPER AMBULATORY OFF-SITES |  |  | EXAM 2 | 0012742646 | Leah Willis | Repair | Closed | Bonnie Aichroth | 01/31/2018 | 01/31/2018 | BATTERY CHARGER - RETIRE - TMX | 1/31/2018 11:12:38 AM BGAICHROTH UNIT TRASHED BY DEPPARTMENT 1/31/2018 11:12:40 AM BGAICHROTH This device has been removed from an active status with the RSQ Database, and physically removed from the facility. Device retired on 1/31/2018; Authorized By: DONNA O'NEIL; Nature of Retirement: NO LONGER NEEDED; Days In Service: 972 | 9311B2B0-7BBA-460E-ACEF-5CB759C0B6B8 | Labor | 01/31/2018 | 01/31/2018 | Bonnie Aichroth
|  | WELCH ALLYN, INC. | WELCH ALLYN, INC. 71110 DESK CHARGER |  | Not Known | NEUROSURGERY VOORHEES |  |  | excluded | 01/01/1900 |  |  |  |  | NO | NO |  |  |  |  | WELCH ALLYN, INC. 10365823 Not Known |  |  | Active |  | 99:99:99:99:99:99 |  | Non-medical | PAAR:00-PVAR | 11/02/2019 |  | COOPER AMBULATORY OFF-SITES |  |  | EXAM 2 |  | MARITZA NIEVES
|  | WELCH ALLYN, INC. | WELCH ALLYN, INC. 71110 DESK CHARGER |  | Not Known | HADDON HEIGHTS-FAMILY MEDICINE |  |  | excluded | 01/01/1900 |  |  |  |  | NO | NO |  |  |  |  | WELCH ALLYN, INC. 10365802 Not Known |  |  | Active |  | 99:99:99:99:99:99 |  | Non-medical | PAAR:00-PVAR | 11/02/2019 |  | COOPER AMBULATORY OFF-SITES |  |  | EXAM 2 |  | KELLIE STOUT
|  | WELCH ALLYN, INC. | WELCH ALLYN, INC. 71110 DESK CHARGER |  | NSNCOOPERAMB0001 | 3 COOPER-WOMENS CARE CENTER |  |  |  | 01/01/1900 |  |  |  |  | NO | NO |  |  |  |  | WELCH ALLYN, INC. 10365297 NSNCOOPERAMB0001 |  |  | Disposition |  |  |  | Non-medical | PAAR:00-PVAR | 11/02/2019 |  | COOPER AMBULATORY OFF-SITES |  |  | OUTSIDE BIOMED SHOP |  | BONNIE MANNINO
|  | WELCH ALLYN, INC. | WELCH ALLYN, INC. 71110 DESK CHARGER |  | Not Known | 1050 KINGS HIGHWAY-MEDICINE |  |  | excluded | 01/01/1900 |  |  |  |  | NO | NO |  |  |  |  | WELCH ALLYN, INC. 10365049 Not Known |  |  | Active |  | 99:99:99:99:99:99 |  | Non-medical | PAAR:00-PVAR | 11/02/2019 |  | COOPER AMBULATORY OFF-SITES |  |  | EXAM 1 |  | Leah Willis
|  | WELCH ALLYN, INC. | WELCH ALLYN, INC. 71110 DESK CHARGER |  | NOT KNOWN | 3 COOPER-CARDIAC DIAGNOSTIC CENTER |  |  | excluded | 01/01/1900 |  |  |  |  | NO | NO |  |  |  |  | WELCH ALLYN, INC. 10346856 NOT KNOWN |  |  | Active |  | 99:99:99:99:99:99 |  | Non-medical | PAAR:00-PVAR | 10/31/2019 |  | COOPER AMBULATORY OFF-SITES |  |  | SUITE 311 - EXAM A |  | CARLA TRUELL
|  | WELCH ALLYN, INC. | WELCH ALLYN, INC. 71110 DESK CHARGER |  | Not Known | LINCOLN DRIVE-FAMILY MEDICINE |  |  | excluded | 08/15/1997 |  |  |  |  | NO | NO |  |  |  |  | WELCH ALLYN, INC. 10346752 Not Known |  |  | Active |  | 99:99:99:99:99:99 |  | Non-medical | PAAR:00-PVAR | 11/02/2019 |  | COOPER AMBULATORY OFF-SITES |  |  | exam 4 |  | SCOTT GROFF
|  | WELCH ALLYN, INC. | WELCH ALLYN, INC. 71110 DESK CHARGER |  | Not Known | LINCOLN DRIVE-FAMILY MEDICINE |  |  | excluded | 09/05/1997 |  |  |  |  | NO | NO |  |  |  |  | WELCH ALLYN, INC. 10346741 Not Known |  |  | Active |  | 99:99:99:99:99:99 |  | Non-medical | PAAR:00-PVAR | 11/02/2019 |  | COOPER AMBULATORY OFF-SITES |  |  | exam 3 |  | SCOTT GROFF
|  | WELCH ALLYN, INC. | WELCH ALLYN, INC. 71110 DESK CHARGER |  | Not Known | VOORHEES SURGERY CENTER-OPERATING ROOM |  |  | excluded | 01/01/1900 |  |  |  |  | NO | NO |  |  |  |  | WELCH ALLYN, INC. 10346724 Not Known |  |  | Active |  | 99:99:99:99:99:99 |  | Non-medical | PAAR:00-PVAR | 11/01/2019 |  | COOPER AMBULATORY OFF-SITES |  |  | PACU Nurses Station |  | JENNIFER BOMBARO
|  | WELCH ALLYN, INC. | WELCH ALLYN, INC. 71110 DESK CHARGER |  | Not Known | LINCOLN DRIVE-FAMILY MEDICINE |  |  | excluded | 01/01/1900 |  |  |  |  | NO | NO |  |  |  |  | WELCH ALLYN, INC. 10346088 Not Known |  |  | Active |  | 99:99:99:99:99:99 |  | Non-medical | PAAR:00-PVAR | 11/02/2019 |  | COOPER AMBULATORY OFF-SITES |  |  | EXAM 5 |  | SCOTT GROFF
|  | WELCH ALLYN, INC. | WELCH ALLYN, INC. 71110 DESK CHARGER |  | Not Known | PENNSVILLE-MEDICINE |  |  | excluded | 09/14/1991 |  |  |  |  | NO | NO |  |  |  |  | WELCH ALLYN, INC. 10345960 Not Known |  |  | Active |  | 99:99:99:99:99:99 |  | Non-medical | PAAR:00-PVAR | 11/01/2019 |  | COOPER AMBULATORY OFF-SITES |  |  | PED-3 |  | Heather Rhodes
|  | WELCH ALLYN, INC. | WELCH ALLYN, INC. 71110 DESK CHARGER |  | Not Known | PENNSVILLE-MEDICINE |  |  | excluded | 01/01/1900 |  |  |  |  | NO | NO |  |  |  |  | WELCH ALLYN, INC. 10345956 Not Known |  |  | Active |  | 99:99:99:99:99:99 |  | Non-medical | PAAR:00-PVAR | 11/02/2019 |  | COOPER AMBULATORY OFF-SITES |  |  | EXAM 5 |  | Heather Rhodes
|  | WELCH ALLYN, INC. | WELCH ALLYN, INC. 71110 DESK CHARGER |  | Not Known | PENNSVILLE-MEDICINE |  |  | excluded | 05/18/1992 |  |  |  |  | NO | NO |  |  |  |  | WELCH ALLYN, INC. 10345957 Not Known |  |  | Active |  | 99:99:99:99:99:99 |  | Non-medical | PAAR:00-PVAR | 11/02/2019 |  | COOPER AMBULATORY OFF-SITES |  |  | Procto Room |  | Heather Rhodes
|  | WELCH ALLYN, INC. | WELCH ALLYN, INC. 71110 DESK CHARGER |  | Not Known | PENNSVILLE-MEDICINE |  |  | excluded | 01/01/1900 |  |  |  |  | NO | NO |  |  |  |  | WELCH ALLYN, INC. 10345955 Not Known |  |  | Active |  | 99:99:99:99:99:99 |  | Non-medical | PAAR:00-PVAR | 11/02/2019 |  | COOPER AMBULATORY OFF-SITES |  |  | EXAM 13 |  | Heather Rhodes
|  | WELCH ALLYN, INC. | WELCH ALLYN, INC. 71110 DESK CHARGER |  | Not Known | PENNSVILLE-MEDICINE |  |  | excluded | 01/01/1900 |  |  |  |  | NO | NO |  |  |  |  | WELCH ALLYN, INC. 10345950 Not Known |  |  | Active |  | 99:99:99:99:99:99 |  | Non-medical | PAAR:00-PVAR | 11/01/2019 |  | COOPER AMBULATORY OFF-SITES |  |  | EXAM 2 |  | Heather Rhodes
|  | WELCH ALLYN, INC. | WELCH ALLYN, INC. 71110 DESK CHARGER |  | Not Known | PENNSVILLE-MEDICINE |  |  |  | 01/01/1900 |  |  |  |  | NO | NO |  |  |  |  | WELCH ALLYN, INC. 10345947 Not Known |  |  | Disposition |  |  |  | Non-medical | PAAR:00-PVAR | 11/02/2019 |  | COOPER AMBULATORY OFF-SITES |  |  | DISPOSITION |  | Heather Rhodes
|  | WELCH ALLYN, INC. | WELCH ALLYN, INC. 71110 DESK CHARGER |  | Not Known | PENNSVILLE-MEDICINE |  |  | excluded | 01/01/1900 |  |  |  |  | NO | NO |  |  |  |  | WELCH ALLYN, INC. 10345945 Not Known |  |  | Active |  | 99:99:99:99:99:99 |  | Non-medical | PAAR:00-PVAR | 11/02/2019 |  | COOPER AMBULATORY OFF-SITES |  |  | PED-2 |  | Heather Rhodes
|  | WELCH ALLYN, INC. | WELCH ALLYN, INC. 71110 DESK CHARGER |  | Not Known | PENNSVILLE-MEDICINE |  |  | excluded | 05/15/1992 |  |  |  |  | NO | NO |  |  |  |  | WELCH ALLYN, INC. 10345942 Not Known |  |  | Active |  | 99:99:99:99:99:99 |  | Non-medical | PAAR:00-PVAR | 11/02/2019 |  | COOPER AMBULATORY OFF-SITES |  |  | EXAM 11 |  | Heather Rhodes
|  | WELCH ALLYN, INC. | WELCH ALLYN, INC. 71110 DESK CHARGER |  |  | PENNSVILLE-MEDICINE |  |  | excluded | 11/01/1990 |  |  |  |  | NO | NO |  |  |  |  | WELCH ALLYN, INC. 10345939 10345939 |  |  | Active |  | 99:99:99:99:99:99 |  | Non-medical | PAAR:00-PVAR | 11/02/2019 |  | COOPER AMBULATORY OFF-SITES |  |  | EXAM 6 |  | Heather Rhodes
|  | WELCH ALLYN, INC. | WELCH ALLYN, INC. 71110 DESK CHARGER |  | Not Known | PENNSVILLE-MEDICINE |  |  | excluded | 01/01/1900 |  |  |  |  | NO | NO |  |  |  |  | WELCH ALLYN, INC. 10345934 Not Known |  |  | Active |  | 99:99:99:99:99:99 |  | Non-medical | PAAR:00-PVAR | 11/02/2019 |  | COOPER AMBULATORY OFF-SITES |  |  | EXAM 14 |  | Heather Rhodes
|  | WELCH ALLYN, INC. | WELCH ALLYN, INC. 71110 DESK CHARGER |  | Not Known | PENNSVILLE-MEDICINE |  |  | excluded | 01/01/1900 |  |  |  |  | NO | NO |  |  |  |  | WELCH ALLYN, INC. 10345933 Not Known |  |  | Active |  | 99:99:99:99:99:99 |  | Non-medical | PAAR:00-PVAR | 11/02/2019 |  | COOPER AMBULATORY OFF-SITES |  |  | Exam 7 |  | Heather Rhodes
|  | WELCH ALLYN, INC. | WELCH ALLYN, INC. 71110 DESK CHARGER |  | Not Known | PENNSVILLE-MEDICINE |  |  | excluded | 01/01/1900 |  |  |  |  | NO | NO |  |  |  |  | WELCH ALLYN, INC. 10345929 Not Known |  |  | Active |  | 99:99:99:99:99:99 |  | Non-medical | PAAR:00-PVAR | 11/02/2019 |  | COOPER AMBULATORY OFF-SITES |  |  | EXAM 15 |  | Heather Rhodes
|  | WELCH ALLYN, INC. | WELCH ALLYN, INC. 71110 DESK CHARGER |  | Not Known | PENNSVILLE-MEDICINE |  |  | excluded | 01/01/1900 |  |  |  |  | NO | NO |  |  |  |  | WELCH ALLYN, INC. 10345928 Not Known |  |  | Active |  | 99:99:99:99:99:99 |  | Non-medical | PAAR:00-PVAR | 11/01/2019 |  | COOPER AMBULATORY OFF-SITES |  |  | EXAM 9 |  | Heather Rhodes
|  | WELCH ALLYN, INC. | WELCH ALLYN, INC. 71110 DESK CHARGER |  | Not Known | PENNSVILLE-MEDICINE |  |  | excluded | 01/01/1900 |  |  |  |  | NO | NO |  |  |  |  | WELCH ALLYN, INC. 10345925 Not Known |  |  | Active |  | 99:99:99:99:99:99 |  | Non-medical | PAAR:00-PVAR | 11/02/2019 |  | COOPER AMBULATORY OFF-SITES |  |  | EXAM 10 |  | Heather Rhodes
|  | WELCH ALLYN, INC. | WELCH ALLYN, INC. 71110 DESK CHARGER |  | Not Known | PENNSVILLE-MEDICINE |  |  | excluded | 01/01/1900 |  |  |  |  | NO | NO |  |  |  |  | WELCH ALLYN, INC. 10345926 Not Known |  |  | Active |  | 99:99:99:99:99:99 |  | Non-medical | PAAR:00-PVAR | 11/02/2019 |  | COOPER AMBULATORY OFF-SITES |  |  | Exam 16 |  | Heather Rhodes
|  | WELCH ALLYN, INC. | WELCH ALLYN, INC. 71110 DESK CHARGER |  | Not Known | MT. LAUREL-FAMILY MEDICINE |  |  | excluded | 11/14/1998 |  |  |  |  | NO | NO |  |  |  |  | WELCH ALLYN, INC. 10345875 Not Known |  |  | Active |  | 99:99:99:99:99:99 |  | Non-medical | PAAR:00-PVAR | 11/02/2019 |  | COOPER AMBULATORY OFF-SITES |  |  | EXAM 2 |  | SUE MAKO
|  | WELCH ALLYN, INC. | WELCH ALLYN, INC. 71123 CHARGING STAND |  | Not Known | FAMILY MEDICAL SEWELL |  |  | excluded | 11/14/2011 |  |  |  |  | NO | NO |  |  |  |  | WELCH ALLYN, INC. 10366794 Not Known |  |  | Active |  | 99:99:99:99:99:99 |  | Equipment | PAAR:00-PVAR | 11/02/2019 |  | COOPER AMBULATORY OFF-SITES |  |  | TRIAGE ROOM |  | MARIANNE SHIEPAN
|  | WELCH ALLYN, INC. | WELCH ALLYN, INC. 71123 CHARGING STAND |  | Not Known | MOORESTOWN-FAMILY MEDICINE |  |  | excluded | 01/01/1900 |  |  |  |  | NO | NO |  |  |  |  | WELCH ALLYN, INC. 10366208 Not Known |  |  | Active |  | 99:99:99:99:99:99 |  | Equipment | PAAR:00-PVAR | 11/02/2019 |  | COOPER AMBULATORY OFF-SITES |  |  | EXAM 5 | 0012516431 | LYNNE DEJOSEPH | Repair | Closed | Kirk Lis | 12/19/2017 | 12/21/2017 | BATTERY CHARGER - NO POWER GOING AT ALL - EXAM RM 5 | 12/21/2017 8:42:21 AM KALIS (KALIS 12/20/2017 12:00 AM) TRAVEL TIME (KALIS 12/20/2017 12:00 AM) BASE WAS IMPROPERLY SEATED. RESEATED DEVICE AND OBSERVED CORRECT CHARGING. CONFERRED WITH MANAGER AND STAFF ON FINDINGS (KALIS 12/21/2017 12:00 AM) DOCUMENTATION | 0D3FF29F-4E1F-43E0-8CF9-94CC33B164B6 | Labor | 12/20/2017 | 12/20/2017 | Kirk Lis
|  | WELCH ALLYN, INC. | WELCH ALLYN, INC. 71123 CHARGING STAND |  | Not Known | 1050 KINGS HIGHWAY-MEDICINE |  |  | excluded | 01/01/1900 |  |  |  |  | NO | NO |  |  |  |  | WELCH ALLYN, INC. 10366051 Not Known |  |  | Active |  | 99:99:99:99:99:99 |  | Equipment | PAAR:00-PVAR | 11/02/2019 |  | COOPER AMBULATORY OFF-SITES |  |  | Triage |  | Leah Willis
|  | WELCH ALLYN, INC. | WELCH ALLYN, INC. 71123 CHARGING STAND |  | Not Known | HADDON HEIGHTS-FAMILY MEDICINE |  |  | excluded | 01/01/1900 |  |  |  |  | NO | NO |  |  |  |  | WELCH ALLYN, INC. 10365811 Not Known |  |  | Active |  | 99:99:99:99:99:99 |  | Equipment | PAAR:00-PVAR | 11/02/2019 |  | COOPER AMBULATORY OFF-SITES |  |  | EXAM 5 |  | KELLIE STOUT
|  | WELCH ALLYN, INC. | WELCH ALLYN, INC. 71123 CHARGING STAND |  |  | HADDON HEIGHTS-FAMILY MEDICINE |  |  | excluded | 09/28/2005 |  |  |  |  | NO | NO |  |  |  |  | WELCH ALLYN, INC. 10365795 74227 |  |  | Active |  | 99:99:99:99:99:99 |  | Equipment | PAAR:00-PVAR | 11/02/2019 |  | COOPER AMBULATORY OFF-SITES |  |  | NURSES STATION |  | KELLIE STOUT
|  | WELCH ALLYN, INC. | WELCH ALLYN, INC. 71123 CHARGING STAND |  |  | MT. LAUREL-FAMILY MEDICINE |  |  | excluded | 01/01/1900 |  |  |  |  | NO | NO |  |  |  |  | WELCH ALLYN, INC. 10345874 10345874 |  |  | Active |  | 99:99:99:99:99:99 |  | Equipment | PAAR:00-PVAR | 11/02/2019 |  | COOPER AMBULATORY OFF-SITES |  |  | exam 4 |  | SUE MAKO
|  | WELCH ALLYN, INC. | WELCH ALLYN, INC. 71123 CHARGING STAND |  | Not Known | MT. LAUREL-FAMILY MEDICINE |  |  | excluded | 11/02/2011 |  |  |  |  | NO | NO |  |  |  |  | WELCH ALLYN, INC. 10345873 Not Known |  |  | Active |  | 99:99:99:99:99:99 |  | Equipment | PAAR:00-PVAR | 11/02/2019 |  | COOPER AMBULATORY OFF-SITES |  |  | Lab Room |  | SUE MAKO
|  | WELCH ALLYN, INC. | WELCH ALLYN, INC. 7114 |  | Not Known | MAPLE SHADE-FAMILY MEDICINE |  |  | excluded | 06/10/2015 |  |  |  |  | NO | NO |  |  |  |  | WELCH ALLYN, INC. 10505256 Not Known |  |  | Active |  | 99:99:99:99:99:99 |  | Equipment | PAAR:00-PVAR | 10/31/2019 |  | COOPER AMBULATORY OFF-SITES |  |  |  |  | ANDREA GRAHAM
|  | WELCH ALLYN, INC. | WELCH ALLYN, INC. 7114 |  | Not Known | BUNKER HILL-SURGERY |  |  | excluded | 01/01/1900 |  |  |  |  | NO | NO |  |  |  |  | WELCH ALLYN, INC. 10366915 Not Known |  |  | Active |  | 99:99:99:99:99:99 |  | Equipment | PAAR:00-PVAR | 11/02/2019 |  | COOPER AMBULATORY OFF-SITES |  |  | Podiatry PROCEDURE RM |  | ANNE MAIER
|  | WELCH ALLYN, INC. | WELCH ALLYN, INC. 7114 |  | NOT KNOWN | 3 COOPER - MEDICINE DEPARTMENT |  |  | excluded | 01/01/1900 |  |  |  |  | NO | NO |  |  |  |  | WELCH ALLYN, INC. 10346905 NOT KNOWN |  |  | Active |  | 99:99:99:99:99:99 |  | Equipment | PAAR:00-PVAR | 11/02/2019 |  | COOPER AMBULATORY OFF-SITES |  |  | Suite 215 - Exam 8 | WOT00000002396253 | NANCY LOUIS | Repair | Closed | Stephen Zubrzycki | 03/21/2019 | 03/21/2019 | Dept asked me to check all the oto/ophthalmoscopes | Acknowledged. Analyzed unit. Ophthalmoscope head was blurry. Exchanged head with cooper supply. VPO | EXP2533085 | Labor | 03/21/2019 | 03/21/2019 | Stephen Zubrzycki
|  | WELCH ALLYN, INC. | WELCH ALLYN, INC. 7114 |  | NOT KNOWN | 3 COOPER - MEDICINE DEPARTMENT |  |  | excluded | 01/01/1900 |  |  |  |  | NO | NO |  |  |  |  | WELCH ALLYN, INC. 10346900 NOT KNOWN |  |  | Active |  | 99:99:99:99:99:99 |  | Equipment | PAAR:00-PVAR | 11/02/2019 |  | COOPER AMBULATORY OFF-SITES |  |  | Suite 215 - Exam 7 | WOT00000002396210 | NANCY LOUIS | Repair | Closed | Stephen Zubrzycki | 03/21/2019 | 03/21/2019 | Dept asked me to check all the oto/ophthalmoscopes | Acknowledged. VPO of unit | EXP2532909 | Labor | 03/21/2019 | 03/21/2019 | Stephen Zubrzycki
|  | WELCH ALLYN, INC. | WELCH ALLYN, INC. 7114 UNIVERSAL CHARGER |  | Not Known | KELEMEN N6 |  |  | excluded | 01/01/1900 |  |  |  |  | NO | NO |  |  |  |  | WELCH ALLYN, INC. 10368836 Not Known |  |  | Active |  | 99:99:99:99:99:99 |  | Equipment | PAAR:00-PVAR | 10/31/2019 |  | COOPER UNIVERSITY HOSPITAL |  |  | ER |  | Susan Cannon
|  | WELCH ALLYN, INC. | WELCH ALLYN, INC. 7114 UNIVERSAL CHARGER |  | Not Known | EMERGENCY ROOM |  |  | excluded | 08/18/2015 |  |  |  |  | NO | NO |  |  |  |  | WELCH ALLYN, INC. 10349317 Not Known |  |  | Active |  | 99:99:99:99:99:99 |  | Equipment | PAAR:00-PVAR | 10/31/2019 |  | COOPER UNIVERSITY HOSPITAL |  |  | ER |  | KAREN GRUBER
|  | WELCH ALLYN, INC. | WELCH ALLYN, INC. 7114X UNIVERSAL CHARGER |  | NOT KNOWN | 3 COOPER - SURGERY DEPARTMENT |  |  | excluded | 10/31/2019 |  |  |  |  | NO | NO |  |  |  |  | WELCH ALLYN, INC. 11135800 NOT KNOWN |  |  | Active |  |  |  | Equipment | PAAR:00-PVAR | 10/31/2019 | 10/31/2019 | COOPER AMBULATORY OFF-SITES |  |  | 3 COOPER SURGERY | WOT00000003515118 | ANNE MAIER | Repair | Closed | Stephen Zubrzycki | 10/31/2019 | 10/31/2019 | otoscope - light is out | Replaced otoscope heads and VPO of unit | EXP4114296 | Labor | 10/31/2019 | 10/31/2019 | Stephen Zubrzycki
|  | WELCH ALLYN, INC. | WELCH ALLYN, INC. 7114X UNIVERSAL CHARGER |  | Not Known | EMERGENCY ROOM |  |  | excluded | 10/03/2016 |  |  |  |  | NO | NO |  |  |  |  | WELCH ALLYN, INC. 10505121 Not Known |  |  | Active |  | 99:99:99:99:99:99 |  | Equipment | PAAR:00-PVAR | 10/31/2019 |  | COOPER UNIVERSITY HOSPITAL |  |  |  | 0011463731 | KAREN GRUBER | Preventative Maintenance | Closed | Bonnie Aichroth | 04/07/2017 | 04/07/2017 | PERFORMANCE ASSURANCE AT INVENTORY | INVENTORIED DEVICE AND ENSURED DEVICE WAS FUNCTIONING PROPERLY. | B2D1929E-403C-4967-B01B-67B2A310EB83 | Labor | 10/03/2016 | 10/03/2016 | Kirk Lis
|  | WELCH ALLYN, INC. | WELCH ALLYN, INC. 7114X UNIVERSAL CHARGER |  | Not Known | EMERGENCY ROOM |  |  | excluded | 10/03/2016 |  |  |  |  | NO | NO |  |  |  |  | WELCH ALLYN, INC. 10505120 Not Known |  |  | Active |  | 99:99:99:99:99:99 |  | Equipment | PAAR:00-PVAR | 10/31/2019 |  | COOPER UNIVERSITY HOSPITAL |  |  |  | 0011463734 | KAREN GRUBER | Preventative Maintenance | Closed | Bonnie Aichroth | 04/07/2017 | 04/07/2017 | PERFORMANCE ASSURANCE AT INVENTORY | INVENTORIED DEVICE AND ENSURED DEVICE WAS FUNCTIONING PROPERLY. | 47494963-BA57-4853-BF6B-BD109AF761C8 | Labor | 10/03/2016 | 10/03/2016 | Kirk Lis
|  | WELCH ALLYN, INC. | WELCH ALLYN, INC. 7114X UNIVERSAL CHARGER |  | Not Known | NEUROSURGERY VOORHEES |  |  | excluded | 01/01/1900 |  |  |  |  | NO | NO |  |  |  |  | WELCH ALLYN, INC. 10365825 Not Known |  |  | Active |  | 99:99:99:99:99:99 |  | Equipment | PAAR:00-PVAR | 11/02/2019 |  | COOPER AMBULATORY OFF-SITES |  |  | EXAM 1 |  | MARITZA NIEVES
|  | WELCH ALLYN, INC. | WELCH ALLYN, INC. 7114X UNIVERSAL CHARGER |  |  | NEUROSURGERY VOORHEES |  |  | excluded | 01/01/1900 |  |  |  |  | NO | NO |  |  |  |  | WELCH ALLYN, INC. 10365820 10365820 |  |  | Active |  | 99:99:99:99:99:99 |  | Equipment | PAAR:00-PVAR | 11/02/2019 |  | COOPER AMBULATORY OFF-SITES |  |  | exam 4 |  | MARITZA NIEVES
|  | WELCH ALLYN, INC. | WELCH ALLYN, INC. 7114X UNIVERSAL CHARGER |  | Not Known | NEUROSURGERY VOORHEES |  |  | excluded | 01/01/1900 |  |  |  |  | NO | NO |  |  |  |  | WELCH ALLYN, INC. 10365816 Not Known |  |  | Active |  | 99:99:99:99:99:99 |  | Equipment | PAAR:00-PVAR | 11/02/2019 |  | COOPER AMBULATORY OFF-SITES |  |  | exam 3 |  | MARITZA NIEVES
|  | WELCH ALLYN, INC. | WELCH ALLYN, INC. 7114X UNIVERSAL CHARGER |  | Not Known | LINCOLN DRIVE-FAMILY MEDICINE |  |  | excluded | 01/01/1900 |  |  |  |  | NO | NO |  |  |  |  | WELCH ALLYN, INC. 10346083 Not Known |  |  | Active |  | 99:99:99:99:99:99 |  | Equipment | PAAR:00-PVAR | 11/02/2019 |  | COOPER AMBULATORY OFF-SITES |  |  | EXAM 6 |  | SCOTT GROFF
|  | WELCH ALLYN, INC. | WELCH ALLYN, INC. 7114X UNIVERSAL CHARGER |  | Not Known | PENNSVILLE-MEDICINE |  |  | excluded | 01/01/1900 |  |  |  |  | NO | NO |  |  |  |  | WELCH ALLYN, INC. 10345931 Not Known |  |  | Active |  | 99:99:99:99:99:99 |  | Equipment | PAAR:00-PVAR | 11/01/2019 |  | COOPER AMBULATORY OFF-SITES |  |  | Exam 8 |  | Heather Rhodes
|  | WELCH ALLYN, INC. | WELCH ALLYN, INC. 7114X UNIVERSAL CHARGER |  | Not Known | 6017 MAIN ST-PLASTICS |  |  | excluded | 01/01/1900 |  |  |  |  | NO | NO |  |  |  |  | WELCH ALLYN, INC. 10345311 Not Known |  |  | Active |  | 99:99:99:99:99:99 |  | Equipment | PAAR:00-PVAR | 11/02/2019 |  | COOPER AMBULATORY OFF-SITES |  |  | EXAM 6 |  | ANNE MAIER
|  | WELCH ALLYN, INC. | WELCH ALLYN, INC. 71150 |  | Not Known | LINCOLN DRIVE-FAMILY MEDICINE |  |  | excluded | 01/01/1900 |  |  |  |  | NO | NO |  |  |  |  | WELCH ALLYN, INC. 10346750 Not Known |  |  | Active |  | 99:99:99:99:99:99 |  | Equipment | PAAR:00-PVAR | 11/02/2019 |  | COOPER AMBULATORY OFF-SITES |  |  | EXAM 1 |  | SCOTT GROFF
|  | WELCH ALLYN, INC. | WELCH ALLYN, INC. 71500 |  |  | PENNSVILLE-MEDICINE |  |  | excluded | 09/25/2003 |  |  |  |  | NO | NO |  |  |  |  | WELCH ALLYN, INC. 10345940 3005090 |  |  | Active |  | 99:99:99:99:99:99 |  | Equipment | PAAR:00-PVAR | 11/02/2019 |  | COOPER AMBULATORY OFF-SITES |  |  | MOVES |  | Heather Rhodes
|  | WELCH ALLYN, INC. | WELCH ALLYN, INC. 73305 TRANSFORMER |  | Not Known | HADDON HEIGHTS-FAMILY MEDICINE |  |  | excluded | 01/01/1900 |  |  |  |  | NO | NO |  |  |  |  | WELCH ALLYN, INC. 10365815 Not Known |  |  | Active |  | 99:99:99:99:99:99 |  | Accessory | PAAR:00-PVAR | 11/02/2019 |  | COOPER AMBULATORY OFF-SITES |  |  | EXAM 6 |  | KELLIE STOUT
|  | WELCH ALLYN, INC. | WELCH ALLYN, INC. 73305 TRANSFORMER |  | Not Known | HADDON HEIGHTS-FAMILY MEDICINE |  |  |  | 01/01/1900 |  |  |  |  | NO | NO |  |  |  |  | WELCH ALLYN, INC. 10365797 Not Known |  |  | Disposition |  |  |  | Accessory | PAAR:00-PVAR | 11/02/2019 |  | COOPER AMBULATORY OFF-SITES |  |  | DISPOSITION |  | KELLIE STOUT
|  | WELCH ALLYN, INC. | WELCH ALLYN, INC. 73305 TRANSFORMER |  |  | HADDON HEIGHTS-FAMILY MEDICINE |  |  |  | 01/01/1900 |  |  |  |  | NO | NO |  |  |  |  | WELCH ALLYN, INC. 10365791 10365791 |  |  | Disposition |  |  |  | Accessory | PAAR:00-PVAR | 11/02/2019 |  | COOPER AMBULATORY OFF-SITES |  |  | DISPOSITION |  | KELLIE STOUT
|  | WELCH ALLYN, INC. | WELCH ALLYN, INC. 73410 |  | Not Known | 1050 KINGS HIGHWAY-MEDICINE |  |  | excluded | 01/01/1900 |  |  |  |  | NO | NO |  |  |  |  | WELCH ALLYN, INC. 10366044 Not Known |  |  | Active |  | 99:99:99:99:99:99 |  | Equipment | PAAR:00-PVAR | 11/02/2019 |  | COOPER AMBULATORY OFF-SITES |  |  | EXAM 6 |  | Leah Willis
|  | WELCH ALLYN, INC. | WELCH ALLYN, INC. 73410 |  | Not Known | VOORHEES SURGERY CENTER-RADIATION/ONC |  |  | excluded | 11/02/2019 |  |  |  |  | NO | NO |  |  |  |  | WELCH ALLYN, INC. 30142509 Not Known |  |  | Active |  | 99:99:99:99:99:99 |  | Equipment | PAAR:00-PVAR | 11/02/2019 | 11/02/2019 | COOPER AMBULATORY OFF-SITES |  |  | EXAM 1 |  | COLLEEN TEGELER |  |  |  | 11/02/2019 | 11/02/2019 |  |  |  |  | 11/02/2019 | 11/02/2019
|  | WELCH ALLYN, INC. | WELCH ALLYN, INC. 739 |  | Not Known | 1050 KINGS HIGHWAY-MEDICINE |  |  | excluded | 01/01/1900 |  |  |  |  | NO | NO |  |  |  |  | WELCH ALLYN, INC. 10366052 Not Known |  |  | Active |  | 99:99:99:99:99:99 |  | Non-medical | PAAR:00-PVAR | 11/02/2019 |  | COOPER AMBULATORY OFF-SITES |  |  | Triage |  | Leah Willis
|  | WELCH ALLYN, INC. | WELCH ALLYN, INC. 739 |  | Not Known | SICKLERVILLE-URGENT CARE |  |  | excluded | 01/01/1900 |  |  |  |  | NO | NO |  |  |  |  | WELCH ALLYN, INC. 10365784 Not Known |  |  | Active |  | 99:99:99:99:99:99 |  | Non-medical | PAAR:00-PVAR | 11/02/2019 |  | COOPER AMBULATORY OFF-SITES |  |  | NURSES STATION |  | DR. BENDESKY
|  | WELCH ALLYN, INC. | WELCH ALLYN, INC. 739 |  | Not Known | CHERRY HILL URGENT CARE |  |  | excluded | 01/01/1900 |  |  |  |  | NO | NO |  |  |  |  | WELCH ALLYN, INC. 10346165 Not Known |  |  | Active |  | 99:99:99:99:99:99 |  | Non-medical | PAAR:00-PVAR | 11/02/2019 |  | COOPER AMBULATORY OFF-SITES |  |  | NURSES STATION |  | MELISSA PORTOBANCO
|  | WELCH ALLYN, INC. | WELCH ALLYN, INC. 739 |  | Not Known | VOORHEES SURGERY CENTER-RADIATION/ONC |  |  | excluded | 11/02/2019 |  |  |  |  | NO | NO |  |  |  |  | WELCH ALLYN, INC. 30142508 Not Known |  |  | Active |  | 99:99:99:99:99:99 |  | Non-medical | PAAR:00-PVAR | 11/02/2019 | 11/02/2019 | COOPER AMBULATORY OFF-SITES |  |  | EXAM 1 |  | COLLEEN TEGELER |  |  |  | 11/02/2019 | 11/02/2019 |  |  |  |  | 11/02/2019 | 11/02/2019
|  | WELCH ALLYN, INC. | WELCH ALLYN, INC. 739 |  | Not Known | VOORHEES SURGERY CENTER-RADIATION/ONC |  |  | excluded | 11/02/2019 |  |  |  |  | NO | NO |  |  |  |  | WELCH ALLYN, INC. 30142507 Not Known |  |  | Active |  | 99:99:99:99:99:99 |  | Non-medical | PAAR:00-PVAR | 11/02/2019 | 11/02/2019 | COOPER AMBULATORY OFF-SITES |  |  | EXAM 2 |  | COLLEEN TEGELER |  |  |  | 11/02/2019 | 11/02/2019 |  |  |  |  | 11/02/2019 | 11/02/2019
|  | WELCH ALLYN, INC. | WELCH ALLYN, INC. 74710 |  | Not Known | BRACHFIELD MEDICAL ASSOCIATES-MEDICINE |  |  | excluded | 01/01/1900 |  |  |  |  | NO | NO |  |  |  |  | WELCH ALLYN, INC. 10367026 Not Known |  |  | Active |  | 99:99:99:99:99:99 |  | Equipment | PAAR:00-PVAR | 11/02/2019 |  | COOPER AMBULATORY OFF-SITES |  |  | A105 |  | CATHY CRAWFORD
|  | WELCH ALLYN, INC. | WELCH ALLYN, INC. 74710 |  | Not Known | BRACHFIELD MEDICAL ASSOCIATES-MEDICINE |  |  | excluded | 01/01/1900 |  |  |  |  | NO | NO |  |  |  |  | WELCH ALLYN, INC. 10367011 Not Known |  |  | Active |  | 99:99:99:99:99:99 |  | Equipment | PAAR:00-PVAR | 11/02/2019 |  | COOPER AMBULATORY OFF-SITES |  |  | B107 |  | CATHY CRAWFORD
|  | WELCH ALLYN, INC. | WELCH ALLYN, INC. 74710 |  |  | BRACHFIELD MEDICAL ASSOCIATES-MEDICINE |  |  | excluded | 01/01/1900 |  |  |  |  | NO | NO |  |  |  |  | WELCH ALLYN, INC. 10367006 10367006 |  |  | Active |  | 99:99:99:99:99:99 |  | Equipment | PAAR:00-PVAR | 11/02/2019 |  | COOPER AMBULATORY OFF-SITES |  |  | B104 |  | CATHY CRAWFORD
|  | WELCH ALLYN, INC. | WELCH ALLYN, INC. 74710 |  | Not Known | BRACHFIELD MEDICAL ASSOCIATES-MEDICINE |  |  | excluded | 01/01/1900 |  |  |  |  | NO | NO |  |  |  |  | WELCH ALLYN, INC. 10367008 Not Known |  |  | Active |  | 99:99:99:99:99:99 |  | Equipment | PAAR:00-PVAR | 11/02/2019 |  | COOPER AMBULATORY OFF-SITES |  |  | B103 |  | CATHY CRAWFORD
|  | WELCH ALLYN, INC. | WELCH ALLYN, INC. 74710 |  | Not Known | BUNKER HILL-SURGERY |  |  | excluded | 01/01/1900 |  |  |  |  | NO | NO |  |  |  |  | WELCH ALLYN, INC. 10366860 Not Known |  |  | Active |  | 99:99:99:99:99:99 |  | Equipment | PAAR:00-PVAR | 11/02/2019 |  | COOPER AMBULATORY OFF-SITES |  |  | EXAM 1 |  | ANNE MAIER
|  | WELCH ALLYN, INC. | WELCH ALLYN, INC. 74710 |  | Not Known | BUNKER HILL-SURGERY |  |  | excluded | 01/01/1900 |  |  |  |  | NO | NO |  |  |  |  | WELCH ALLYN, INC. 10366856 Not Known |  |  | Active |  | 99:99:99:99:99:99 |  | Equipment | PAAR:00-PVAR | 11/02/2019 |  | COOPER AMBULATORY OFF-SITES |  |  | EXAM 2 | 0011985179 | ANNE MAIER | Repair | Closed | Michael Youch | 07/28/2017 | 07/31/2017 | OPHTHALMOSCOPE/OTOSCOPE - LIGHT ISNT WORKING - BUNKERHILL PLAZA SURGERY EXAM 2 | 7/28/2017 4:14:48 PM ZXKISELEV (ZXKISELEV 7/28/2017 12:00 AM) EMAILED JENNIFER. TOLD HER THAT MIKE ON MONDAY MORNING WILL STOP BY AND CHECK THE LIGHT. 7/31/2017 1:48:42 PM MDYOUCH (MDYOUCH 7/31/2017 8:00 AM) REPLACED BULB FROM STOCK, VERIFIED, RTS. | BAABEF62-116D-41AE-936B-E220EE690E1C | Labor | 07/31/2017 | 07/31/2017 | Michael Youch
|  | WELCH ALLYN, INC. | WELCH ALLYN, INC. 74710 |  | Not Known | FAMILY MEDICAL SEWELL |  |  | excluded | 01/01/1900 |  |  |  |  | NO | NO |  |  |  |  | WELCH ALLYN, INC. 10366809 Not Known |  |  | Active |  | 99:99:99:99:99:99 |  | Equipment | PAAR:00-PVAR | 11/01/2019 |  | COOPER AMBULATORY OFF-SITES |  |  | EXAM 2 |  | MARIANNE SHIEPAN
|  | WELCH ALLYN, INC. | WELCH ALLYN, INC. 74710 |  |  | FAMILY MEDICAL SEWELL |  |  | excluded | 05/21/2009 |  |  |  |  | NO | NO |  |  |  |  | WELCH ALLYN, INC. 10366805 06051992 |  |  | Active |  | 99:99:99:99:99:99 |  | Equipment | PAAR:00-PVAR | 11/02/2019 |  | COOPER AMBULATORY OFF-SITES |  |  | EXAM 6 |  | MARIANNE SHIEPAN
|  | WELCH ALLYN, INC. | WELCH ALLYN, INC. 74710 |  |  | FAMILY MEDICAL SEWELL |  |  | excluded | 06/20/1992 |  |  |  |  | NO | NO |  |  |  |  | WELCH ALLYN, INC. 10366797 05131992 |  |  | Active |  | 99:99:99:99:99:99 |  | Equipment | PAAR:00-PVAR | 11/02/2019 |  | COOPER AMBULATORY OFF-SITES |  |  | exam 4 |  | MARIANNE SHIEPAN
|  | WELCH ALLYN, INC. | WELCH ALLYN, INC. 74710 |  | Not Known | BUNKER HILL-INTERNAL MEDICINE |  |  | excluded | 06/20/1992 |  |  |  |  | NO | NO |  |  |  |  | WELCH ALLYN, INC. 10366764 Not Known |  |  | Active |  | 99:99:99:99:99:99 |  | Equipment | PAAR:00-PVAR | 11/02/2019 |  | COOPER AMBULATORY OFF-SITES |  |  | EXAM 1 |  | SUSAN BABCOCK
|  | WELCH ALLYN, INC. | WELCH ALLYN, INC. 74710 |  | Not Known | 1030 KINGS HIGHWAY-MEDICINE |  |  | excluded | 01/01/1900 |  |  |  |  | NO | NO |  |  |  |  | WELCH ALLYN, INC. 10365922 Not Known |  |  | Active |  | 99:99:99:99:99:99 |  | Equipment | PAAR:00-PVAR | 11/02/2019 |  | COOPER AMBULATORY OFF-SITES |  |  | exam 3 |  | Bonnie Aichroch
|  | WELCH ALLYN, INC. | WELCH ALLYN, INC. 74710 |  | Not Known | 1030 KINGS HIGHWAY-MEDICINE |  |  | excluded | 01/01/1900 |  |  |  |  | NO | NO |  |  |  |  | WELCH ALLYN, INC. 10365918 Not Known |  |  | Active |  | 99:99:99:99:99:99 |  | Equipment | PAAR:00-PVAR | 11/02/2019 |  | COOPER AMBULATORY OFF-SITES |  |  | EXAM 2 |  | Bonnie Aichroch
|  | WELCH ALLYN, INC. | WELCH ALLYN, INC. 74710 |  | NSNCOOPERAMB0029 | 3 COOPER-WOMENS CARE CENTER |  |  |  | 01/01/1900 |  |  |  |  | NO | NO |  |  |  |  | WELCH ALLYN, INC. 10346997 NSNCOOPERAMB0029 |  |  | Disposition |  |  |  | Equipment | PAAR:00-PVAR | 11/02/2019 |  | COOPER AMBULATORY OFF-SITES |  |  | DISPOSITION |  | BONNIE MANNINO
|  | WELCH ALLYN, INC. | WELCH ALLYN, INC. 74710 |  | NOT KNOWN | 3 COOPER - MEDICINE DEPARTMENT |  |  | excluded | 01/01/1900 |  |  |  |  | NO | NO |  |  |  |  | WELCH ALLYN, INC. 10346980 NOT KNOWN |  |  | Active |  | 99:99:99:99:99:99 |  | Equipment | PAAR:00-PVAR | 11/02/2019 |  | COOPER AMBULATORY OFF-SITES |  |  | Suite 215 - Exam 2 | WOT00000002396141 | NANCY LOUIS | Repair | Closed | Stephen Zubrzycki | 03/21/2019 | 03/21/2019 | Dept asked me to check all the oto/ophthalmoscopes | Acknowledged. VPO of unit | EXP4330418 | Parts |  |  | Stephen Zubrzycki
|  | WELCH ALLYN, INC. | WELCH ALLYN, INC. 74710 |  | NOT KNOWN | 3 COOPER - MEDICINE DEPARTMENT |  |  | excluded | 01/01/1900 |  |  |  |  | NO | NO |  |  |  |  | WELCH ALLYN, INC. 10346954 NOT KNOWN |  |  | Active |  | 99:99:99:99:99:99 |  | Equipment | PAAR:00-PVAR | 11/02/2019 |  | COOPER AMBULATORY OFF-SITES |  |  | Suite 215 - Exam 3 | WOT00000002396147 | NANCY LOUIS | Repair | Closed | Stephen Zubrzycki | 03/21/2019 | 03/21/2019 | Dept asked me to check all the oto/ophthalmoscopes | Acknowledged. VPO of unit | EXP2532686 | Labor | 03/21/2019 | 03/21/2019 | Stephen Zubrzycki
|  | WELCH ALLYN, INC. | WELCH ALLYN, INC. 74710 |  | RM215 | 3 COOPER - MEDICINE DEPARTMENT |  |  | excluded | 01/01/1900 |  |  |  |  | NO | NO |  |  |  |  | WELCH ALLYN, INC. 10346949 RM215 |  |  | Active |  | 99:99:99:99:99:99 |  | Equipment | PAAR:00-PVAR | 11/02/2019 |  | COOPER AMBULATORY OFF-SITES |  |  | Suite 215 - Exam 5 | WOT00000002396238 | NANCY LOUIS | Repair | Closed | Stephen Zubrzycki | 03/21/2019 | 03/21/2019 | Dept asked me to check all the oto/ophthalmoscopes | Acknowledged. Analyzed unit. Otoscope head was blurry. Exchanged head with Cooper supply and VPO | EXP2532969 | Labor | 03/21/2019 | 03/21/2019 | Stephen Zubrzycki
|  | WELCH ALLYN, INC. | WELCH ALLYN, INC. 74710 |  | NOT KNOWN | 3 COOPER - MEDICINE DEPARTMENT |  |  | excluded | 01/01/1900 |  |  |  |  | NO | NO |  |  |  |  | WELCH ALLYN, INC. 10346928 NOT KNOWN |  |  | Active |  | 99:99:99:99:99:99 |  | Equipment | PAAR:00-PVAR | 11/02/2019 |  | COOPER AMBULATORY OFF-SITES |  |  | Suite 215 - Exam 4 | WOT00000002396154 | NANCY LOUIS | Repair | Closed | Stephen Zubrzycki | 03/21/2019 | 03/21/2019 | Dept asked me to check all the oto/ophthalmoscopes | Acknowledged. VPO of unit | EXP2532707 | Labor | 03/21/2019 | 03/21/2019 | Stephen Zubrzycki
|  | WELCH ALLYN, INC. | WELCH ALLYN, INC. 74710 |  | NOT KNOWN | 3 COOPER - MEDICINE DEPARTMENT |  |  | excluded | 01/01/1900 |  |  |  |  | NO | NO |  |  |  |  | WELCH ALLYN, INC. 10346922 NOT KNOWN |  |  | Active |  | 99:99:99:99:99:99 |  | Equipment | PAAR:00-PVAR | 11/02/2019 |  | COOPER AMBULATORY OFF-SITES |  |  | SUITE 215 - EXAM 1 | 0012510423 | NANCY LOUIS | Repair | Closed | Stephen Zubrzycki | 12/15/2017 | 12/15/2017 | OPHTHALMOSCOPE/OTOSCOPES - OTOSCOPE DOESNT WORK -TMX | 12/15/2017 3:15:23 PM SJZUBRZYCKI (SJZUBRZYCKI 12/15/2017 12:00 AM) ANALYZED UNIT. REPLACED BULB AND VPO | 5476EF4A-C147-4C07-8C00-0EE5F21EC3E9 | Labor | 12/15/2017 | 12/15/2017 | Stephen Zubrzycki
|  | WELCH ALLYN, INC. | WELCH ALLYN, INC. 74710 |  |  | 3 COOPER - MEDICINE DEPARTMENT |  |  | excluded | 01/01/1900 |  |  |  |  | NO | NO |  |  |  |  | WELCH ALLYN, INC. 10346921 04233 |  |  | Active |  | 99:99:99:99:99:99 |  | Equipment | PAAR:00-PVAR | 11/02/2019 |  | COOPER AMBULATORY OFF-SITES |  |  | Suite 215 - Exam 14 | WOT00000002367445 | NANCY LOUIS | Repair | Closed | Stephen Zubrzycki | 03/12/2019 | 03/12/2019 | Missing otoscope head | Acknowledged. Replaced otoscope head with 25020 head from Cooper stock. VPO of unit | EXP2465337 | Labor | 03/12/2019 | 03/12/2019 | Stephen Zubrzycki
|  | WELCH ALLYN, INC. | WELCH ALLYN, INC. 74710 |  | NOT KNOWN | 3 COOPER - MEDICINE DEPARTMENT |  |  | excluded | 01/01/1900 |  |  |  |  | NO | NO |  |  |  |  | WELCH ALLYN, INC. 10346918 NOT KNOWN |  |  | Active |  | 99:99:99:99:99:99 |  | Equipment | PAAR:00-PVAR | 11/02/2019 |  | COOPER AMBULATORY OFF-SITES |  |  | Suite 215 - Exam 15 | WOT00000002396245 | NANCY LOUIS | Repair | Closed | Stephen Zubrzycki | 03/21/2019 | 03/21/2019 | Dept asked me to check all the oto/ophthalmoscopes | Acknowledged. Bulb was dim and blurry. replaced bulb and exchanged ophthalmoscope head Couldn't pull CL-994 from stock | EXP2532996 | Labor | 03/21/2019 | 03/21/2019 | Stephen Zubrzycki
|  | WELCH ALLYN, INC. | WELCH ALLYN, INC. 74710 |  |  | 3 COOPER-WOMENS CARE CENTER |  |  | excluded | 05/12/2015 |  |  |  |  | NO | NO |  |  |  |  | WELCH ALLYN, INC. 10346892 22210 |  |  | Active |  | 99:99:99:99:99:99 |  | Equipment | PAAR:00-PVAR | 11/02/2019 |  | COOPER AMBULATORY OFF-SITES |  |  | SUITE 300 - EXAM 4 |  | BONNIE MANNINO
|  | WELCH ALLYN, INC. | WELCH ALLYN, INC. 74710 |  | NOT KNOWN | BUNKER HILL-INTERNAL MEDICINE |  |  |  | 06/20/1992 |  |  |  |  | NO | NO |  |  |  |  | WELCH ALLYN, INC. 10345740 NOT KNOWN |  |  | Disposition |  | 99:99:99:99:99:99 |  | Equipment | PAAR:00-PVAR | 11/02/2019 |  | COOPER AMBULATORY OFF-SITES |  |  | Exam 8 | WOT00000002713473 | SUSAN BABCOCK | Disposition | Closed | Michael Youch | 05/17/2019 | 05/17/2019 | Equipment Disposition | Renovation of 1 Plaza Drive in Sewell; Phylis Liberi sent the tags of equipment removed for replacement. | EXP2954803 | Labor | 05/14/2019 | 05/14/2019 | Michael Youch
|  | WELCH ALLYN, INC. | WELCH ALLYN, INC. 74710 |  | NOT KNOWN | BUNKER HILL-INTERNAL MEDICINE |  |  |  | 01/01/1900 |  |  |  |  | NO | NO |  |  |  |  | WELCH ALLYN, INC. 10345738 NOT KNOWN |  |  | Disposition |  | 99:99:99:99:99:99 |  | Equipment | PAAR:00-PVAR | 11/02/2019 |  | COOPER AMBULATORY OFF-SITES |  |  | EXAM 9 | WOT00000002713419 | SUSAN BABCOCK | Disposition | Closed | Michael Youch | 05/17/2019 | 05/17/2019 | Equipment Disposition | Renovation of 1 Plaza Drive in Sewell; Phylis Liberi sent the tags of equipment removed for replacement. | EXP2954661 | Labor | 05/14/2019 | 05/14/2019 | Michael Youch
|  | WELCH ALLYN, INC. | WELCH ALLYN, INC. 74710 |  |  | BUNKER HILL-INTERNAL MEDICINE |  |  |  | 01/01/1900 |  |  |  |  | NO | NO |  |  |  |  | WELCH ALLYN, INC. 10345736 10345736 |  |  | Disposition |  | 99:99:99:99:99:99 |  | Equipment | PAAR:00-PVAR | 11/02/2019 |  | COOPER AMBULATORY OFF-SITES |  |  | EXAM 10 | WOT00000002713439 | SUSAN BABCOCK | Disposition | Closed | Michael Youch | 05/17/2019 | 05/17/2019 | Equipment Disposition | Renovation of 1 Plaza Drive in Sewell; Phylis Liberi sent the tags of equipment removed for replacement. | EXP2954695 | Labor | 05/14/2019 | 05/14/2019 | Michael Youch
|  | WELCH ALLYN, INC. | WELCH ALLYN, INC. 74710 |  | Not Known | BUNKER HILL-INTERNAL MEDICINE |  |  | excluded | 06/20/1992 |  |  |  |  | NO | NO |  |  |  |  | WELCH ALLYN, INC. 10345734 Not Known |  |  | Active |  | 99:99:99:99:99:99 |  | Equipment | PAAR:00-PVAR | 10/31/2019 |  | COOPER AMBULATORY OFF-SITES |  |  | EXAM 11 |  | SUSAN BABCOCK
|  | WELCH ALLYN, INC. | WELCH ALLYN, INC. 74710 |  | NOT KNOWN | BUNKER HILL-INTERNAL MEDICINE |  |  |  | 01/01/1900 |  |  |  |  | NO | NO |  |  |  |  | WELCH ALLYN, INC. 10345731 NOT KNOWN |  |  | Disposition |  | 99:99:99:99:99:99 |  | Equipment | PAAR:00-PVAR | 11/02/2019 |  | COOPER AMBULATORY OFF-SITES |  |  | EXAM 12 | WOT00000002713465 | SUSAN BABCOCK | Disposition | Closed | Michael Youch | 05/17/2019 | 05/17/2019 | Equipment Disposition | Renovation of 1 Plaza Drive in Sewell; Phylis Liberi sent the tags of equipment removed for replacement. | EXP2954777 | Labor | 05/14/2019 | 05/14/2019 | Michael Youch
|  | WELCH ALLYN, INC. | WELCH ALLYN, INC. 74710 |  | NOT KNOWN | BUNKER HILL-INTERNAL MEDICINE |  |  |  | 06/20/1992 |  |  |  |  | NO | NO |  |  |  |  | WELCH ALLYN, INC. 10345729 NOT KNOWN |  |  | Disposition |  | 99:99:99:99:99:99 |  | Equipment | PAAR:00-PVAR | 11/02/2019 |  | COOPER AMBULATORY OFF-SITES |  |  | EXAM 13 | WOT00000002713564 | SUSAN BABCOCK | Disposition | Closed | Michael Youch | 05/17/2019 | 05/20/2019 | Equipment Disposition | Renovation of 1 Plaza Drive in Sewell; Phylis Liberi sent the tags of equipment removed for replacement. | EXP2955043 | Labor | 05/14/2019 | 05/14/2019 | Michael Youch
|  | WELCH ALLYN, INC. | WELCH ALLYN, INC. 74711 |  |  | TRAUMA ADMIT |  |  | excluded | 01/01/1900 |  |  |  |  | NO | NO |  |  |  |  | WELCH ALLYN, INC. 10368190 10368190 |  |  | Active |  | 99:99:99:99:99:99 |  | Equipment | PAAR:00-PVAR | 11/02/2019 |  | COOPER UNIVERSITY HOSPITAL |  |  | TAA-TAA5 | 0011323858 | Diane Floyd | Repair | Closed | Richard Jolly | 03/07/2017 | 03/08/2017 | LIGHT SOURCE - NOT WORKING - NEED ASAP 3/8 - BAY 4 -TRAUMA ADMITTING | 3/8/2017 8:41:26 AM RCJOLLY (RCJOLLY 3/8/2017 8:00 AM) REATTACH LIGHT BULB | 6CC54FA8-E870-4D1D-BFDF-F24384EA9CB4 | Labor | 03/08/2017 | 03/08/2017 | Richard Jolly
|  | WELCH ALLYN, INC. | WELCH ALLYN, INC. 760 |  | NSNCOOPERAMB0034 | 3 COOPER-CARDIAC DIAGNOSTIC CENTER |  |  |  | 01/01/1900 |  |  |  |  | NO | NO |  |  |  |  | WELCH ALLYN, INC. 10369578 NSNCOOPERAMB0034 |  |  | Disposition |  |  |  | Equipment | PAAR:00-PVAR | 11/02/2019 |  | COOPER AMBULATORY OFF-SITES |  |  | DISPOSITION | 0011603621 | CARLA TRUELL | Repair | Closed | Stephen Zubrzycki | 05/02/2017 | 05/02/2017 | LIGHT SOURCE - DISPOSITION - TMX | 5/2/2017 8:37:02 AM SJZUBRZYCKI (SJZUBRZYCKI 5/1/2017 12:00 AM) CNL DURING VALIDATION. DEPT SAID THEY NO LONGER HAVE IT. 5/2/2017 8:37:03 AM SJZUBRZYCKI This device has been removed from an active status with the RSQ Database, and physically removed from the facility. Device retired on 5/2/2017; Authorized By: YES; Nature of Retirement: COULD NOT LOCATE; Days In Service: 698 | 76BEC4B6-9A68-420F-A070-F15FCD4696D3 | Labor | 05/01/2017 | 05/01/2017 | Stephen Zubrzycki
|  | WELCH ALLYN, INC. | WELCH ALLYN, INC. 760 |  |  | KELEMEN 8 PCU |  |  |  | 01/01/1900 |  |  |  |  | NO | NO |  |  |  |  | WELCH ALLYN, INC. 10368867 7114 |  |  | Disposition |  | 99:99:99:99:99:99 |  | Equipment | PAAR:00-PVAR | 11/02/2019 |  | COOPER UNIVERSITY HOSPITAL |  |  | STORAGE |  | BYRON WELLS
|  | WELCH ALLYN, INC. | WELCH ALLYN, INC. 760 |  | 17256* | EMERGENCY ROOM |  |  | excluded | 01/01/1900 |  |  |  |  | NO | NO |  |  |  |  | WELCH ALLYN, INC. 10368835 17256* |  |  | Active |  | 99:99:99:99:99:99 |  | Equipment | PAAR:00-PVAR | 11/02/2019 |  | COOPER UNIVERSITY HOSPITAL |  |  | ER | WOT00000000512068 | KAREN GRUBER | Disposition | Closed | Richard Jolly | 02/08/2018 | 05/14/2019 | Bulk Disposition CNL
|  | WELCH ALLYN, INC. | WELCH ALLYN, INC. 760 |  | coophospnsn015 | EMERGENCY ROOM |  |  | excluded | 01/01/1900 |  |  |  |  | NO | NO |  |  |  |  | WELCH ALLYN, INC. 10368823 coophospnsn015 |  |  | Active |  | 99:99:99:99:99:99 |  | Equipment | PAAR:00-PVAR | 11/02/2019 |  | COOPER UNIVERSITY HOSPITAL |  |  | er 32 | WOT00000000523182 | KAREN GRUBER | Disposition | Closed | Richard Jolly | 02/08/2018 | 05/16/2019 | Bulk Disposition CNL
|  | WELCH ALLYN, INC. | WELCH ALLYN, INC. 760 |  | wer- | CDU - CLINICAL DECISION UNIT-9 KELEMEN |  |  | excluded | 01/01/1900 |  |  |  |  | NO | NO |  |  |  |  | WELCH ALLYN, INC. 10367733 wer- |  |  | Active |  | 99:99:99:99:99:99 |  | Equipment | PAAR:00-PVAR | 11/02/2019 |  | COOPER UNIVERSITY HOSPITAL |  |  | CDU | WOT00000000536139 | KAREN GRUBER | Disposition | Closed | Richard Jolly | 02/08/2018 | 05/15/2019 | Bulk Disposition CNL
|  | WELCH ALLYN, INC. | WELCH ALLYN, INC. 760 |  | csdw- | CDU - CLINICAL DECISION UNIT-9 KELEMEN |  |  | excluded | 01/01/1900 |  |  |  |  | NO | NO |  |  |  |  | WELCH ALLYN, INC. 10367731 csdw- |  |  | Active |  | 99:99:99:99:99:99 |  | Equipment | PAAR:00-PVAR | 10/31/2019 |  | COOPER UNIVERSITY HOSPITAL |  |  | CDU |  | KAREN GRUBER
|  | WELCH ALLYN, INC. | WELCH ALLYN, INC. 760 |  | ser- | CDU - CLINICAL DECISION UNIT-9 KELEMEN |  |  | excluded | 01/01/1900 |  |  |  |  | NO | NO |  |  |  |  | WELCH ALLYN, INC. 10367732 ser- |  |  | Active |  | 99:99:99:99:99:99 |  | Equipment | PAAR:00-PVAR | 11/02/2019 |  | COOPER UNIVERSITY HOSPITAL |  |  | CDU | 0012486327 | KAREN GRUBER | Repair | Closed | Richard Jolly | 12/05/2017 | 12/20/2017 | CDU BED 1 - EXPOSED WIRE WHEN OTOSCOPE WAS REMOVED - CDU ROOM 1 | 12/6/2017 2:57:04 PM RCJOLLY (RCJOLLY 12/5/2017 10:00 AM) NEEDS NEW WIRE 12/20/2017 8:19:17 AM RCJOLLY (RCJOLLY 12/11/2017 10:00 AM) INSTALLED CABLE | 326663FD-9CCD-48C9-A61C-62ECD9328D9B | Labor | 12/06/2017 | 12/06/2017 | Richard Jolly
|  | WELCH ALLYN, INC. | WELCH ALLYN, INC. 760 |  | coophospnsn013 | CDU - CLINICAL DECISION UNIT-9 KELEMEN |  |  | excluded | 01/01/1900 |  |  |  |  | NO | NO |  |  |  |  | WELCH ALLYN, INC. 10367730 coophospnsn013 |  |  | Active |  | 99:99:99:99:99:99 |  | Equipment | PAAR:00-PVAR | 11/02/2019 |  | COOPER UNIVERSITY HOSPITAL |  |  | CDU | WOT00000000523181 | KAREN GRUBER | Disposition | Closed | Richard Jolly | 02/08/2018 | 05/15/2019 | Bulk Disposition CNL
|  | WELCH ALLYN, INC. | WELCH ALLYN, INC. 760 |  | Not Known | PAVILION 8 |  |  | excluded | 01/01/1900 |  |  |  |  | NO | NO |  |  |  |  | WELCH ALLYN, INC. 10356665 Not Known |  |  | Active |  | 99:99:99:99:99:99 |  | Equipment | PAAR:00-PVAR | 11/02/2019 |  | COOPER UNIVERSITY HOSPITAL |  |  | Rm 821 | WOT00000000531109 | BRIAN OSHAUGHNESSY | Disposition | Closed | Gene Amodei | 02/08/2018 | 05/23/2019 | Bulk Disposition CNL
|  | WELCH ALLYN, INC. | WELCH ALLYN, INC. 760 |  | Not Known | PAVILION 8 |  |  | excluded | 01/01/1900 |  |  |  |  | NO | NO |  |  |  |  | WELCH ALLYN, INC. 10356644 Not Known |  |  | Active |  | 99:99:99:99:99:99 |  | Equipment | PAAR:00-PVAR | 11/02/2019 |  | COOPER UNIVERSITY HOSPITAL |  |  | RM 820 | WOT00000000529110 | BRIAN OSHAUGHNESSY | Disposition | Closed | Gene Amodei | 02/08/2018 | 05/24/2019 | Bulk Disposition CNL
|  | WELCH ALLYN, INC. | WELCH ALLYN, INC. 760 |  | Not Known | PAVILION 8 |  |  | excluded | 01/01/1900 |  |  |  |  | NO | NO |  |  |  |  | WELCH ALLYN, INC. 10356643 Not Known |  |  | Active |  | 99:99:99:99:99:99 |  | Equipment | PAAR:00-PVAR | 11/02/2019 |  | COOPER UNIVERSITY HOSPITAL |  |  | RM 819 | WOT00000000529996 | BRIAN OSHAUGHNESSY | Disposition | Closed | Gene Amodei | 02/08/2018 | 05/24/2019 | Bulk Disposition CNL
|  | WELCH ALLYN, INC. | WELCH ALLYN, INC. 760 |  | solpe- | CDU - CLINICAL DECISION UNIT-9 KELEMEN |  |  | excluded | 11/02/2019 |  |  |  |  | NO | NO |  |  |  |  | WELCH ALLYN, INC. 30143109 solpe- |  |  | Active |  | 99:99:99:99:99:99 |  | Equipment | PAAR:00-PVAR | 11/02/2019 | 11/02/2019 | COOPER UNIVERSITY HOSPITAL |  |  | CDU | WOT00000000534561 | KAREN GRUBER | Disposition | Closed | Richard Jolly | 11/02/2019 | 11/02/2019 | Bulk Disposition CNL |  |  |  | 11/02/2019 | 11/02/2019
|  | WELCH ALLYN, INC. | WELCH ALLYN, INC. 760 |  | 2k34- | CDU - CLINICAL DECISION UNIT-9 KELEMEN |  |  | excluded | 11/02/2019 |  |  |  |  | NO | NO |  |  |  |  | WELCH ALLYN, INC. 30143110 2k34- |  |  | Active |  | 99:99:99:99:99:99 |  | Equipment | PAAR:00-PVAR | 11/02/2019 | 11/02/2019 | COOPER UNIVERSITY HOSPITAL |  |  | CDU | WOT00000000514322 | KAREN GRUBER | Disposition | Closed | Richard Jolly | 11/02/2019 | 11/02/2019 | Bulk Disposition CNL |  |  |  | 11/02/2019 | 11/02/2019
|  | WELCH ALLYN, INC. | WELCH ALLYN, INC. 760 |  | sd54- | CDU - CLINICAL DECISION UNIT-9 KELEMEN |  |  | excluded | 11/02/2019 |  |  |  |  | NO | NO |  |  |  |  | WELCH ALLYN, INC. 30143111 sd54- |  |  | Active |  | 99:99:99:99:99:99 |  | Equipment | PAAR:00-PVAR | 11/02/2019 | 11/02/2019 | COOPER UNIVERSITY HOSPITAL |  |  | CDU | WOT00000000534045 | KAREN GRUBER | Disposition | Closed | Richard Jolly | 11/02/2019 | 11/02/2019 | Bulk Disposition CNL |  |  |  | 11/02/2019 | 11/02/2019
|  | WELCH ALLYN, INC. | WELCH ALLYN, INC. 760 |  | 79hsef- | CDU - CLINICAL DECISION UNIT-9 KELEMEN |  |  | excluded | 11/01/2019 |  |  |  |  | NO | NO |  |  |  |  | WELCH ALLYN, INC. 30143108 79hsef- |  |  | Active |  | 99:99:99:99:99:99 |  | Equipment | PAAR:00-PVAR | 11/01/2019 | 11/01/2019 | COOPER UNIVERSITY HOSPITAL |  |  | CDU | WOT00000000519272 | KAREN GRUBER | Disposition | Closed | Richard Jolly | 11/01/2019 | 11/01/2019 | Bulk Disposition CNL |  |  |  | 11/01/2019 | 11/01/2019
|  | WELCH ALLYN, INC. | WELCH ALLYN, INC. 760 |  | asw- | CDU - CLINICAL DECISION UNIT-9 KELEMEN |  |  | excluded | 11/02/2019 |  |  |  |  | NO | NO |  |  |  |  | WELCH ALLYN, INC. 30143104 asw- |  |  | Active |  | 99:99:99:99:99:99 |  | Equipment | PAAR:00-PVAR | 11/02/2019 | 11/02/2019 | COOPER UNIVERSITY HOSPITAL |  |  | CDU | WOT00000000521790 | KAREN GRUBER | Disposition | Closed | Richard Jolly | 11/02/2019 | 11/02/2019 | Bulk Disposition CNL |  |  |  | 11/02/2019 | 11/02/2019
|  | WELCH ALLYN, INC. | WELCH ALLYN, INC. 760 |  | as- | CDU - CLINICAL DECISION UNIT-9 KELEMEN |  |  | excluded | 11/02/2019 |  |  |  |  | NO | NO |  |  |  |  | WELCH ALLYN, INC. 30143103 as- |  |  | Active |  | 99:99:99:99:99:99 |  | Equipment | PAAR:00-PVAR | 11/02/2019 | 11/02/2019 | COOPER UNIVERSITY HOSPITAL |  |  | CDU | WOT00000000521728 | KAREN GRUBER | Disposition | Closed | Richard Jolly | 11/02/2019 | 11/02/2019 | Bulk Disposition CNL |  |  |  | 11/02/2019 | 11/02/2019
|  | WELCH ALLYN, INC. | WELCH ALLYN, INC. 760 |  | asdfa- | CDU - CLINICAL DECISION UNIT-9 KELEMEN |  |  | excluded | 11/02/2019 |  |  |  |  | NO | NO |  |  |  |  | WELCH ALLYN, INC. 30143102 asdfa- |  |  | Active |  | 99:99:99:99:99:99 |  | Equipment | PAAR:00-PVAR | 11/02/2019 | 11/02/2019 | COOPER UNIVERSITY HOSPITAL |  |  | CDU | WOT00000000521786 | KAREN GRUBER | Disposition | Closed | Richard Jolly | 11/02/2019 | 11/02/2019 | Bulk Disposition CNL |  |  |  | 11/02/2019 | 11/02/2019
|  | WELCH ALLYN, INC. | WELCH ALLYN, INC. 760 |  | asdfasdf- | CDU - CLINICAL DECISION UNIT-9 KELEMEN |  |  | excluded | 11/01/2019 |  |  |  |  | NO | NO |  |  |  |  | WELCH ALLYN, INC. 30143101 asdfasdf- |  |  | Active |  | 99:99:99:99:99:99 |  | Equipment | PAAR:00-PVAR | 11/01/2019 | 11/01/2019 | COOPER UNIVERSITY HOSPITAL |  |  | CDU | WOT00000000521787 | KAREN GRUBER | Disposition | Closed | Richard Jolly | 11/01/2019 | 11/01/2019 | Bulk Disposition CNL |  |  |  | 11/01/2019 | 11/01/2019
|  | WELCH ALLYN, INC. | WELCH ALLYN, INC. 760 |  | asdb- | CDU - CLINICAL DECISION UNIT-9 KELEMEN |  |  | excluded | 11/01/2019 |  |  |  |  | NO | NO |  |  |  |  | WELCH ALLYN, INC. 30143100 asdb- |  |  | Active |  | 99:99:99:99:99:99 |  | Equipment | PAAR:00-PVAR | 11/01/2019 | 11/01/2019 | COOPER UNIVERSITY HOSPITAL |  |  | CDU | WOT00000000521783 | KAREN GRUBER | Disposition | Closed | Richard Jolly | 11/01/2019 | 11/01/2019 | Bulk Disposition CNL |  |  |  | 11/01/2019 | 11/01/2019
|  | WELCH ALLYN, INC. | WELCH ALLYN, INC. 760 |  |  | CDU - CLINICAL DECISION UNIT-9 KELEMEN |  |  | excluded | 11/02/2019 |  |  |  |  | NO | NO |  |  |  |  | WELCH ALLYN, INC. 30143099 1108 |  |  | Active |  | 99:99:99:99:99:99 |  | Equipment | PAAR:00-PVAR | 11/02/2019 | 11/02/2019 | COOPER UNIVERSITY HOSPITAL |  |  | CDU | WOT00000000508200 | KAREN GRUBER | Disposition | Closed | Richard Jolly | 11/02/2019 | 11/02/2019 | Bulk Disposition CNL |  |  |  | 11/02/2019 | 11/02/2019
|  | WELCH ALLYN, INC. | WELCH ALLYN, INC. 767 DIAGNOSTIC SYSTEM |  | NOT KNOWN | 3 COOPER-PEDIATRICS |  |  | excluded | 11/02/2019 |  |  |  |  | NO | NO |  |  |  |  | WELCH ALLYN, INC. 11187624 NOT KNOWN |  |  | Active |  | 99:99:99:99:99:99 |  | Equipment | PAAR:00-PVAR | 11/02/2019 | 11/02/2019 | COOPER AMBULATORY OFF-SITES |  |  | Suite 200 - Exam 16 |  | MAUREEN OBRIEN |  |  |  | 11/02/2019 | 11/02/2019 |  |  |  |  | 11/02/2019 | 11/02/2019
|  | WELCH ALLYN, INC. | WELCH ALLYN, INC. 767 DIAGNOSTIC SYSTEM |  | NOT KNOWN | 3 COOPER-PEDIATRICS |  |  | excluded | 11/02/2019 |  |  |  |  | NO | NO |  |  |  |  | WELCH ALLYN, INC. 11187609 NOT KNOWN |  |  | Active |  | 99:99:99:99:99:99 |  | Equipment | PAAR:00-PVAR | 11/02/2019 | 11/02/2019 | COOPER AMBULATORY OFF-SITES |  |  | Suite 200 - Exam 14 |  | MAUREEN OBRIEN |  |  |  | 11/02/2019 | 11/02/2019 |  |  |  |  | 11/02/2019 | 11/02/2019
|  | WELCH ALLYN, INC. | WELCH ALLYN, INC. 767 DIAGNOSTIC SYSTEM |  | NOT KNOWN | 3 COOPER-PEDIATRICS |  |  | excluded | 11/02/2019 |  |  |  |  | NO | NO |  |  |  |  | WELCH ALLYN, INC. 11187610 NOT KNOWN |  |  | Active |  | 99:99:99:99:99:99 |  | Equipment | PAAR:00-PVAR | 11/02/2019 | 11/02/2019 | COOPER AMBULATORY OFF-SITES |  |  | Suite 200 - Exam 15 | 0012402655 | MAUREEN OBRIEN | Repair | Closed | Stephen Zubrzycki | 11/02/2019 | 11/02/2019 | OPHTHALMOSCOPE - HAVE EXPOSED WIRES ON CABLES, OTOSCOPE HEAD DOES NOT WORK - TMX | 11/14/2017 2:29:55 PM SJZUBRZYCKI (SJZUBRZYCKI 11/14/2017 12:00 AM) ANALYZED UNIT. REPLACED BULB AND NEEDS BOTH CABLES REPLACED. 11/16/2017 2:57:33 PM SJZUBRZYCKI (SJZUBRZYCKI 11/16/2017 12:00 AM) REPLACED CABLES AND VPO | 414D8D5C-6C70-48CE-8935-042C74900229 | Parts | 11/02/2019 | 11/02/2019 | Stephen Zubrzycki
|  | WELCH ALLYN, INC. | WELCH ALLYN, INC. 767 DIAGNOSTIC SYSTEM |  | NOT KNOWN | CINNAMINSON URGENT CARE |  |  | excluded | 11/02/2019 |  |  |  |  | NO | NO |  |  |  |  | WELCH ALLYN, INC. 11187524 NOT KNOWN |  |  | Active |  | 99:99:99:99:99:99 |  | Equipment | PAAR:00-PVAR | 11/02/2019 | 11/02/2019 | COOPER AMBULATORY OFF-SITES |  |  |  | 0012399723 | MELISSA PORTOBANCO | Repair | Closed | Gene Amodei | 11/02/2019 | 11/02/2019 | OPHTHALMOSCOPE/OTOSCOPE - WHEN PLUGGED IN AND PUT HEAD ON IT, IT DOES NOT TURN ON - 7TH FLR SOUTH PEDS DIRTY UTILITY | 12/1/2017 11:59:08 AM GRAMODEI located head, noted blubl inserted upside down, re inserted correctly unit ok RTS, expaling issue to techs | B8EB7A47-B321-4763-930D-6B1CE87E6551 | Labor | 11/02/2019 | 11/02/2019 | Gene Amodei
|  | WELCH ALLYN, INC. | WELCH ALLYN, INC. 767 DIAGNOSTIC SYSTEM |  | NOT KNOWN | 3 COOPER - MEDICINE DEPARTMENT |  |  | excluded | 07/19/2019 |  |  |  |  | NO | NO |  |  |  |  | WELCH ALLYN, INC. 10732437 NOT KNOWN |  |  | Active |  |  |  | Equipment | PAAR:00-PVAR | 10/31/2019 |  | COOPER AMBULATORY OFF-SITES |  |  | Suite 215 - Exam 13 | WOT00000003230488 | NANCY LOUIS | Performance Verification | Closed | Stephen Zubrzycki | 07/19/2019 | 07/23/2019 | Performance Verification for WELCH ALLYN, INC. 10732437 NOT KNOWN | Initial Install of Performance Verification. Device is ready for patient use.
|  | WELCH ALLYN, INC. | WELCH ALLYN, INC. 767 DIAGNOSTIC SYSTEM |  | NOT KNOWN | 3 COOPER-PEDIATRICS |  |  | excluded | 10/18/2004 |  |  |  |  | NO | NO |  |  |  |  | WELCH ALLYN, INC. 10725059 NOT KNOWN |  |  | Active |  | 99:99:99:99:99:99 |  | Equipment | PAAR:00-PVAR | 11/01/2019 |  | COOPER AMBULATORY OFF-SITES |  |  | Suite 200 - Exam 17 | 0012402656 | MAUREEN OBRIEN | Repair | Closed | Stephen Zubrzycki | 11/14/2017 | 11/14/2017 | OPHTHALMOSCOPE - HEAD IS SPLOTCHY - TMX | 11/14/2017 2:28:38 PM SJZUBRZYCKI (SJZUBRZYCKI 11/14/2017 12:00 AM) REPLACED BULBS AND VPO | 99E687E7-50FA-4D1F-92C6-5BD81A8FDBB6 | Labor | 11/14/2017 | 11/14/2017 | Stephen Zubrzycki
|  | WELCH ALLYN, INC. | WELCH ALLYN, INC. 767 DIAGNOSTIC SYSTEM |  | Not Known | 3 COOPER-PEDIATRICS |  |  | excluded | 01/01/1900 |  |  |  |  | NO | NO |  |  |  |  | WELCH ALLYN, INC. 10725058 Not Known |  |  | Active |  | 99:99:99:99:99:99 |  | Equipment | PAAR:00-PVAR | 11/02/2019 |  | COOPER AMBULATORY OFF-SITES |  |  | Suite 200 - Exam 13 | 0012402653 | MAUREEN OBRIEN | Repair | Closed | Stephen Zubrzycki | 11/14/2017 | 11/14/2017 | OPHTHALMOSCOPE - HEAD IS SPLOTCHY - TMX | 11/14/2017 2:26:14 PM SJZUBRZYCKI (SJZUBRZYCKI 11/14/2017 12:00 AM) REPLACED BULB AND VPO | 74C70199-72D1-4F44-9D03-F3DE56CEF015 | Parts | 01/01/1900 | 01/01/1900 | Stephen Zubrzycki
|  | WELCH ALLYN, INC. | WELCH ALLYN, INC. 767 DIAGNOSTIC SYSTEM |  | Not Known | 3 COOPER-PEDIATRICS |  |  | excluded | 01/01/1900 |  |  |  |  | NO | NO |  |  |  |  | WELCH ALLYN, INC. 10725055 Not Known |  |  | Active |  | 99:99:99:99:99:99 |  | Equipment | PAAR:00-PVAR | 11/02/2019 |  | COOPER AMBULATORY OFF-SITES |  |  | Suite 200 - Exam 3 | 0012402610 | MAUREEN OBRIEN | Repair | Closed | Stephen Zubrzycki | 11/14/2017 | 11/14/2017 | OPHTHALMOSCOPE - WILL NOT TURN ON - TMX | 11/14/2017 2:21:10 PM SJZUBRZYCKI (SJZUBRZYCKI 11/14/2017 12:00 AM) REPLACED BULB AND VPO | 25096850-0FA2-4B37-AAC8-79A586019EB8 | Parts | 01/01/1900 | 01/01/1900 | Stephen Zubrzycki
|  | WELCH ALLYN, INC. | WELCH ALLYN, INC. 767 DIAGNOSTIC SYSTEM |  | NOT KNOWN | 3 COOPER-PEDIATRICS |  |  | excluded | 01/01/1900 |  |  |  |  | NO | NO |  |  |  |  | WELCH ALLYN, INC. 10725056 NOT KNOWN |  |  | Active |  | 99:99:99:99:99:99 |  | Equipment | PAAR:00-PVAR | 11/02/2019 |  | COOPER AMBULATORY OFF-SITES |  |  | Suite 200 - Exam 6 | 0012402649 | MAUREEN OBRIEN | Repair | Closed | Stephen Zubrzycki | 11/14/2017 | 11/14/2017 | OPHTHALMOSCOPE - HEAD DOESNT WORK - TMX | 11/14/2017 2:22:25 PM SJZUBRZYCKI (SJZUBRZYCKI 11/14/2017 12:00 AM) ANALYZED UNIT. NEEDS OTOSCOPE CABLE 11/14/2017 2:32:14 PM SJZUBRZYCKI (SJZUBRZYCKI 11/14/2017 12:00 AM) SWAPPED CABLE WITH 10345712 AND VPO | 0065D604-65E4-4392-9288-5AE4DCA0DBA6 | Labor | 11/14/2017 | 11/14/2017 | Stephen Zubrzycki
|  | WELCH ALLYN, INC. | WELCH ALLYN, INC. 767 DIAGNOSTIC SYSTEM |  | NOT KNOWN | 3 COOPER-PEDIATRICS |  |  | excluded | 01/01/1900 |  |  |  |  | NO | NO |  |  |  |  | WELCH ALLYN, INC. 10725057 NOT KNOWN |  |  | Active |  | 99:99:99:99:99:99 |  | Equipment | PAAR:00-PVAR | 11/01/2019 |  | COOPER AMBULATORY OFF-SITES |  |  | Suite 200 - Exam 11 | WOT00000003662304 | MAUREEN OBRIEN | Repair | Closed | Stephen Zubrzycki | 09/03/2019 | 09/03/2019 | Opthalmoscope bulb is out | Acknowledged. Analyzed unit. Replaced opthalmoscope bulb and VPO. Wouldn't allow me to pull p/n CL-995 from Cooper stock | EXP3870630 | Labor | 09/03/2019 | 09/03/2019 | Stephen Zubrzycki
|  | WELCH ALLYN, INC. | WELCH ALLYN, INC. 767 DIAGNOSTIC SYSTEM |  | NOT KNOWN | 3 COOPER-PEDIATRICS |  |  | excluded | 01/01/1900 |  |  |  |  | NO | NO |  |  |  |  | WELCH ALLYN, INC. 10725054 NOT KNOWN |  |  | Active |  | 99:99:99:99:99:99 |  | Equipment | PAAR:00-PVAR | 11/01/2019 |  | COOPER AMBULATORY OFF-SITES |  |  | Suite 200 - Exam 9 | 0012402651 | MAUREEN OBRIEN | Repair | Closed | Stephen Zubrzycki | 11/14/2017 | 11/14/2017 | OPHTHALMOSCOPE - HEAD DOESNT TURN ON - TMX | 11/14/2017 2:25:17 PM SJZUBRZYCKI (SJZUBRZYCKI 11/14/2017 12:00 AM) REPLACED BULB AND VPO | 3E63B99E-A2D1-42D7-A871-011041E2FA91 | Labor | 11/14/2017 | 11/14/2017 | Stephen Zubrzycki
|  | WELCH ALLYN, INC. | WELCH ALLYN, INC. 767 DIAGNOSTIC SYSTEM |  | Not Known | EMERGENCY ROOM |  |  | excluded | 11/23/2015 |  |  |  |  | NO | NO |  |  |  |  | WELCH ALLYN, INC. 10480279 Not Known |  |  | Active |  | 99:99:99:99:99:99 |  | Equipment | PAAR:00-PVAR | 10/31/2019 |  | COOPER UNIVERSITY HOSPITAL |  |  |  |  | KAREN GRUBER
|  | WELCH ALLYN, INC. | WELCH ALLYN, INC. 767 DIAGNOSTIC SYSTEM |  | 21233* | CDU - CLINICAL DECISION UNIT-9 KELEMEN |  |  | excluded | 01/01/1900 |  |  |  |  | NO | NO |  |  |  |  | WELCH ALLYN, INC. 10369402 21233* |  |  | Active |  | 99:99:99:99:99:99 |  | Equipment | PAAR:00-PVAR | 11/02/2019 |  | COOPER UNIVERSITY HOSPITAL |  |  | CDU | WOT00000000513238 | KAREN GRUBER | Disposition | Closed | Richard Jolly | 02/08/2018 | 05/16/2019 | Bulk Disposition CNL
|  | WELCH ALLYN, INC. | WELCH ALLYN, INC. 767 DIAGNOSTIC SYSTEM |  | 17174* | EMERGENCY ROOM |  |  | excluded | 01/01/1900 |  |  |  |  | NO | NO |  |  |  |  | WELCH ALLYN, INC. 10369101 17174* |  |  | Active |  | 99:99:99:99:99:99 |  | Equipment | PAAR:00-PVAR | 11/01/2019 |  | COOPER UNIVERSITY HOSPITAL |  |  | PDE | WOT00000000512054 | KAREN GRUBER | Disposition | Closed | Richard Jolly | 02/08/2018 | 05/13/2019 | Bulk Disposition CNL
|  | WELCH ALLYN, INC. | WELCH ALLYN, INC. 767 DIAGNOSTIC SYSTEM |  | Not Known | EMERGENCY ROOM |  |  |  | 01/01/1900 |  |  |  |  | NO | NO |  |  |  |  | WELCH ALLYN, INC. 10369097 Not Known |  |  | Disposition |  | 99:99:99:99:99:99 |  | Equipment | PAAR:00-PVAR | 11/02/2019 |  | COOPER UNIVERSITY HOSPITAL |  |  | PD ER |  | KAREN GRUBER
|  | WELCH ALLYN, INC. | WELCH ALLYN, INC. 767 DIAGNOSTIC SYSTEM |  | Not Known | EMERGENCY ROOM |  |  | excluded | 01/01/1900 |  |  |  |  | NO | NO |  |  |  |  | WELCH ALLYN, INC. 10368853 Not Known |  |  | Active |  | 99:99:99:99:99:99 |  | Equipment | PAAR:00-PVAR | 11/02/2019 |  | COOPER UNIVERSITY HOSPITAL |  |  | ER | WOT00000002202354 | KAREN GRUBER | Disposition | Closed | Richard Jolly | 02/14/2019 | 05/21/2019 | Bulk Disposition CNL
|  | WELCH ALLYN, INC. | WELCH ALLYN, INC. 767 DIAGNOSTIC SYSTEM |  | Not Known | EMERGENCY ROOM |  |  |  | 01/01/1900 |  |  |  |  | NO | NO |  |  |  |  | WELCH ALLYN, INC. 10368848 Not Known |  |  | Disposition |  | 99:99:99:99:99:99 |  | Equipment | PAAR:00-PVAR | 11/02/2019 |  | COOPER UNIVERSITY HOSPITAL |  |  | ER | WOT00000000531876 | KAREN GRUBER | Disposition | Closed | Richard Jolly | 02/08/2018 | 07/18/2019 | Bulk Disposition CNL | can not locate device | EXP3425670 | Labor | 07/18/2019 | 07/18/2019 | Richard Jolly
|  | WELCH ALLYN, INC. | WELCH ALLYN, INC. 767 DIAGNOSTIC SYSTEM |  | Not Known | EMERGENCY ROOM |  |  | excluded | 01/01/1900 |  |  |  |  | NO | NO |  |  |  |  | WELCH ALLYN, INC. 10368840 Not Known |  |  | Active |  | 99:99:99:99:99:99 |  | Equipment | PAAR:00-PVAR | 11/02/2019 |  | COOPER UNIVERSITY HOSPITAL |  |  | ER | WOT00000000530609 | KAREN GRUBER | Disposition | Closed | Richard Jolly | 02/08/2018 | 05/17/2019 | Bulk Disposition CNL
|  | WELCH ALLYN, INC. | WELCH ALLYN, INC. 767 DIAGNOSTIC SYSTEM |  | Not Known | EMERGENCY ROOM |  |  |  | 01/01/1900 |  |  |  |  | NO | NO |  |  |  |  | WELCH ALLYN, INC. 10368838 Not Known |  |  | Disposition |  | 99:99:99:99:99:99 |  | Equipment | PAAR:00-PVAR | 11/02/2019 |  | COOPER UNIVERSITY HOSPITAL |  |  | ER | WOT00000000528651 | KAREN GRUBER | Disposition | Closed | Richard Jolly | 02/08/2018 | 07/16/2019 | Bulk Disposition CNL | can not locate this device | EXP3405318 | Labor | 07/16/2019 | 07/16/2019 | Richard Jolly
|  | WELCH ALLYN, INC. | WELCH ALLYN, INC. 767 DIAGNOSTIC SYSTEM |  | Not Known | EMERGENCY ROOM |  |  |  | 01/01/1900 |  |  |  |  | NO | NO |  |  |  |  | WELCH ALLYN, INC. 10368833 Not Known |  |  | Disposition |  | 99:99:99:99:99:99 |  | Equipment | PAAR:00-PVAR | 11/02/2019 |  | COOPER UNIVERSITY HOSPITAL |  |  | ER | WOT00000000530548 | KAREN GRUBER | Disposition | Closed | Richard Jolly | 02/08/2018 | 07/16/2019 | Bulk Disposition CNL | can not locate this device | EXP3404839 | Labor | 07/16/2019 | 07/16/2019 | Richard Jolly
|  | WELCH ALLYN, INC. | WELCH ALLYN, INC. 767 DIAGNOSTIC SYSTEM |  | 17177* | EMERGENCY ROOM |  |  |  | 01/01/1900 |  |  |  |  | NO | NO |  |  |  |  | WELCH ALLYN, INC. 10368831 17177* |  |  | Disposition |  | 99:99:99:99:99:99 |  | Equipment | PAAR:00-PVAR | 11/02/2019 |  | COOPER UNIVERSITY HOSPITAL |  |  | ER | WOT00000000512055 | KAREN GRUBER | Disposition | Closed | Richard Jolly | 02/08/2018 | 05/14/2019 | Bulk Disposition CNL
|  | WELCH ALLYN, INC. | WELCH ALLYN, INC. 767 DIAGNOSTIC SYSTEM |  | Not Known | EMERGENCY ROOM |  |  |  | 01/01/1900 |  |  |  |  | NO | NO |  |  |  |  | WELCH ALLYN, INC. 10368825 Not Known |  |  | Disposition |  | 99:99:99:99:99:99 |  | Equipment | PAAR:00-PVAR | 11/01/2019 |  | COOPER UNIVERSITY HOSPITAL |  |  | ER | WOT00000000528593 | KAREN GRUBER | Disposition | Closed | Richard Jolly | 02/08/2018 | 06/12/2019 | Bulk Disposition CNL | unable to locate missing device | EXP3138478 | Labor | 06/11/2019 | 06/11/2019 | Richard Jolly
|  | WELCH ALLYN, INC. | WELCH ALLYN, INC. 767 DIAGNOSTIC SYSTEM |  | NOT KNOWN | EMERGENCY ROOM |  |  |  | 01/01/1900 |  |  |  |  | NO | NO |  |  |  |  | WELCH ALLYN, INC. 10368811 NOT KNOWN |  |  | Disposition |  | 99:99:99:99:99:99 |  | Equipment | PAAR:00-PVAR | 10/15/2019 |  | COOPER UNIVERSITY HOSPITAL |  |  | ER |  | KAREN GRUBER
|  | WELCH ALLYN, INC. | WELCH ALLYN, INC. 767 DIAGNOSTIC SYSTEM |  | Not Known | EMERGENCY ROOM |  |  | excluded | 01/01/1900 |  |  |  |  | NO | NO |  |  |  |  | WELCH ALLYN, INC. 10368809 Not Known |  |  | Active |  | 99:99:99:99:99:99 |  | Equipment | PAAR:00-PVAR | 11/02/2019 |  | COOPER UNIVERSITY HOSPITAL |  |  | ER | WOT00000000530744 | KAREN GRUBER | Disposition | Closed | Richard Jolly | 02/08/2018 | 06/12/2019 | Bulk Disposition CNL
|  | WELCH ALLYN, INC. | WELCH ALLYN, INC. 767 DIAGNOSTIC SYSTEM |  | Not Known | EMERGENCY ROOM |  |  | excluded | 01/01/1900 |  |  |  |  | NO | NO |  |  |  |  | WELCH ALLYN, INC. 10368807 Not Known |  |  | Active |  | 99:99:99:99:99:99 |  | Equipment | PAAR:00-PVAR | 11/02/2019 |  | COOPER UNIVERSITY HOSPITAL |  |  | ER | WOT00000000530213 | KAREN GRUBER | Disposition | Closed | Richard Jolly | 02/08/2018 | 05/14/2019 | Bulk Disposition CNL
|  | WELCH ALLYN, INC. | WELCH ALLYN, INC. 767 DIAGNOSTIC SYSTEM |  | Not Known | EMERGENCY ROOM |  |  | excluded | 01/01/1900 |  |  |  |  | NO | NO |  |  |  |  | WELCH ALLYN, INC. 10368798 Not Known |  |  | Active |  | 99:99:99:99:99:99 |  | Equipment | PAAR:00-PVAR | 11/01/2019 |  | COOPER UNIVERSITY HOSPITAL |  |  | ER | WOT00000000528536 | KAREN GRUBER | Disposition | Closed | Richard Jolly | 02/08/2018 | 05/16/2019 | Bulk Disposition CNL
|  | WELCH ALLYN, INC. | WELCH ALLYN, INC. 767 DIAGNOSTIC SYSTEM |  | Not Known | EMERGENCY ROOM |  |  | excluded | 01/01/1900 |  |  |  |  | NO | NO |  |  |  |  | WELCH ALLYN, INC. 10368797 Not Known |  |  | Active |  | 99:99:99:99:99:99 |  | Equipment | PAAR:00-PVAR | 11/02/2019 |  | COOPER UNIVERSITY HOSPITAL |  |  | ER | WOT00000000530677 | KAREN GRUBER | Disposition | Closed | Richard Jolly | 02/08/2018 | 05/13/2019 | Bulk Disposition CNL
|  | WELCH ALLYN, INC. | WELCH ALLYN, INC. 767 DIAGNOSTIC SYSTEM |  | 13768* | EMERGENCY ROOM |  |  | excluded | 01/01/1900 |  |  |  |  | NO | NO |  |  |  |  | WELCH ALLYN, INC. 10368795 13768* |  |  | Active |  | 99:99:99:99:99:99 |  | Equipment | PAAR:00-PVAR | 11/02/2019 |  | COOPER UNIVERSITY HOSPITAL |  |  | ER | WOT00000000510167 | KAREN GRUBER | Disposition | Closed | Richard Jolly | 02/08/2018 | 05/14/2019 | Bulk Disposition CNL
|  | WELCH ALLYN, INC. | WELCH ALLYN, INC. 767 DIAGNOSTIC SYSTEM |  | Not Known | EMERGENCY ROOM |  |  | excluded | 01/01/1900 |  |  |  |  | NO | NO |  |  |  |  | WELCH ALLYN, INC. 10368793 Not Known |  |  | Active |  | 99:99:99:99:99:99 |  | Equipment | PAAR:00-PVAR | 11/02/2019 |  | COOPER UNIVERSITY HOSPITAL |  |  | ER | WOT00000000530003 | KAREN GRUBER | Disposition | Closed | Richard Jolly | 02/08/2018 | 05/16/2019 | Bulk Disposition CNL
|  | WELCH ALLYN, INC. | WELCH ALLYN, INC. 767 DIAGNOSTIC SYSTEM |  |  | EMERGENCY ROOM |  |  |  | 01/01/1900 |  |  |  |  | NO | NO |  |  |  |  | WELCH ALLYN, INC. 10368792 13764 |  |  | Disposition |  | 99:99:99:99:99:99 |  | Equipment | PAAR:00-PVAR | 11/02/2019 |  | COOPER UNIVERSITY HOSPITAL |  |  | ER | WOT00000000510166 | KAREN GRUBER | Disposition | Closed | Richard Jolly | 02/08/2018 | 06/12/2019 | Bulk Disposition CNL | unable to locate missing device | EXP3138444 | Labor | 06/12/2019 | 06/12/2019 | Richard Jolly
|  | WELCH ALLYN, INC. | WELCH ALLYN, INC. 767 DIAGNOSTIC SYSTEM |  | Not Known | EMERGENCY ROOM |  |  |  | 01/01/1900 |  |  |  |  | NO | NO |  |  |  |  | WELCH ALLYN, INC. 10368788 Not Known |  |  | Disposition |  | 99:99:99:99:99:99 |  | Equipment | PAAR:00-PVAR | 11/02/2019 |  | COOPER UNIVERSITY HOSPITAL |  |  | ER | WOT00000000528715 | KAREN GRUBER | Disposition | Closed | Richard Jolly | 02/08/2018 | 07/16/2019 | Bulk Disposition CNL | can not locate this device | EXP3404884 | Labor | 07/16/2019 | 07/16/2019 | Richard Jolly
|  | WELCH ALLYN, INC. | WELCH ALLYN, INC. 767 DIAGNOSTIC SYSTEM |  | 18585* | EMERGENCY ROOM |  |  |  | 01/01/1900 |  |  |  |  | NO | NO |  |  |  |  | WELCH ALLYN, INC. 10368786 18585* |  |  | Disposition |  | 99:99:99:99:99:99 |  | Equipment | PAAR:00-PVAR | 11/02/2019 |  | COOPER UNIVERSITY HOSPITAL |  |  | ER | WOT00000000512241 | KAREN GRUBER | Disposition | Closed | Richard Jolly | 02/08/2018 | 06/12/2019 | Bulk Disposition CNL | unable to locate missing device | EXP3138708 | Labor | 06/12/2019 | 06/12/2019 | Richard Jolly
|  | WELCH ALLYN, INC. | WELCH ALLYN, INC. 767 DIAGNOSTIC SYSTEM |  | 17825* | EMERGENCY ROOM |  |  |  | 01/01/1900 |  |  |  |  | NO | NO |  |  |  |  | WELCH ALLYN, INC. 10368773 17825* |  |  | Disposition |  | 99:99:99:99:99:99 |  | Equipment | PAAR:00-PVAR | 11/02/2019 |  | COOPER UNIVERSITY HOSPITAL |  |  | PEDS TRAUMA | WOT00000000512152 | KAREN GRUBER | Disposition | Closed | Richard Jolly | 02/08/2018 | 06/12/2019 | Bulk Disposition CNL | unable to locate missing device | EXP3138539 | Labor | 06/11/2019 | 06/11/2019 | Richard Jolly
|  | WELCH ALLYN, INC. | WELCH ALLYN, INC. 767 DIAGNOSTIC SYSTEM |  | Not Known | EMERGENCY ROOM |  |  |  | 01/01/1900 |  |  |  |  | NO | NO |  |  |  |  | WELCH ALLYN, INC. 10368768 Not Known |  |  | Disposition |  |  |  | Equipment | PAAR:00-PVAR | 11/02/2019 |  | COOPER UNIVERSITY HOSPITAL |  |  | ER - PED RESC |  | KAREN GRUBER
|  | WELCH ALLYN, INC. | WELCH ALLYN, INC. 767 DIAGNOSTIC SYSTEM |  | 17828* | EMERGENCY ROOM |  |  | excluded | 01/01/1900 |  |  |  |  | NO | NO |  |  |  |  | WELCH ALLYN, INC. 10368762 17828* |  |  | Active |  | 99:99:99:99:99:99 |  | Equipment | PAAR:00-PVAR | 11/02/2019 |  | COOPER UNIVERSITY HOSPITAL |  |  | PED ER | 0011638934 | KAREN GRUBER | Repair | Closed | Richard Jolly | 05/16/2017 | 05/30/2017 | OTOSCOPE - WON'T GET BRIGHT ENOUGH, CHANGED HEAD AND BULBS, DIDN'T HELP - PEDS ER RM 6 | 5/23/2017 1:54:09 PM RCJOLLY (RCJOLLY 5/23/2017 10:00 AM) NEEDS NEW BOARD 5/23/2017 1:55:42 PM RCJOLLY (RCJOLLY 5/23/2017 10:00 AM) PARTS ORDERED 5/30/2017 2:55:44 PM RCJOLLY (RCJOLLY 5/30/2017 10:00 AM) FINISHED INSTALL OF NEW BOARD | 5DBA64B5-C5D1-451E-A0B4-17CA2BCB5027 | Labor | 05/23/2017 | 05/23/2017 | Richard Jolly
|  | WELCH ALLYN, INC. | WELCH ALLYN, INC. 767 DIAGNOSTIC SYSTEM |  | 17276* | EMERGENCY ROOM |  |  | excluded | 01/01/1900 |  |  |  |  | NO | NO |  |  |  |  | WELCH ALLYN, INC. 10368764 17276* |  |  | Active |  | 99:99:99:99:99:99 |  | Equipment | PAAR:00-PVAR | 11/02/2019 |  | COOPER UNIVERSITY HOSPITAL |  |  | PED ER | WOT00000000512074 | KAREN GRUBER | Disposition | Closed | Richard Jolly | 02/08/2018 | 05/16/2019 | Bulk Disposition CNL
|  | WELCH ALLYN, INC. | WELCH ALLYN, INC. 767 DIAGNOSTIC SYSTEM |  | Not Known | EMERGENCY ROOM |  |  |  | 01/01/1900 |  |  |  |  | NO | NO |  |  |  |  | WELCH ALLYN, INC. 10368759 Not Known |  |  | Disposition |  |  |  | Equipment | PAAR:00-PVAR | 11/01/2019 |  | COOPER UNIVERSITY HOSPITAL |  |  | ED107H |  | KAREN GRUBER
|  | WELCH ALLYN, INC. | WELCH ALLYN, INC. 767 DIAGNOSTIC SYSTEM |  | Not Known | EMERGENCY ROOM |  |  | excluded | 01/01/1900 |  |  |  |  | NO | NO |  |  |  |  | WELCH ALLYN, INC. 10368207 Not Known |  |  | Active |  | 99:99:99:99:99:99 |  | Equipment | PAAR:00-PVAR | 11/01/2019 |  | COOPER UNIVERSITY HOSPITAL |  |  | PEDS ER RM 4 | WOT00000000528416 | KAREN GRUBER | Disposition | Closed | Richard Jolly | 02/08/2018 | 05/14/2019 | Bulk Disposition CNL
|  | WELCH ALLYN, INC. | WELCH ALLYN, INC. 767 DIAGNOSTIC SYSTEM |  | Not Known | EMERGENCY ROOM |  |  | excluded | 01/01/1900 |  |  |  |  | NO | NO |  |  |  |  | WELCH ALLYN, INC. 10368166 Not Known |  |  | Active |  | 99:99:99:99:99:99 |  | Equipment | PAAR:00-PVAR | 11/02/2019 |  | COOPER UNIVERSITY HOSPITAL |  |  | EXAM 27 | WOT00000002200863 | KAREN GRUBER | Disposition | Closed | Richard Jolly | 02/14/2019 | 05/21/2019 | Bulk Disposition CNL
|  | WELCH ALLYN, INC. | WELCH ALLYN, INC. 767 DIAGNOSTIC SYSTEM |  | Not Known | EMERGENCY ROOM |  |  | excluded | 01/01/1900 |  |  |  |  | NO | NO |  |  |  |  | WELCH ALLYN, INC. 10368151 Not Known |  |  | Active |  | 99:99:99:99:99:99 |  | Equipment | PAAR:00-PVAR | 11/02/2019 |  | COOPER UNIVERSITY HOSPITAL |  |  | ED141/ RM B | WOT00000000529427 | KAREN GRUBER | Disposition | Closed | Richard Jolly | 02/08/2018 | 05/13/2019 | Bulk Disposition CNL
|  | WELCH ALLYN, INC. | WELCH ALLYN, INC. 767 DIAGNOSTIC SYSTEM |  | Not Known | EMERGENCY ROOM |  |  | excluded | 01/01/1900 |  |  |  |  | NO | NO |  |  |  |  | WELCH ALLYN, INC. 10368148 Not Known |  |  | Active |  | 99:99:99:99:99:99 |  | Equipment | PAAR:00-PVAR | 11/01/2019 |  | COOPER UNIVERSITY HOSPITAL |  |  | ED139/ RM B | WOT00000000528367 | KAREN GRUBER | Disposition | Closed | Richard Jolly | 02/08/2018 | 05/17/2019 | Bulk Disposition CNL
|  | WELCH ALLYN, INC. | WELCH ALLYN, INC. 767 DIAGNOSTIC SYSTEM |  | Not Known | EMERGENCY ROOM |  |  |  | 01/01/1900 |  |  |  |  | NO | NO |  |  |  |  | WELCH ALLYN, INC. 1036803 Not Known |  |  | Disposition |  | 99:99:99:99:99:99 |  | Equipment | PAAR:00-PVAR | 11/02/2019 |  | COOPER UNIVERSITY HOSPITAL |  |  | ER | WOT00000000530474 | KAREN GRUBER | Disposition | Closed | Richard Jolly | 02/08/2018 | 06/12/2019 | Bulk Disposition CNL | unable to locate missing device | EXP3138418 | Labor | 06/12/2019 | 06/12/2019 | Richard Jolly
|  | WELCH ALLYN, INC. | WELCH ALLYN, INC. 767 DIAGNOSTIC SYSTEM |  | Not Known | WILLINGBORO HEMATOLOGY/ONCOLOGY |  |  | excluded | 01/01/1900 |  |  |  |  | NO | NO |  |  |  |  | WELCH ALLYN, INC. 10367251 Not Known |  |  | Active |  | 99:99:99:99:99:99 |  | Equipment | PAAR:00-PVAR | 11/02/2019 |  | COOPER AMBULATORY OFF-SITES |  |  | exam rm 1 |  | ANN DENTON
|  | WELCH ALLYN, INC. | WELCH ALLYN, INC. 767 DIAGNOSTIC SYSTEM |  | Not Known | WILLINGBORO HEMATOLOGY/ONCOLOGY |  |  | excluded | 10/10/2006 |  |  |  |  | NO | NO |  |  |  |  | WELCH ALLYN, INC. 10367246 Not Known |  |  | Active |  | 99:99:99:99:99:99 |  | Equipment | PAAR:00-PVAR | 11/02/2019 |  | COOPER AMBULATORY OFF-SITES |  |  | EXAM RM 2 |  | ANN DENTON
|  | WELCH ALLYN, INC. | WELCH ALLYN, INC. 767 DIAGNOSTIC SYSTEM |  | Not Known | WILLINGBORO HEMATOLOGY/ONCOLOGY |  |  | excluded | 01/01/1900 |  |  |  |  | NO | NO |  |  |  |  | WELCH ALLYN, INC. 10367241 Not Known |  |  | Active |  | 99:99:99:99:99:99 |  | Equipment | PAAR:00-PVAR | 11/02/2019 |  | COOPER AMBULATORY OFF-SITES |  |  | EXAM RM 4 |  | ANN DENTON
|  | WELCH ALLYN, INC. | WELCH ALLYN, INC. 767 DIAGNOSTIC SYSTEM |  | Not Known | WILLINGBORO HEMATOLOGY/ONCOLOGY |  |  | excluded | 01/01/1900 |  |  |  |  | NO | NO |  |  |  |  | WELCH ALLYN, INC. 10367244 Not Known |  |  | Active |  | 99:99:99:99:99:99 |  | Equipment | PAAR:00-PVAR | 11/02/2019 |  | COOPER AMBULATORY OFF-SITES |  |  | EXAM RM 3 |  | ANN DENTON
|  | WELCH ALLYN, INC. | WELCH ALLYN, INC. 767 DIAGNOSTIC SYSTEM |  | Not Known | WILLINGBORO COOPER UNIVERSITY PHYSICIANS |  |  | excluded | 01/01/1900 |  |  |  |  | NO | NO |  |  |  |  | WELCH ALLYN, INC. 10367146 Not Known |  |  | Active |  | 99:99:99:99:99:99 |  | Equipment | PAAR:00-PVAR | 11/02/2019 |  | COOPER AMBULATORY OFF-SITES |  |  | INTERNAL MEDICINE EXAM RM 11 |  | PATTY LEWIS
|  | WELCH ALLYN, INC. | WELCH ALLYN, INC. 767 DIAGNOSTIC SYSTEM |  | Not Known | WILLINGBORO COOPER UNIVERSITY PHYSICIANS |  |  | excluded | 01/01/1900 |  |  |  |  | NO | NO |  |  |  |  | WELCH ALLYN, INC. 10367149 Not Known |  |  | Active |  | 99:99:99:99:99:99 |  | Equipment | PAAR:00-PVAR | 11/01/2019 |  | COOPER AMBULATORY OFF-SITES |  |  | INTERNAL MEDICINE EXAM RM 10 |  | PATTY LEWIS
|  | WELCH ALLYN, INC. | WELCH ALLYN, INC. 767 DIAGNOSTIC SYSTEM |  | Not Known | WILLINGBORO COOPER UNIVERSITY PHYSICIANS |  |  | excluded | 01/01/1900 |  |  |  |  | NO | NO |  |  |  |  | WELCH ALLYN, INC. 10367151 Not Known |  |  | Active |  | 99:99:99:99:99:99 |  | Equipment | PAAR:00-PVAR | 11/01/2019 |  | COOPER AMBULATORY OFF-SITES |  |  | INTERNAL MEDICINE EXAM RM 9 |  | PATTY LEWIS
|  | WELCH ALLYN, INC. | WELCH ALLYN, INC. 767 DIAGNOSTIC SYSTEM |  | Not Known | WILLINGBORO COOPER UNIVERSITY PHYSICIANS |  |  | excluded | 01/01/1900 |  |  |  |  | NO | NO |  |  |  |  | WELCH ALLYN, INC. 10367144 Not Known |  |  | Active |  | 99:99:99:99:99:99 |  | Equipment | PAAR:00-PVAR | 11/01/2019 |  | COOPER AMBULATORY OFF-SITES |  |  | INTERNAL MEDICINE EXAM RM 13 |  | PATTY LEWIS
|  | WELCH ALLYN, INC. | WELCH ALLYN, INC. 767 DIAGNOSTIC SYSTEM |  | Not Known | WILLINGBORO COOPER UNIVERSITY PHYSICIANS |  |  | excluded | 01/01/1900 |  |  |  |  | NO | NO |  |  |  |  | WELCH ALLYN, INC. 10367141 Not Known |  |  | Active |  | 99:99:99:99:99:99 |  | Equipment | PAAR:00-PVAR | 11/02/2019 |  | COOPER AMBULATORY OFF-SITES |  |  | INTERNAL MEDICINE EXAM RM 12 |  | PATTY LEWIS
|  | WELCH ALLYN, INC. | WELCH ALLYN, INC. 767 DIAGNOSTIC SYSTEM |  | Not Known | WILLINGBORO COOPER UNIVERSITY PHYSICIANS |  |  | excluded | 01/01/1900 |  |  |  |  | NO | NO |  |  |  |  | WELCH ALLYN, INC. 10367139 Not Known |  |  | Active |  | 99:99:99:99:99:99 |  | Equipment | PAAR:00-PVAR | 11/01/2019 |  | COOPER AMBULATORY OFF-SITES |  |  | INTERNAL MEDICINE EXAM RM 26 |  | PATTY LEWIS
|  | WELCH ALLYN, INC. | WELCH ALLYN, INC. 767 DIAGNOSTIC SYSTEM |  | Not Known | WILLINGBORO COOPER UNIVERSITY PHYSICIANS |  |  | excluded | 01/01/1900 |  |  |  |  | NO | NO |  |  |  |  | WELCH ALLYN, INC. 10367137 Not Known |  |  | Active |  | 99:99:99:99:99:99 |  | Equipment | PAAR:00-PVAR | 11/02/2019 |  | COOPER AMBULATORY OFF-SITES |  |  | INTERNAL MEDICINE EXAM RM 25 |  | PATTY LEWIS
|  | WELCH ALLYN, INC. | WELCH ALLYN, INC. 767 DIAGNOSTIC SYSTEM |  | Not Known | WILLINGBORO COOPER UNIVERSITY PHYSICIANS |  |  | excluded | 01/01/1900 |  |  |  |  | NO | NO |  |  |  |  | WELCH ALLYN, INC. 10367134 Not Known |  |  | Active |  | 99:99:99:99:99:99 |  | Equipment | PAAR:00-PVAR | 11/01/2019 |  | COOPER AMBULATORY OFF-SITES |  |  | INTERNAL MEDICINE EXAM RM 24 |  | PATTY LEWIS
|  | WELCH ALLYN, INC. | WELCH ALLYN, INC. 767 DIAGNOSTIC SYSTEM |  | Not Known | WILLINGBORO COOPER UNIVERSITY PHYSICIANS |  |  | excluded | 01/01/1900 |  |  |  |  | NO | NO |  |  |  |  | WELCH ALLYN, INC. 10367126 Not Known |  |  | Active |  | 99:99:99:99:99:99 |  | Equipment | PAAR:00-PVAR | 11/01/2019 |  | COOPER AMBULATORY OFF-SITES |  |  | INT MED PROCEDURE RM 3 |  | PATTY LEWIS
|  | WELCH ALLYN, INC. | WELCH ALLYN, INC. 767 DIAGNOSTIC SYSTEM |  | NOT KNOWN | WILLINGBORO COOPER UNIVERSITY PHYSICIANS |  |  | excluded | 01/01/1900 |  |  |  |  | NO | NO |  |  |  |  | WELCH ALLYN, INC. 10367111 NOT KNOWN |  |  | Active |  | 99:99:99:99:99:99 |  | Equipment | PAAR:00-PVAR | 11/02/2019 |  | COOPER AMBULATORY OFF-SITES |  |  | INTERNAL MEDICINE EXAM RM 22 |  | PATTY LEWIS
|  | WELCH ALLYN, INC. | WELCH ALLYN, INC. 767 DIAGNOSTIC SYSTEM |  | Not Known | WILLINGBORO COOPER UNIVERSITY PHYSICIANS |  |  | excluded | 01/01/1900 |  |  |  |  | NO | NO |  |  |  |  | WELCH ALLYN, INC. 10367113 Not Known |  |  | Active |  | 99:99:99:99:99:99 |  | Equipment | PAAR:00-PVAR | 11/02/2019 |  | COOPER AMBULATORY OFF-SITES |  |  | INTERNAL MEDICINE EXAM RM 23 |  | PATTY LEWIS
|  | WELCH ALLYN, INC. | WELCH ALLYN, INC. 767 DIAGNOSTIC SYSTEM |  | NOT KNOWN | WILLINGBORO CARDIOLOGY |  |  | excluded | 01/01/1900 |  |  |  |  | NO | NO |  |  |  |  | WELCH ALLYN, INC. 10367104 NOT KNOWN |  |  | Active |  | 99:99:99:99:99:99 |  | Equipment | PAAR:00-PVAR | 11/02/2019 |  | COOPER AMBULATORY OFF-SITES |  |  | EXAM RM 4 |  | JACKIE YOUNG
|  | WELCH ALLYN, INC. | WELCH ALLYN, INC. 767 DIAGNOSTIC SYSTEM |  | Not Known | WILLINGBORO COOPER UNIVERSITY PHYSICIANS |  |  | excluded | 01/01/1900 |  |  |  |  | NO | NO |  |  |  |  | WELCH ALLYN, INC. 10367099 Not Known |  |  | Active |  | 99:99:99:99:99:99 |  | Equipment | PAAR:00-PVAR | 11/02/2019 |  | COOPER AMBULATORY OFF-SITES |  |  | INTERNAL MEDICINE EXAM RM 17 |  | PATTY LEWIS
|  | WELCH ALLYN, INC. | WELCH ALLYN, INC. 767 DIAGNOSTIC SYSTEM |  | Not Known | WILLINGBORO COOPER UNIVERSITY PHYSICIANS |  |  | excluded | 01/01/1900 |  |  |  |  | NO | NO |  |  |  |  | WELCH ALLYN, INC. 10367101 Not Known |  |  | Active |  | 99:99:99:99:99:99 |  | Equipment | PAAR:00-PVAR | 11/02/2019 |  | COOPER AMBULATORY OFF-SITES |  |  | INTERNAL MEDICINE EXAM RM 18 |  | PATTY LEWIS
|  | WELCH ALLYN, INC. | WELCH ALLYN, INC. 767 DIAGNOSTIC SYSTEM |  | Not Known | WILLINGBORO COOPER UNIVERSITY PHYSICIANS |  |  | excluded | 01/01/1900 |  |  |  |  | NO | NO |  |  |  |  | WELCH ALLYN, INC. 10367097 Not Known |  |  | Active |  | 99:99:99:99:99:99 |  | Equipment | PAAR:00-PVAR | 11/02/2019 |  | COOPER AMBULATORY OFF-SITES |  |  | INTERNAL MEDICINE EXAM RM 16 |  | PATTY LEWIS
|  | WELCH ALLYN, INC. | WELCH ALLYN, INC. 767 DIAGNOSTIC SYSTEM |  | Not Known | WILLINGBORO COOPER UNIVERSITY PHYSICIANS |  |  | excluded | 01/01/1900 |  |  |  |  | NO | NO |  |  |  |  | WELCH ALLYN, INC. 10367095 Not Known |  |  | Active |  | 99:99:99:99:99:99 |  | Equipment | PAAR:00-PVAR | 11/02/2019 |  | COOPER AMBULATORY OFF-SITES |  |  | INTERNAL MEDICINE EXAM RM 15 |  | PATTY LEWIS
|  | WELCH ALLYN, INC. | WELCH ALLYN, INC. 767 DIAGNOSTIC SYSTEM |  | Not Known | WILLINGBORO COOPER UNIVERSITY PHYSICIANS |  |  | excluded | 01/01/1900 |  |  |  |  | NO | NO |  |  |  |  | WELCH ALLYN, INC. 10367093 Not Known |  |  | Active |  | 99:99:99:99:99:99 |  | Equipment | PAAR:00-PVAR | 11/02/2019 |  | COOPER AMBULATORY OFF-SITES |  |  | INTERNAL MEDICINE EXAM RM 14 |  | PATTY LEWIS
|  | WELCH ALLYN, INC. | WELCH ALLYN, INC. 767 DIAGNOSTIC SYSTEM |  | Not Known | WILLINGBORO COOPER UNIVERSITY PHYSICIANS |  |  | excluded | 01/01/1900 |  |  |  |  | NO | NO |  |  |  |  | WELCH ALLYN, INC. 10367090 Not Known |  |  | Active |  | 99:99:99:99:99:99 |  | Equipment | PAAR:00-PVAR | 11/02/2019 |  | COOPER AMBULATORY OFF-SITES |  |  | SPECIALITIES EXAM 2 |  | PATTY LEWIS
|  | WELCH ALLYN, INC. | WELCH ALLYN, INC. 767 DIAGNOSTIC SYSTEM |  | Not Known | WILLINGBORO COOPER UNIVERSITY PHYSICIANS |  |  | excluded | 01/01/1900 |  |  |  |  | NO | NO |  |  |  |  | WELCH ALLYN, INC. 10367088 Not Known |  |  | Active |  | 99:99:99:99:99:99 |  | Equipment | PAAR:00-PVAR | 11/02/2019 |  | COOPER AMBULATORY OFF-SITES |  |  | SPECIALITIES EXAM 1 |  | PATTY LEWIS
|  | WELCH ALLYN, INC. | WELCH ALLYN, INC. 767 DIAGNOSTIC SYSTEM |  | Not Known | WILLINGBORO COOPER UNIVERSITY PHYSICIANS |  |  | excluded | 01/01/1900 |  |  |  |  | NO | NO |  |  |  |  | WELCH ALLYN, INC. 10367086 Not Known |  |  | Active |  | 99:99:99:99:99:99 |  | Equipment | PAAR:00-PVAR | 11/02/2019 |  | COOPER AMBULATORY OFF-SITES |  |  | SPECIALITIES EXAM 4 |  | PATTY LEWIS
|  | WELCH ALLYN, INC. | WELCH ALLYN, INC. 767 DIAGNOSTIC SYSTEM |  | Not Known | WILLINGBORO COOPER UNIVERSITY PHYSICIANS |  |  | excluded | 01/01/1900 |  |  |  |  | NO | NO |  |  |  |  | WELCH ALLYN, INC. 10367083 Not Known |  |  | Active |  | 99:99:99:99:99:99 |  | Equipment | PAAR:00-PVAR | 11/02/2019 |  | COOPER AMBULATORY OFF-SITES |  |  | SPECIALITIES EXAM 5 |  | PATTY LEWIS
|  | WELCH ALLYN, INC. | WELCH ALLYN, INC. 767 DIAGNOSTIC SYSTEM |  | Not Known | WILLINGBORO COOPER UNIVERSITY PHYSICIANS |  |  | excluded | 01/01/1900 |  |  |  |  | NO | NO |  |  |  |  | WELCH ALLYN, INC. 10367081 Not Known |  |  | Active |  | 99:99:99:99:99:99 |  | Equipment | PAAR:00-PVAR | 11/02/2019 |  | COOPER AMBULATORY OFF-SITES |  |  | SPECIALITIES EXAM 6 |  | PATTY LEWIS
|  | WELCH ALLYN, INC. | WELCH ALLYN, INC. 767 DIAGNOSTIC SYSTEM |  | Not Known | WILLINGBORO COOPER UNIVERSITY PHYSICIANS |  |  | excluded | 01/01/1900 |  |  |  |  | NO | NO |  |  |  |  | WELCH ALLYN, INC. 10367075 Not Known |  |  | Active |  | 99:99:99:99:99:99 |  | Equipment | PAAR:00-PVAR | 11/02/2019 |  | COOPER AMBULATORY OFF-SITES |  |  | SPECIALITIES EXAM 7 |  | PATTY LEWIS
|  | WELCH ALLYN, INC. | WELCH ALLYN, INC. 767 DIAGNOSTIC SYSTEM |  | Not Known | WILLINGBORO COOPER UNIVERSITY PHYSICIANS |  |  | excluded | 01/01/1900 |  |  |  |  | NO | NO |  |  |  |  | WELCH ALLYN, INC. 10367073 Not Known |  |  | Active |  | 99:99:99:99:99:99 |  | Equipment | PAAR:00-PVAR | 11/02/2019 |  | COOPER AMBULATORY OFF-SITES |  |  | SPECIALITIES EXAM 8 |  | PATTY LEWIS
|  | WELCH ALLYN, INC. | WELCH ALLYN, INC. 767 DIAGNOSTIC SYSTEM |  | Not Known | BRACHFIELD MEDICAL ASSOCIATES-MEDICINE |  |  | excluded | 01/01/1900 |  |  |  |  | NO | NO |  |  |  |  | WELCH ALLYN, INC. 10367067 Not Known |  |  | Active |  | 99:99:99:99:99:99 |  | Equipment | PAAR:00-PVAR | 11/02/2019 |  | COOPER AMBULATORY OFF-SITES |  |  | C102 |  | CATHY CRAWFORD
|  | WELCH ALLYN, INC. | WELCH ALLYN, INC. 767 DIAGNOSTIC SYSTEM |  | Not Known | BRACHFIELD MEDICAL ASSOCIATES-MEDICINE |  |  | excluded | 01/01/1900 |  |  |  |  | NO | NO |  |  |  |  | WELCH ALLYN, INC. 10367034 Not Known |  |  | Active |  | 99:99:99:99:99:99 |  | Equipment | PAAR:00-PVAR | 11/02/2019 |  | COOPER AMBULATORY OFF-SITES |  |  | A101 |  | CATHY CRAWFORD
|  | WELCH ALLYN, INC. | WELCH ALLYN, INC. 767 DIAGNOSTIC SYSTEM |  | Not Known | BRACHFIELD MEDICAL ASSOCIATES-MEDICINE |  |  | excluded | 01/01/1900 |  |  |  |  | NO | NO |  |  |  |  | WELCH ALLYN, INC. 10367027 Not Known |  |  | Active |  | 99:99:99:99:99:99 |  | Equipment | PAAR:00-PVAR | 11/02/2019 |  | COOPER AMBULATORY OFF-SITES |  |  | A104 |  | CATHY CRAWFORD
|  | WELCH ALLYN, INC. | WELCH ALLYN, INC. 767 DIAGNOSTIC SYSTEM |  | Not Known | BRACHFIELD MEDICAL ASSOCIATES-MEDICINE |  |  | excluded | 01/01/1900 |  |  |  |  | NO | NO |  |  |  |  | WELCH ALLYN, INC. 10367028 Not Known |  |  | Active |  | 99:99:99:99:99:99 |  | Equipment | PAAR:00-PVAR | 11/02/2019 |  | COOPER AMBULATORY OFF-SITES |  |  | EXAM 2 DR ROSENBAUM |  | CATHY CRAWFORD
|  | WELCH ALLYN, INC. | WELCH ALLYN, INC. 767 DIAGNOSTIC SYSTEM |  | Not Known | BRACHFIELD MEDICAL ASSOCIATES-MEDICINE |  |  | excluded | 01/01/1900 |  |  |  |  | NO | NO |  |  |  |  | WELCH ALLYN, INC. 10367029 Not Known |  |  | Active |  | 99:99:99:99:99:99 |  | Equipment | PAAR:00-PVAR | 11/02/2019 |  | COOPER AMBULATORY OFF-SITES |  |  | A102 |  | CATHY CRAWFORD
|  | WELCH ALLYN, INC. | WELCH ALLYN, INC. 767 DIAGNOSTIC SYSTEM |  | Not Known | BRACHFIELD MEDICAL ASSOCIATES-MEDICINE |  |  | excluded | 01/01/1900 |  |  |  |  | NO | NO |  |  |  |  | WELCH ALLYN, INC. 10367031 Not Known |  |  | Active |  | 99:99:99:99:99:99 |  | Equipment | PAAR:00-PVAR | 11/02/2019 |  | COOPER AMBULATORY OFF-SITES |  |  | a109 |  | CATHY CRAWFORD
|  | WELCH ALLYN, INC. | WELCH ALLYN, INC. 767 DIAGNOSTIC SYSTEM |  | Not Known | BRACHFIELD MEDICAL ASSOCIATES-MEDICINE |  |  | excluded | 01/01/1900 |  |  |  |  | NO | NO |  |  |  |  | WELCH ALLYN, INC. 10367022 Not Known |  |  | Active |  | 99:99:99:99:99:99 |  | Equipment | PAAR:00-PVAR | 11/02/2019 |  | COOPER AMBULATORY OFF-SITES |  |  | A108 | 0012493788 | CATHY CRAWFORD | Repair | Closed | Kirk Lis | 12/08/2017 | 12/20/2017 | SCOPE - NOT LIGHTING UP - BRACH FEILD, RM A 108 | 12/20/2017 9:40:48 AM KALIS (KALIS 12/19/2017 12:00 AM) TRAVEL TIME (KALIS 12/19/2017 12:00 AM) ANALYZED UNIT. EQUIPMENT MISSING POWER CORD!!! SEARCH STOCK REPLACED CORD PERFORMED OVP (KALIS 12/20/2017 12:00 AM) DOCUMENTATION | D7F2B189-7BC9-4247-80FD-7CE3FDAFDFEF | Labor | 12/19/2017 | 12/19/2017 | Kirk Lis
|  | WELCH ALLYN, INC. | WELCH ALLYN, INC. 767 DIAGNOSTIC SYSTEM |  | Not Known | BRACHFIELD MEDICAL ASSOCIATES-MEDICINE |  |  | excluded | 01/01/1900 |  |  |  |  | NO | NO |  |  |  |  | WELCH ALLYN, INC. 10367016 Not Known |  |  | Active |  | 99:99:99:99:99:99 |  | Equipment | PAAR:00-PVAR | 11/02/2019 |  | COOPER AMBULATORY OFF-SITES |  |  | B109 |  | CATHY CRAWFORD
|  | WELCH ALLYN, INC. | WELCH ALLYN, INC. 767 DIAGNOSTIC SYSTEM |  | Not Known | BRACHFIELD MEDICAL ASSOCIATES-MEDICINE |  |  | excluded | 01/01/1900 |  |  |  |  | NO | NO |  |  |  |  | WELCH ALLYN, INC. 10367007 Not Known |  |  | Active |  | 99:99:99:99:99:99 |  | Equipment | PAAR:00-PVAR | 11/02/2019 |  | COOPER AMBULATORY OFF-SITES |  |  | B106 |  | CATHY CRAWFORD
|  | WELCH ALLYN, INC. | WELCH ALLYN, INC. 767 DIAGNOSTIC SYSTEM |  | Not Known | GLOUCESTER-MEDICINE |  |  |  | 01/01/1900 |  |  |  |  | NO | NO |  |  |  |  | WELCH ALLYN, INC. 10366842 Not Known |  |  | Disposition |  |  |  | Equipment | PAAR:00-PVAR | 11/02/2019 |  | COOPER AMBULATORY OFF-SITES |  |  | EXAM 4 - Closing |  | KELLIE STOUT
|  | WELCH ALLYN, INC. | WELCH ALLYN, INC. 767 DIAGNOSTIC SYSTEM |  | Not Known | GLOUCESTER-MEDICINE |  |  |  | 01/01/1900 |  |  |  |  | NO | NO |  |  |  |  | WELCH ALLYN, INC. 10366845 Not Known |  |  | Disposition |  |  |  | Equipment | PAAR:00-PVAR | 11/02/2019 |  | COOPER AMBULATORY OFF-SITES |  |  | EXAM 3 - Closing |  | KELLIE STOUT
|  | WELCH ALLYN, INC. | WELCH ALLYN, INC. 767 DIAGNOSTIC SYSTEM |  | Not Known | GLOUCESTER-MEDICINE |  |  |  | 01/01/1900 |  |  |  |  | NO | NO |  |  |  |  | WELCH ALLYN, INC. 10366848 Not Known |  |  | Disposition |  |  |  | Equipment | PAAR:00-PVAR | 11/02/2019 |  | COOPER AMBULATORY OFF-SITES |  |  | Exam 1 - Closed |  | KELLIE STOUT
|  | WELCH ALLYN, INC. | WELCH ALLYN, INC. 767 DIAGNOSTIC SYSTEM |  | Not Known | THOROFARE-INTERNAL MEDICINE |  |  | excluded | 01/01/1900 |  |  |  |  | NO | NO |  |  |  |  | WELCH ALLYN, INC. 10366835 Not Known |  |  | Active |  | 99:99:99:99:99:99 |  | Equipment | PAAR:00-PVAR | 11/02/2019 |  | COOPER AMBULATORY OFF-SITES |  |  | EXAM 2 |  | Cheryl Peck
|  | WELCH ALLYN, INC. | WELCH ALLYN, INC. 767 DIAGNOSTIC SYSTEM |  | Not Known | GLOUCESTER-MEDICINE |  |  |  | 01/01/1900 |  |  |  |  | NO | NO |  |  |  |  | WELCH ALLYN, INC. 10366840 Not Known |  |  | Disposition |  |  |  | Equipment | PAAR:00-PVAR | 11/02/2019 |  | COOPER AMBULATORY OFF-SITES |  |  | EXAM 2 - Closing |  | KELLIE STOUT
|  | WELCH ALLYN, INC. | WELCH ALLYN, INC. 767 DIAGNOSTIC SYSTEM |  | Not Known | THOROFARE-INTERNAL MEDICINE |  |  | excluded | 01/01/1900 |  |  |  |  | NO | NO |  |  |  |  | WELCH ALLYN, INC. 10366832 Not Known |  |  | Active |  | 99:99:99:99:99:99 |  | Equipment | PAAR:00-PVAR | 11/02/2019 |  | COOPER AMBULATORY OFF-SITES |  |  | EXAM 6 |  | Cheryl Peck
|  | WELCH ALLYN, INC. | WELCH ALLYN, INC. 767 DIAGNOSTIC SYSTEM |  | Not Known | THOROFARE-INTERNAL MEDICINE |  |  | excluded | 01/01/1900 |  |  |  |  | NO | NO |  |  |  |  | WELCH ALLYN, INC. 10366829 Not Known |  |  | Active |  | 99:99:99:99:99:99 |  | Equipment | PAAR:00-PVAR | 11/01/2019 |  | COOPER AMBULATORY OFF-SITES |  |  | Exam 7 |  | Cheryl Peck
|  | WELCH ALLYN, INC. | WELCH ALLYN, INC. 767 DIAGNOSTIC SYSTEM |  | Not Known | THOROFARE-INTERNAL MEDICINE |  |  | excluded | 01/01/1900 |  |  |  |  | NO | NO |  |  |  |  | WELCH ALLYN, INC. 10366824 Not Known |  |  | Active |  | 99:99:99:99:99:99 |  | Equipment | PAAR:00-PVAR | 11/02/2019 |  | COOPER AMBULATORY OFF-SITES |  |  | EXAM 1 |  | Cheryl Peck
|  | WELCH ALLYN, INC. | WELCH ALLYN, INC. 767 DIAGNOSTIC SYSTEM |  | Not Known | THOROFARE-INTERNAL MEDICINE |  |  | excluded | 01/01/1900 |  |  |  |  | NO | NO |  |  |  |  | WELCH ALLYN, INC. 10366822 Not Known |  |  | Active |  | 99:99:99:99:99:99 |  | Equipment | PAAR:00-PVAR | 11/02/2019 |  | COOPER AMBULATORY OFF-SITES |  |  | exam 3 |  | Cheryl Peck
|  | WELCH ALLYN, INC. | WELCH ALLYN, INC. 767 DIAGNOSTIC SYSTEM |  | Not Known | THOROFARE-INTERNAL MEDICINE |  |  | excluded | 01/01/1900 |  |  |  |  | NO | NO |  |  |  |  | WELCH ALLYN, INC. 10366819 Not Known |  |  | Active |  | 99:99:99:99:99:99 |  | Equipment | PAAR:00-PVAR | 11/02/2019 |  | COOPER AMBULATORY OFF-SITES |  |  | EXAM 5 |  | Cheryl Peck
|  | WELCH ALLYN, INC. | WELCH ALLYN, INC. 767 DIAGNOSTIC SYSTEM |  | Not Known | FAMILY MEDICAL SEWELL |  |  | excluded | 01/01/1900 |  |  |  |  | NO | NO |  |  |  |  | WELCH ALLYN, INC. 10366800 Not Known |  |  | Active |  | 99:99:99:99:99:99 |  | Equipment | PAAR:00-PVAR | 11/02/2019 |  | COOPER AMBULATORY OFF-SITES |  |  | EXAM 5 |  | MARIANNE SHIEPAN
|  | WELCH ALLYN, INC. | WELCH ALLYN, INC. 767 DIAGNOSTIC SYSTEM |  | Not Known | FAMILY MEDICAL SEWELL |  |  | excluded | 01/01/1900 |  |  |  |  | NO | NO |  |  |  |  | WELCH ALLYN, INC. 10366796 Not Known |  |  | Active |  | 99:99:99:99:99:99 |  | Equipment | PAAR:00-PVAR | 11/02/2019 |  | COOPER AMBULATORY OFF-SITES |  |  | exam 3 |  | MARIANNE SHIEPAN
|  | WELCH ALLYN, INC. | WELCH ALLYN, INC. 767 DIAGNOSTIC SYSTEM |  | Not Known | FAMILY MEDICAL SEWELL |  |  | excluded | 01/01/1900 |  |  |  |  | NO | NO |  |  |  |  | WELCH ALLYN, INC. 10366789 Not Known |  |  | Active |  | 99:99:99:99:99:99 |  | Equipment | PAAR:00-PVAR | 11/02/2019 |  | COOPER AMBULATORY OFF-SITES |  |  | EXAM 1 |  | MARIANNE SHIEPAN
|  | WELCH ALLYN, INC. | WELCH ALLYN, INC. 767 DIAGNOSTIC SYSTEM |  | Not Known | BUNKER HILL-PEDIATRICS |  |  |  | 01/01/1900 |  |  |  |  | NO | NO |  |  |  |  | WELCH ALLYN, INC. 10366777 Not Known |  |  | Disposition |  |  |  | Equipment | PAAR:00-PVAR | 11/02/2019 |  | COOPER AMBULATORY OFF-SITES |  |  | EXAM 2 |  | MAUREEN OBRIEN
|  | WELCH ALLYN, INC. | WELCH ALLYN, INC. 767 DIAGNOSTIC SYSTEM |  | Not Known | BUNKER HILL-PEDIATRICS |  |  |  | 01/01/1900 |  |  |  |  | NO | NO |  |  |  |  | WELCH ALLYN, INC. 10366775 Not Known |  |  | Disposition |  |  |  | Equipment | PAAR:00-PVAR | 11/01/2019 |  | COOPER AMBULATORY OFF-SITES |  |  | exam 4 |  | MAUREEN OBRIEN
|  | WELCH ALLYN, INC. | WELCH ALLYN, INC. 767 DIAGNOSTIC SYSTEM |  | Not Known | BUNKER HILL-PEDIATRICS |  |  |  | 01/01/1900 |  |  |  |  | NO | NO |  |  |  |  | WELCH ALLYN, INC. 10366772 Not Known |  |  | Disposition |  |  |  | Equipment | PAAR:00-PVAR | 11/02/2019 |  | COOPER AMBULATORY OFF-SITES |  |  | EXAM 1 |  | MAUREEN OBRIEN
|  | WELCH ALLYN, INC. | WELCH ALLYN, INC. 767 DIAGNOSTIC SYSTEM |  | Not Known | BUNKER HILL-PEDIATRICS |  |  |  | 01/01/1900 |  |  |  |  | NO | NO |  |  |  |  | WELCH ALLYN, INC. 10366773 Not Known |  |  | Disposition |  |  |  | Equipment | PAAR:00-PVAR | 11/01/2019 |  | COOPER AMBULATORY OFF-SITES |  |  | exam 3 |  | MAUREEN OBRIEN
|  | WELCH ALLYN, INC. | WELCH ALLYN, INC. 767 DIAGNOSTIC SYSTEM |  | Not Known | BUNKER HILL-INTERNAL MEDICINE |  |  | excluded | 01/01/1900 |  |  |  |  | NO | NO |  |  |  |  | WELCH ALLYN, INC. 10366768 Not Known |  |  | Active |  | 99:99:99:99:99:99 |  | Equipment | PAAR:00-PVAR | 11/02/2019 |  | COOPER AMBULATORY OFF-SITES |  |  | EXAM 2 |  | SUSAN BABCOCK
|  | WELCH ALLYN, INC. | WELCH ALLYN, INC. 767 DIAGNOSTIC SYSTEM |  | Not Known | BUNKER HILL-INTERNAL MEDICINE |  |  | excluded | 01/01/1900 |  |  |  |  | NO | NO |  |  |  |  | WELCH ALLYN, INC. 10366761 Not Known |  |  | Active |  | 99:99:99:99:99:99 |  | Equipment | PAAR:00-PVAR | 11/02/2019 |  | COOPER AMBULATORY OFF-SITES |  |  | exam 4 |  | SUSAN BABCOCK
|  | WELCH ALLYN, INC. | WELCH ALLYN, INC. 767 DIAGNOSTIC SYSTEM |  | Not Known | BUNKER HILL-INTERNAL MEDICINE |  |  | excluded | 01/01/1900 |  |  |  |  | NO | NO |  |  |  |  | WELCH ALLYN, INC. 10366766 Not Known |  |  | Active |  | 99:99:99:99:99:99 |  | Equipment | PAAR:00-PVAR | 11/02/2019 |  | COOPER AMBULATORY OFF-SITES |  |  | EXAM 5 |  | SUSAN BABCOCK
|  | WELCH ALLYN, INC. | WELCH ALLYN, INC. 767 DIAGNOSTIC SYSTEM |  | 17255* | EMERGENCY ROOM |  |  |  | 01/01/1900 |  |  |  |  | NO | NO |  |  |  |  | WELCH ALLYN, INC. 10366706 17255* |  |  | Disposition |  | 99:99:99:99:99:99 |  | Equipment | PAAR:00-PVAR | 11/02/2019 |  | COOPER UNIVERSITY HOSPITAL |  |  | ER | WOT00000000512067 | KAREN GRUBER | Disposition | Closed | Richard Jolly | 02/08/2018 | 07/12/2019 | Bulk Disposition CNL | missing over 2 years | EXP3384547 | Labor | 07/12/2019 | 07/12/2019 | Richard Jolly
|  | WELCH ALLYN, INC. | WELCH ALLYN, INC. 767 DIAGNOSTIC SYSTEM |  | Not Known | KINGS HIGHWAY-MEDICINE |  |  | excluded | 01/01/1900 |  |  |  |  | NO | NO |  |  |  |  | WELCH ALLYN, INC. 10366308 Not Known |  |  | Active |  | 99:99:99:99:99:99 |  | Equipment | PAAR:00-PVAR | 11/02/2019 |  | COOPER AMBULATORY OFF-SITES |  |  | EXAM 5 |  | CHRISTINE MULLER
|  | WELCH ALLYN, INC. | WELCH ALLYN, INC. 767 DIAGNOSTIC SYSTEM |  | Not Known | KINGS HIGHWAY-MEDICINE |  |  | excluded | 01/01/1900 |  |  |  |  | NO | NO |  |  |  |  | WELCH ALLYN, INC. 10366305 Not Known |  |  | Active |  | 99:99:99:99:99:99 |  | Equipment | PAAR:00-PVAR | 11/02/2019 |  | COOPER AMBULATORY OFF-SITES |  |  | exam 4 | 0012411458 | CHRISTINE MULLER | Repair | Closed | Kirk Lis | 11/17/2017 | 11/20/2017 | OTOSCOPE - THE LIGHT IS OUT - NORTH 6 BACK NURSES STATION | 11/20/2017 10:37:26 AM KALIS (KALIS 11/17/2017 12:00 AM) REPLACED BAD BULB. PERFORMED OVP | 9EBA9E2D-CC56-4D97-BD24-5994B7CE6124 | Labor | 11/17/2017 | 11/17/2017 | Kirk Lis
|  | WELCH ALLYN, INC. | WELCH ALLYN, INC. 767 DIAGNOSTIC SYSTEM |  | Not Known | KINGS HIGHWAY-MEDICINE |  |  | excluded | 01/01/1900 |  |  |  |  | NO | NO |  |  |  |  | WELCH ALLYN, INC. 10366303 Not Known |  |  | Active |  | 99:99:99:99:99:99 |  | Equipment | PAAR:00-PVAR | 11/02/2019 |  | COOPER AMBULATORY OFF-SITES |  |  | exam 3 |  | CHRISTINE MULLER
|  | WELCH ALLYN, INC. | WELCH ALLYN, INC. 767 DIAGNOSTIC SYSTEM |  | Not Known | KINGS HIGHWAY-MEDICINE |  |  | excluded | 01/01/1900 |  |  |  |  | NO | NO |  |  |  |  | WELCH ALLYN, INC. 10366297 Not Known |  |  | Active |  | 99:99:99:99:99:99 |  | Equipment | PAAR:00-PVAR | 11/02/2019 |  | COOPER AMBULATORY OFF-SITES |  |  | EXAM 2 |  | CHRISTINE MULLER
|  | WELCH ALLYN, INC. | WELCH ALLYN, INC. 767 DIAGNOSTIC SYSTEM |  | NSNCOOPERAMB0013 | KINGS HIGHWAY-MEDICINE |  |  | excluded | 01/01/1900 |  |  |  |  | NO | NO |  |  |  |  | WELCH ALLYN, INC. 10366290 NSNCOOPERAMB0013 |  |  | Active |  | 99:99:99:99:99:99 |  | Equipment | PAAR:00-PVAR | 11/02/2019 |  | COOPER AMBULATORY OFF-SITES |  |  | 2ND FLOOR RHUMOTOLOGY |  | CHRISTINE MULLER
|  | WELCH ALLYN, INC. | WELCH ALLYN, INC. 767 DIAGNOSTIC SYSTEM |  | NSNCOOPERAMB0021 | KINGS HIGHWAY-MEDICINE |  |  | excluded | 01/01/1900 |  |  |  |  | NO | NO |  |  |  |  | WELCH ALLYN, INC. 10366294 NSNCOOPERAMB0021 |  |  | Active |  | 99:99:99:99:99:99 |  | Equipment | PAAR:00-PVAR | 11/02/2019 |  | COOPER AMBULATORY OFF-SITES |  |  | EXAM 1 |  | CHRISTINE MULLER
|  | WELCH ALLYN, INC. | WELCH ALLYN, INC. 767 DIAGNOSTIC SYSTEM |  | NSNCOOPERAMB0020 | KINGS HIGHWAY-MEDICINE |  |  | excluded | 01/01/1900 |  |  |  |  | NO | NO |  |  |  |  | WELCH ALLYN, INC. 10366291 NSNCOOPERAMB0020 |  |  | Active |  | 99:99:99:99:99:99 |  | Equipment | PAAR:00-PVAR | 11/02/2019 |  | COOPER AMBULATORY OFF-SITES |  |  | EXAM 6 |  | CHRISTINE MULLER
|  | WELCH ALLYN, INC. | WELCH ALLYN, INC. 767 DIAGNOSTIC SYSTEM |  | Not Known | KINGS HIGHWAY-MEDICINE |  |  | excluded | 01/01/1900 |  |  |  |  | NO | NO |  |  |  |  | WELCH ALLYN, INC. 10366282 Not Known |  |  | Active |  | 99:99:99:99:99:99 |  | Equipment | PAAR:00-PVAR | 11/02/2019 |  | COOPER AMBULATORY OFF-SITES |  |  | EXAM 9 |  | CHRISTINE MULLER
|  | WELCH ALLYN, INC. | WELCH ALLYN, INC. 767 DIAGNOSTIC SYSTEM |  | NSNCOOPERAMB0019 | KINGS HIGHWAY-MEDICINE |  |  | excluded | 01/01/1900 |  |  |  |  | NO | NO |  |  |  |  | WELCH ALLYN, INC. 10366284 NSNCOOPERAMB0019 |  |  | Active |  | 99:99:99:99:99:99 |  | Equipment | PAAR:00-PVAR | 11/02/2019 |  | COOPER AMBULATORY OFF-SITES |  |  | EXAM 10 |  | CHRISTINE MULLER
|  | WELCH ALLYN, INC. | WELCH ALLYN, INC. 767 DIAGNOSTIC SYSTEM |  | Not Known | KINGS HIGHWAY-MEDICINE |  |  | excluded | 01/01/1900 |  |  |  |  | NO | NO |  |  |  |  | WELCH ALLYN, INC. 10366287 Not Known |  |  | Active |  | 99:99:99:99:99:99 |  | Equipment | PAAR:00-PVAR | 11/02/2019 |  | COOPER AMBULATORY OFF-SITES |  |  | Exam 8 |  | CHRISTINE MULLER
|  | WELCH ALLYN, INC. | WELCH ALLYN, INC. 767 DIAGNOSTIC SYSTEM |  | Not Known | MOORESTOWN-FAMILY MEDICINE |  |  | excluded | 01/01/1900 |  |  |  |  | NO | NO |  |  |  |  | WELCH ALLYN, INC. 10366185 Not Known |  |  | Active |  | 99:99:99:99:99:99 |  | Equipment | PAAR:00-PVAR | 11/02/2019 |  | COOPER AMBULATORY OFF-SITES |  |  | EXAM 6 |  | LYNNE DEJOSEPH
|  | WELCH ALLYN, INC. | WELCH ALLYN, INC. 767 DIAGNOSTIC SYSTEM |  | Not Known | MOORESTOWN-FAMILY MEDICINE |  |  | excluded | 01/01/1900 |  |  |  |  | NO | NO |  |  |  |  | WELCH ALLYN, INC. 10366206 Not Known |  |  | Active |  | 99:99:99:99:99:99 |  | Equipment | PAAR:00-PVAR | 11/02/2019 |  | COOPER AMBULATORY OFF-SITES |  |  | EXAM 5 |  | LYNNE DEJOSEPH
|  | WELCH ALLYN, INC. | WELCH ALLYN, INC. 767 DIAGNOSTIC SYSTEM |  | Not Known | MOORESTOWN-FAMILY MEDICINE |  |  | excluded | 01/01/1900 |  |  |  |  | NO | NO |  |  |  |  | WELCH ALLYN, INC. 10366203 Not Known |  |  | Active |  | 99:99:99:99:99:99 |  | Equipment | PAAR:00-PVAR | 11/02/2019 |  | COOPER AMBULATORY OFF-SITES |  |  | EXAM 2 | WOT00000003252626 | LYNNE DEJOSEPH | Repair | Closed | Kirk Lis | 07/25/2019 | 07/26/2019 | otoscope will not work tried changing bulb and still not working | TRACED ISSUE TO DEFECTIVE BULB. REPLACED AND TESTED. UNIT OK. INFORMED STAFF OF UNIT'S STATUS. | EXP3504233 | Labor | 07/25/2019 | 07/25/2019 | Kirk Lis
|  | WELCH ALLYN, INC. | WELCH ALLYN, INC. 767 DIAGNOSTIC SYSTEM |  | Not Known | MOORESTOWN-FAMILY MEDICINE |  |  | excluded | 01/01/1900 |  |  |  |  | NO | NO |  |  |  |  | WELCH ALLYN, INC. 10366200 Not Known |  |  | Active |  | 99:99:99:99:99:99 |  | Equipment | PAAR:00-PVAR | 11/02/2019 |  | COOPER AMBULATORY OFF-SITES |  |  | exam 3 |  | LYNNE DEJOSEPH
|  | WELCH ALLYN, INC. | WELCH ALLYN, INC. 767 DIAGNOSTIC SYSTEM |  | Not Known | MOORESTOWN-FAMILY MEDICINE |  |  | excluded | 01/01/1900 |  |  |  |  | NO | NO |  |  |  |  | WELCH ALLYN, INC. 10366189 Not Known |  |  | Active |  | 99:99:99:99:99:99 |  | Equipment | PAAR:00-PVAR | 11/02/2019 |  | COOPER AMBULATORY OFF-SITES |  |  | Exam 7 |  | LYNNE DEJOSEPH
|  | WELCH ALLYN, INC. | WELCH ALLYN, INC. 767 DIAGNOSTIC SYSTEM |  | Not Known | MOORESTOWN-FAMILY MEDICINE |  |  | excluded | 01/01/1900 |  |  |  |  | NO | NO |  |  |  |  | WELCH ALLYN, INC. 10366190 Not Known |  |  | Active |  | 99:99:99:99:99:99 |  | Equipment | PAAR:00-PVAR | 11/02/2019 |  | COOPER AMBULATORY OFF-SITES |  |  | exam 4 |  | LYNNE DEJOSEPH
|  | WELCH ALLYN, INC. | WELCH ALLYN, INC. 767 DIAGNOSTIC SYSTEM |  | Not Known | MOORESTOWN-FAMILY MEDICINE |  |  | excluded | 01/01/1900 |  |  |  |  | NO | NO |  |  |  |  | WELCH ALLYN, INC. 10366181 Not Known |  |  | Active |  | 99:99:99:99:99:99 |  | Equipment | PAAR:00-PVAR | 11/02/2019 |  | COOPER AMBULATORY OFF-SITES |  |  | EXAM 1 | 0012290029 | LYNNE DEJOSEPH | Repair | Closed | Kirk Lis | 10/11/2017 | 10/12/2017 | OPTHALMOSCOPE - NOT FOCUSING AS WELL AS IT SHOULD - COOPER FAMILY MED MOORESTOWN | 10/12/2017 10:11:27 AM KALIS (KALIS 10/11/2017 12:00 AM) TRAVEL TIME (KALIS 10/11/2017 12:00 AM) TRACED ISSUE TO BAD BULB REPLACED BULB AND TESTED | 413C575A-C3CB-4974-936B-B2630B5419B8 | Labor | 10/11/2017 | 10/11/2017 | Kirk Lis
|  | WELCH ALLYN, INC. | WELCH ALLYN, INC. 767 DIAGNOSTIC SYSTEM |  | Not Known | CHERRY HILL URGENT CARE |  |  | excluded | 01/01/1900 |  |  |  |  | NO | NO |  |  |  |  | WELCH ALLYN, INC. 10366172 Not Known |  |  | Active |  | 99:99:99:99:99:99 |  | Equipment | PAAR:00-PVAR | 11/02/2019 |  | COOPER AMBULATORY OFF-SITES |  |  | EXAM 2 |  | MELISSA PORTOBANCO
|  | WELCH ALLYN, INC. | WELCH ALLYN, INC. 767 DIAGNOSTIC SYSTEM |  | Not Known | MOORESTOWN-PEDIATRICS |  |  | excluded | 01/01/1900 |  |  |  |  | NO | NO |  |  |  |  | WELCH ALLYN, INC. 10366157 Not Known |  |  | Active |  | 99:99:99:99:99:99 |  | Equipment | PAAR:00-PVAR | 11/02/2019 |  | COOPER AMBULATORY OFF-SITES |  |  | exam 3 |  | MAUREEN OBRIEN
|  | WELCH ALLYN, INC. | WELCH ALLYN, INC. 767 DIAGNOSTIC SYSTEM |  | Not Known | MOORESTOWN-PEDIATRICS |  |  | excluded | 01/01/1900 |  |  |  |  | NO | NO |  |  |  |  | WELCH ALLYN, INC. 10366156 Not Known |  |  | Active |  | 99:99:99:99:99:99 |  | Equipment | PAAR:00-PVAR | 11/02/2019 |  | COOPER AMBULATORY OFF-SITES |  |  | EXAM 2 |  | MAUREEN OBRIEN
|  | WELCH ALLYN, INC. | WELCH ALLYN, INC. 767 DIAGNOSTIC SYSTEM |  | Not Known | MOORESTOWN-PEDIATRICS |  |  | excluded | 01/01/1900 |  |  |  |  | NO | NO |  |  |  |  | WELCH ALLYN, INC. 10366152 Not Known |  |  | Active |  | 99:99:99:99:99:99 |  | Equipment | PAAR:00-PVAR | 11/02/2019 |  | COOPER AMBULATORY OFF-SITES |  |  | EXAM 1 |  | MAUREEN OBRIEN
|  | WELCH ALLYN, INC. | WELCH ALLYN, INC. 767 DIAGNOSTIC SYSTEM |  | Not Known | KINGS HIGHWAY-NEUREEG |  |  | excluded | 01/01/1900 |  |  |  |  | NO | NO |  |  |  |  | WELCH ALLYN, INC. 10366131 Not Known |  |  | Active |  | 99:99:99:99:99:99 |  | Equipment | PAAR:00-PVAR | 11/02/2019 |  | COOPER AMBULATORY OFF-SITES |  |  | ROOM 4 |  | Debbie Hughes
|  | WELCH ALLYN, INC. | WELCH ALLYN, INC. 767 DIAGNOSTIC SYSTEM |  | Not Known | KINGS HIGHWAY-NEUREEG |  |  | excluded | 01/01/1900 |  |  |  |  | NO | NO |  |  |  |  | WELCH ALLYN, INC. 10366071 Not Known |  |  | Active |  | 99:99:99:99:99:99 |  | Equipment | PAAR:00-PVAR | 11/02/2019 |  | COOPER AMBULATORY OFF-SITES |  |  | ROOM 5 |  | Debbie Hughes
|  | WELCH ALLYN, INC. | WELCH ALLYN, INC. 767 DIAGNOSTIC SYSTEM |  | Not Known | 1050 KINGS HIGHWAY-MEDICINE |  |  | excluded | 01/01/1900 |  |  |  |  | NO | NO |  |  |  |  | WELCH ALLYN, INC. 10366059 Not Known |  |  | Active |  | 99:99:99:99:99:99 |  | Equipment | PAAR:00-PVAR | 11/02/2019 |  | COOPER AMBULATORY OFF-SITES |  |  | exam 3 |  | Leah Willis
|  | WELCH ALLYN, INC. | WELCH ALLYN, INC. 767 DIAGNOSTIC SYSTEM |  | Not Known | 1050 KINGS HIGHWAY-MEDICINE |  |  | excluded | 01/01/1900 |  |  |  |  | NO | NO |  |  |  |  | WELCH ALLYN, INC. 10366045 Not Known |  |  | Active |  | 99:99:99:99:99:99 |  | Equipment | PAAR:00-PVAR | 11/02/2019 |  | COOPER AMBULATORY OFF-SITES |  |  | EXAM 5 |  | Leah Willis
|  | WELCH ALLYN, INC. | WELCH ALLYN, INC. 767 DIAGNOSTIC SYSTEM |  | Not Known | 127 CHURCH - SURGERY |  |  | excluded | 01/01/1900 |  |  |  |  | NO | NO |  |  |  |  | WELCH ALLYN, INC. 10365962 Not Known |  |  | Active |  | 99:99:99:99:99:99 |  | Equipment | PAAR:00-PVAR | 11/02/2019 |  | COOPER AMBULATORY OFF-SITES |  |  | EXAM 1 |  | Carmen Rivera
|  | WELCH ALLYN, INC. | WELCH ALLYN, INC. 767 DIAGNOSTIC SYSTEM |  | Not Known | 127 CHURCH - SURGERY |  |  | excluded | 01/01/1900 |  |  |  |  | NO | NO |  |  |  |  | WELCH ALLYN, INC. 10365955 Not Known |  |  | Active |  | 99:99:99:99:99:99 |  | Equipment | PAAR:00-PVAR | 11/02/2019 |  | COOPER AMBULATORY OFF-SITES |  |  | exam 3 |  | Carmen Rivera
|  | WELCH ALLYN, INC. | WELCH ALLYN, INC. 767 DIAGNOSTIC SYSTEM |  | Not Known | 127 CHURCH - SURGERY |  |  | excluded | 01/01/1900 |  |  |  |  | NO | NO |  |  |  |  | WELCH ALLYN, INC. 10365948 Not Known |  |  | Active |  | 99:99:99:99:99:99 |  | Equipment | PAAR:00-PVAR | 11/02/2019 |  | COOPER AMBULATORY OFF-SITES |  |  | EXAM 2 |  | Carmen Rivera
|  | WELCH ALLYN, INC. | WELCH ALLYN, INC. 767 DIAGNOSTIC SYSTEM |  | Not Known | 127 CHURCH - SURGERY |  |  | excluded | 01/01/1900 |  |  |  |  | NO | NO |  |  |  |  | WELCH ALLYN, INC. 10365943 Not Known |  |  | Active |  | 99:99:99:99:99:99 |  | Equipment | PAAR:00-PVAR | 11/02/2019 |  | COOPER AMBULATORY OFF-SITES |  |  | exam 4 |  | Carmen Rivera
|  | WELCH ALLYN, INC. | WELCH ALLYN, INC. 767 DIAGNOSTIC SYSTEM |  | Not Known | 127 CHURCH - SURGERY |  |  | excluded | 01/01/1900 |  |  |  |  | NO | NO |  |  |  |  | WELCH ALLYN, INC. 10365933 Not Known |  |  | Active |  | 99:99:99:99:99:99 |  | Equipment | PAAR:00-PVAR | 11/02/2019 |  | COOPER AMBULATORY OFF-SITES |  |  | EXAM 5 |  | Carmen Rivera
|  | WELCH ALLYN, INC. | WELCH ALLYN, INC. 767 DIAGNOSTIC SYSTEM |  | Not Known | 127 CHURCH - SURGERY |  |  | excluded | 01/01/1900 |  |  |  |  | NO | NO |  |  |  |  | WELCH ALLYN, INC. 10365930 Not Known |  |  | Active |  | 99:99:99:99:99:99 |  | Equipment | PAAR:00-PVAR | 11/01/2019 |  | COOPER AMBULATORY OFF-SITES |  |  | EXAM 6 |  | Carmen Rivera
|  | WELCH ALLYN, INC. | WELCH ALLYN, INC. 767 DIAGNOSTIC SYSTEM |  | Not Known | 1030 KINGS HIGHWAY-MEDICINE |  |  | excluded | 01/01/1900 |  |  |  |  | NO | NO |  |  |  |  | WELCH ALLYN, INC. 10365917 Not Known |  |  | Active |  | 99:99:99:99:99:99 |  | Equipment | PAAR:00-PVAR | 11/02/2019 |  | COOPER AMBULATORY OFF-SITES |  |  | EXAM 1 |  | Bonnie Aichroch
|  | WELCH ALLYN, INC. | WELCH ALLYN, INC. 767 DIAGNOSTIC SYSTEM |  | Not Known | BRACE ROAD-MEDICINE |  |  | excluded | 01/01/1900 |  |  |  |  | NO | NO |  |  |  |  | WELCH ALLYN, INC. 10365881 Not Known |  |  | Active |  | 99:99:99:99:99:99 |  | Equipment | PAAR:00-PVAR | 11/02/2019 |  | COOPER AMBULATORY OFF-SITES |  |  | Internal Medicine Exam 1 |  | Cheryl Peck
|  | WELCH ALLYN, INC. | WELCH ALLYN, INC. 767 DIAGNOSTIC SYSTEM |  | Not Known | BRACE ROAD-MEDICINE |  |  | excluded | 01/01/1900 |  |  |  |  | NO | NO |  |  |  |  | WELCH ALLYN, INC. 10365883 Not Known |  |  | Active |  | 99:99:99:99:99:99 |  | Equipment | PAAR:00-PVAR | 11/02/2019 |  | COOPER AMBULATORY OFF-SITES |  |  | Internal Medicine Exam 7 |  | Cheryl Peck
|  | WELCH ALLYN, INC. | WELCH ALLYN, INC. 767 DIAGNOSTIC SYSTEM |  | Not Known | BRACE ROAD-MEDICINE |  |  | excluded | 01/01/1900 |  |  |  |  | NO | NO |  |  |  |  | WELCH ALLYN, INC. 10365889 Not Known |  |  | Active |  | 99:99:99:99:99:99 |  | Equipment | PAAR:00-PVAR | 11/02/2019 |  | COOPER AMBULATORY OFF-SITES |  |  | Neurology Suite 100 Room 5 |  | Cheryl Peck
|  | WELCH ALLYN, INC. | WELCH ALLYN, INC. 767 DIAGNOSTIC SYSTEM |  | Not Known | BRACE ROAD-MEDICINE |  |  | excluded | 01/01/1900 |  |  |  |  | NO | NO |  |  |  |  | WELCH ALLYN, INC. 10365887 Not Known |  |  | Active |  | 99:99:99:99:99:99 |  | Equipment | PAAR:00-PVAR | 11/02/2019 |  | COOPER AMBULATORY OFF-SITES |  |  | Neurology Suite 100 Room 4 |  | Cheryl Peck
|  | WELCH ALLYN, INC. | WELCH ALLYN, INC. 767 DIAGNOSTIC SYSTEM |  | Not Known | BRACE ROAD-MEDICINE |  |  | excluded | 01/01/1900 |  |  |  |  | NO | NO |  |  |  |  | WELCH ALLYN, INC. 10365885 Not Known |  |  | Active |  | 99:99:99:99:99:99 |  | Equipment | PAAR:00-PVAR | 11/02/2019 |  | COOPER AMBULATORY OFF-SITES |  |  | Neurology Suite 100 Room 3 |  | Cheryl Peck
|  | WELCH ALLYN, INC. | WELCH ALLYN, INC. 767 DIAGNOSTIC SYSTEM |  | Not Known | BRACE ROAD-MEDICINE |  |  | excluded | 01/01/1900 |  |  |  |  | NO | NO |  |  |  |  | WELCH ALLYN, INC. 10365875 Not Known |  |  | Active |  | 99:99:99:99:99:99 |  | Equipment | PAAR:00-PVAR | 11/02/2019 |  | COOPER AMBULATORY OFF-SITES |  |  | Internal Medicine Exam 2 |  | Cheryl Peck
|  | WELCH ALLYN, INC. | WELCH ALLYN, INC. 767 DIAGNOSTIC SYSTEM |  | Not Known | BRACE ROAD-MEDICINE |  |  | excluded | 01/01/1900 |  |  |  |  | NO | NO |  |  |  |  | WELCH ALLYN, INC. 10365871 Not Known |  |  | Active |  | 99:99:99:99:99:99 |  | Equipment | PAAR:00-PVAR | 11/02/2019 |  | COOPER AMBULATORY OFF-SITES |  |  | Internal Medicine Exam 5 |  | Cheryl Peck
|  | WELCH ALLYN, INC. | WELCH ALLYN, INC. 767 DIAGNOSTIC SYSTEM |  | Not Known | BRACE ROAD-MEDICINE |  |  | excluded | 01/01/1900 |  |  |  |  | NO | NO |  |  |  |  | WELCH ALLYN, INC. 10365869 Not Known |  |  | Active |  | 99:99:99:99:99:99 |  | Equipment | PAAR:00-PVAR | 11/02/2019 |  | COOPER AMBULATORY OFF-SITES |  |  | Internal Medicine Exam 4 |  | Cheryl Peck
|  | WELCH ALLYN, INC. | WELCH ALLYN, INC. 767 DIAGNOSTIC SYSTEM |  | Not Known | BRACE ROAD-MEDICINE |  |  | excluded | 01/01/1900 |  |  |  |  | NO | NO |  |  |  |  | WELCH ALLYN, INC. 10365866 Not Known |  |  | Active |  | 99:99:99:99:99:99 |  | Equipment | PAAR:00-PVAR | 11/02/2019 |  | COOPER AMBULATORY OFF-SITES |  |  | Internal Medicine Exam 3 | WOT00000000775494 | Cheryl Peck | Repair | Closed | Kirk Lis | 04/10/2018 | 07/30/2018 | OPHTHALMOSCOPE/OTOSCOPES - Issues with connectors, needs it evaluated, doesn't want to order new parts | replaced hose connector performed ovp | EXP0357209 | Labor | 04/10/2018 | 04/10/2018 | Kirk Lis
|  | WELCH ALLYN, INC. | WELCH ALLYN, INC. 767 DIAGNOSTIC SYSTEM |  | Not Known | BRACE ROAD-MEDICINE |  |  | excluded | 01/01/1900 |  |  |  |  | NO | NO |  |  |  |  | WELCH ALLYN, INC. 10365863 Not Known |  |  | Active |  | 99:99:99:99:99:99 |  | Equipment | PAAR:00-PVAR | 11/02/2019 |  | COOPER AMBULATORY OFF-SITES |  |  | Neurology Suite 100 Room 1 |  | Cheryl Peck
|  | WELCH ALLYN, INC. | WELCH ALLYN, INC. 767 DIAGNOSTIC SYSTEM |  | Not Known | BRACE ROAD-MEDICINE |  |  | excluded | 01/01/1900 |  |  |  |  | NO | NO |  |  |  |  | WELCH ALLYN, INC. 10365860 Not Known |  |  | Active |  | 99:99:99:99:99:99 |  | Equipment | PAAR:00-PVAR | 11/02/2019 |  | COOPER AMBULATORY OFF-SITES |  |  | Neurology Suite 100 Room 6 |  | Cheryl Peck
|  | WELCH ALLYN, INC. | WELCH ALLYN, INC. 767 DIAGNOSTIC SYSTEM |  | Not Known | BRACE ROAD-MEDICINE |  |  | excluded | 01/01/1900 |  |  |  |  | NO | NO |  |  |  |  | WELCH ALLYN, INC. 10365857 Not Known |  |  | Active |  | 99:99:99:99:99:99 |  | Equipment | PAAR:00-PVAR | 11/02/2019 |  | COOPER AMBULATORY OFF-SITES |  |  | Neurology Suite 100 Room 2 |  | Cheryl Peck
|  | WELCH ALLYN, INC. | WELCH ALLYN, INC. 767 DIAGNOSTIC SYSTEM |  | Not Known | BRACE ROAD-MEDICINE |  |  | excluded | 01/01/1900 |  |  |  |  | NO | NO |  |  |  |  | WELCH ALLYN, INC. 10365854 Not Known |  |  | Active |  | 99:99:99:99:99:99 |  | Equipment | PAAR:00-PVAR | 11/02/2019 |  | COOPER AMBULATORY OFF-SITES |  |  | Nutrition Room 1 |  | Cheryl Peck
|  | WELCH ALLYN, INC. | WELCH ALLYN, INC. 767 DIAGNOSTIC SYSTEM |  | Not Known | BRACE ROAD-MEDICINE |  |  | excluded | 01/01/1900 |  |  |  |  | NO | NO |  |  |  |  | WELCH ALLYN, INC. 10365848 Not Known |  |  | Active |  | 99:99:99:99:99:99 |  | Equipment | PAAR:00-PVAR | 11/02/2019 |  | COOPER AMBULATORY OFF-SITES |  |  | NEUROLOGY EMG1 |  | Cheryl Peck
|  | WELCH ALLYN, INC. | WELCH ALLYN, INC. 767 DIAGNOSTIC SYSTEM |  | Not Known | BRACE ROAD-MEDICINE |  |  | excluded | 01/01/1900 |  |  |  |  | NO | NO |  |  |  |  | WELCH ALLYN, INC. 10365844 Not Known |  |  | Active |  | 99:99:99:99:99:99 |  | Equipment | PAAR:00-PVAR | 11/02/2019 |  | COOPER AMBULATORY OFF-SITES |  |  | Endocrinology room 5 |  | Cheryl Peck
|  | WELCH ALLYN, INC. | WELCH ALLYN, INC. 767 DIAGNOSTIC SYSTEM |  | Not Known | BRACE ROAD-MEDICINE |  |  | excluded | 01/01/1900 |  |  |  |  | NO | NO |  |  |  |  | WELCH ALLYN, INC. 10365840 Not Known |  |  | Active |  | 99:99:99:99:99:99 |  | Equipment | PAAR:00-PVAR | 11/02/2019 |  | COOPER AMBULATORY OFF-SITES |  |  | Endocrinology Room 10 |  | Cheryl Peck
|  | WELCH ALLYN, INC. | WELCH ALLYN, INC. 767 DIAGNOSTIC SYSTEM |  | Not Known | BRACE ROAD-MEDICINE |  |  | excluded | 01/01/1900 |  |  |  |  | NO | NO |  |  |  |  | WELCH ALLYN, INC. 10365841 Not Known |  |  | Active |  | 99:99:99:99:99:99 |  | Equipment | PAAR:00-PVAR | 11/02/2019 |  | COOPER AMBULATORY OFF-SITES |  |  | Endocrinology Room 6 |  | Cheryl Peck
|  | WELCH ALLYN, INC. | WELCH ALLYN, INC. 767 DIAGNOSTIC SYSTEM |  | Not Known | BRACE ROAD-MEDICINE |  |  | excluded | 01/01/1900 |  |  |  |  | NO | NO |  |  |  |  | WELCH ALLYN, INC. 10365839 Not Known |  |  | Active |  | 99:99:99:99:99:99 |  | Equipment | PAAR:00-PVAR | 11/02/2019 |  | COOPER AMBULATORY OFF-SITES |  |  | Endocrinology Room 7 |  | Cheryl Peck
|  | WELCH ALLYN, INC. | WELCH ALLYN, INC. 767 DIAGNOSTIC SYSTEM |  | Not Known | BRACE ROAD-MEDICINE |  |  | excluded | 01/01/1900 |  |  |  |  | NO | NO |  |  |  |  | WELCH ALLYN, INC. 10365835 Not Known |  |  | Active |  | 99:99:99:99:99:99 |  | Equipment | PAAR:00-PVAR | 11/02/2019 |  | COOPER AMBULATORY OFF-SITES |  |  | Endocrinology Room 9 |  | Cheryl Peck
|  | WELCH ALLYN, INC. | WELCH ALLYN, INC. 767 DIAGNOSTIC SYSTEM |  | Not Known | BRACE ROAD-MEDICINE |  |  | excluded | 01/01/1900 |  |  |  |  | NO | NO |  |  |  |  | WELCH ALLYN, INC. 10365836 Not Known |  |  | Active |  | 99:99:99:99:99:99 |  | Equipment | PAAR:00-PVAR | 11/01/2019 |  | COOPER AMBULATORY OFF-SITES |  |  | Endocrinology Room 8 |  | Cheryl Peck
|  | WELCH ALLYN, INC. | WELCH ALLYN, INC. 767 DIAGNOSTIC SYSTEM |  | Not Known | BRACE ROAD-MEDICINE |  |  | excluded | 01/01/1900 |  |  |  |  | NO | NO |  |  |  |  | WELCH ALLYN, INC. 10365832 Not Known |  |  | Active |  | 99:99:99:99:99:99 |  | Equipment | PAAR:00-PVAR | 11/01/2019 |  | COOPER AMBULATORY OFF-SITES |  |  | Endocrinology Room 4 |  | Cheryl Peck
|  | WELCH ALLYN, INC. | WELCH ALLYN, INC. 767 DIAGNOSTIC SYSTEM |  | Not Known | BRACE ROAD-MEDICINE |  |  | excluded | 01/01/1900 |  |  |  |  | NO | NO |  |  |  |  | WELCH ALLYN, INC. 10365833 Not Known |  |  | Active |  | 99:99:99:99:99:99 |  | Equipment | PAAR:00-PVAR | 11/01/2019 |  | COOPER AMBULATORY OFF-SITES |  |  | Endocrinology Room 1 |  | Cheryl Peck
|  | WELCH ALLYN, INC. | WELCH ALLYN, INC. 767 DIAGNOSTIC SYSTEM |  | Not Known | BRACE ROAD-MEDICINE |  |  | excluded | 01/01/1900 |  |  |  |  | NO | NO |  |  |  |  | WELCH ALLYN, INC. 10365829 Not Known |  |  | Active |  | 99:99:99:99:99:99 |  | Equipment | PAAR:00-PVAR | 11/01/2019 |  | COOPER AMBULATORY OFF-SITES |  |  | Endocrinology Room 3 |  | Cheryl Peck
|  | WELCH ALLYN, INC. | WELCH ALLYN, INC. 767 DIAGNOSTIC SYSTEM |  | Not Known | BRACE ROAD-MEDICINE |  |  | excluded | 01/01/1900 |  |  |  |  | NO | NO |  |  |  |  | WELCH ALLYN, INC. 10365827 Not Known |  |  | Active |  | 99:99:99:99:99:99 |  | Equipment | PAAR:00-PVAR | 11/02/2019 |  | COOPER AMBULATORY OFF-SITES |  |  | Endocrinology Room 2 |  | Cheryl Peck
|  | WELCH ALLYN, INC. | WELCH ALLYN, INC. 767 DIAGNOSTIC SYSTEM |  | Not Known | HADDON HEIGHTS-FAMILY MEDICINE |  |  | excluded | 01/01/1900 |  |  |  |  | NO | NO |  |  |  |  | WELCH ALLYN, INC. 10365813 Not Known |  |  | Active |  | 99:99:99:99:99:99 |  | Equipment | PAAR:00-PVAR | 11/02/2019 |  | COOPER AMBULATORY OFF-SITES |  |  | EXAM 6 |  | KELLIE STOUT
|  | WELCH ALLYN, INC. | WELCH ALLYN, INC. 767 DIAGNOSTIC SYSTEM |  | Not Known | HADDON HEIGHTS-FAMILY MEDICINE |  |  | excluded | 01/01/1900 |  |  |  |  | NO | NO |  |  |  |  | WELCH ALLYN, INC. 10365810 Not Known |  |  | Active |  | 99:99:99:99:99:99 |  | Equipment | PAAR:00-PVAR | 11/02/2019 |  | COOPER AMBULATORY OFF-SITES |  |  | EXAM 5 |  | KELLIE STOUT
|  | WELCH ALLYN, INC. | WELCH ALLYN, INC. 767 DIAGNOSTIC SYSTEM |  | Not Known | HADDON HEIGHTS-FAMILY MEDICINE |  |  | excluded | 01/01/1900 |  |  |  |  | NO | NO |  |  |  |  | WELCH ALLYN, INC. 10365808 Not Known |  |  | Active |  | 99:99:99:99:99:99 |  | Equipment | PAAR:00-PVAR | 11/02/2019 |  | COOPER AMBULATORY OFF-SITES |  |  | exam 4 |  | KELLIE STOUT
|  | WELCH ALLYN, INC. | WELCH ALLYN, INC. 767 DIAGNOSTIC SYSTEM |  | Not Known | HADDON HEIGHTS-FAMILY MEDICINE |  |  | excluded | 01/01/1900 |  |  |  |  | NO | NO |  |  |  |  | WELCH ALLYN, INC. 10365803 Not Known |  |  | Active |  | 99:99:99:99:99:99 |  | Equipment | PAAR:00-PVAR | 11/02/2019 |  | COOPER AMBULATORY OFF-SITES |  |  | exam 3 |  | KELLIE STOUT
|  | WELCH ALLYN, INC. | WELCH ALLYN, INC. 767 DIAGNOSTIC SYSTEM |  | Not Known | HADDON HEIGHTS-FAMILY MEDICINE |  |  | excluded | 01/01/1900 |  |  |  |  | NO | NO |  |  |  |  | WELCH ALLYN, INC. 10365789 Not Known |  |  | Active |  | 99:99:99:99:99:99 |  | Equipment | PAAR:00-PVAR | 11/02/2019 |  | COOPER AMBULATORY OFF-SITES |  |  | EXAM 1 |  | KELLIE STOUT
|  | WELCH ALLYN, INC. | WELCH ALLYN, INC. 767 DIAGNOSTIC SYSTEM |  | 24921* | WOODLYNNE FAMILY MEDICINE |  |  | excluded | 01/01/1900 |  |  |  |  | NO | NO |  |  |  |  | WELCH ALLYN, INC. 10365741 24921* |  |  | Active |  | 99:99:99:99:99:99 |  | Equipment | PAAR:00-PVAR | 11/02/2019 |  | COOPER AMBULATORY OFF-SITES |  |  | Back treatment room |  | SHEILA HERNANDEZ
|  | WELCH ALLYN, INC. | WELCH ALLYN, INC. 767 DIAGNOSTIC SYSTEM |  | 24925* | WOODLYNNE FAMILY MEDICINE |  |  | excluded | 01/01/1900 |  |  |  |  | NO | NO |  |  |  |  | WELCH ALLYN, INC. 10365738 24925* |  |  | Active |  | 99:99:99:99:99:99 |  | Equipment | PAAR:00-PVAR | 11/02/2019 |  | COOPER AMBULATORY OFF-SITES |  |  | TREATMENT ROOM 3 |  | SHEILA HERNANDEZ
|  | WELCH ALLYN, INC. | WELCH ALLYN, INC. 767 DIAGNOSTIC SYSTEM |  | 24915* | WOODLYNNE FAMILY MEDICINE |  |  | excluded | 01/01/1900 |  |  |  |  | NO | NO |  |  |  |  | WELCH ALLYN, INC. 10365735 24915* |  |  | Active |  | 99:99:99:99:99:99 |  | Equipment | PAAR:00-PVAR | 11/02/2019 |  | COOPER AMBULATORY OFF-SITES |  |  | Treatment Room |  | SHEILA HERNANDEZ
|  | WELCH ALLYN, INC. | WELCH ALLYN, INC. 767 DIAGNOSTIC SYSTEM |  | 24919* | WOODLYNNE FAMILY MEDICINE |  |  | excluded | 01/01/1900 |  |  |  |  | NO | NO |  |  |  |  | WELCH ALLYN, INC. 10365726 24919* |  |  | Active |  | 99:99:99:99:99:99 |  | Equipment | PAAR:00-PVAR | 11/02/2019 |  | COOPER AMBULATORY OFF-SITES |  |  | Treatment Room |  | SHEILA HERNANDEZ
|  | WELCH ALLYN, INC. | WELCH ALLYN, INC. 767 DIAGNOSTIC SYSTEM |  | Not Known | KINGS HIGHWAY-MEDICINE |  |  | excluded | 06/10/2015 |  |  |  |  | NO | NO |  |  |  |  | WELCH ALLYN, INC. 10365296 Not Known |  |  | Active |  | 99:99:99:99:99:99 |  | Equipment | PAAR:00-PVAR | 10/31/2019 |  | COOPER AMBULATORY OFF-SITES |  |  | 1103 KINGS HIGHWAY |  | CHRISTINE MULLER
|  | WELCH ALLYN, INC. | WELCH ALLYN, INC. 767 DIAGNOSTIC SYSTEM |  | Not Known | MOTHER INFANT UNIT |  |  | excluded | 06/25/2015 |  |  |  |  | NO | NO |  |  |  |  | WELCH ALLYN, INC. 10364819 Not Known |  |  | Active |  | 99:99:99:99:99:99 |  | Equipment | PAAR:00-PVAR | 11/02/2019 |  | COOPER UNIVERSITY HOSPITAL |  |  | NOC |  | Christina Smith
|  | WELCH ALLYN, INC. | WELCH ALLYN, INC. 767 DIAGNOSTIC SYSTEM |  | Not Known | EMERGENCY ROOM |  |  | excluded | 01/01/1900 |  |  |  |  | NO | NO |  |  |  |  | WELCH ALLYN, INC. 10364775 Not Known |  |  | Active |  | 99:99:99:99:99:99 |  | Equipment | PAAR:00-PVAR | 11/01/2019 |  | COOPER UNIVERSITY HOSPITAL |  |  | ER | 0011495998 | KAREN GRUBER | Repair | Closed | Richard Jolly | 04/19/2017 | 04/24/2017 | BLOOD PRESSURE HOSES - BROKEN - ER TAKING TO BIOMED | 4/24/2017 10:30:51 AM RCJOLLY (RCJOLLY 4/24/2017 10:00 AM) REPAIRED HOSE CONNECTOR | AFFCBDE1-B49C-4364-8A02-58ED3DD6528D | Labor | 04/24/2017 | 04/24/2017 | Richard Jolly
|  | WELCH ALLYN, INC. | WELCH ALLYN, INC. 767 DIAGNOSTIC SYSTEM |  | Not Known | KELEMEN N6 |  |  | excluded | 01/01/1900 |  |  |  |  | NO | NO |  |  |  |  | WELCH ALLYN, INC. 10360496 Not Known |  |  | Active |  | 99:99:99:99:99:99 |  | Equipment | PAAR:00-PVAR | 11/02/2019 |  | COOPER UNIVERSITY HOSPITAL |  |  | PEDS/ 6N TREATMENT RM | WOT00000000529984 | Susan Cannon | Disposition | Closed | Gene Amodei | 02/08/2018 | 05/24/2019 | Bulk Disposition CNL
|  | WELCH ALLYN, INC. | WELCH ALLYN, INC. 767 DIAGNOSTIC SYSTEM |  | Not Known | KELEMEN N6 |  |  | excluded | 01/01/1900 |  |  |  |  | NO | NO |  |  |  |  | WELCH ALLYN, INC. 10360487 Not Known |  |  | Active |  | 99:99:99:99:99:99 |  | Equipment | PAAR:00-PVAR | 11/01/2019 |  | COOPER UNIVERSITY HOSPITAL |  |  | PEDS/6N RM 640 | WOT00000000528096 | Susan Cannon | Disposition | Closed | Gene Amodei | 02/08/2018 | 05/24/2019 | Bulk Disposition CNL
|  | WELCH ALLYN, INC. | WELCH ALLYN, INC. 767 DIAGNOSTIC SYSTEM |  | Not Known | PEDIATRIC INTENSIVE CARE UNIT |  |  | excluded | 01/01/1900 |  |  |  |  | NO | NO |  |  |  |  | WELCH ALLYN, INC. 10360473 Not Known |  |  | Active |  | 99:99:99:99:99:99 |  | Equipment | PAAR:00-PVAR | 11/02/2019 |  | COOPER UNIVERSITY HOSPITAL |  |  | PICU/RM 637 | WOT00000000529078 | Susan Cannon | Disposition | Closed | Gene Amodei | 02/08/2018 | 05/24/2019 | Bulk Disposition CNL
|  | WELCH ALLYN, INC. | WELCH ALLYN, INC. 767 DIAGNOSTIC SYSTEM |  | Not Known | PEDIATRIC INTENSIVE CARE UNIT |  |  | excluded | 01/01/1900 |  |  |  |  | NO | NO |  |  |  |  | WELCH ALLYN, INC. 10360469 Not Known |  |  | Active |  | 99:99:99:99:99:99 |  | Equipment | PAAR:00-PVAR | 11/02/2019 |  | COOPER UNIVERSITY HOSPITAL |  |  | PICU/ RM638 | WOT00000000530996 | Susan Cannon | Disposition | Closed | Gene Amodei | 02/08/2018 | 05/24/2019 | Bulk Disposition CNL
|  | WELCH ALLYN, INC. | WELCH ALLYN, INC. 767 DIAGNOSTIC SYSTEM |  | Not Known | PEDIATRIC INTENSIVE CARE UNIT |  |  | excluded | 01/01/1900 |  |  |  |  | NO | NO |  |  |  |  | WELCH ALLYN, INC. 10360462 Not Known |  |  | Active |  | 99:99:99:99:99:99 |  | Equipment | PAAR:00-PVAR | 11/02/2019 |  | COOPER UNIVERSITY HOSPITAL |  |  | PICU/RM 636 | WOT00000000529022 | Susan Cannon | Disposition | Closed | Gene Amodei | 02/08/2018 | 05/24/2019 | Bulk Disposition CNL
|  | WELCH ALLYN, INC. | WELCH ALLYN, INC. 767 DIAGNOSTIC SYSTEM |  | Not Known | PEDIATRIC INTENSIVE CARE UNIT |  |  | excluded | 01/01/1900 |  |  |  |  | NO | NO |  |  |  |  | WELCH ALLYN, INC. 10360438 Not Known |  |  | Active |  | 99:99:99:99:99:99 |  | Equipment | PAAR:00-PVAR | 11/02/2019 |  | COOPER UNIVERSITY HOSPITAL |  |  | PICU/RM 6 | 0012399761 | Susan Cannon | Repair | Closed | Gene Amodei | 11/13/2017 | 11/17/2017 | OPHTHALMOSCOPE/OTOSCOPE - WHEN PLUGGED IN AND PUT HEAD ON IT, IT DOES NOT TURN ON - 7TH FLR SOUTH PEDS DIRTY UTILITY | 11/17/2017 1:58:27 PM GRAMODEI found bulb installed incorrectly, inserted corectly, checked Functions, uni ok | E00422C7-EC4C-4309-9A8D-4C6543F7FC6E | Labor | 11/13/2017 | 11/13/2017 | Gene Amodei
|  | WELCH ALLYN, INC. | WELCH ALLYN, INC. 767 DIAGNOSTIC SYSTEM |  | NOT KNOWN | KELEMEN 8 PCU |  |  | excluded | 01/01/1900 |  |  |  |  | NO | NO |  |  |  |  | WELCH ALLYN, INC. 10360400 NOT KNOWN |  |  | Active |  | 99:99:99:99:99:99 |  | Equipment | PAAR:00-PVAR | 11/02/2019 |  | COOPER UNIVERSITY HOSPITAL |  |  | PICU/ RM 2 | WOT00000000531123 | BYRON WELLS | Disposition | Closed | Michael Youch | 02/08/2018 | 05/15/2019 | Bulk Disposition CNL
|  | WELCH ALLYN, INC. | WELCH ALLYN, INC. 767 DIAGNOSTIC SYSTEM |  | Not Known | PEDIATRIC INTENSIVE CARE UNIT |  |  | excluded | 01/01/1900 |  |  |  |  | NO | NO |  |  |  |  | WELCH ALLYN, INC. 10360396 Not Known |  |  | Active |  | 99:99:99:99:99:99 |  | Equipment | PAAR:00-PVAR | 11/02/2019 |  | COOPER UNIVERSITY HOSPITAL |  |  | PICU/ RM 3 | WOT00000000531152 | Susan Cannon | Disposition | Closed | Gene Amodei | 02/08/2018 | 05/14/2019 | Bulk Disposition CNL
|  | WELCH ALLYN, INC. | WELCH ALLYN, INC. 767 DIAGNOSTIC SYSTEM |  | Not Known | PEDIATRIC INTENSIVE CARE UNIT |  |  | excluded | 01/01/1900 |  |  |  |  | NO | NO |  |  |  |  | WELCH ALLYN, INC. 10360392 Not Known |  |  | Active |  | 99:99:99:99:99:99 |  | Equipment | PAAR:00-PVAR | 11/02/2019 |  | COOPER UNIVERSITY HOSPITAL |  |  | PICU/RM5 |  | Susan Cannon
|  | WELCH ALLYN, INC. | WELCH ALLYN, INC. 767 DIAGNOSTIC SYSTEM |  | Not Known | PEDIATRIC INTENSIVE CARE UNIT |  |  | excluded | 01/01/1900 |  |  |  |  | NO | NO |  |  |  |  | WELCH ALLYN, INC. 10360381 Not Known |  |  | Active |  | 99:99:99:99:99:99 |  | Equipment | PAAR:00-PVAR | 11/02/2019 |  | COOPER UNIVERSITY HOSPITAL |  |  | 6N/ rm 1 | WOT00000000531220 | Susan Cannon | Disposition | Closed | Gene Amodei | 02/08/2018 | 05/24/2019 | Bulk Disposition CNL
|  | WELCH ALLYN, INC. | WELCH ALLYN, INC. 767 DIAGNOSTIC SYSTEM |  | Not Known | VOORHEES INTERNAL MEDICINE |  |  | excluded | 01/01/1900 |  |  |  |  | NO | NO |  |  |  |  | WELCH ALLYN, INC. 10356997 Not Known |  |  | Active |  | 99:99:99:99:99:99 |  | Equipment | PAAR:00-PVAR | 11/02/2019 |  | COOPER AMBULATORY OFF-SITES |  |  | exam 4 |  | JENNY BETLER
|  | WELCH ALLYN, INC. | WELCH ALLYN, INC. 767 DIAGNOSTIC SYSTEM |  | Not Known | VOORHEES INTERNAL MEDICINE |  |  | excluded | 01/01/1900 |  |  |  |  | NO | NO |  |  |  |  | WELCH ALLYN, INC. 10356996 Not Known |  |  | Active |  | 99:99:99:99:99:99 |  | Equipment | PAAR:00-PVAR | 11/01/2019 |  | COOPER AMBULATORY OFF-SITES |  |  | Exam 8 |  | JENNY BETLER
|  | WELCH ALLYN, INC. | WELCH ALLYN, INC. 767 DIAGNOSTIC SYSTEM |  | Not Known | VOORHEES INTERNAL MEDICINE |  |  | excluded | 01/01/1900 |  |  |  |  | NO | NO |  |  |  |  | WELCH ALLYN, INC. 10356992 Not Known |  |  | Active |  | 99:99:99:99:99:99 |  | Equipment | PAAR:00-PVAR | 11/02/2019 |  | COOPER AMBULATORY OFF-SITES |  |  | EXAM 2 |  | JENNY BETLER
|  | WELCH ALLYN, INC. | WELCH ALLYN, INC. 767 DIAGNOSTIC SYSTEM |  | Not Known | VOORHEES INTERNAL MEDICINE |  |  | excluded | 01/01/1900 |  |  |  |  | NO | NO |  |  |  |  | WELCH ALLYN, INC. 10356982 Not Known |  |  | Active |  | 99:99:99:99:99:99 |  | Equipment | PAAR:00-PVAR | 11/02/2019 |  | COOPER AMBULATORY OFF-SITES |  |  | EXAM 1 |  | JENNY BETLER
|  | WELCH ALLYN, INC. | WELCH ALLYN, INC. 767 DIAGNOSTIC SYSTEM |  | Not Known | VOORHEES CARDIOLOGY SUITE 102 |  |  | excluded | 01/01/1900 |  |  |  |  | NO | NO |  |  |  |  | WELCH ALLYN, INC. 10356967 Not Known |  |  | Active |  | 99:99:99:99:99:99 |  | Equipment | PAAR:00-PVAR | 11/02/2019 |  | COOPER AMBULATORY OFF-SITES |  |  | exam 4 |  | MICHELE MOLINARI
|  | WELCH ALLYN, INC. | WELCH ALLYN, INC. 767 DIAGNOSTIC SYSTEM |  | Not Known | VOORHEES CARDIOLOGY SUITE 102 |  |  | excluded | 01/01/1900 |  |  |  |  | NO | NO |  |  |  |  | WELCH ALLYN, INC. 10356959 Not Known |  |  | Active |  | 99:99:99:99:99:99 |  | Equipment | PAAR:00-PVAR | 11/02/2019 |  | COOPER AMBULATORY OFF-SITES |  |  | exam 3 |  | MICHELE MOLINARI
|  | WELCH ALLYN, INC. | WELCH ALLYN, INC. 767 DIAGNOSTIC SYSTEM |  | Not Known | VOORHEES CARDIOLOGY SUITE 102 |  |  | excluded | 01/01/1900 |  |  |  |  | NO | NO |  |  |  |  | WELCH ALLYN, INC. 10356960 Not Known |  |  | Active |  | 99:99:99:99:99:99 |  | Equipment | PAAR:00-PVAR | 11/02/2019 |  | COOPER AMBULATORY OFF-SITES |  |  | EXAM 15 |  | MICHELE MOLINARI
|  | WELCH ALLYN, INC. | WELCH ALLYN, INC. 767 DIAGNOSTIC SYSTEM |  | Not Known | VOORHEES CARDIOLOGY SUITE 102 |  |  | excluded | 01/01/1900 |  |  |  |  | NO | NO |  |  |  |  | WELCH ALLYN, INC. 10356958 Not Known |  |  | Active |  | 99:99:99:99:99:99 |  | Equipment | PAAR:00-PVAR | 11/02/2019 |  | COOPER AMBULATORY OFF-SITES |  |  | EXAM 2 |  | MICHELE MOLINARI
|  | WELCH ALLYN, INC. | WELCH ALLYN, INC. 767 DIAGNOSTIC SYSTEM |  | Not Known | VOORHEES CARDIOLOGY SUITE 102 |  |  | excluded | 01/01/1900 |  |  |  |  | NO | NO |  |  |  |  | WELCH ALLYN, INC. 10356955 Not Known |  |  | Active |  | 99:99:99:99:99:99 |  | Equipment | PAAR:00-PVAR | 11/02/2019 |  | COOPER AMBULATORY OFF-SITES |  |  | EXAM 1 |  | MICHELE MOLINARI
|  | WELCH ALLYN, INC. | WELCH ALLYN, INC. 767 DIAGNOSTIC SYSTEM |  | Not Known | VOORHEES CARDIOLOGY SUITE 102 |  |  | excluded | 01/01/1900 |  |  |  |  | NO | NO |  |  |  |  | WELCH ALLYN, INC. 10356945 Not Known |  |  | Active |  | 99:99:99:99:99:99 |  | Equipment | PAAR:00-PVAR | 11/02/2019 |  | COOPER AMBULATORY OFF-SITES |  |  | EXAM 9 |  | MICHELE MOLINARI
|  | WELCH ALLYN, INC. | WELCH ALLYN, INC. 767 DIAGNOSTIC SYSTEM |  |  | VOORHEES CARDIOLOGY SUITE 102 |  |  | excluded | 01/01/1900 |  |  |  |  | NO | NO |  |  |  |  | WELCH ALLYN, INC. 10356933 10356933 |  |  | Active |  | 99:99:99:99:99:99 |  | Equipment | PAAR:00-PVAR | 11/02/2019 |  | COOPER AMBULATORY OFF-SITES |  |  | EXAM 5 |  | MICHELE MOLINARI
|  | WELCH ALLYN, INC. | WELCH ALLYN, INC. 767 DIAGNOSTIC SYSTEM |  | Not Known | VOORHEES CARDIOLOGY SUITE 102 |  |  | excluded | 01/01/1900 |  |  |  |  | NO | NO |  |  |  |  | WELCH ALLYN, INC. 10356864 Not Known |  |  | Active |  | 99:99:99:99:99:99 |  | Equipment | PAAR:00-PVAR | 11/02/2019 |  | COOPER AMBULATORY OFF-SITES |  |  | EXAM 14 |  | MICHELE MOLINARI
|  | WELCH ALLYN, INC. | WELCH ALLYN, INC. 767 DIAGNOSTIC SYSTEM |  | Not Known | VOORHEES CARDIOLOGY SUITE 102 |  |  | excluded | 01/01/1900 |  |  |  |  | NO | NO |  |  |  |  | WELCH ALLYN, INC. 10356863 Not Known |  |  | Active |  | 99:99:99:99:99:99 |  | Equipment | PAAR:00-PVAR | 11/02/2019 |  | COOPER AMBULATORY OFF-SITES |  |  | Exam 17 |  | MICHELE MOLINARI
|  | WELCH ALLYN, INC. | WELCH ALLYN, INC. 767 DIAGNOSTIC SYSTEM |  | Not Known | VOORHEES CARDIOLOGY SUITE 102 |  |  | excluded | 01/01/1900 |  |  |  |  | NO | NO |  |  |  |  | WELCH ALLYN, INC. 10356856 Not Known |  |  | Active |  | 99:99:99:99:99:99 |  | Equipment | PAAR:00-PVAR | 11/02/2019 |  | COOPER AMBULATORY OFF-SITES |  |  | Exam 8 |  | MICHELE MOLINARI
|  | WELCH ALLYN, INC. | WELCH ALLYN, INC. 767 DIAGNOSTIC SYSTEM |  |  | VOORHEES CARDIOLOGY SUITE 102 |  |  | excluded | 01/01/1900 |  |  |  |  | NO | NO |  |  |  |  | WELCH ALLYN, INC. 10356852 10356852 |  |  | Active |  | 99:99:99:99:99:99 |  | Equipment | PAAR:00-PVAR | 11/01/2019 |  | COOPER AMBULATORY OFF-SITES |  |  | EXAM 13 |  | MICHELE MOLINARI
|  | WELCH ALLYN, INC. | WELCH ALLYN, INC. 767 DIAGNOSTIC SYSTEM |  | Not Known | VOORHEES CARDIOLOGY SUITE 102 |  |  | excluded | 01/01/1900 |  |  |  |  | NO | NO |  |  |  |  | WELCH ALLYN, INC. 10356849 Not Known |  |  | Active |  | 99:99:99:99:99:99 |  | Equipment | PAAR:00-PVAR | 11/02/2019 |  | COOPER AMBULATORY OFF-SITES |  |  | EXAM 10 |  | MICHELE MOLINARI
|  | WELCH ALLYN, INC. | WELCH ALLYN, INC. 767 DIAGNOSTIC SYSTEM |  | Not Known | VOORHEES CARDIOLOGY SUITE 102 |  |  | excluded | 01/01/1900 |  |  |  |  | NO | NO |  |  |  |  | WELCH ALLYN, INC. 10356848 Not Known |  |  | Active |  | 99:99:99:99:99:99 |  | Equipment | PAAR:00-PVAR | 11/02/2019 |  | COOPER AMBULATORY OFF-SITES |  |  | Exam 16 |  | MICHELE MOLINARI
|  | WELCH ALLYN, INC. | WELCH ALLYN, INC. 767 DIAGNOSTIC SYSTEM |  | Not Known | VOORHEES CARDIOLOGY SUITE 102 |  |  | excluded | 01/01/1900 |  |  |  |  | NO | NO |  |  |  |  | WELCH ALLYN, INC. 10356847 Not Known |  |  | Active |  | 99:99:99:99:99:99 |  | Equipment | PAAR:00-PVAR | 11/02/2019 |  | COOPER AMBULATORY OFF-SITES |  |  | EXAM 12 |  | MICHELE MOLINARI
|  | WELCH ALLYN, INC. | WELCH ALLYN, INC. 767 DIAGNOSTIC SYSTEM |  | Not Known | VOORHEES SURGERY CENTER-RADIATION/ONC |  |  | excluded | 10/08/2005 |  |  |  |  | NO | NO |  |  |  |  | WELCH ALLYN, INC. 10356820 Not Known |  |  | Active |  | 99:99:99:99:99:99 |  | Equipment | PAAR:00-PVAR | 11/02/2019 |  | COOPER AMBULATORY OFF-SITES |  |  | EXAM 2 |  | COLLEEN TEGELER
|  | WELCH ALLYN, INC. | WELCH ALLYN, INC. 767 DIAGNOSTIC SYSTEM |  | Not Known | VOORHEES SURGERY CENTER-RADIATION/ONC |  |  | excluded | 10/08/2005 |  |  |  |  | NO | NO |  |  |  |  | WELCH ALLYN, INC. 10356815 Not Known |  |  | Active |  | 99:99:99:99:99:99 |  | Equipment | PAAR:00-PVAR | 11/02/2019 |  | COOPER AMBULATORY OFF-SITES |  |  | EXAM 1 |  | COLLEEN TEGELER
|  | WELCH ALLYN, INC. | WELCH ALLYN, INC. 767 DIAGNOSTIC SYSTEM |  | Not Known | VOORHEES SURGERY CENTER-PULMONARY |  |  | excluded | 01/09/1998 |  |  |  |  | NO | NO |  |  |  |  | WELCH ALLYN, INC. 10356811 Not Known |  |  | Active |  | 99:99:99:99:99:99 |  | Equipment | PAAR:00-PVAR | 11/02/2019 |  | COOPER AMBULATORY OFF-SITES |  |  | k221 |  | SUSAN PINE
|  | WELCH ALLYN, INC. | WELCH ALLYN, INC. 767 DIAGNOSTIC SYSTEM |  | Not Known | VOORHEES SURGERY CENTER-PULMONARY |  |  | excluded | 01/09/1998 |  |  |  |  | NO | NO |  |  |  |  | WELCH ALLYN, INC. 10356806 Not Known |  |  | Active |  | 99:99:99:99:99:99 |  | Equipment | PAAR:00-PVAR | 11/02/2019 |  | COOPER AMBULATORY OFF-SITES |  |  | K222/EXAM PROCEDURE ROOM |  | SUSAN PINE
|  | WELCH ALLYN, INC. | WELCH ALLYN, INC. 767 DIAGNOSTIC SYSTEM |  | Not Known | VOORHEES SURGERY CENTER-PULMONARY |  |  | excluded | 01/09/1998 |  |  |  |  | NO | NO |  |  |  |  | WELCH ALLYN, INC. 10356772 Not Known |  |  | Active |  | 99:99:99:99:99:99 |  | Equipment | PAAR:00-PVAR | 11/01/2019 |  | COOPER AMBULATORY OFF-SITES |  |  | Sleep Exam Room 1 | 0012420061 | SUSAN PINE | Repair | Closed | Kirk Lis | 11/22/2017 | 11/27/2017 | OTOSCOPE - BULB KEEPS GOING OUT, SEE NOTE - VORHEES SLEEP EXAM ROOM 1 | 11/27/2017 9:30:35 AM KALIS (KALIS 11/22/2017 12:00 AM) TESTED UNIT AND VERIFIED PROPER OPERATION CONFERRED WITH MA ON FINDINGS | 6F4EAA03-93E2-44EA-86BA-35E5C0795081 | Labor | 11/22/2017 | 11/22/2017 | Kirk Lis
|  | WELCH ALLYN, INC. | WELCH ALLYN, INC. 767 DIAGNOSTIC SYSTEM |  | NOT KNOWN | VOORHEES SURGERY CENTER-HEM/ONC |  |  |  | 01/09/1998 |  |  |  |  | NO | NO |  |  |  |  | WELCH ALLYN, INC. 10356768 NOT KNOWN |  |  | Disposition |  | 99:99:99:99:99:99 |  | Equipment | PAAR:00-PVAR | 11/02/2019 |  | COOPER AMBULATORY OFF-SITES |  |  | SUITE M | WOT00000001551820 | MEGAN MCCAFFERTY | Disposition | Closed | Stephen Zubrzycki | 10/05/2018 | 10/10/2018 | Equipment Disposition | suite m under construction new equipment being purchased | EXP1500110 | Labor | 10/05/2018 | 10/05/2018 | Stephen Zubrzycki
|  | WELCH ALLYN, INC. | WELCH ALLYN, INC. 767 DIAGNOSTIC SYSTEM |  | NOT KNOWN | VOORHEES SURGERY CENTER-HEM/ONC |  |  |  | 01/09/1998 |  |  |  |  | NO | NO |  |  |  |  | WELCH ALLYN, INC. 10356767 NOT KNOWN |  |  | Disposition |  | 99:99:99:99:99:99 |  | Equipment | PAAR:00-PVAR | 11/01/2019 |  | COOPER AMBULATORY OFF-SITES |  |  | SUITE M | WOT00000001551768 | MEGAN MCCAFFERTY | Disposition | Closed | Stephen Zubrzycki | 10/05/2018 | 10/10/2018 | Equipment Disposition | suite m is under construction and will be buying new equipment - this item is not longer needed | EXP1499982 | Labor | 10/05/2018 | 10/05/2018 | Stephen Zubrzycki
|  | WELCH ALLYN, INC. | WELCH ALLYN, INC. 767 DIAGNOSTIC SYSTEM |  | NOT KNOWN | VOORHEES SURGERY CENTER-HEM/ONC |  |  |  | 01/09/1998 |  |  |  |  | NO | NO |  |  |  |  | WELCH ALLYN, INC. 10356764 NOT KNOWN |  |  | Disposition |  | 99:99:99:99:99:99 |  | Equipment | PAAR:00-PVAR | 11/01/2019 |  | COOPER AMBULATORY OFF-SITES |  |  | SUITE M | WOT00000001551916 | MEGAN MCCAFFERTY | Disposition | Closed | Stephen Zubrzycki | 10/05/2018 | 10/10/2018 | Equipment Disposition | suite m is under construction - new equipment being purchased | EXP1500658 | Labor | 10/05/2018 | 10/05/2018 | Stephen Zubrzycki
|  | WELCH ALLYN, INC. | WELCH ALLYN, INC. 767 DIAGNOSTIC SYSTEM |  | NOT KNOWN | VOORHEES SURGERY CENTER-HEM/ONC |  |  |  | 01/09/1998 |  |  |  |  | NO | NO |  |  |  |  | WELCH ALLYN, INC. 10356766 NOT KNOWN |  |  | Disposition |  | 99:99:99:99:99:99 |  | Equipment | PAAR:00-PVAR | 11/02/2019 |  | COOPER AMBULATORY OFF-SITES |  |  | SUITE M EXAM 8 | WOT00000001551868 | MEGAN MCCAFFERTY | Disposition | Closed | Stephen Zubrzycki | 10/05/2018 | 10/10/2018 | Equipment Disposition | suite m under construction - new equipment being purchased | EXP1500493 | Labor | 10/05/2018 | 10/05/2018 | Stephen Zubrzycki
|  | WELCH ALLYN, INC. | WELCH ALLYN, INC. 767 DIAGNOSTIC SYSTEM |  | Not Known | VOORHEES SURGERY CENTER-HEM/ONC |  |  | excluded | 01/09/1998 |  |  |  |  | NO | NO |  |  |  |  | WELCH ALLYN, INC. 10356761 Not Known |  |  | Active |  | 99:99:99:99:99:99 |  | Equipment | PAAR:00-PVAR | 11/02/2019 |  | COOPER AMBULATORY OFF-SITES |  |  | SUITE M |  | MEGAN MCCAFFERTY
|  | WELCH ALLYN, INC. | WELCH ALLYN, INC. 767 DIAGNOSTIC SYSTEM |  | NOT KNOWN | VOORHEES SURGERY CENTER-HEM/ONC |  |  |  | 01/09/1998 |  |  |  |  | NO | NO |  |  |  |  | WELCH ALLYN, INC. 10356758 NOT KNOWN |  |  | Disposition |  | 99:99:99:99:99:99 |  | Equipment | PAAR:00-PVAR | 11/02/2019 |  | COOPER AMBULATORY OFF-SITES |  |  | SUITE M | WOT00000001551896 | MEGAN MCCAFFERTY | Disposition | Closed | Stephen Zubrzycki | 10/05/2018 | 10/10/2018 | Equipment Disposition | suite m under construction - new equipment being purchased | EXP1500627 | Labor | 10/05/2018 | 10/05/2018 | Stephen Zubrzycki
|  | WELCH ALLYN, INC. | WELCH ALLYN, INC. 767 DIAGNOSTIC SYSTEM |  | NOT KNOWN | VOORHEES SURGERY CENTER-HEM/ONC |  |  |  | 01/01/1900 |  |  |  |  | NO | NO |  |  |  |  | WELCH ALLYN, INC. 10356755 NOT KNOWN |  |  | Disposition |  | 99:99:99:99:99:99 |  | Equipment | PAAR:00-PVAR | 11/01/2019 |  | COOPER AMBULATORY OFF-SITES |  |  | SUITE M | WOT00000001551885 | MEGAN MCCAFFERTY | Disposition | Closed | Stephen Zubrzycki | 10/05/2018 | 10/10/2018 | Equipment Disposition | suite m under construction - new equipment being purchased | EXP1500595 | Labor | 10/05/2018 | 10/05/2018 | Stephen Zubrzycki
|  | WELCH ALLYN, INC. | WELCH ALLYN, INC. 767 DIAGNOSTIC SYSTEM |  | coophospnsn030 | PAVILION 8 |  |  | excluded | 01/01/1900 |  |  |  |  | NO | NO |  |  |  |  | WELCH ALLYN, INC. 10356373 coophospnsn030 |  |  | Active |  | 99:99:99:99:99:99 |  | Equipment | PAAR:00-PVAR | 11/02/2019 |  | COOPER UNIVERSITY HOSPITAL |  |  | P831 | WOT00000000523191 | BRIAN OSHAUGHNESSY | Disposition | Closed | Gene Amodei | 02/08/2018 | 05/22/2019 | Bulk Disposition CNL
|  | WELCH ALLYN, INC. | WELCH ALLYN, INC. 767 DIAGNOSTIC SYSTEM |  | coophospnsn031 | PAVILION 8 |  |  | excluded | 01/01/1900 |  |  |  |  | NO | NO |  |  |  |  | WELCH ALLYN, INC. 10356379 coophospnsn031 |  |  | Active |  | 99:99:99:99:99:99 |  | Equipment | PAAR:00-PVAR | 11/02/2019 |  | COOPER UNIVERSITY HOSPITAL |  |  | P828 | WOT00000000523192 | BRIAN OSHAUGHNESSY | Disposition | Closed | Gene Amodei | 02/08/2018 | 05/22/2019 | Bulk Disposition CNL
|  | WELCH ALLYN, INC. | WELCH ALLYN, INC. 767 DIAGNOSTIC SYSTEM |  | coophospnsn039 | PAVILION 8 |  |  | excluded | 01/01/1900 |  |  |  |  | NO | NO |  |  |  |  | WELCH ALLYN, INC. 10356421 coophospnsn039 |  |  | Active |  | 99:99:99:99:99:99 |  | Equipment | PAAR:00-PVAR | 11/02/2019 |  | COOPER UNIVERSITY HOSPITAL |  |  | PAV8 |  | BRIAN OSHAUGHNESSY
|  | WELCH ALLYN, INC. | WELCH ALLYN, INC. 767 DIAGNOSTIC SYSTEM |  | coophospnsn038 | PAVILION 8 |  |  | excluded | 01/01/1900 |  |  |  |  | NO | NO |  |  |  |  | WELCH ALLYN, INC. 10356420 coophospnsn038 |  |  | Active |  | 99:99:99:99:99:99 |  | Equipment | PAAR:00-PVAR | 11/02/2019 |  | COOPER UNIVERSITY HOSPITAL |  |  | PAV8 |  | BRIAN OSHAUGHNESSY
|  | WELCH ALLYN, INC. | WELCH ALLYN, INC. 767 DIAGNOSTIC SYSTEM |  | coophospnsn037 | PAVILION 8 |  |  | excluded | 01/01/1900 |  |  |  |  | NO | NO |  |  |  |  | WELCH ALLYN, INC. 10356406 coophospnsn037 |  |  | Active |  | 99:99:99:99:99:99 |  | Equipment | PAAR:00-PVAR | 11/02/2019 |  | COOPER UNIVERSITY HOSPITAL |  |  | P835 | WOT00000000523198 | BRIAN OSHAUGHNESSY | Disposition | Closed | Gene Amodei | 02/08/2018 | 05/22/2019 | Bulk Disposition CNL
|  | WELCH ALLYN, INC. | WELCH ALLYN, INC. 767 DIAGNOSTIC SYSTEM |  | coophospnsn036 | PAVILION 8 |  |  | excluded | 01/01/1900 |  |  |  |  | NO | NO |  |  |  |  | WELCH ALLYN, INC. 10356402 coophospnsn036 |  |  | Active |  | 99:99:99:99:99:99 |  | Equipment | PAAR:00-PVAR | 11/02/2019 |  | COOPER UNIVERSITY HOSPITAL |  |  | P833 | WOT00000000523197 | BRIAN OSHAUGHNESSY | Disposition | Closed | Gene Amodei | 02/08/2018 | 05/22/2019 | Bulk Disposition CNL
|  | WELCH ALLYN, INC. | WELCH ALLYN, INC. 767 DIAGNOSTIC SYSTEM |  | coophospnsn035 | PAVILION 8 |  |  | excluded | 01/01/1900 |  |  |  |  | NO | NO |  |  |  |  | WELCH ALLYN, INC. 10356400 coophospnsn035 |  |  | Active |  | 99:99:99:99:99:99 |  | Equipment | PAAR:00-PVAR | 11/02/2019 |  | COOPER UNIVERSITY HOSPITAL |  |  | P822 | WOT00000000523196 | BRIAN OSHAUGHNESSY | Disposition | Closed | Gene Amodei | 02/08/2018 | 05/22/2019 | Bulk Disposition CNL
|  | WELCH ALLYN, INC. | WELCH ALLYN, INC. 767 DIAGNOSTIC SYSTEM |  | coophospnsn034 | PAVILION 8 |  |  | excluded | 01/01/1900 |  |  |  |  | NO | NO |  |  |  |  | WELCH ALLYN, INC. 10356394 coophospnsn034 |  |  | Active |  | 99:99:99:99:99:99 |  | Equipment | PAAR:00-PVAR | 11/02/2019 |  | COOPER UNIVERSITY HOSPITAL |  |  | P823 | WOT00000000523195 | BRIAN OSHAUGHNESSY | Disposition | Closed | Gene Amodei | 02/08/2018 | 05/22/2019 | Bulk Disposition CNL
|  | WELCH ALLYN, INC. | WELCH ALLYN, INC. 767 DIAGNOSTIC SYSTEM |  | coophospnsn033 | PAVILION 8 |  |  | excluded | 01/01/1900 |  |  |  |  | NO | NO |  |  |  |  | WELCH ALLYN, INC. 10356391 coophospnsn033 |  |  | Active |  | 99:99:99:99:99:99 |  | Equipment | PAAR:00-PVAR | 11/02/2019 |  | COOPER UNIVERSITY HOSPITAL |  |  | P829 | WOT00000000523194 | BRIAN OSHAUGHNESSY | Disposition | Closed | Gene Amodei | 02/08/2018 | 05/22/2019 | Bulk Disposition CNL
|  | WELCH ALLYN, INC. | WELCH ALLYN, INC. 767 DIAGNOSTIC SYSTEM |  | coophospnsn032 | PAVILION 8 |  |  | excluded | 01/01/1900 |  |  |  |  | NO | NO |  |  |  |  | WELCH ALLYN, INC. 10356387 coophospnsn032 |  |  | Active |  | 99:99:99:99:99:99 |  | Equipment | PAAR:00-PVAR | 11/02/2019 |  | COOPER UNIVERSITY HOSPITAL |  |  | P824 | WOT00000000523193 | BRIAN OSHAUGHNESSY | Disposition | Closed | Gene Amodei | 02/08/2018 | 05/22/2019 | Bulk Disposition CNL
|  | WELCH ALLYN, INC. | WELCH ALLYN, INC. 767 DIAGNOSTIC SYSTEM |  | coophospnsn029 | PAVILION 8 |  |  | excluded | 01/01/1900 |  |  |  |  | NO | NO |  |  |  |  | WELCH ALLYN, INC. 10356369 coophospnsn029 |  |  | Active |  | 99:99:99:99:99:99 |  | Equipment | PAAR:00-PVAR | 11/02/2019 |  | COOPER UNIVERSITY HOSPITAL |  |  | P832 | WOT00000000523190 | BRIAN OSHAUGHNESSY | Disposition | Closed | Gene Amodei | 02/08/2018 | 05/22/2019 | Bulk Disposition CNL
|  | WELCH ALLYN, INC. | WELCH ALLYN, INC. 767 DIAGNOSTIC SYSTEM |  | coophospnsn028 | PAVILION 8 |  |  | excluded | 01/01/1900 |  |  |  |  | NO | NO |  |  |  |  | WELCH ALLYN, INC. 10356364 coophospnsn028 |  |  | Active |  | 99:99:99:99:99:99 |  | Equipment | PAAR:00-PVAR | 11/02/2019 |  | COOPER UNIVERSITY HOSPITAL |  |  | P834 | WOT00000000523189 | BRIAN OSHAUGHNESSY | Disposition | Closed | Gene Amodei | 02/08/2018 | 05/22/2019 | Bulk Disposition CNL
|  | WELCH ALLYN, INC. | WELCH ALLYN, INC. 767 DIAGNOSTIC SYSTEM |  | coophospnsn027 | PAVILION 8 |  |  | excluded | 01/01/1900 |  |  |  |  | NO | NO |  |  |  |  | WELCH ALLYN, INC. 10356359 coophospnsn027 |  |  | Active |  | 99:99:99:99:99:99 |  | Equipment | PAAR:00-PVAR | 11/02/2019 |  | COOPER UNIVERSITY HOSPITAL |  |  | P836 | WOT00000000523188 | BRIAN OSHAUGHNESSY | Disposition | Closed | Gene Amodei | 02/08/2018 | 05/22/2019 | Bulk Disposition CNL
|  | WELCH ALLYN, INC. | WELCH ALLYN, INC. 767 DIAGNOSTIC SYSTEM |  | coophospnsn026 | PAVILION 8 |  |  | excluded | 01/01/1900 |  |  |  |  | NO | NO |  |  |  |  | WELCH ALLYN, INC. 10356353 coophospnsn026 |  |  | Active |  | 99:99:99:99:99:99 |  | Equipment | PAAR:00-PVAR | 11/02/2019 |  | COOPER UNIVERSITY HOSPITAL |  |  | P837 | WOT00000000523187 | BRIAN OSHAUGHNESSY | Disposition | Closed | Gene Amodei | 02/08/2018 | 05/22/2019 | Bulk Disposition CNL
|  | WELCH ALLYN, INC. | WELCH ALLYN, INC. 767 DIAGNOSTIC SYSTEM |  | coophospnsn025 | PAVILION 8 |  |  | excluded | 01/01/1900 |  |  |  |  | NO | NO |  |  |  |  | WELCH ALLYN, INC. 10356349 coophospnsn025 |  |  | Active |  | 99:99:99:99:99:99 |  | Equipment | PAAR:00-PVAR | 11/02/2019 |  | COOPER UNIVERSITY HOSPITAL |  |  | P838 | WOT00000000523186 | BRIAN OSHAUGHNESSY | Disposition | Closed | Gene Amodei | 02/08/2018 | 05/22/2019 | Bulk Disposition CNL
|  | WELCH ALLYN, INC. | WELCH ALLYN, INC. 767 DIAGNOSTIC SYSTEM |  | coophospnsn024 | PAVILION 8 |  |  | excluded | 01/01/1900 |  |  |  |  | NO | NO |  |  |  |  | WELCH ALLYN, INC. 10356340 coophospnsn024 |  |  | Active |  | 99:99:99:99:99:99 |  | Equipment | PAAR:00-PVAR | 11/02/2019 |  | COOPER UNIVERSITY HOSPITAL |  |  | P840 | WOT00000000523185 | BRIAN OSHAUGHNESSY | Disposition | Closed | Gene Amodei | 02/08/2018 | 05/22/2019 | Bulk Disposition CNL
|  | WELCH ALLYN, INC. | WELCH ALLYN, INC. 767 DIAGNOSTIC SYSTEM |  | coophospnsn023 | PAVILION 8 |  |  | excluded | 01/01/1900 |  |  |  |  | NO | NO |  |  |  |  | WELCH ALLYN, INC. 10356336 coophospnsn023 |  |  | Active |  | 99:99:99:99:99:99 |  | Equipment | PAAR:00-PVAR | 11/02/2019 |  | COOPER UNIVERSITY HOSPITAL |  |  | PAVILION839 | WOT00000000523184 | BRIAN OSHAUGHNESSY | Disposition | Closed | Gene Amodei | 02/08/2018 | 05/22/2019 | Bulk Disposition CNL
|  | WELCH ALLYN, INC. | WELCH ALLYN, INC. 767 DIAGNOSTIC SYSTEM |  | coophospnsn022 | PAVILION 8 |  |  | excluded | 01/01/1900 |  |  |  |  | NO | NO |  |  |  |  | WELCH ALLYN, INC. 10356331 coophospnsn022 |  |  | Active |  | 99:99:99:99:99:99 |  | Equipment | PAAR:00-PVAR | 11/02/2019 |  | COOPER UNIVERSITY HOSPITAL |  |  | pavilion 8 | WOT00000000523183 | BRIAN OSHAUGHNESSY | Disposition | Closed | Gene Amodei | 02/08/2018 | 05/22/2019 | Bulk Disposition CNL
|  | WELCH ALLYN, INC. | WELCH ALLYN, INC. 767 DIAGNOSTIC SYSTEM |  | Not Known | KELEMEN N6 |  |  | excluded | 01/01/1900 |  |  |  |  | NO | NO |  |  |  |  | WELCH ALLYN, INC. 10355655 Not Known |  |  | Active |  | 99:99:99:99:99:99 |  | Equipment | PAAR:00-PVAR | 11/02/2019 |  | COOPER UNIVERSITY HOSPITAL |  |  | PEDS/ 6N RM 642 | WOT00000000531166 | Susan Cannon | Disposition | Closed | Gene Amodei | 02/08/2018 | 05/24/2019 | Bulk Disposition CNL
|  | WELCH ALLYN, INC. | WELCH ALLYN, INC. 767 DIAGNOSTIC SYSTEM |  |  | PEDIATRIC INTENSIVE CARE UNIT |  |  | excluded | 01/01/1900 |  |  |  |  | NO | NO |  |  |  |  | WELCH ALLYN, INC. 10355218 767 |  |  | Active |  | 99:99:99:99:99:99 |  | Equipment | PAAR:00-PVAR | 11/02/2019 |  | COOPER UNIVERSITY HOSPITAL |  |  | B4 |  | Susan Cannon
|  | WELCH ALLYN, INC. | WELCH ALLYN, INC. 767 DIAGNOSTIC SYSTEM |  |  | INTENSIVE CARE NURSERY |  |  | excluded | 01/01/1900 |  |  |  |  | NO | NO |  |  |  |  | WELCH ALLYN, INC. 10355187 1111234 |  |  | Active |  | 99:99:99:99:99:99 |  | Equipment | PAAR:00-PVAR | 11/02/2019 |  | COOPER UNIVERSITY HOSPITAL |  |  | SEVENTH FLOOR DORRANCE STORAGE |  | JOANNE FOX
|  | WELCH ALLYN, INC. | WELCH ALLYN, INC. 767 DIAGNOSTIC SYSTEM |  |  | VOORHEES SURGERY CENTER-HEM/ONC |  |  | excluded | 08/03/2015 |  |  |  |  | NO | NO |  |  |  |  | WELCH ALLYN, INC. 10349369 150403064045 |  |  | Active |  | 99:99:99:99:99:99 |  | Equipment | PAAR:00-PVAR | 10/31/2019 |  | COOPER AMBULATORY OFF-SITES |  |  | SUITE F ROOM 1 |  | MEGAN MCCAFFERTY
|  | WELCH ALLYN, INC. | WELCH ALLYN, INC. 767 DIAGNOSTIC SYSTEM |  |  | VOORHEES SURGERY CENTER-HEM/ONC |  |  | excluded | 08/03/2015 |  |  |  |  | NO | NO |  |  |  |  | WELCH ALLYN, INC. 10349365 150423090265 |  |  | Active |  | 99:99:99:99:99:99 |  | Equipment | PAAR:00-PVAR | 10/31/2019 |  | COOPER AMBULATORY OFF-SITES |  |  | SUITE F ROOM 5 |  | MEGAN MCCAFFERTY
|  | WELCH ALLYN, INC. | WELCH ALLYN, INC. 767 DIAGNOSTIC SYSTEM |  |  | VOORHEES SURGERY CENTER-HEM/ONC |  |  | excluded | 08/03/2015 |  |  |  |  | NO | NO |  |  |  |  | WELCH ALLYN, INC. 10349362 150403071255 |  |  | Active |  | 99:99:99:99:99:99 |  | Equipment | PAAR:00-PVAR | 10/31/2019 |  | COOPER AMBULATORY OFF-SITES |  |  | SUITE F ROOM 2 |  | MEGAN MCCAFFERTY
|  | WELCH ALLYN, INC. | WELCH ALLYN, INC. 767 DIAGNOSTIC SYSTEM |  |  | VOORHEES SURGERY CENTER-HEM/ONC |  |  | excluded | 08/03/2015 |  |  |  |  | NO | NO |  |  |  |  | WELCH ALLYN, INC. 10349358 150423225055 |  |  | Active |  | 99:99:99:99:99:99 |  | Equipment | PAAR:00-PVAR | 10/31/2019 |  | COOPER AMBULATORY OFF-SITES |  |  | SUITE F ROOM 3 |  | MEGAN MCCAFFERTY
|  | WELCH ALLYN, INC. | WELCH ALLYN, INC. 767 DIAGNOSTIC SYSTEM |  |  | VOORHEES SURGERY CENTER-HEM/ONC |  |  | excluded | 08/03/2015 |  |  |  |  | NO | NO |  |  |  |  | WELCH ALLYN, INC. 10349354 141215191775 |  |  | Active |  | 99:99:99:99:99:99 |  | Equipment | PAAR:00-PVAR | 10/31/2019 |  | COOPER AMBULATORY OFF-SITES |  |  | SUITE F ROOM 4 |  | MEGAN MCCAFFERTY
|  | WELCH ALLYN, INC. | WELCH ALLYN, INC. 767 DIAGNOSTIC SYSTEM |  |  | VOORHEES SURGERY CENTER-HEM/ONC |  |  | excluded | 08/03/2015 |  |  |  |  | NO | NO |  |  |  |  | WELCH ALLYN, INC. 10349351 150403062955 |  |  | Active |  | 99:99:99:99:99:99 |  | Equipment | PAAR:00-PVAR | 10/31/2019 |  | COOPER AMBULATORY OFF-SITES |  |  | SUITE F ROOM 6 |  | MEGAN MCCAFFERTY
|  | WELCH ALLYN, INC. | WELCH ALLYN, INC. 767 DIAGNOSTIC SYSTEM |  | NOT KNOWN | 3 COOPER-HEM/ONC |  |  | excluded | 01/01/1900 |  |  |  |  | NO | NO |  |  |  |  | WELCH ALLYN, INC. 10348516 NOT KNOWN |  |  | Active |  | 99:99:99:99:99:99 |  | Equipment | PAAR:00-PVAR | 11/02/2019 |  | COOPER AMBULATORY OFF-SITES |  |  | Suite 211 - Exam 1 | WOT00000003187400 | LOIS CARR | Repair | Closed | Stephen Zubrzycki | 07/12/2019 | 07/12/2019 | Bulb is out | Acknowledged. Analyzed unit. Verified that eye head had a burnt out bulb. Replaced bulb. Wouldn't allow me to pull p/n: CL-950 from Cooper stock | EXP3382952 | Labor | 07/12/2019 | 07/12/2019 | Stephen Zubrzycki
|  | WELCH ALLYN, INC. | WELCH ALLYN, INC. 767 DIAGNOSTIC SYSTEM |  | Not Known | VOORHEES CARDIOLOGY |  |  | excluded | 01/01/1900 |  |  |  |  | NO | NO |  |  |  |  | WELCH ALLYN, INC. 10348061 Not Known |  |  | Active |  | 99:99:99:99:99:99 |  | Equipment | PAAR:00-PVAR | 11/02/2019 |  | COOPER AMBULATORY OFF-SITES |  |  | CARDIOLOGY - BLDG 2 |  | KATHY COMO
|  | WELCH ALLYN, INC. | WELCH ALLYN, INC. 767 DIAGNOSTIC SYSTEM |  | Not Known | VOORHEES SURGERY CENTER-SURGERY DEPT |  |  | excluded | 01/01/1900 |  |  |  |  | NO | NO |  |  |  |  | WELCH ALLYN, INC. 10348056 Not Known |  |  | Active |  | 99:99:99:99:99:99 |  | Equipment | PAAR:00-PVAR | 11/02/2019 |  | COOPER AMBULATORY OFF-SITES |  |  | PROCEDURE RM C |  | Theresa Megali
|  | WELCH ALLYN, INC. | WELCH ALLYN, INC. 767 DIAGNOSTIC SYSTEM |  |  | VOORHEES PEDIATRICS |  |  | excluded | 01/01/1900 |  |  |  |  | NO | NO |  |  |  |  | WELCH ALLYN, INC. 10347020 05166 |  |  | Active |  | 99:99:99:99:99:99 |  | Equipment | PAAR:00-PVAR | 11/01/2019 |  | COOPER AMBULATORY OFF-SITES |  |  | B6 |  | MAUREEN OBRIEN
|  | WELCH ALLYN, INC. | WELCH ALLYN, INC. 767 DIAGNOSTIC SYSTEM |  | B1 | VOORHEES PEDIATRICS |  |  | excluded | 01/01/1900 |  |  |  |  | NO | NO |  |  |  |  | WELCH ALLYN, INC. 10347019 B1 |  |  | Active |  | 99:99:99:99:99:99 |  | Equipment | PAAR:00-PVAR | 11/02/2019 |  | COOPER AMBULATORY OFF-SITES |  |  | PEDS-VORHEES |  | MAUREEN OBRIEN
|  | WELCH ALLYN, INC. | WELCH ALLYN, INC. 767 DIAGNOSTIC SYSTEM |  | NSNCOOPERAMB0028 | VOORHEES PEDIATRICS |  |  | excluded | 01/01/1900 |  |  |  |  | NO | NO |  |  |  |  | WELCH ALLYN, INC. 10347018 NSNCOOPERAMB0028 |  |  | Active |  | 99:99:99:99:99:99 |  | Equipment | PAAR:00-PVAR | 11/02/2019 |  | COOPER AMBULATORY OFF-SITES |  |  | Dr Lania Rm 2 |  | MAUREEN OBRIEN
|  | WELCH ALLYN, INC. | WELCH ALLYN, INC. 767 DIAGNOSTIC SYSTEM |  | NSNCOOPERAMB0027 | VOORHEES PEDIATRICS |  |  | excluded | 01/01/1900 |  |  |  |  | NO | NO |  |  |  |  | WELCH ALLYN, INC. 10347017 NSNCOOPERAMB0027 |  |  | Active |  | 99:99:99:99:99:99 |  | Equipment | PAAR:00-PVAR | 11/02/2019 |  | COOPER AMBULATORY OFF-SITES |  |  | Dr Lania Rm 1 |  | MAUREEN OBRIEN
|  | WELCH ALLYN, INC. | WELCH ALLYN, INC. 767 DIAGNOSTIC SYSTEM |  | NSNCOOPERAMB0025 | VOORHEES PEDIATRICS |  |  | excluded | 01/01/1900 |  |  |  |  | NO | NO |  |  |  |  | WELCH ALLYN, INC. 10347007 NSNCOOPERAMB0025 |  |  | Active |  | 99:99:99:99:99:99 |  | Equipment | PAAR:00-PVAR | 11/02/2019 |  | COOPER AMBULATORY OFF-SITES |  |  | ROOM 4 |  | MAUREEN OBRIEN
|  | WELCH ALLYN, INC. | WELCH ALLYN, INC. 767 DIAGNOSTIC SYSTEM |  | NSNCOOPERAMB0026 | VOORHEES PEDIATRICS |  |  | excluded | 01/01/1900 |  |  |  |  | NO | NO |  |  |  |  | WELCH ALLYN, INC. 10347009 NSNCOOPERAMB0026 |  |  | Active |  | 99:99:99:99:99:99 |  | Equipment | PAAR:00-PVAR | 11/02/2019 |  | COOPER AMBULATORY OFF-SITES |  |  | ROOM 5 |  | MAUREEN OBRIEN
|  | WELCH ALLYN, INC. | WELCH ALLYN, INC. 767 DIAGNOSTIC SYSTEM |  | NSNCOOPERAMB0024 | VOORHEES PEDIATRICS |  |  | excluded | 01/01/1900 |  |  |  |  | NO | NO |  |  |  |  | WELCH ALLYN, INC. 10347005 NSNCOOPERAMB0024 |  |  | Active |  | 99:99:99:99:99:99 |  | Equipment | PAAR:00-PVAR | 11/02/2019 |  | COOPER AMBULATORY OFF-SITES |  |  | ROOM 3 |  | MAUREEN OBRIEN
|  | WELCH ALLYN, INC. | WELCH ALLYN, INC. 767 DIAGNOSTIC SYSTEM |  | NSNCOOPERAMB0023 | VOORHEES PEDIATRICS |  |  | excluded | 01/01/1900 |  |  |  |  | NO | NO |  |  |  |  | WELCH ALLYN, INC. 10347004 NSNCOOPERAMB0023 |  |  | Active |  | 99:99:99:99:99:99 |  | Equipment | PAAR:00-PVAR | 11/02/2019 |  | COOPER AMBULATORY OFF-SITES |  |  | ROOM 2 |  | MAUREEN OBRIEN
|  | WELCH ALLYN, INC. | WELCH ALLYN, INC. 767 DIAGNOSTIC SYSTEM |  | NSNCOOPERAMB0022 | VOORHEES PEDIATRICS |  |  | excluded | 01/01/1900 |  |  |  |  | NO | NO |  |  |  |  | WELCH ALLYN, INC. 10347003 NSNCOOPERAMB0022 |  |  | Active |  | 99:99:99:99:99:99 |  | Equipment | PAAR:00-PVAR | 11/02/2019 |  | COOPER AMBULATORY OFF-SITES |  |  | Room 1 |  | MAUREEN OBRIEN
|  | WELCH ALLYN, INC. | WELCH ALLYN, INC. 767 DIAGNOSTIC SYSTEM |  | NSNCOOPERAMB0018 | 3 COOPER-WOMENS CARE CENTER |  |  | excluded | 01/01/1900 |  |  |  |  | NO | NO |  |  |  |  | WELCH ALLYN, INC. 10346995 NSNCOOPERAMB0018 |  |  | Active |  | 99:99:99:99:99:99 |  | Equipment | PAAR:00-PVAR | 11/02/2019 |  | COOPER AMBULATORY OFF-SITES |  |  | SUITE 300 - EXAM 6 |  | BONNIE MANNINO
|  | WELCH ALLYN, INC. | WELCH ALLYN, INC. 767 DIAGNOSTIC SYSTEM |  | NOT KNOWN | 3 COOPER - MEDICINE DEPARTMENT |  |  | excluded | 01/01/1900 |  |  |  |  | NO | NO |  |  |  |  | WELCH ALLYN, INC. 10346992 NOT KNOWN |  |  | Active |  | 99:99:99:99:99:99 |  | Equipment | PAAR:00-PVAR | 11/02/2019 |  | COOPER AMBULATORY OFF-SITES |  |  | Suite 215 - Exam 12 | WOT00000002396287 | NANCY LOUIS | Repair | Closed | Stephen Zubrzycki | 03/21/2019 | 03/26/2019 | Dept asked me to check all Oto/Ophthalmoscopes in dept | Acknowledged. Analyzed unit. Left cable works but is dry rotted. Ordering replacement cable. Ophthalmoscope is cloudy. Exchanged ophthalmoscope head with Cooper stock head Replaced Otoscope and Ophthalmoscope Cables and VPO | EXP2561379 | Labor | 03/26/2019 | 03/26/2019 | Stephen Zubrzycki
|  | WELCH ALLYN, INC. | WELCH ALLYN, INC. 767 DIAGNOSTIC SYSTEM |  | Not Known | 3 COOPER-WOMENS CARE CENTER |  |  |  | 01/01/1900 |  |  |  |  | NO | NO |  |  |  |  | WELCH ALLYN, INC. 10346993 Not Known |  |  | Disposition |  |  |  | Equipment | PAAR:00-PVAR | 11/02/2019 |  | COOPER AMBULATORY OFF-SITES |  |  | DISPOSITION |  | BONNIE MANNINO
|  | WELCH ALLYN, INC. | WELCH ALLYN, INC. 767 DIAGNOSTIC SYSTEM |  | NOT KNOWN | 3 COOPER - MEDICINE DEPARTMENT |  |  | excluded | 01/01/1900 |  |  |  |  | NO | NO |  |  |  |  | WELCH ALLYN, INC. 10346988 NOT KNOWN |  |  | Active |  | 99:99:99:99:99:99 |  | Equipment | PAAR:00-PVAR | 11/02/2019 |  | COOPER AMBULATORY OFF-SITES |  |  | Suite 215 - Exam 11 | WOT00000002116775 | NANCY LOUIS | Repair | Closed | Stephen Zubrzycki | 02/05/2019 | 05/01/2019 | Won't turn on | Acknowledged. Replaced bulb and VPO Wouldn't allow me to pull CL-994 from stock | EXP2217463 | Labor | 02/05/2019 | 02/05/2019 | Stephen Zubrzycki
|  | WELCH ALLYN, INC. | WELCH ALLYN, INC. 767 DIAGNOSTIC SYSTEM |  | 21247** | CDU - CLINICAL DECISION UNIT-9 KELEMEN |  |  | excluded | 01/01/1900 |  |  |  |  | NO | NO |  |  |  |  | WELCH ALLYN, INC. 10346975 21247** |  |  | Active |  | 99:99:99:99:99:99 |  | Equipment | PAAR:00-PVAR | 11/02/2019 |  | COOPER UNIVERSITY HOSPITAL |  |  | CDU | WOT00000000513240 | KAREN GRUBER | Disposition | Closed | Richard Jolly | 02/08/2018 | 05/14/2019 | Bulk Disposition CNL
|  | WELCH ALLYN, INC. | WELCH ALLYN, INC. 767 DIAGNOSTIC SYSTEM |  | NSNCOOPERAMB0017 | 3 COOPER - MEDICINE DEPARTMENT |  |  | excluded | 01/01/1900 |  |  |  |  | NO | NO |  |  |  |  | WELCH ALLYN, INC. 10346977 NSNCOOPERAMB0017 |  |  | Active |  | 99:99:99:99:99:99 |  | Equipment | PAAR:00-PVAR | 11/02/2019 |  | COOPER AMBULATORY OFF-SITES |  |  | Suite - Exam 6 | WOT00000002396268 | NANCY LOUIS | Repair | Closed | Stephen Zubrzycki | 03/21/2019 | 03/26/2019 | Dept asked me to check all Oto/Ophthalmoscopes in dept | Acknowledged. Analyzed unit. Right cable was stretched excessively. Though it works, will be replacing it. Part on order Replaced otoscope cable and VPO | EXP2561328 | Labor | 03/26/2019 | 03/26/2019 | Stephen Zubrzycki
|  | WELCH ALLYN, INC. | WELCH ALLYN, INC. 767 DIAGNOSTIC SYSTEM |  | 21256** | CDU - CLINICAL DECISION UNIT-9 KELEMEN |  |  | excluded | 01/01/1900 |  |  |  |  | NO | NO |  |  |  |  | WELCH ALLYN, INC. 10346969 21256** |  |  | Active |  | 99:99:99:99:99:99 |  | Equipment | PAAR:00-PVAR | 11/02/2019 |  | COOPER UNIVERSITY HOSPITAL |  |  | cdu k9 | WOT00000000513245 | KAREN GRUBER | Disposition | Closed | Richard Jolly | 02/08/2018 | 05/14/2019 | Bulk Disposition CNL
|  | WELCH ALLYN, INC. | WELCH ALLYN, INC. 767 DIAGNOSTIC SYSTEM |  | 21257** | CDU - CLINICAL DECISION UNIT-9 KELEMEN |  |  | excluded | 01/01/1900 |  |  |  |  | NO | NO |  |  |  |  | WELCH ALLYN, INC. 10346966 21257** |  |  | Active |  | 99:99:99:99:99:99 |  | Equipment | PAAR:00-PVAR | 11/01/2019 |  | COOPER UNIVERSITY HOSPITAL |  |  | CDU | WOT00000000513246 | KAREN GRUBER | Disposition | Closed | Richard Jolly | 02/08/2018 | 05/16/2019 | Bulk Disposition CNL
|  | WELCH ALLYN, INC. | WELCH ALLYN, INC. 767 DIAGNOSTIC SYSTEM |  |  | 3 COOPER-URBAN DEVELOPMENT |  |  | excluded | 01/01/1900 |  |  |  |  | NO | NO |  |  |  |  | WELCH ALLYN, INC. 10346957 244998 |  |  | Active |  | 99:99:99:99:99:99 |  | Equipment | PAAR:00-PVAR | 11/02/2019 |  | COOPER AMBULATORY OFF-SITES |  |  | Suite 220 - Exam 2 | WOT00000001722013 | BRENDA LOPEZ | Repair | Closed | Stephen Zubrzycki | 11/16/2018 | 05/01/2019 | Bulbs don't work or missing | Acknowledged. Replaced bulb and exchanged head with spares from dept. Cannot use CL-994 from stock. Ordering more | EXP1744372 | Labor | 11/16/2018 | 11/16/2018 | Stephen Zubrzycki
|  | WELCH ALLYN, INC. | WELCH ALLYN, INC. 767 DIAGNOSTIC SYSTEM |  | NOT KNOWN | 3 COOPER-URBAN DEVELOPMENT |  |  | excluded | 01/01/1900 |  |  |  |  | NO | NO |  |  |  |  | WELCH ALLYN, INC. 10346955 NOT KNOWN |  |  | Active |  | 99:99:99:99:99:99 |  | Equipment | PAAR:00-PVAR | 11/02/2019 |  | COOPER AMBULATORY OFF-SITES |  |  | Suite 220 - Exam 1 | WOT00000001722076 | BRENDA LOPEZ | Repair | Closed | Stephen Zubrzycki | 11/16/2018 | 05/01/2019 | Bulbs are out | Acknowledged. Replaced bulbs and VPO. Couldn't pull CL-995 from stock. | EXP1744559 | Labor | 11/16/2018 | 11/16/2018 | Stephen Zubrzycki
|  | WELCH ALLYN, INC. | WELCH ALLYN, INC. 767 DIAGNOSTIC SYSTEM |  | NSNCOOPERAMB0016 | 3 COOPER-HEM/ONC |  |  | excluded | 01/01/1900 |  |  |  |  | NO | NO |  |  |  |  | WELCH ALLYN, INC. 10346947 NSNCOOPERAMB0016 |  |  | Active |  | 99:99:99:99:99:99 |  | Equipment | PAAR:00-PVAR | 11/02/2019 |  | COOPER AMBULATORY OFF-SITES |  |  | Suite 211 - Exam 5 |  | LOIS CARR
|  | WELCH ALLYN, INC. | WELCH ALLYN, INC. 767 DIAGNOSTIC SYSTEM |  | Not Known | 3 COOPER-HEM/ONC |  |  | excluded | 01/01/1900 |  |  |  |  | NO | NO |  |  |  |  | WELCH ALLYN, INC. 10346944 Not Known |  |  | Active |  | 99:99:99:99:99:99 |  | Equipment | PAAR:00-PVAR | 11/02/2019 |  | COOPER AMBULATORY OFF-SITES |  |  | SUITE 211 - EXAM 4 | 0012668456 | LOIS CARR | Repair | Closed | Stephen Zubrzycki | 01/22/2018 | 01/24/2018 | OTOSCOPE - NEEDS NEW BULB *SEE NOTES* - SUITE 211 3 COOPER EXAM 4 | 1/24/2018 12:06:16 PM SJZUBRZYCKI Replaced bulb and VPO 1/24/2018 12:28:19 PM SJZUBRZYCKI (SJZUBRZYCKI 1/24/2018 12:00 AM) DEPT HAD BULB PUT IN WRONG WAY. FIXED AND VPO | 0E95C587-A229-48C3-9326-F9C303579924 | Labor | 01/24/2018 | 01/24/2018 | Stephen Zubrzycki
|  | WELCH ALLYN, INC. | WELCH ALLYN, INC. 767 DIAGNOSTIC SYSTEM |  |  | 3 COOPER-HEM/ONC |  |  | excluded | 01/01/1900 |  |  |  |  | NO | NO |  |  |  |  | WELCH ALLYN, INC. 10346942 13941 |  |  | Active |  | 99:99:99:99:99:99 |  | Equipment | PAAR:00-PVAR | 11/02/2019 |  | COOPER AMBULATORY OFF-SITES |  |  | SUITE 211 - EXAM 3 | 0012668453 | LOIS CARR | Repair | Closed | Stephen Zubrzycki | 01/22/2018 | 01/23/2018 | OTOSCOPE - TOP IS MISSING, NEAD A NEW A NEW ONE *SEE NOTES* - SUITE 211 3 COOPER EXAM 3 | 1/23/2018 8:40:48 AM SJZUBRZYCKI (SJZUBRZYCKI 1/23/2018 12:00 AM) DUPLICATE WO. SEE WO: 12668442 | 00DE2804-2FD9-4199-A20E-A3DECD79B75A | Labor | 01/23/2018 | 01/23/2018 | Stephen Zubrzycki
|  | WELCH ALLYN, INC. | WELCH ALLYN, INC. 767 DIAGNOSTIC SYSTEM |  | 12149* | 3 COOPER-HEM/ONC |  |  | excluded | 01/01/1900 |  |  |  |  | NO | NO |  |  |  |  | WELCH ALLYN, INC. 10346938 12149* |  |  | Active |  | 99:99:99:99:99:99 |  | Equipment | PAAR:00-PVAR | 11/02/2019 |  | COOPER AMBULATORY OFF-SITES |  |  | Suite 211 - Exam 2 |  | LOIS CARR
|  | WELCH ALLYN, INC. | WELCH ALLYN, INC. 767 DIAGNOSTIC SYSTEM |  | NOT KNOWN | 3 COOPER - MEDICINE DEPARTMENT |  |  |  | 01/01/1900 |  |  |  |  | NO | NO |  |  |  |  | WELCH ALLYN, INC. 10346915 NOT KNOWN |  |  | Disposition |  | 99:99:99:99:99:99 |  | Equipment | PAAR:00-PVAR | 11/02/2019 |  | COOPER AMBULATORY OFF-SITES |  |  | Suite 215 - Exam 13 |  | NANCY LOUIS
|  | WELCH ALLYN, INC. | WELCH ALLYN, INC. 767 DIAGNOSTIC SYSTEM |  | NOT KNOWN | 3 COOPER - MEDICINE DEPARTMENT |  |  | excluded | 01/01/1900 |  |  |  |  | NO | NO |  |  |  |  | WELCH ALLYN, INC. 10346912 NOT KNOWN |  |  | Active |  | 99:99:99:99:99:99 |  | Equipment | PAAR:00-PVAR | 11/02/2019 |  | COOPER AMBULATORY OFF-SITES |  |  | Suite 215 - Exam 10 | WOT00000002396227 | NANCY LOUIS | Repair | Closed | Stephen Zubrzycki | 03/21/2019 | 03/21/2019 | Dept asked me to check all the oto/ophthalmoscopes | Acknowledged. VPO of unit | EXP2532942 | Labor | 03/21/2019 | 03/21/2019 | Stephen Zubrzycki
|  | WELCH ALLYN, INC. | WELCH ALLYN, INC. 767 DIAGNOSTIC SYSTEM |  | NOT KNOWN | 3 COOPER - MEDICINE DEPARTMENT |  |  | excluded | 01/01/1900 |  |  |  |  | NO | NO |  |  |  |  | WELCH ALLYN, INC. 10346911 NOT KNOWN |  |  | Active |  | 99:99:99:99:99:99 |  | Equipment | PAAR:00-PVAR | 11/02/2019 |  | COOPER AMBULATORY OFF-SITES |  |  | Suite 215 - Exam 9 | WOT00000002396223 | NANCY LOUIS | Repair | Closed | Stephen Zubrzycki | 03/21/2019 | 03/21/2019 | Dept asked me to check all the oto/ophthalmoscopes | Acknowledged. VPO of unit | EXP2532925 | Labor | 03/21/2019 | 03/21/2019 | Stephen Zubrzycki
|  | WELCH ALLYN, INC. | WELCH ALLYN, INC. 767 DIAGNOSTIC SYSTEM |  | coophospnsn040 | PAVILION 8 |  |  | excluded | 11/02/2019 |  |  |  |  | NO | NO |  |  |  |  | WELCH ALLYN, INC. 30144776 coophospnsn040 |  |  | Active |  | 99:99:99:99:99:99 |  | Equipment | PAAR:00-PVAR | 11/02/2019 | 11/02/2019 | COOPER UNIVERSITY HOSPITAL |  |  | P830 | WOT00000000523199 | BRIAN OSHAUGHNESSY | Disposition | Closed | Gene Amodei | 11/02/2019 | 11/02/2019 | Bulk Disposition CNL |  |  |  | 11/02/2019 | 11/02/2019
|  | WELCH ALLYN, INC. | WELCH ALLYN, INC. 767 DIAGNOSTIC SYSTEM |  | 21317* | 3 COOPER - SURGERY DEPARTMENT |  |  | excluded | 01/01/1900 |  |  |  |  | NO | NO |  |  |  |  | WELCH ALLYN, INC. 10346833 21317* |  |  | Active |  | 99:99:99:99:99:99 |  | Equipment | PAAR:00-PVAR | 11/02/2019 |  | COOPER AMBULATORY OFF-SITES |  |  | SUITE 403 - EXAM 10 | WOT00000002363480 | ANNE MAIER | Repair | Closed | Stephen Zubrzycki | 03/11/2019 | 03/12/2019 | Cord is missing to plug into the wall, needs new one | Replaced with 25020 from Cooper's stock Please disregard last Service Note. Was meant for another WOT. Power cord was replaced and VPO of unit. | EXP2465363 | Labor | 03/12/2019 | 03/12/2019 | Stephen Zubrzycki
|  | WELCH ALLYN, INC. | WELCH ALLYN, INC. 767 DIAGNOSTIC SYSTEM |  | 21319* | 3 COOPER - SURGERY DEPARTMENT |  |  | excluded | 01/01/1900 |  |  |  |  | NO | NO |  |  |  |  | WELCH ALLYN, INC. 10346832 21319* |  |  | Active |  | 99:99:99:99:99:99 |  | Equipment | PAAR:00-PVAR | 11/02/2019 |  | COOPER AMBULATORY OFF-SITES |  |  | SUITE 403 - EXAM 8 |  | ANNE MAIER
|  | WELCH ALLYN, INC. | WELCH ALLYN, INC. 767 DIAGNOSTIC SYSTEM |  | 21318* | 3 COOPER - SURGERY DEPARTMENT |  |  | excluded | 01/01/1900 |  |  |  |  | NO | NO |  |  |  |  | WELCH ALLYN, INC. 10346826 21318* |  |  | Active |  | 99:99:99:99:99:99 |  | Equipment | PAAR:00-PVAR | 11/02/2019 |  | COOPER AMBULATORY OFF-SITES |  |  | SUITE 403 - EXAM 9 |  | ANNE MAIER
|  | WELCH ALLYN, INC. | WELCH ALLYN, INC. 767 DIAGNOSTIC SYSTEM |  | 21312* | 3 COOPER - SURGERY DEPARTMENT |  |  | excluded | 01/01/1900 |  |  |  |  | NO | NO |  |  |  |  | WELCH ALLYN, INC. 10346819 21312* |  |  | Active |  | 99:99:99:99:99:99 |  | Equipment | PAAR:00-PVAR | 11/02/2019 |  | COOPER AMBULATORY OFF-SITES |  |  | SUITE 403 - EXAM 12 | 0012653457 | ANNE MAIER | Repair | Closed | Stephen Zubrzycki | 01/15/2018 | 01/16/2018 | OPHTHALMOSCOPE - THE CORD IS MISSING - ADVANCED CARE CENTER RM 12 | 1/16/2018 12:44:02 PM SJZUBRZYCKI (SJZUBRZYCKI 1/16/2018 12:00 AM) ANALYZED UNIT. REPLACED POWER CORD AND VPO | C39BD59C-BEAF-4426-849D-FA6975B50825 | Labor | 01/16/2018 | 01/16/2018 | Stephen Zubrzycki
|  | WELCH ALLYN, INC. | WELCH ALLYN, INC. 767 DIAGNOSTIC SYSTEM |  | 21316* | 3 COOPER - SURGERY DEPARTMENT |  |  | excluded | 01/01/1900 |  |  |  |  | NO | NO |  |  |  |  | WELCH ALLYN, INC. 10346821 21316* |  |  | Active |  | 99:99:99:99:99:99 |  | Equipment | PAAR:00-PVAR | 11/02/2019 |  | COOPER AMBULATORY OFF-SITES |  |  | SUITE 403 - EXAM 11 | 0011452632 | ANNE MAIER | Repair | Closed | Stephen Zubrzycki | 04/04/2017 | 04/05/2017 | OTOSCOPE - BENT ON BOTTOM, NOT ALL THE WAY, COULD BE LENS ISSUE - 3 COOPER PLAZA SUITE 403 UHI ADVANCAED CARE CENTER | 4/5/2017 11:20:03 AM SJZUBRZYCKI (SJZUBRZYCKI 4/5/2017 12:00 AM) REPLACED BULB AND BOTTOM SECTION THAT CLOSES THE TERMINALS TOGETHER | 545574FE-264C-47CC-8F3B-43768343EC15 | Labor | 04/05/2017 | 04/05/2017 | Stephen Zubrzycki
|  | WELCH ALLYN, INC. | WELCH ALLYN, INC. 767 DIAGNOSTIC SYSTEM |  | 21313* | 3 COOPER - SURGERY DEPARTMENT |  |  | excluded | 01/01/1900 |  |  |  |  | NO | NO |  |  |  |  | WELCH ALLYN, INC. 10346814 21313* |  |  | Active |  | 99:99:99:99:99:99 |  | Equipment | PAAR:00-PVAR | 11/02/2019 |  | COOPER AMBULATORY OFF-SITES |  |  | SUITE 403 - EXAM 14 | 0011866266 | ANNE MAIER | Repair | Closed | Stephen Zubrzycki | 06/30/2017 | 06/30/2017 | OTOSCOPE - BULB IS OUT - TMX | 6/30/2017 2:33:02 PM SJZUBRZYCKI (SJZUBRZYCKI 6/30/2017 12:00 AM) REPLACED BULBS, ORDERING BULBS FOR STOCK...RUNNING LOW ON BULBS | E8B41E9C-D131-4AA0-9D03-BB97840F1A55 | Labor | 06/30/2017 | 06/30/2017 | Stephen Zubrzycki
|  | WELCH ALLYN, INC. | WELCH ALLYN, INC. 767 DIAGNOSTIC SYSTEM |  | *NONE | 3 COOPER - SURGERY DEPARTMENT |  |  | excluded | 01/01/1900 |  |  |  |  | NO | NO |  |  |  |  | WELCH ALLYN, INC. 10346808 *NONE |  |  | Active |  | 99:99:99:99:99:99 |  | Equipment | PAAR:00-PVAR | 11/01/2019 |  | COOPER AMBULATORY OFF-SITES |  |  | SUITE 403 - EXAM 15 | WOT00000001835388 | ANNE MAIER | Repair | Closed | Stephen Zubrzycki | 12/14/2018 | 05/01/2019 | Ophthalmoscope (1 of 2)- Light won't work | Unit was unplugged. VPO of unit | EXP1919366 | Labor | 12/18/2018 | 12/18/2018 | Stephen Zubrzycki
|  | WELCH ALLYN, INC. | WELCH ALLYN, INC. 767 DIAGNOSTIC SYSTEM |  | NOT KNOWN | 3 COOPER - SURGERY DEPARTMENT |  |  | excluded | 01/01/1900 |  |  |  |  | NO | NO |  |  |  |  | WELCH ALLYN, INC. 10346804 NOT KNOWN |  |  | Active |  | 99:99:99:99:99:99 |  | Equipment | PAAR:00-PVAR | 11/02/2019 |  | COOPER AMBULATORY OFF-SITES |  |  | SUITE 403 - EXAM 16 | WOT00000001835387 | ANNE MAIER | Repair | Closed | Stephen Zubrzycki | 12/14/2018 | 05/24/2019 | Ophthalmoscope (2 of 2)- Light won't work | Analyzed unit. Bulb was out and both handle cables have exposed wires. Ordering handles and replaced bulb. Wouldn't allow me to pull p/n: CL-1757 from stock Replaced both otoscope cables/cradles and VPO | EXP2003434 | Labor | 01/04/2019 | 01/04/2019 | Stephen Zubrzycki
|  | WELCH ALLYN, INC. | WELCH ALLYN, INC. 767 DIAGNOSTIC SYSTEM |  | 21315* | 3 COOPER - SURGERY DEPARTMENT |  |  | excluded | 01/01/1900 |  |  |  |  | NO | NO |  |  |  |  | WELCH ALLYN, INC. 10346802 21315* |  |  | Active |  | 99:99:99:99:99:99 |  | Equipment | PAAR:00-PVAR | 11/02/2019 |  | COOPER AMBULATORY OFF-SITES |  |  | SUITE 403 - EXAM 17 | WOT00000001835386 | ANNE MAIER | Repair | Closed | Stephen Zubrzycki | 12/14/2018 | 05/01/2019 | Otoscope- Light won't work | Analyzed unit. Unit was unplugged. VPO | EXP1919234 | Labor | 12/18/2018 | 12/18/2018 | Stephen Zubrzycki
|  | WELCH ALLYN, INC. | WELCH ALLYN, INC. 767 DIAGNOSTIC SYSTEM |  | NOT KNOWN | 3 COOPER - SURGERY DEPARTMENT |  |  | excluded | 01/01/1900 |  |  |  |  | NO | NO |  |  |  |  | WELCH ALLYN, INC. 10346799 NOT KNOWN |  |  | Active |  | 99:99:99:99:99:99 |  | Equipment | PAAR:00-PVAR | 11/02/2019 |  | COOPER AMBULATORY OFF-SITES |  |  | SUITE 403 - EXAM 18 | WOT00000000893300 | ANNE MAIER | Repair | Closed | Stephen Zubrzycki | 05/01/2018 | 05/25/2018 | otoscope - casing broken - battery panel won't close all the way | Analyzed unit. Damaged beyond repair. Dept needs to order new one. Sent email to Sarah Aupperle Not correct CEID. This unit is hand held and is not inventoried. Would not allow me to close WOT without CEID. | EXP0494750 | Labor | 05/03/2018 | 05/03/2018 | Stephen Zubrzycki
|  | WELCH ALLYN, INC. | WELCH ALLYN, INC. 767 DIAGNOSTIC SYSTEM |  |  | 3 COOPER-EARLY INTERVENTION PROGRAM |  |  |  | 01/01/1900 |  |  |  |  | NO | NO |  |  |  |  | WELCH ALLYN, INC. 10346789 07147 |  |  | Disposition |  |  |  | Equipment | PAAR:00-PVAR | 11/02/2019 |  | COOPER AMBULATORY OFF-SITES |  |  | SUITE 513 - EXAM 4 | 0011723639 | Sue Cooper | Repair | Closed | Stephen Zubrzycki | 05/30/2017 | 05/31/2017 | OPHTHALMOSCOPE/OTOSCOPE - DISPOSITION - TMX | 5/31/2017 10:01:14 AM SJZUBRZYCKI (SJZUBRZYCKI 5/31/2017 12:00 AM) DEPT REMOVING OLD OTOSCOPES/OPTHAMOSCOPES FROM SERVICE 5/31/2017 10:01 AM SJZUBRZYCKI This device has been removed from an active status with the RSQ Database, and physically removed from the facility. Device retired on 5/31/2017; Authorized By: YES; Nature of Retirement: TRADED IN; Days In Service: 727 | A0E87517-1B9C-4EE8-B414-D125B07F0B1A | Labor | 05/31/2017 | 05/31/2017 | Stephen Zubrzycki
|  | WELCH ALLYN, INC. | WELCH ALLYN, INC. 767 DIAGNOSTIC SYSTEM |  | 16974* | 3 COOPER-EARLY INTERVENTION PROGRAM |  |  | excluded | 05/11/2015 |  |  |  |  | NO | NO |  |  |  |  | WELCH ALLYN, INC. 10346784 16974* |  |  | Active |  | 99:99:99:99:99:99 |  | Equipment | PAAR:00-PVAR | 11/02/2019 |  | COOPER AMBULATORY OFF-SITES |  |  | SUITE 513 - EXAM 1 |  | Sue Cooper
|  | WELCH ALLYN, INC. | WELCH ALLYN, INC. 767 DIAGNOSTIC SYSTEM |  | Not Known | 3 COOPER-EARLY INTERVENTION PROGRAM |  |  | excluded | 01/01/1900 |  |  |  |  | NO | NO |  |  |  |  | WELCH ALLYN, INC. 10346785 Not Known |  |  | Active |  | 99:99:99:99:99:99 |  | Equipment | PAAR:00-PVAR | 11/02/2019 |  | COOPER AMBULATORY OFF-SITES |  |  | SUITE 513 - EXAM 2 |  | Sue Cooper
|  | WELCH ALLYN, INC. | WELCH ALLYN, INC. 767 DIAGNOSTIC SYSTEM |  |  | 3 COOPER-EARLY INTERVENTION PROGRAM |  |  |  | 01/01/1900 |  |  |  |  | NO | NO |  |  |  |  | WELCH ALLYN, INC. 10346778 06639 |  |  | Disposition |  |  |  | Equipment | PAAR:00-PVAR | 11/01/2019 |  | COOPER AMBULATORY OFF-SITES |  |  | SUITE 513 - EXAM 3 | 0011723647 | Sue Cooper | Repair | Closed | Stephen Zubrzycki | 05/30/2017 | 05/31/2017 | OPHTHALMOSCOPE/OTOSCOPE - DISPOSITION - TMX | 5/31/2017 10:02:38 AM SJZUBRZYCKI (SJZUBRZYCKI 5/31/2017 12:00 AM) DEPT REMOVING OLD OTOSCOPES/OPTHAMOSCOPES FROM SERVICE 5/31/2017 10:02 AM SJZUBRZYCKI This device has been removed from an active status with the RSQ Database, and physically removed from the facility. Device retired on 5/31/2017; Authorized By: YES; Nature of Retirement: TRADED IN; Days In Service: 727 | 4C7D1151-4230-41E5-815C-6B487EBBD66F | Labor | 05/31/2017 | 05/31/2017 | Stephen Zubrzycki
|  | WELCH ALLYN, INC. | WELCH ALLYN, INC. 767 DIAGNOSTIC SYSTEM |  | Not Known | 3 COOPER-EARLY INTERVENTION PROGRAM |  |  | excluded | 01/01/1900 |  |  |  |  | NO | NO |  |  |  |  | WELCH ALLYN, INC. 10346772 Not Known |  |  | Active |  | 99:99:99:99:99:99 |  | Equipment | PAAR:00-PVAR | 11/02/2019 |  | COOPER AMBULATORY OFF-SITES |  |  | SUITE 513 - EXAM 5 | 0011723643 | Sue Cooper | Repair | Closed | Stephen Zubrzycki | 05/30/2017 | 05/31/2017 | OPHTHALMOSCOPE/OTOSCOPE - DISPOSITION - TMX | 5/31/2017 10:02:05 AM SJZUBRZYCKI (SJZUBRZYCKI 5/31/2017 12:00 AM) DEPT REMOVING OLD OTOSCOPES/OPTHAMOSCOPES FROM SERVICE 5/31/2017 10:02 AM SJZUBRZYCKI This device has been removed from an active status with the RSQ Database, and physically removed from the facility. Device retired on 5/31/2017; Authorized By: YES; Nature of Retirement: TRADED IN; Days In Service: 727 | D50229A0-864C-46CD-9D39-A4F572F01534 | Labor | 05/31/2017 | 05/31/2017 | Stephen Zubrzycki
|  | WELCH ALLYN, INC. | WELCH ALLYN, INC. 767 DIAGNOSTIC SYSTEM |  |  | 3 COOPER-COOPER RESEARCH INSTITUTE |  |  | excluded | 11/30/2004 |  |  |  |  | NO | NO |  |  |  |  | WELCH ALLYN, INC. 10346758 09935 |  |  | Active |  | 99:99:99:99:99:99 |  | Equipment | PAAR:00-PVAR | 11/02/2019 |  | COOPER AMBULATORY OFF-SITES |  |  | SUITE 3C - 1102B2 |  | CHRISTINE RICKETTE
|  | WELCH ALLYN, INC. | WELCH ALLYN, INC. 767 DIAGNOSTIC SYSTEM |  | Not Known | BURLINGTON OUTPATIENT PEDIATRICS |  |  | excluded | 01/01/1900 |  |  |  |  | NO | NO |  |  |  |  | WELCH ALLYN, INC. 10346181 Not Known |  |  | Active |  | 99:99:99:99:99:99 |  | Equipment | PAAR:00-PVAR | 11/02/2019 |  | COOPER AMBULATORY OFF-SITES |  |  | EXAM 1 |  | CHARMAINE RHETT
|  | WELCH ALLYN, INC. | WELCH ALLYN, INC. 767 DIAGNOSTIC SYSTEM |  | Not Known | BURLINGTON OUTPATIENT PEDIATRICS |  |  | excluded | 01/01/1900 |  |  |  |  | NO | NO |  |  |  |  | WELCH ALLYN, INC. 10346177 Not Known |  |  | Active |  | 99:99:99:99:99:99 |  | Equipment | PAAR:00-PVAR | 11/02/2019 |  | COOPER AMBULATORY OFF-SITES |  |  | exam 3 |  | CHARMAINE RHETT
|  | WELCH ALLYN, INC. | WELCH ALLYN, INC. 767 DIAGNOSTIC SYSTEM |  | Not Known | BURLINGTON OUTPATIENT PEDIATRICS |  |  | excluded | 01/01/1900 |  |  |  |  | NO | NO |  |  |  |  | WELCH ALLYN, INC. 10346179 Not Known |  |  | Active |  | 99:99:99:99:99:99 |  | Equipment | PAAR:00-PVAR | 11/02/2019 |  | COOPER AMBULATORY OFF-SITES |  |  | EXAM 5 |  | CHARMAINE RHETT
|  | WELCH ALLYN, INC. | WELCH ALLYN, INC. 767 DIAGNOSTIC SYSTEM |  | Not Known | BURLINGTON OUTPATIENT PEDIATRICS |  |  | excluded | 01/01/1900 |  |  |  |  | NO | NO |  |  |  |  | WELCH ALLYN, INC. 10346180 Not Known |  |  | Active |  | 99:99:99:99:99:99 |  | Equipment | PAAR:00-PVAR | 11/02/2019 |  | COOPER AMBULATORY OFF-SITES |  |  | EXAM 2 |  | CHARMAINE RHETT
|  | WELCH ALLYN, INC. | WELCH ALLYN, INC. 767 DIAGNOSTIC SYSTEM |  | Not Known | BURLINGTON OUTPATIENT PEDIATRICS |  |  | excluded | 01/01/1900 |  |  |  |  | NO | NO |  |  |  |  | WELCH ALLYN, INC. 10346174 Not Known |  |  | Active |  | 99:99:99:99:99:99 |  | Equipment | PAAR:00-PVAR | 11/02/2019 |  | COOPER AMBULATORY OFF-SITES |  |  | exam 4 |  | CHARMAINE RHETT
|  | WELCH ALLYN, INC. | WELCH ALLYN, INC. 767 DIAGNOSTIC SYSTEM |  | Not Known | CHERRY HILL URGENT CARE |  |  | excluded | 01/01/1900 |  |  |  |  | NO | NO |  |  |  |  | WELCH ALLYN, INC. 10346170 Not Known |  |  | Active |  | 99:99:99:99:99:99 |  | Equipment | PAAR:00-PVAR | 11/02/2019 |  | COOPER AMBULATORY OFF-SITES |  |  | exam 3 |  | MELISSA PORTOBANCO
|  | WELCH ALLYN, INC. | WELCH ALLYN, INC. 767 DIAGNOSTIC SYSTEM |  | Not Known | CHERRY HILL URGENT CARE |  |  | excluded | 01/01/1900 |  |  |  |  | NO | NO |  |  |  |  | WELCH ALLYN, INC. 10346161 Not Known |  |  | Active |  | 99:99:99:99:99:99 |  | Equipment | PAAR:00-PVAR | 11/02/2019 |  | COOPER AMBULATORY OFF-SITES |  |  | EXAM 5 |  | MELISSA PORTOBANCO
|  | WELCH ALLYN, INC. | WELCH ALLYN, INC. 767 DIAGNOSTIC SYSTEM |  | Not Known | CHERRY HILL URGENT CARE |  |  | excluded | 01/01/1900 |  |  |  |  | NO | NO |  |  |  |  | WELCH ALLYN, INC. 10346163 Not Known |  |  | Active |  | 99:99:99:99:99:99 |  | Equipment | PAAR:00-PVAR | 11/02/2019 |  | COOPER AMBULATORY OFF-SITES |  |  | EXAM 6 |  | MELISSA PORTOBANCO
|  | WELCH ALLYN, INC. | WELCH ALLYN, INC. 767 DIAGNOSTIC SYSTEM |  | Not Known | CHERRY HILL URGENT CARE |  |  | excluded | 01/01/1900 |  |  |  |  | NO | NO |  |  |  |  | WELCH ALLYN, INC. 10346159 Not Known |  |  | Active |  | 99:99:99:99:99:99 |  | Equipment | PAAR:00-PVAR | 11/02/2019 |  | COOPER AMBULATORY OFF-SITES |  |  | exam 4 |  | MELISSA PORTOBANCO
|  | WELCH ALLYN, INC. | WELCH ALLYN, INC. 767 DIAGNOSTIC SYSTEM |  | Not Known | CHERRY HILL URGENT CARE |  |  | excluded | 01/01/1900 |  |  |  |  | NO | NO |  |  |  |  | WELCH ALLYN, INC. 10346155 Not Known |  |  | Active |  | 99:99:99:99:99:99 |  | Equipment | PAAR:00-PVAR | 11/02/2019 |  | COOPER AMBULATORY OFF-SITES |  |  | EXAM 1 | WOT00000004032742 | MELISSA PORTOBANCO | Repair | Closed | Kirk Lis | 10/14/2019 | 10/18/2019 | Not lighting up | CHECKED UNIT. NO PROBLEM FOUND. CONSULTED WITH STAFF ON ISSUE. | EXP4396342 | Labor | 10/16/2019 | 10/16/2019 | Kirk Lis
|  | WELCH ALLYN, INC. | WELCH ALLYN, INC. 767 DIAGNOSTIC SYSTEM |  | Not Known | CHERRY HILL URGENT CARE |  |  | excluded | 01/01/1900 |  |  |  |  | NO | NO |  |  |  |  | WELCH ALLYN, INC. 10346138 Not Known |  |  | Active |  | 99:99:99:99:99:99 |  | Equipment | PAAR:00-PVAR | 11/02/2019 |  | COOPER AMBULATORY OFF-SITES |  |  | PROCEDURE ROOM | WOT00000004008222 | MELISSA PORTOBANCO | Repair | Closed | Kirk Lis | 10/08/2019 | 10/10/2019 | won't power on | .:: Acknowledged ::. Technician: Kirk LisTimestamp: 2019-10-08 16:18:25 TRACED PROBLEM TO BLOWN FUSE. REPLACED FUSE AND PERFORMED OVP. | EXP4311064 | Labor | 10/08/2019 | 10/08/2019 | Kirk Lis
|  | WELCH ALLYN, INC. | WELCH ALLYN, INC. 767 DIAGNOSTIC SYSTEM |  |  | CDU - CLINICAL DECISION UNIT-9 KELEMEN |  |  | excluded | 11/02/2019 |  |  |  |  | NO | NO |  |  |  |  | WELCH ALLYN, INC. 30143097 11108 |  |  | Active |  | 99:99:99:99:99:99 |  | Equipment | PAAR:00-PVAR | 11/02/2019 | 11/02/2019 | COOPER UNIVERSITY HOSPITAL |  |  | CDU | WOT00000000508235 | KAREN GRUBER | Disposition | Closed | Richard Jolly | 11/02/2019 | 11/02/2019 | Bulk Disposition CNL |  |  |  | 11/02/2019 | 11/02/2019
|  | WELCH ALLYN, INC. | WELCH ALLYN, INC. 767 DIAGNOSTIC SYSTEM |  | Not Known | 3 COOPER-GAMMA KNIFE |  |  | excluded | 01/01/1900 |  |  |  |  | NO | NO |  |  |  |  | WELCH ALLYN, INC. 10345999 Not Known |  |  | Active |  | 99:99:99:99:99:99 |  | Equipment | PAAR:00-PVAR | 11/02/2019 |  | COOPER AMBULATORY OFF-SITES |  |  | SUITE 180 - EXAM 193 |  | ANNE BEXTON
|  | WELCH ALLYN, INC. | WELCH ALLYN, INC. 767 DIAGNOSTIC SYSTEM |  | Not Known | 3 COOPER-GAMMA KNIFE |  |  | excluded | 01/01/1900 |  |  |  |  | NO | NO |  |  |  |  | WELCH ALLYN, INC. 10346000 Not Known |  |  | Active |  | 99:99:99:99:99:99 |  | Equipment | PAAR:00-PVAR | 11/02/2019 |  | COOPER AMBULATORY OFF-SITES |  |  | SUITE 180 - EXAM 192 |  | ANNE BEXTON
|  | WELCH ALLYN, INC. | WELCH ALLYN, INC. 767 DIAGNOSTIC SYSTEM |  | Not Known | PENNSVILLE-MEDICINE |  |  | excluded | 01/01/1900 |  |  |  |  | NO | NO |  |  |  |  | WELCH ALLYN, INC. 10345966 Not Known |  |  | Active |  | 99:99:99:99:99:99 |  | Equipment | PAAR:00-PVAR | 11/02/2019 |  | COOPER AMBULATORY OFF-SITES |  |  | EXAM 5 |  | Heather Rhodes
|  | WELCH ALLYN, INC. | WELCH ALLYN, INC. 767 DIAGNOSTIC SYSTEM |  | Not Known | PENNSVILLE-MEDICINE |  |  | excluded | 01/01/1900 |  |  |  |  | NO | NO |  |  |  |  | WELCH ALLYN, INC. 10345963 Not Known |  |  | Active |  | 99:99:99:99:99:99 |  | Equipment | PAAR:00-PVAR | 11/01/2019 |  | COOPER AMBULATORY OFF-SITES |  |  | exam 3 |  | Heather Rhodes
|  | WELCH ALLYN, INC. | WELCH ALLYN, INC. 767 DIAGNOSTIC SYSTEM |  | Not Known | PENNSVILLE-MEDICINE |  |  | excluded | 01/01/1900 |  |  |  |  | NO | NO |  |  |  |  | WELCH ALLYN, INC. 10345952 Not Known |  |  | Active |  | 99:99:99:99:99:99 |  | Equipment | PAAR:00-PVAR | 11/02/2019 |  | COOPER AMBULATORY OFF-SITES |  |  | exam 4 |  | Heather Rhodes
|  | WELCH ALLYN, INC. | WELCH ALLYN, INC. 767 DIAGNOSTIC SYSTEM |  | Not Known | BUNKER HILL-INTERNAL MEDICINE |  |  | excluded | 01/01/1900 |  |  |  |  | NO | NO |  |  |  |  | WELCH ALLYN, INC. 10345747 Not Known |  |  | Active |  | 99:99:99:99:99:99 |  | Equipment | PAAR:00-PVAR | 11/02/2019 |  | COOPER AMBULATORY OFF-SITES |  |  | EXAM 6 |  | SUSAN BABCOCK
|  | WELCH ALLYN, INC. | WELCH ALLYN, INC. 767 DIAGNOSTIC SYSTEM |  | NOT KNOWN | 3 COOPER-PEDIATRICS |  |  | excluded | 10/18/2004 |  |  |  |  | NO | NO |  |  |  |  | WELCH ALLYN, INC. 10345715 NOT KNOWN |  |  | Active |  | 99:99:99:99:99:99 |  | Equipment | PAAR:00-PVAR | 11/02/2019 |  | COOPER AMBULATORY OFF-SITES |  |  | Suite 200 - Exam 20 | WOT00000003662453 | MAUREEN OBRIEN | Repair | Closed | Stephen Zubrzycki | 09/03/2019 | 11/12/2019 | Handle assembly is broken | Acknowledged. Both handle assemblies have exposed wires and need to be replaced. Replaced otoscope handles and VPO of unit | EXP3870965 | Labor | 08/31/2019 | 08/31/2019 | Stephen Zubrzycki
|  | WELCH ALLYN, INC. | WELCH ALLYN, INC. 767 DIAGNOSTIC SYSTEM |  | NOT KNOWN | 3 COOPER-PEDIATRICS |  |  | excluded | 01/01/1900 |  |  |  |  | NO | NO |  |  |  |  | WELCH ALLYN, INC. 10345712 NOT KNOWN |  |  | Active |  | 99:99:99:99:99:99 |  | Equipment | PAAR:00-PVAR | 11/02/2019 |  | COOPER AMBULATORY OFF-SITES |  |  | Suite 200 - Exam 1 | 0011861900 | MAUREEN OBRIEN | Repair | Closed | Stephen Zubrzycki | 06/29/2017 | 06/30/2017 | OPHTHALMOSCOPE/OTOSCOPE - NOT WORKING - COOPER PEDIATRICS SUITE 200 RM 33 | 6/30/2017 12:25:23 PM SJZUBRZYCKI (SJZUBRZYCKI 6/30/2017 12:00 AM) ANALYZED UNIT 6/30/2017 3:55:43 PM SJZUBRZYCKI (SJZUBRZYCKI 6/30/2017 12:00 AM) REPAIRED OTOSCOPE HANDLE AND VPO | CA85347C-7064-462A-8DA6-BF0AA3F1DF4C | Labor | 06/30/2017 | 06/30/2017 | Stephen Zubrzycki
|  | WELCH ALLYN, INC. | WELCH ALLYN, INC. 767 DIAGNOSTIC SYSTEM |  | NOT KNOWN | 3 COOPER-PEDIATRICS |  |  | excluded | 01/01/1900 |  |  |  |  | NO | NO |  |  |  |  | WELCH ALLYN, INC. 10345711 NOT KNOWN |  |  | Active |  | 99:99:99:99:99:99 |  | Equipment | PAAR:00-PVAR | 11/02/2019 |  | COOPER AMBULATORY OFF-SITES |  |  | Suite 200 - Exam 32 | WOT00000003663495 | MAUREEN OBRIEN | Repair | Closed | Stephen Zubrzycki | 09/03/2019 | 09/03/2019 | Eye head not turning on and ear head is cloudy | Acknowledged. Analyzed unit. Found that the opthalmoscope head bulb was in wrong. Removed and put in correctly and VPO. Cleaned otoscope head and VPO | EXP3872365 | Labor | 08/31/2019 | 08/31/2019 | Stephen Zubrzycki
|  | WELCH ALLYN, INC. | WELCH ALLYN, INC. 767 DIAGNOSTIC SYSTEM |  | Not Known | 3 COOPER-PEDIATRICS |  |  | excluded | 01/01/1900 |  |  |  |  | NO | NO |  |  |  |  | WELCH ALLYN, INC. 10345710 Not Known |  |  | Active |  | 99:99:99:99:99:99 |  | Equipment | PAAR:00-PVAR | 11/02/2019 |  | COOPER AMBULATORY OFF-SITES |  |  | Suite 200 - Exam 31 | 0011866264 | MAUREEN OBRIEN | Repair | Closed | Stephen Zubrzycki | 06/30/2017 | 06/30/2017 | OTOSCOPE - BULB IS OUT - TMX | 6/30/2017 2:31:13 PM SJZUBRZYCKI (SJZUBRZYCKI 6/30/2017 12:00 AM) REPLACED BULBS | 1B174A5B-DEA7-44BC-8FF4-9C175F57EB37 | Parts | 01/01/1900 | 01/01/1900 | Stephen Zubrzycki
|  | WELCH ALLYN, INC. | WELCH ALLYN, INC. 767 DIAGNOSTIC SYSTEM |  | NOT KNOWN | 3 COOPER-PEDIATRICS |  |  | excluded | 11/24/2004 |  |  |  |  | NO | NO |  |  |  |  | WELCH ALLYN, INC. 10345703 NOT KNOWN |  |  | Active |  | 99:99:99:99:99:99 |  | Equipment | PAAR:00-PVAR | 11/02/2019 |  | COOPER AMBULATORY OFF-SITES |  |  | Suite 200 - Exam 26 | WOT00000003663445 | MAUREEN OBRIEN | Repair | Closed | Stephen Zubrzycki | 09/03/2019 | 09/03/2019 | Eye head bulb is out | Acknowledged. Replaced opthalmoscope bulb and VPO. Wouldn't allow me to transfer p/n: CL-995 from stock | EXP3872235 | Labor | 09/03/2019 | 09/03/2019 | Stephen Zubrzycki
|  | WELCH ALLYN, INC. | WELCH ALLYN, INC. 767 DIAGNOSTIC SYSTEM |  | Not Known | 3 COOPER-PEDIATRICS |  |  | excluded | 11/24/2004 |  |  |  |  | NO | NO |  |  |  |  | WELCH ALLYN, INC. 10345698 Not Known |  |  | Active |  | 99:99:99:99:99:99 |  | Equipment | PAAR:00-PVAR | 11/02/2019 |  | COOPER AMBULATORY OFF-SITES |  |  | Suite 200 - Exam 24 |  | MAUREEN OBRIEN
|  | WELCH ALLYN, INC. | WELCH ALLYN, INC. 767 DIAGNOSTIC SYSTEM |  | NOT KNOWN | 3 COOPER-PEDIATRICS |  |  | excluded | 01/01/1900 |  |  |  |  | NO | NO |  |  |  |  | WELCH ALLYN, INC. 10345697 NOT KNOWN |  |  | Active |  | 99:99:99:99:99:99 |  | Equipment | PAAR:00-PVAR | 11/01/2019 |  | COOPER AMBULATORY OFF-SITES |  |  | Suite 200 - Exam 23 | WOT00000003662573 | MAUREEN OBRIEN | Repair | Closed | Stephen Zubrzycki | 09/03/2019 | 09/03/2019 | Opthalmoscope bulb is out | Acknowledged. Replaced opthalmoscope bulb and VPO. Wouldn't allow me to transfer p/n: CL-995 from stock | EXP3871095 | Labor | 08/31/2019 | 08/31/2019 | Stephen Zubrzycki
|  | WELCH ALLYN, INC. | WELCH ALLYN, INC. 767 DIAGNOSTIC SYSTEM |  | NOT KNOWN | 3 COOPER-PEDIATRICS |  |  | excluded | 10/18/2004 |  |  |  |  | NO | NO |  |  |  |  | WELCH ALLYN, INC. 10345696 NOT KNOWN |  |  | Active |  | 99:99:99:99:99:99 |  | Equipment | PAAR:00-PVAR | 11/02/2019 |  | COOPER AMBULATORY OFF-SITES |  |  | Suite 200 - Exam 21 | 0012402661 | MAUREEN OBRIEN | Repair | Closed | Stephen Zubrzycki | 11/14/2017 | 11/14/2017 | OPHTHALMOSCOPE - HEAD BROKEN - TMX | 11/14/2017 2:31:03 PM SJZUBRZYCKI (SJZUBRZYCKI 11/14/2017 12:00 AM) REPLACED BULBS AND VPO | 4927C9DF-978A-41E4-B81A-478573FB4C72 | Parts | 01/01/1900 | 01/01/1900 | Stephen Zubrzycki
|  | WELCH ALLYN, INC. | WELCH ALLYN, INC. 767 DIAGNOSTIC SYSTEM |  | NOT KNOWN | 3 COOPER-PEDIATRICS |  |  | excluded | 10/18/2004 |  |  |  |  | NO | NO |  |  |  |  | WELCH ALLYN, INC. 10345695 NOT KNOWN |  |  | Active |  | 99:99:99:99:99:99 |  | Equipment | PAAR:00-PVAR | 11/02/2019 |  | COOPER AMBULATORY OFF-SITES |  |  | Suite 200 - Exam 18 | 0012402659 | MAUREEN OBRIEN | Repair | Closed | Stephen Zubrzycki | 11/14/2017 | 11/16/2017 | OPHTHALMOSCOPE - HAS EXPOSED WIRES ON CABLE - TMX | 11/14/2017 2:29:20 PM SJZUBRZYCKI (SJZUBRZYCKI 11/14/2017 12:00 AM) ANALAYZED UNIT. NEEDS NEW CABLE 11/16/2017 2:58:14 PM SJZUBRZYCKI (SJZUBRZYCKI 11/16/2017 12:00 AM) REPLACED CABLES AND VPO | 273D29A2-6ECC-4CC4-A9E4-048C092AD3B7 | Parts | 01/01/1900 | 01/01/1900 | Stephen Zubrzycki
|  | WELCH ALLYN, INC. | WELCH ALLYN, INC. 767 DIAGNOSTIC SYSTEM |  | NOT KNOWN | 3 COOPER-PEDIATRICS |  |  | excluded | 01/01/1900 |  |  |  |  | NO | NO |  |  |  |  | WELCH ALLYN, INC. 10345688 NOT KNOWN |  |  | Active |  | 99:99:99:99:99:99 |  | Equipment | PAAR:00-PVAR | 11/02/2019 |  | COOPER AMBULATORY OFF-SITES |  |  | Suite 200 - Exam 22 | WOT00000003662501 | MAUREEN OBRIEN | Repair | Open | Stephen Zubrzycki | 09/03/2019 |  | Both handle assemblies aren't working. Opthalmoscope head is cloudy | Acknowledged. Analyzed unit. Both handle assemblies are broken and need to be replaced. Cleaned opthalmoscope head and VPO. | EXP3871047 | Labor | 08/31/2019 | 08/31/2019 | Stephen Zubrzycki
|  | WELCH ALLYN, INC. | WELCH ALLYN, INC. 767 DIAGNOSTIC SYSTEM |  | NOT KNOWN | 3 COOPER-PEDIATRICS |  |  | excluded | 11/30/2004 |  |  |  |  | NO | NO |  |  |  |  | WELCH ALLYN, INC. 10345690 NOT KNOWN |  |  | Active |  | 99:99:99:99:99:99 |  | Equipment | PAAR:00-PVAR | 11/02/2019 |  | COOPER AMBULATORY OFF-SITES |  |  | Suite 200 - Exam 12 | WOT00000003662329 | MAUREEN OBRIEN | Repair | Closed | Stephen Zubrzycki | 09/03/2019 | 09/27/2019 | Both handle assemblies are broken | Acknowledged. Wait time. Analyzed unit. Both otoscope and opthalmoscope handle assemblies are broken Replaced both handles and VPO | EXP3870662 | Labor | 09/03/2019 | 09/03/2019 | Stephen Zubrzycki
|  | WELCH ALLYN, INC. | WELCH ALLYN, INC. 767 DIAGNOSTIC SYSTEM |  | NOT KNOWN | 3 COOPER-PEDIATRICS |  |  | excluded | 01/01/1900 |  |  |  |  | NO | NO |  |  |  |  | WELCH ALLYN, INC. 10345685 NOT KNOWN |  |  | Active |  | 99:99:99:99:99:99 |  | Equipment | PAAR:00-PVAR | 11/01/2019 |  | COOPER AMBULATORY OFF-SITES |  |  | Suite 200 - Exam 19 | WOT00000003662431 | MAUREEN OBRIEN | Repair | Closed | Stephen Zubrzycki | 09/03/2019 | 10/22/2019 | Both handle assemblies are broken and opthalmoscope eye bulb is out | Acknowledged. Analyzed unit. Both handle assemblies are broken and need to be replaced. Replaced opthalmoscope bulb and VPO. Wouldn't allow me to transfer p/n: CL-994 from stock Replaced otoscope/opthalmoscope handles and VPO | EXP3870939 | Labor | 08/31/2019 | 08/31/2019 | Stephen Zubrzycki
|  | WELCH ALLYN, INC. | WELCH ALLYN, INC. 767 DIAGNOSTIC SYSTEM |  | NOT KNOWN | 3 COOPER-PEDIATRICS |  |  | excluded | 01/01/1900 |  |  |  |  | NO | NO |  |  |  |  | WELCH ALLYN, INC. 10345673 NOT KNOWN |  |  | Active |  | 99:99:99:99:99:99 |  | Equipment | PAAR:00-PVAR | 11/02/2019 |  | COOPER AMBULATORY OFF-SITES |  |  | Suite 200 - Exam 8 | WOT00000003662209 | MAUREEN OBRIEN | Repair | Closed | Stephen Zubrzycki | 09/03/2019 | 09/03/2019 | Opthalmoscope hande assembly is broken | Acknowledged. Replaced ophalmoscope handle assembly and VPO Wouldn't allow me to transfer p/n: 104299 from stock | EXP3870431 | Labor | 09/03/2019 | 09/03/2019 | Stephen Zubrzycki
|  | WELCH ALLYN, INC. | WELCH ALLYN, INC. 767 DIAGNOSTIC SYSTEM |  | NOT KNOWN | 3 COOPER-PEDIATRICS |  |  | excluded | 01/01/1900 |  |  |  |  | NO | NO |  |  |  |  | WELCH ALLYN, INC. 10345659 NOT KNOWN |  |  | Active |  | 99:99:99:99:99:99 |  | Equipment | PAAR:00-PVAR | 11/02/2019 |  | COOPER AMBULATORY OFF-SITES |  |  | Suite 200 - Exam 7 | WOT00000003533806 | MAUREEN OBRIEN | Repair | Closed | Stephen Zubrzycki | 08/30/2019 | 09/03/2019 | Both Ear and Eye Pieces aren't working | Acknowledged. Analyzed unit. Found both handles are broken. Ordering handles. Replaced otoscope and ophalmoscope handle assemblies and VPO | EXP4330407 | Parts |  |  | Stephen Zubrzycki
|  | WELCH ALLYN, INC. | WELCH ALLYN, INC. 767 DIAGNOSTIC SYSTEM |  | NOT KNOWN | 3 COOPER-PEDIATRICS |  |  | excluded | 01/01/1900 |  |  |  |  | NO | NO |  |  |  |  | WELCH ALLYN, INC. 10345655 NOT KNOWN |  |  | Active |  | 99:99:99:99:99:99 |  | Equipment | PAAR:00-PVAR | 11/02/2019 |  | COOPER AMBULATORY OFF-SITES |  |  | Suite 200 - Exam 5 | WOT00000003662155 | MAUREEN OBRIEN | Repair | Closed | Stephen Zubrzycki | 09/03/2019 | 09/03/2019 | Eye head is cloudy | Acknowledged. Clean opthalmoscope head and VPO | EXP3870283 | Labor | 08/31/2019 | 08/31/2019 | Stephen Zubrzycki
|  | WELCH ALLYN, INC. | WELCH ALLYN, INC. 767 DIAGNOSTIC SYSTEM |  | NOT KNOWN | 3 COOPER-PEDIATRICS |  |  | excluded | 01/01/1900 |  |  |  |  | NO | NO |  |  |  |  | WELCH ALLYN, INC. 10345654 NOT KNOWN |  |  | Active |  | 99:99:99:99:99:99 |  | Equipment | PAAR:00-PVAR | 11/02/2019 |  | COOPER AMBULATORY OFF-SITES |  |  | Suite 200 - Exam 4 | WOT00000003662097 | MAUREEN OBRIEN | Repair | Closed | Stephen Zubrzycki | 09/03/2019 | 09/03/2019 | Both heads aren't working | Acknowledged. Replaced otoscope and ophalmoscope head bulbs and VPO Wouldn't allow me to pull p/n CL-950 or CL-995 from stock | EXP4330406 | Parts |  |  | Stephen Zubrzycki
|  | WELCH ALLYN, INC. | WELCH ALLYN, INC. 767 DIAGNOSTIC SYSTEM |  | Not Known | 3 COOPER-PEDIATRICS |  |  | excluded | 01/01/1900 |  |  |  |  | NO | NO |  |  |  |  | WELCH ALLYN, INC. 10345634 Not Known |  |  | Active |  | 99:99:99:99:99:99 |  | Equipment | PAAR:00-PVAR | 11/01/2019 |  | COOPER AMBULATORY OFF-SITES |  |  | Suite 200 - Exam 33 |  | MAUREEN OBRIEN
|  | WELCH ALLYN, INC. | WELCH ALLYN, INC. 767 DIAGNOSTIC SYSTEM |  | NOT KNOWN | 3 COOPER-MULTISPECIALTY CENTER |  |  | excluded | 01/01/1900 |  |  |  |  | NO | NO |  |  |  |  | WELCH ALLYN, INC. 10345594 NOT KNOWN |  |  | Active |  | 99:99:99:99:99:99 |  | Equipment | PAAR:00-PVAR | 11/02/2019 |  | COOPER AMBULATORY OFF-SITES |  |  | SUITE 104 - EXAM 161 |  | MARGIE OUTLER
|  | WELCH ALLYN, INC. | WELCH ALLYN, INC. 767 DIAGNOSTIC SYSTEM |  |  | 3 COOPER-MULTISPECIALTY CENTER |  |  | excluded | 01/01/1900 |  |  |  |  | NO | NO |  |  |  |  | WELCH ALLYN, INC. 10345590 10345590 |  |  | Active |  | 99:99:99:99:99:99 |  | Equipment | PAAR:00-PVAR | 11/02/2019 |  | COOPER AMBULATORY OFF-SITES |  |  | SUITE 104 - EXAM 154 |  | MARGIE OUTLER
|  | WELCH ALLYN, INC. | WELCH ALLYN, INC. 767 DIAGNOSTIC SYSTEM |  | Not Known | 3 COOPER-MULTISPECIALTY CENTER |  |  | excluded | 01/01/1900 |  |  |  |  | NO | NO |  |  |  |  | WELCH ALLYN, INC. 10345567 Not Known |  |  | Active |  | 99:99:99:99:99:99 |  | Equipment | PAAR:00-PVAR | 11/02/2019 |  | COOPER AMBULATORY OFF-SITES |  |  | SUITE 104 - EXAM 155 |  | MARGIE OUTLER
|  | WELCH ALLYN, INC. | WELCH ALLYN, INC. 767 DIAGNOSTIC SYSTEM |  | Not Known | 3 COOPER-MULTISPECIALTY CENTER |  |  | excluded | 01/01/1900 |  |  |  |  | NO | NO |  |  |  |  | WELCH ALLYN, INC. 10345564 Not Known |  |  | Active |  | 99:99:99:99:99:99 |  | Equipment | PAAR:00-PVAR | 11/02/2019 |  | COOPER AMBULATORY OFF-SITES |  |  | SUITE 104 - EXAM 153 |  | MARGIE OUTLER
|  | WELCH ALLYN, INC. | WELCH ALLYN, INC. 767 DIAGNOSTIC SYSTEM |  | Not Known | 3 COOPER-MULTISPECIALTY CENTER |  |  | excluded | 01/01/1900 |  |  |  |  | NO | NO |  |  |  |  | WELCH ALLYN, INC. 10345556 Not Known |  |  | Active |  | 99:99:99:99:99:99 |  | Equipment | PAAR:00-PVAR | 11/02/2019 |  | COOPER AMBULATORY OFF-SITES |  |  | SUITE 104 - EXAM 156 |  | MARGIE OUTLER
|  | WELCH ALLYN, INC. | WELCH ALLYN, INC. 767 DIAGNOSTIC SYSTEM |  | Not Known | 3 COOPER-MULTISPECIALTY CENTER |  |  | excluded | 01/01/1900 |  |  |  |  | NO | NO |  |  |  |  | WELCH ALLYN, INC. 10345550 Not Known |  |  | Active |  | 99:99:99:99:99:99 |  | Equipment | PAAR:00-PVAR | 11/02/2019 |  | COOPER AMBULATORY OFF-SITES |  |  | SUITE 104 - EXAM 157 |  | MARGIE OUTLER
|  | WELCH ALLYN, INC. | WELCH ALLYN, INC. 767 DIAGNOSTIC SYSTEM |  |  | 3 COOPER-MULTISPECIALTY CENTER |  |  | excluded | 01/01/1900 |  |  |  |  | NO | NO |  |  |  |  | WELCH ALLYN, INC. 10345544 10345544 |  |  | Active |  | 99:99:99:99:99:99 |  | Equipment | PAAR:00-PVAR | 11/02/2019 |  | COOPER AMBULATORY OFF-SITES |  |  | SUITE 104 EXAM 162 |  | MARGIE OUTLER
|  | WELCH ALLYN, INC. | WELCH ALLYN, INC. 767 DIAGNOSTIC SYSTEM |  | Not Known | 3 COOPER-MULTISPECIALTY CENTER |  |  | excluded | 01/01/1900 |  |  |  |  | NO | NO |  |  |  |  | WELCH ALLYN, INC. 10345537 Not Known |  |  | Active |  | 99:99:99:99:99:99 |  | Equipment | PAAR:00-PVAR | 11/02/2019 |  | COOPER AMBULATORY OFF-SITES |  |  | SUITE 104 - EXAM 160 |  | MARGIE OUTLER
|  | WELCH ALLYN, INC. | WELCH ALLYN, INC. 767 DIAGNOSTIC SYSTEM |  | Not Known | 3 COOPER-PREADMISSION TESTING |  |  | excluded | 01/01/1900 |  |  |  |  | NO | NO |  |  |  |  | WELCH ALLYN, INC. 10345530 Not Known |  |  | Active |  | 99:99:99:99:99:99 |  | Equipment | PAAR:00-PVAR | 11/02/2019 |  | COOPER AMBULATORY OFF-SITES |  |  | Suite 116 - Room 116D |  | Karen Capone
|  | WELCH ALLYN, INC. | WELCH ALLYN, INC. 767 DIAGNOSTIC SYSTEM |  | Not Known | 3 COOPER-PREADMISSION TESTING |  |  | excluded | 01/01/1900 |  |  |  |  | NO | NO |  |  |  |  | WELCH ALLYN, INC. 10345526 Not Known |  |  | Active |  | 99:99:99:99:99:99 |  | Equipment | PAAR:00-PVAR | 11/01/2019 |  | COOPER AMBULATORY OFF-SITES |  |  | Suite 116 - Room 116E |  | Karen Capone
|  | WELCH ALLYN, INC. | WELCH ALLYN, INC. 767 DIAGNOSTIC SYSTEM |  | Not Known | 3 COOPER-PREADMISSION TESTING |  |  | excluded | 01/01/1900 |  |  |  |  | NO | NO |  |  |  |  | WELCH ALLYN, INC. 10345522 Not Known |  |  | Active |  | 99:99:99:99:99:99 |  | Equipment | PAAR:00-PVAR | 11/02/2019 |  | COOPER AMBULATORY OFF-SITES |  |  | Suite 116 - Room 116H |  | Karen Capone
|  | WELCH ALLYN, INC. | WELCH ALLYN, INC. 767 DIAGNOSTIC SYSTEM |  | Not Known | 3 COOPER-GAMMA KNIFE |  |  | excluded | 01/01/1900 |  |  |  |  | NO | NO |  |  |  |  | WELCH ALLYN, INC. 10345515 Not Known |  |  | Active |  | 99:99:99:99:99:99 |  | Equipment | PAAR:00-PVAR | 11/02/2019 |  | COOPER AMBULATORY OFF-SITES |  |  | SUITE 180 - EXAM 181 |  | ANNE BEXTON
|  | WELCH ALLYN, INC. | WELCH ALLYN, INC. 767 DIAGNOSTIC SYSTEM |  | Not Known | 3 COOPER-GAMMA KNIFE |  |  | excluded | 01/01/1900 |  |  |  |  | NO | NO |  |  |  |  | WELCH ALLYN, INC. 10345504 Not Known |  |  | Active |  | 99:99:99:99:99:99 |  | Equipment | PAAR:00-PVAR | 11/02/2019 |  | COOPER AMBULATORY OFF-SITES |  |  | SUITE 180 - EXAM 191 |  | ANNE BEXTON
|  | WELCH ALLYN, INC. | WELCH ALLYN, INC. 767 DIAGNOSTIC SYSTEM |  |  | CYBER KNIFE |  |  | excluded | 01/01/1900 |  |  |  |  | NO | NO |  |  |  |  | WELCH ALLYN, INC. 10345413 10345413 |  |  | Active |  | 99:99:99:99:99:99 |  | Equipment | PAAR:00-PVAR | 11/02/2019 |  | COOPER AMBULATORY OFF-SITES |  |  | EXAM ROOM |  | CINDY BAPTISTA
|  | WELCH ALLYN, INC. | WELCH ALLYN, INC. 767 DIAGNOSTIC SYSTEM |  | Not Known | MT. LAUREL-PULMONARY |  |  | excluded | 01/01/1900 |  |  |  |  | NO | NO |  |  |  |  | WELCH ALLYN, INC. 10345406 Not Known |  |  | Active |  | 99:99:99:99:99:99 |  | Equipment | PAAR:00-PVAR | 11/02/2019 |  | COOPER AMBULATORY OFF-SITES |  |  | Suite 101 - Exam 1 |  | KATHY LOFLAND
|  | WELCH ALLYN, INC. | WELCH ALLYN, INC. 767 DIAGNOSTIC SYSTEM |  | Not Known | MT. LAUREL-PULMONARY |  |  | excluded | 01/01/1900 |  |  |  |  | NO | NO |  |  |  |  | WELCH ALLYN, INC. 10345400 Not Known |  |  | Active |  | 99:99:99:99:99:99 |  | Equipment | PAAR:00-PVAR | 11/02/2019 |  | COOPER AMBULATORY OFF-SITES |  |  | Suite 101 - Exam 3 |  | KATHY LOFLAND
|  | WELCH ALLYN, INC. | WELCH ALLYN, INC. 767 DIAGNOSTIC SYSTEM |  | Not Known | MT. LAUREL-PULMONARY |  |  | excluded | 01/01/1900 |  |  |  |  | NO | NO |  |  |  |  | WELCH ALLYN, INC. 10345397 Not Known |  |  | Active |  | 99:99:99:99:99:99 |  | Equipment | PAAR:00-PVAR | 11/02/2019 |  | COOPER AMBULATORY OFF-SITES |  |  | Suite 101 - Exam 2 |  | KATHY LOFLAND
|  | WELCH ALLYN, INC. | WELCH ALLYN, INC. 767 DIAGNOSTIC SYSTEM |  | Not Known | MT. LAUREL-PULMONARY |  |  | excluded | 01/01/1900 |  |  |  |  | NO | NO |  |  |  |  | WELCH ALLYN, INC. 10345394 Not Known |  |  | Active |  | 99:99:99:99:99:99 |  | Equipment | PAAR:00-PVAR | 11/02/2019 |  | COOPER AMBULATORY OFF-SITES |  |  | Suite 101 - Exam 9 |  | KATHY LOFLAND
|  | WELCH ALLYN, INC. | WELCH ALLYN, INC. 767 DIAGNOSTIC SYSTEM |  | Not Known | MT. LAUREL-PULMONARY |  |  | excluded | 01/01/1900 |  |  |  |  | NO | NO |  |  |  |  | WELCH ALLYN, INC. 10345391 Not Known |  |  | Active |  | 99:99:99:99:99:99 |  | Equipment | PAAR:00-PVAR | 11/02/2019 |  | COOPER AMBULATORY OFF-SITES |  |  | Suite 101 - Exam 10 |  | KATHY LOFLAND
|  | WELCH ALLYN, INC. | WELCH ALLYN, INC. 767 DIAGNOSTIC SYSTEM |  | Not Known | MT. LAUREL-PULMONARY |  |  | excluded | 01/01/1900 |  |  |  |  | NO | NO |  |  |  |  | WELCH ALLYN, INC. 10345385 Not Known |  |  | Active |  | 99:99:99:99:99:99 |  | Equipment | PAAR:00-PVAR | 11/02/2019 |  | COOPER AMBULATORY OFF-SITES |  |  | Suite 101 - Exam 5 |  | KATHY LOFLAND
|  | WELCH ALLYN, INC. | WELCH ALLYN, INC. 767 DIAGNOSTIC SYSTEM |  | Not Known | MT. LAUREL-PULMONARY |  |  | excluded | 01/01/1900 |  |  |  |  | NO | NO |  |  |  |  | WELCH ALLYN, INC. 10345388 Not Known |  |  | Active |  | 99:99:99:99:99:99 |  | Equipment | PAAR:00-PVAR | 11/02/2019 |  | COOPER AMBULATORY OFF-SITES |  |  | Suite 101 - Exam 4 |  | KATHY LOFLAND
|  | WELCH ALLYN, INC. | WELCH ALLYN, INC. 767 DIAGNOSTIC SYSTEM |  | Not Known | MT. LAUREL-PULMONARY |  |  | excluded | 01/01/1900 |  |  |  |  | NO | NO |  |  |  |  | WELCH ALLYN, INC. 10345382 Not Known |  |  | Active |  | 99:99:99:99:99:99 |  | Equipment | PAAR:00-PVAR | 11/02/2019 |  | COOPER AMBULATORY OFF-SITES |  |  | Suite 101 - Exam 6 |  | KATHY LOFLAND
|  | WELCH ALLYN, INC. | WELCH ALLYN, INC. 767 DIAGNOSTIC SYSTEM |  | Not Known | MT. LAUREL-PULMONARY |  |  | excluded | 01/01/1900 |  |  |  |  | NO | NO |  |  |  |  | WELCH ALLYN, INC. 10345379 Not Known |  |  | Active |  | 99:99:99:99:99:99 |  | Equipment | PAAR:00-PVAR | 11/02/2019 |  | COOPER AMBULATORY OFF-SITES |  |  | Suite 101 - Exam 7 |  | KATHY LOFLAND
|  | WELCH ALLYN, INC. | WELCH ALLYN, INC. 767 DIAGNOSTIC SYSTEM |  | Not Known | MT. LAUREL-PULMONARY |  |  | excluded | 01/01/1900 |  |  |  |  | NO | NO |  |  |  |  | WELCH ALLYN, INC. 10345375 Not Known |  |  | Active |  | 99:99:99:99:99:99 |  | Equipment | PAAR:00-PVAR | 11/02/2019 |  | COOPER AMBULATORY OFF-SITES |  |  | Suite 101 - Exam 8 |  | KATHY LOFLAND
|  | WELCH ALLYN, INC. | WELCH ALLYN, INC. 767 DIAGNOSTIC SYSTEM |  | Not Known | VOORHEES PEDIATRICS |  |  | excluded | 01/01/1900 |  |  |  |  | NO | NO |  |  |  |  | WELCH ALLYN, INC. 10345334 Not Known |  |  | Active |  | 99:99:99:99:99:99 |  | Equipment | PAAR:00-PVAR | 11/02/2019 |  | COOPER AMBULATORY OFF-SITES |  |  | B5 |  | MAUREEN OBRIEN
|  | WELCH ALLYN, INC. | WELCH ALLYN, INC. 767 DIAGNOSTIC SYSTEM |  | Not Known | VOORHEES PEDIATRICS |  |  | excluded | 01/01/1900 |  |  |  |  | NO | NO |  |  |  |  | WELCH ALLYN, INC. 10345328 Not Known |  |  | Active |  | 99:99:99:99:99:99 |  | Equipment | PAAR:00-PVAR | 11/02/2019 |  | COOPER AMBULATORY OFF-SITES |  |  | B2 |  | MAUREEN OBRIEN
|  | WELCH ALLYN, INC. | WELCH ALLYN, INC. 767 DIAGNOSTIC SYSTEM |  | Not Known | VOORHEES PEDIATRICS |  |  | excluded | 01/01/1900 |  |  |  |  | NO | NO |  |  |  |  | WELCH ALLYN, INC. 10345332 Not Known |  |  | Active |  | 99:99:99:99:99:99 |  | Equipment | PAAR:00-PVAR | 11/02/2019 |  | COOPER AMBULATORY OFF-SITES |  |  | B4 |  | MAUREEN OBRIEN
|  | WELCH ALLYN, INC. | WELCH ALLYN, INC. 767 DIAGNOSTIC SYSTEM |  | Not Known | 6017 MAIN ST-PLASTICS |  |  | excluded | 01/01/1900 |  |  |  |  | NO | NO |  |  |  |  | WELCH ALLYN, INC. 10345321 Not Known |  |  | Active |  | 99:99:99:99:99:99 |  | Equipment | PAAR:00-PVAR | 11/02/2019 |  | COOPER AMBULATORY OFF-SITES |  |  | EXAM 6 | 0011234987 | ANNE MAIER | Repair | Closed | Kirk Lis | 02/22/2017 | 02/27/2017 | OPHTHALMOSCOPE/OTOSCOPE - WOULD LIKE RETIRED, NO LONGER USE - VOORHEES, MAIN ST ENT BOBBIE'S OFFICE | 2/24/2017 2:56:34 PM KALIS (KALIS 2/24/2017 12:00 AM) REMOVED UNIT FROM FACILITY. PUT IN BIOMED HALL WAY. REMOVED STICKERS PUT ON OFS FORM 2/27/2017 8:46:41 AM KALIS This device has been removed from an active status with the RSQ Database, and physically removed from the facility. Device retired on 2/27/2017; Authorized By: YES; Nature of Retirement: NO LONGER NEEDED; Days In Service: 634 | 1E79A923-D91F-4E7B-81E2-E8BF2A60A73B | Labor | 02/24/2017 | 02/24/2017 | Kirk Lis
|  | WELCH ALLYN, INC. | WELCH ALLYN, INC. 767 DIAGNOSTIC SYSTEM |  | Not Known | VOORHEES INTERNAL MEDICINE |  |  | excluded | 01/01/1900 |  |  |  |  | NO | NO |  |  |  |  | WELCH ALLYN, INC. 10345279 Not Known |  |  | Active |  | 99:99:99:99:99:99 |  | Equipment | PAAR:00-PVAR | 11/02/2019 |  | COOPER AMBULATORY OFF-SITES |  |  | EXAM 6 |  | JENNY BETLER
|  | WELCH ALLYN, INC. | WELCH ALLYN, INC. 767 DIAGNOSTIC SYSTEM |  | Not Known | VOORHEES INTERNAL MEDICINE |  |  | excluded | 01/01/1900 |  |  |  |  | NO | NO |  |  |  |  | WELCH ALLYN, INC. 10345276 Not Known |  |  | Active |  | 99:99:99:99:99:99 |  | Equipment | PAAR:00-PVAR | 11/02/2019 |  | COOPER AMBULATORY OFF-SITES |  |  | Exam 7 | WOT00000002674009 | JENNY BETLER | Repair | Closed | Kirk Lis | 05/07/2019 | 05/08/2019 | Otoscope - totally died during use, not working | REPLACED T 200 Ma FUSE. PERFORMED OVP. INFORMED STAFF OF UNIT'S STATUS | EXP2876026 | Labor | 05/07/2019 | 05/07/2019 | Kirk Lis
|  | WELCH ALLYN, INC. | WELCH ALLYN, INC. 767 DIAGNOSTIC SYSTEM |  | Not Known | VOORHEES INTERNAL MEDICINE |  |  | excluded | 01/01/1900 |  |  |  |  | NO | NO |  |  |  |  | WELCH ALLYN, INC. 10345264 Not Known |  |  | Active |  | 99:99:99:99:99:99 |  | Equipment | PAAR:00-PVAR | 11/02/2019 |  | COOPER AMBULATORY OFF-SITES |  |  | exam 3 |  | JENNY BETLER
|  | WELCH ALLYN, INC. | WELCH ALLYN, INC. 767 DIAGNOSTIC SYSTEM |  | Not Known | VOORHEES INTERNAL MEDICINE |  |  | excluded | 01/01/1900 |  |  |  |  | NO | NO |  |  |  |  | WELCH ALLYN, INC. 10345261 Not Known |  |  | Active |  | 99:99:99:99:99:99 |  | Equipment | PAAR:00-PVAR | 11/02/2019 |  | COOPER AMBULATORY OFF-SITES |  |  | EXAM 9 |  | JENNY BETLER
|  | WELCH ALLYN, INC. | WELCH ALLYN, INC. 767 DIAGNOSTIC SYSTEM |  | Not Known | VOORHEES INTERNAL MEDICINE |  |  | excluded | 01/01/1900 |  |  |  |  | NO | NO |  |  |  |  | WELCH ALLYN, INC. 10345259 Not Known |  |  | Active |  | 99:99:99:99:99:99 |  | Equipment | PAAR:00-PVAR | 11/02/2019 |  | COOPER AMBULATORY OFF-SITES |  |  | EXAM 10 |  | JENNY BETLER
|  | WELCH ALLYN, INC. | WELCH ALLYN, INC. 767 DIAGNOSTIC SYSTEM |  | Not Known | VOORHEES INTERNAL MEDICINE |  |  | excluded | 01/01/1900 |  |  |  |  | NO | NO |  |  |  |  | WELCH ALLYN, INC. 10345254 Not Known |  |  | Active |  | 99:99:99:99:99:99 |  | Equipment | PAAR:00-PVAR | 11/02/2019 |  | COOPER AMBULATORY OFF-SITES |  |  | EXAM 5 |  | JENNY BETLER
|  | WELCH ALLYN, INC. | WELCH ALLYN, INC. 767 DIAGNOSTIC SYSTEM |  | Not Known | VOORHEES RHEUMATOLOGY |  |  | excluded | 01/01/1998 |  |  |  |  | NO | NO |  |  |  |  | WELCH ALLYN, INC. 10344968 Not Known |  |  | Active |  | 99:99:99:99:99:99 |  | Equipment | PAAR:00-PVAR | 11/02/2019 |  | COOPER AMBULATORY OFF-SITES |  |  | bdlg 2 suite 203 ROOM 14 | 0011925833 | GILA DAVIS | Repair | Closed | Stephen Zubrzycki | 07/24/2017 | 07/25/2017 | OPHTHALMOSCOPE/OTOSCOPE - NOT WORKING - BLDG 2, SUITE 203 | 7/25/2017 12:25:46 PM SJZUBRZYCKI (SJZUBRZYCKI 7/25/2017 12:00 AM) REPLACED BULB AND VPO. TRAVEL TIME | 1C09A3FD-54EA-492E-B570-FA12E91C8361 | Parts | 01/01/1900 | 01/01/1900 | Stephen Zubrzycki
|  | WELCH ALLYN, INC. | WELCH ALLYN, INC. 767 DIAGNOSTIC SYSTEM |  | Not Known | VOORHEES ORTHOPEDICS |  |  | excluded | 01/01/1900 |  |  |  |  | NO | NO |  |  |  |  | WELCH ALLYN, INC. 10344990 Not Known |  |  | Active |  | 99:99:99:99:99:99 |  | Equipment | PAAR:00-PVAR | 11/02/2019 |  | COOPER AMBULATORY OFF-SITES |  |  | bdlg 2 suite 203 CAST RM |  | CAROL STRANTON
|  | WELCH ALLYN, INC. | WELCH ALLYN, INC. 767 DIAGNOSTIC SYSTEM |  | Not Known | VOORHEES RHEUMATOLOGY |  |  | excluded | 01/01/1998 |  |  |  |  | NO | NO |  |  |  |  | WELCH ALLYN, INC. 10344978 Not Known |  |  | Active |  | 99:99:99:99:99:99 |  | Equipment | PAAR:00-PVAR | 11/02/2019 |  | COOPER AMBULATORY OFF-SITES |  |  | bdlg 2 suite 203 PROC RM |  | GILA DAVIS
|  | WELCH ALLYN, INC. | WELCH ALLYN, INC. 767 DIAGNOSTIC SYSTEM |  | Not Known | VOORHEES SURGERY CENTER-SURGERY DEPT |  |  | excluded | 01/01/1998 |  |  |  |  | NO | NO |  |  |  |  | WELCH ALLYN, INC. 10344866 Not Known |  |  | Active |  | 99:99:99:99:99:99 |  | Equipment | PAAR:00-PVAR | 11/02/2019 |  | COOPER AMBULATORY OFF-SITES |  |  | SUITE G vasc lab |  | Theresa Megali
|  | WELCH ALLYN, INC. | WELCH ALLYN, INC. 767 DIAGNOSTIC SYSTEM |  | Not Known | VOORHEES SURGERY CENTER-SURGERY DEPT |  |  | excluded | 01/01/1998 |  |  |  |  | NO | NO |  |  |  |  | WELCH ALLYN, INC. 10344864 Not Known |  |  | Active |  | 99:99:99:99:99:99 |  | Equipment | PAAR:00-PVAR | 11/02/2019 |  | COOPER AMBULATORY OFF-SITES |  |  | SUITE G exam 2 |  | Theresa Megali
|  | WELCH ALLYN, INC. | WELCH ALLYN, INC. 767 DIAGNOSTIC SYSTEM |  | Not Known | VOORHEES SURGERY CENTER-SURGERY DEPT |  |  | excluded | 01/01/1998 |  |  |  |  | NO | NO |  |  |  |  | WELCH ALLYN, INC. 10344857 Not Known |  |  | Active |  | 99:99:99:99:99:99 |  | Equipment | PAAR:00-PVAR | 11/01/2019 |  | COOPER AMBULATORY OFF-SITES |  |  | SUITE G EXAM 5 | 0011852959 | Theresa Megali | Repair | Closed | Kirk Lis | 06/27/2017 | 07/03/2017 | OPHTHALMOSCOPE/OTOSCOPE - NEEDS A BULB - ROOM 5 SUITE G | 6/28/2017 2:35:14 PM KALIS (KALIS 6/28/2017 12:00 AM) REPLACED LAMP AND TESTED OK 7/3/2017 9:18:18 AM KALIS (KALIS 7/3/2017 12:00 AM) DOCUMENTATION | 03F24549-5EC3-4321-A540-65DA7D9929E8 | Labor | 07/03/2017 | 07/03/2017 | Kirk Lis
|  | WELCH ALLYN, INC. | WELCH ALLYN, INC. 767 DIAGNOSTIC SYSTEM |  | Not Known | VOORHEES SURGERY CENTER-SURGERY DEPT |  |  | excluded | 01/01/1998 |  |  |  |  | NO | NO |  |  |  |  | WELCH ALLYN, INC. 10344855 Not Known |  |  | Active |  | 99:99:99:99:99:99 |  | Equipment | PAAR:00-PVAR | 11/02/2019 |  | COOPER AMBULATORY OFF-SITES |  |  | SUITEG EXAM 7 |  | Theresa Megali
|  | WELCH ALLYN, INC. | WELCH ALLYN, INC. 767 DIAGNOSTIC SYSTEM |  | Not Known | VOORHEES SURGERY CENTER-SURGERY DEPT |  |  | excluded | 01/01/1998 |  |  |  |  | NO | NO |  |  |  |  | WELCH ALLYN, INC. 10344853 Not Known |  |  | Active |  | 99:99:99:99:99:99 |  | Equipment | PAAR:00-PVAR | 11/01/2019 |  | COOPER AMBULATORY OFF-SITES |  |  | SUITE G ROOM 6 |  | Theresa Megali
|  | WELCH ALLYN, INC. | WELCH ALLYN, INC. 767 DIAGNOSTIC SYSTEM |  | Not Known | VOORHEES SURGERY CENTER-SURGERY DEPT |  |  | excluded | 01/01/1998 |  |  |  |  | NO | NO |  |  |  |  | WELCH ALLYN, INC. 10344851 Not Known |  |  | Active |  | 99:99:99:99:99:99 |  | Equipment | PAAR:00-PVAR | 11/02/2019 |  | COOPER AMBULATORY OFF-SITES |  |  | SUITE G EXAM 8 | 0012135192 | Theresa Megali | Service Request | Closed | Kirk Lis | 09/05/2017 | 09/08/2017 | OPHTHALMOSCOPE/OTOSCOPES WALL UNIT - NOT INFLATING CUFF AT ALL - STE G EXAM RM 88 | 9/8/2017 10:01:47 AM KALIS (KALIS 9/7/2017 12:00 AM) TRAVEL TIME (KALIS 9/7/2017 12:00 AM) OBSERVED PROBLEM WAS WITH WALL SPHYGNOMOMETER. WRONG CEID # WAS USED FOR CALL! NOTIFIED MANAGER OF BIOMED DEPT. POLICY. SENT E-MAIL WITH INFO ON HOW AND WHERE TO PUCHASE REPLACEMENT PARTS (KALIS 9/8/2017 12:00 AM) DOCUMENTATION | 584D9058-73F1-492F-A5A5-3310CD7E7DEA | Labor | 09/07/2017 | 09/07/2017 | Kirk Lis
|  | WELCH ALLYN, INC. | WELCH ALLYN, INC. 767 DIAGNOSTIC SYSTEM |  | Not Known | VOORHEES SURGERY CENTER-SURGERY DEPT |  |  | excluded | 01/01/1998 |  |  |  |  | NO | NO |  |  |  |  | WELCH ALLYN, INC. 10344849 Not Known |  |  | Active |  | 99:99:99:99:99:99 |  | Equipment | PAAR:00-PVAR | 11/01/2019 |  | COOPER AMBULATORY OFF-SITES |  |  | SUITE G EXAM 9 |  | Theresa Megali
|  | WELCH ALLYN, INC. | WELCH ALLYN, INC. 767 DIAGNOSTIC SYSTEM |  | Not Known | VOORHEES SURGERY CENTER-SURGERY DEPT |  |  | excluded | 01/01/1900 |  |  |  |  | NO | NO |  |  |  |  | WELCH ALLYN, INC. 10344847 Not Known |  |  | Active |  | 99:99:99:99:99:99 |  | Equipment | PAAR:00-PVAR | 11/02/2019 |  | COOPER AMBULATORY OFF-SITES |  |  | SUITE G ROOM 11 |  | Theresa Megali
|  | WELCH ALLYN, INC. | WELCH ALLYN, INC. 767 DIAGNOSTIC SYSTEM |  | Not Known | VOORHEES SURGERY CENTER-SURGERY DEPT |  |  | excluded | 01/01/1998 |  |  |  |  | NO | NO |  |  |  |  | WELCH ALLYN, INC. 10344837 Not Known |  |  | Active |  | 99:99:99:99:99:99 |  | Equipment | PAAR:00-PVAR | 11/01/2019 |  | COOPER AMBULATORY OFF-SITES |  |  | SUITE G PROC RM B |  | Theresa Megali
|  | WELCH ALLYN, INC. | WELCH ALLYN, INC. 767 DIAGNOSTIC SYSTEM |  | Not Known | VOORHEES SURGERY CENTER-SURGERY DEPT |  |  | excluded | 01/01/1998 |  |  |  |  | NO | NO |  |  |  |  | WELCH ALLYN, INC. 10344832 Not Known |  |  | Active |  | 99:99:99:99:99:99 |  | Equipment | PAAR:00-PVAR | 11/01/2019 |  | COOPER AMBULATORY OFF-SITES |  |  | SUITE G EXAM 10 |  | Theresa Megali
|  | WELCH ALLYN, INC. | WELCH ALLYN, INC. 767 DIAGNOSTIC SYSTEM |  | Not Known | VOORHEES SURGERY CENTER-SURGERY DEPT |  |  | excluded | 01/01/1998 |  |  |  |  | NO | NO |  |  |  |  | WELCH ALLYN, INC. 10344830 Not Known |  |  | Active |  | 99:99:99:99:99:99 |  | Equipment | PAAR:00-PVAR | 11/02/2019 |  | COOPER AMBULATORY OFF-SITES |  |  | SUITE G EXAM 12 |  | Theresa Megali
|  | WELCH ALLYN, INC. | WELCH ALLYN, INC. 767 DIAGNOSTIC SYSTEM |  | Not Known | VOORHEES SURGERY CENTER-SURGERY DEPT |  |  | excluded | 01/01/1998 |  |  |  |  | NO | NO |  |  |  |  | WELCH ALLYN, INC. 10344828 Not Known |  |  | Active |  | 99:99:99:99:99:99 |  | Equipment | PAAR:00-PVAR | 11/01/2019 |  | COOPER AMBULATORY OFF-SITES |  |  | SUITE G EXAM 14 |  | Theresa Megali
|  | WELCH ALLYN, INC. | WELCH ALLYN, INC. 767 DIAGNOSTIC SYSTEM |  | Not Known | VOORHEES SURGERY CENTER-SURGERY DEPT |  |  | excluded | 01/01/1998 |  |  |  |  | NO | NO |  |  |  |  | WELCH ALLYN, INC. 10344817 Not Known |  |  | Active |  | 99:99:99:99:99:99 |  | Equipment | PAAR:00-PVAR | 11/02/2019 |  | COOPER AMBULATORY OFF-SITES |  |  | SUITE G EXAM 1 |  | Theresa Megali
|  | WELCH ALLYN, INC. | WELCH ALLYN, INC. 767 DIAGNOSTIC SYSTEM |  | Not Known | VOORHEES SURGERY CENTER-SURGERY DEPT |  |  | excluded | 01/01/1998 |  |  |  |  | NO | NO |  |  |  |  | WELCH ALLYN, INC. 10344810 Not Known |  |  | Active |  | 99:99:99:99:99:99 |  | Equipment | PAAR:00-PVAR | 11/02/2019 |  | COOPER AMBULATORY OFF-SITES |  |  | SUITE G PROC RM A |  | Theresa Megali
|  | WELCH ALLYN, INC. | WELCH ALLYN, INC. 767 DIAGNOSTIC SYSTEM |  | Not Known | VOORHEES SURGERY CENTER-SURGERY DEPT |  |  | excluded | 01/01/1998 |  |  |  |  | NO | NO |  |  |  |  | WELCH ALLYN, INC. 10344803 Not Known |  |  | Active |  | 99:99:99:99:99:99 |  | Equipment | PAAR:00-PVAR | 11/02/2019 |  | COOPER AMBULATORY OFF-SITES |  |  | SUITE G EXAM 3 |  | Theresa Megali
|  | WELCH ALLYN, INC. | WELCH ALLYN, INC. 767 DIAGNOSTIC SYSTEM |  | Not Known | VOORHEES SURGERY CENTER-SURGERY DEPT |  |  | excluded | 01/01/1998 |  |  |  |  | NO | NO |  |  |  |  | WELCH ALLYN, INC. 10344801 Not Known |  |  | Active |  | 99:99:99:99:99:99 |  | Equipment | PAAR:00-PVAR | 11/02/2019 |  | COOPER AMBULATORY OFF-SITES |  |  | SUITE G EXAM 4 |  | Theresa Megali
|  | WELCH ALLYN, INC. | WELCH ALLYN, INC. 767 DIAGNOSTIC SYSTEM |  | NOT KNOWN | VOORHEES SURGERY CENTER-HEM/ONC |  |  |  | 01/01/1998 |  |  |  |  | NO | NO |  |  |  |  | WELCH ALLYN, INC. 10344791 NOT KNOWN |  |  | Disposition |  | 99:99:99:99:99:99 |  | Equipment | PAAR:00-PVAR | 11/02/2019 |  | COOPER AMBULATORY OFF-SITES |  |  | SUITE M EXAM 13 | WOT00000001551842 | MEGAN MCCAFFERTY | Disposition | Closed | Stephen Zubrzycki | 10/05/2018 | 10/10/2018 | Equipment Disposition | suite m under construction - new equipment being purchased | EXP1500257 | Labor | 10/05/2018 | 10/05/2018 | Stephen Zubrzycki
|  | WELCH ALLYN, INC. | WELCH ALLYN, INC. 767 DIAGNOSTIC SYSTEM |  | NOT KNOWN | VOORHEES SURGERY CENTER-HEM/ONC |  |  |  | 01/01/1998 |  |  |  |  | NO | NO |  |  |  |  | WELCH ALLYN, INC. 10344789 NOT KNOWN |  |  | Disposition |  | 99:99:99:99:99:99 |  | Equipment | PAAR:00-PVAR | 11/02/2019 |  | COOPER AMBULATORY OFF-SITES |  |  | SUITE M EXAM 12 | WOT00000001551857 | MEGAN MCCAFFERTY | Disposition | Closed | Stephen Zubrzycki | 10/05/2018 | 10/10/2018 | Equipment Disposition | suite m under construction - new equipment being purchased | EXP1500422 | Labor | 10/05/2018 | 10/05/2018 | Stephen Zubrzycki
|  | WELCH ALLYN, INC. | WELCH ALLYN, INC. 767 DIAGNOSTIC SYSTEM |  | NOT KNOWN | VOORHEES SURGERY CENTER-HEM/ONC |  |  |  | 01/01/1998 |  |  |  |  | NO | NO |  |  |  |  | WELCH ALLYN, INC. 10344784 NOT KNOWN |  |  | Disposition |  | 99:99:99:99:99:99 |  | Equipment | PAAR:00-PVAR | 11/02/2019 |  | COOPER AMBULATORY OFF-SITES |  |  | SUITE M EXAM 6 | WOT00000001552078 | MEGAN MCCAFFERTY | Disposition | Closed | Stephen Zubrzycki | 10/05/2018 | 10/10/2018 | Equipment Disposition | suite m is under construction - new equipment being purchased | EXP1501140 | Labor | 10/05/2018 | 10/05/2018 | Stephen Zubrzycki
|  | WELCH ALLYN, INC. | WELCH ALLYN, INC. 767 DIAGNOSTIC SYSTEM |  | NOT KNOWN | VOORHEES SURGERY CENTER-HEM/ONC |  |  |  | 01/01/1998 |  |  |  |  | NO | NO |  |  |  |  | WELCH ALLYN, INC. 10344787 NOT KNOWN |  |  | Disposition |  | 99:99:99:99:99:99 |  | Equipment | PAAR:00-PVAR | 11/02/2019 |  | COOPER AMBULATORY OFF-SITES |  |  | SUITE M EXAM 7 | WOT00000001552174 | MEGAN MCCAFFERTY | Disposition | Closed | Stephen Zubrzycki | 10/05/2018 | 10/10/2018 | Equipment Disposition | suite m under construction - new equipment being purchased | EXP1501399 | Labor | 10/05/2018 | 10/05/2018 | Stephen Zubrzycki
|  | WELCH ALLYN, INC. | WELCH ALLYN, INC. 767 DIAGNOSTIC SYSTEM |  | NOT KNOWN | VOORHEES SURGERY CENTER-HEM/ONC |  |  |  | 01/01/1900 |  |  |  |  | NO | NO |  |  |  |  | WELCH ALLYN, INC. 10344781 NOT KNOWN |  |  | Disposition |  | 99:99:99:99:99:99 |  | Equipment | PAAR:00-PVAR | 11/02/2019 |  | COOPER AMBULATORY OFF-SITES |  |  | SUITE M EXAM 10 | WOT00000001552049 | MEGAN MCCAFFERTY | Disposition | Closed | Stephen Zubrzycki | 10/05/2018 | 10/10/2018 | Equipment Disposition | suite m under construction - new equipment being purchased | EXP1501025 | Labor | 10/05/2018 | 10/05/2018 | Stephen Zubrzycki
|  | WELCH ALLYN, INC. | WELCH ALLYN, INC. 767 DIAGNOSTIC SYSTEM |  |  | VOORHEES SURGERY CENTER-HEM/ONC |  |  |  | 01/01/1900 |  |  |  |  | NO | NO |  |  |  |  | WELCH ALLYN, INC. 10344780 10344780 |  |  | Disposition |  | 99:99:99:99:99:99 |  | Equipment | PAAR:00-PVAR | 11/02/2019 |  | COOPER AMBULATORY OFF-SITES |  |  | SUITE M EXAM 9 | WOT00000001552194 | MEGAN MCCAFFERTY | Disposition | Closed | Stephen Zubrzycki | 10/05/2018 | 10/10/2018 | Equipment Disposition | suite m under construction - new equipment being purchased | EXP1501433 | Labor | 10/05/2018 | 10/05/2018 | Stephen Zubrzycki
|  | WELCH ALLYN, INC. | WELCH ALLYN, INC. 767 DIAGNOSTIC SYSTEM |  | NOT KNOWN | VOORHEES SURGERY CENTER-HEM/ONC |  |  |  | 01/01/1900 |  |  |  |  | NO | NO |  |  |  |  | WELCH ALLYN, INC. 10344776 NOT KNOWN |  |  | Disposition |  | 99:99:99:99:99:99 |  | Equipment | PAAR:00-PVAR | 11/02/2019 |  | COOPER AMBULATORY OFF-SITES |  |  | SUITE M - ROOM 4 | WOT00000001579174 | MEGAN MCCAFFERTY | Disposition | Closed | Stephen Zubrzycki | 10/16/2018 | 10/23/2018 | Equipment Disposition | Unit came from Suite M. Suite M is being remodeled and all otoscopes are being dispositioned. Dispositoned unit | EXP1555562 | Labor | 10/16/2018 | 10/16/2018 | Stephen Zubrzycki
|  | WELCH ALLYN, INC. | WELCH ALLYN, INC. 767 DIAGNOSTIC SYSTEM |  | NOT KNOWN | VOORHEES SURGERY CENTER-HEM/ONC |  |  |  | 01/01/1900 |  |  |  |  | NO | NO |  |  |  |  | WELCH ALLYN, INC. 10344770 NOT KNOWN |  |  | Disposition |  | 99:99:99:99:99:99 |  | Equipment | PAAR:00-PVAR | 11/02/2019 |  | COOPER AMBULATORY OFF-SITES |  |  | SUITE M ROOM15 | WOT00000001551800 | MEGAN MCCAFFERTY | Disposition | Closed | Stephen Zubrzycki | 10/05/2018 | 10/10/2018 | Equipment Disposition | suite m under construction - new equipment being purchased - no longer needed | EXP1500069 | Labor | 10/05/2018 | 10/05/2018 | Stephen Zubrzycki
|  | WELCH ALLYN, INC. | WELCH ALLYN, INC. 767 DIAGNOSTIC SYSTEM |  | Not Known | VOORHEES SURGERY CENTER-HEM/ONC |  |  | excluded | 01/01/1900 |  |  |  |  | NO | NO |  |  |  |  | WELCH ALLYN, INC. 10344766 Not Known |  |  | Active |  | 99:99:99:99:99:99 |  | Equipment | PAAR:00-PVAR | 11/02/2019 |  | COOPER AMBULATORY OFF-SITES |  |  | suite m exam 1 |  | MEGAN MCCAFFERTY
|  | WELCH ALLYN, INC. | WELCH ALLYN, INC. 7670-02 |  | 21252** | CDU - CLINICAL DECISION UNIT-9 KELEMEN |  |  | excluded | 01/01/1900 |  |  |  |  | NO | NO |  |  |  |  | WELCH ALLYN, INC. 10346971 21252** |  |  | Active |  | 99:99:99:99:99:99 |  | Equipment | PAAR:00-PVAR | 11/02/2019 |  | COOPER UNIVERSITY HOSPITAL |  |  | CDU | WOT00000000513242 | KAREN GRUBER | Disposition | Closed | Richard Jolly | 02/08/2018 | 05/15/2019 | Bulk Disposition CNL
|  | WELCH ALLYN, INC. | WELCH ALLYN, INC. 76751 |  |  | PAVILION 8 |  |  | excluded | 10/31/2019 |  |  |  |  | NO | NO |  |  |  |  | WELCH ALLYN, INC. 11207593 14290776 |  |  | Active |  |  |  | Equipment | PAAR:00-PVAR | 10/31/2019 | 10/31/2019 | COOPER UNIVERSITY HOSPITAL |  |  | Performance Verification | WOT00000002265903 | BRIAN OSHAUGHNESSY | Performance Verification | Closed | Gene Amodei | 10/31/2019 | 10/31/2019 | Performance Verification for WELCH ALLYN, INC. 11207593 14290776 | Initial Install of Performance Verification. Device is ready for patient use. |  |  | 10/31/2019 | 10/31/2019
|  | WELCH ALLYN, INC. | WELCH ALLYN, INC. 76751 |  | 05248574A | HADDON HEIGHTS-FAMILY MEDICINE |  |  | excluded | 05/04/2009 |  |  |  |  | NO | NO |  |  |  |  | WELCH ALLYN, INC. 10365790 05248574A |  |  | Active |  | 99:99:99:99:99:99 |  | Equipment | PAAR:00-PVAR | 11/02/2019 |  | COOPER AMBULATORY OFF-SITES |  |  | EXAM 1 |  | KELLIE STOUT
|  | WELCH ALLYN, INC. | WELCH ALLYN, INC. 78800 LIGHT HANDLE |  | Not Known | VOORHEES SURGERY CENTER-RADIATION/ONC |  |  | excluded | 05/01/2004 |  |  |  |  | NO | NO |  |  |  |  | WELCH ALLYN, INC. 10356816 Not Known |  |  | Active |  | 99:99:99:99:99:99 |  | Accessory | PAAR:00-PVAR | 11/02/2019 |  | COOPER AMBULATORY OFF-SITES |  |  | exam 4 |  | COLLEEN TEGELER
|  | WELCH ALLYN, INC. | WELCH ALLYN, INC. ATLAS-MODEL 6200 SERIES |  |  | BUNKER HILL-ORAL SURGERY |  |  |  | 12/29/2004 |  |  |  |  | NO | NO |  |  |  |  | WELCH ALLYN, INC. 10366944 622018089 |  |  | Disposition |  |  |  | Equipment | 1Y:00-MFG | 09/14/2017 | 09/01/2020 | COOPER AMBULATORY OFF-SITES |  |  | exam 4 |  | BARBARA DIPINTO
|  | WELCH ALLYN, INC. | WELCH ALLYN, INC. ATLAS-MODEL 6200 SERIES |  |  | BUNKER HILL-ORAL SURGERY |  |  |  | 12/29/2004 |  |  |  |  | NO | NO |  |  |  |  | WELCH ALLYN, INC. 10366937 62218089 |  |  | Disposition |  |  |  | Equipment | 1Y:00-MFG | 09/22/2015 | 09/01/2020 | COOPER AMBULATORY OFF-SITES |  |  | HALLWAY |  | BARBARA DIPINTO
|  | WELCH ALLYN, INC. | WELCH ALLYN, INC. BRAUN THERMOSCAN PRO 3000 |  |  | MT. LAUREL-PULMONARY |  |  | excluded | 01/01/1900 |  |  |  |  | NO | NO |  |  |  |  | WELCH ALLYN, INC. 10345403 1109067730 |  |  | Active |  | 99:99:99:99:99:99 |  | Equipment | PAAR:00-PVAR | 11/02/2019 |  | COOPER AMBULATORY OFF-SITES |  |  | Suite 101 - Nurses Station |  | KATHY LOFLAND
|  | WELCH ALLYN, INC. | WELCH ALLYN, INC. BRAUN THERMOSCAN PRO 3000 |  |  | MT. LAUREL-PULMONARY |  |  | excluded | 01/23/2008 |  |  |  |  | NO | NO |  |  |  |  | WELCH ALLYN, INC. 10345399 11108663424 |  |  | Active |  | 99:99:99:99:99:99 |  | Equipment | PAAR:00-PVAR | 11/02/2019 |  | COOPER AMBULATORY OFF-SITES |  |  | Suite 101 - Nurses Station |  | KATHY LOFLAND
|  | WELCH ALLYN, INC. | WELCH ALLYN, INC. BRAUN THERMOSCAN PRO 4000 |  | 14915K01380 | VOORHEES SURGERY CENTER-OPERATING ROOM |  |  | excluded | 12/15/2015 |  |  |  |  | NO | NO |  |  |  |  | WELCH ALLYN, INC. 10480236 14915K01380 |  |  | Active |  | 99:99:99:99:99:99 |  | Equipment | PAAR:00-PVAR | 10/31/2019 |  | COOPER AMBULATORY OFF-SITES |  |  | PRE OP |  | JENNIFER BOMBARO
|  | WELCH ALLYN, INC. | WELCH ALLYN, INC. BRAUN THERMOSCAN PRO 4000 |  | 14915K01375 | VOORHEES SURGERY CENTER-OPERATING ROOM |  |  | excluded | 12/15/2015 |  |  |  |  | NO | NO |  |  |  |  | WELCH ALLYN, INC. 10480232 14915K01375 |  |  | Active |  | 99:99:99:99:99:99 |  | Equipment | PAAR:00-PVAR | 10/31/2019 |  | COOPER AMBULATORY OFF-SITES |  |  | PRE OP |  | JENNIFER BOMBARO
|  | WELCH ALLYN, INC. | WELCH ALLYN, INC. BRAUN THERMOSCAN PRO 4000 |  |  | VOORHEES SURGERY CENTER-OPERATING ROOM |  |  | excluded | 10/01/2013 |  |  |  |  | NO | NO |  |  |  |  | WELCH ALLYN, INC. 10346060 1010528202 |  |  | Active |  | 99:99:99:99:99:99 |  | Equipment | PAAR:00-PVAR | 11/02/2019 |  | COOPER AMBULATORY OFF-SITES |  |  | Pre-op Room 4 |  | JENNIFER BOMBARO
|  | WELCH ALLYN, INC. | WELCH ALLYN, INC. BRAUN THERMOSCAN PRO 4000 |  | 22712K01572 | VOORHEES SURGERY CENTER-OPERATING ROOM |  |  | excluded | 10/12/2011 |  |  |  |  | NO | NO |  |  |  |  | WELCH ALLYN, INC. 10346046 22712K01572 |  |  | Active |  | 99:99:99:99:99:99 |  | Equipment | PAAR:00-PVAR | 11/02/2019 |  | COOPER AMBULATORY OFF-SITES |  |  | PRE-OP NURSES STATION |  | JENNIFER BOMBARO
|  | WELCH ALLYN, INC. | WELCH ALLYN, INC. BRAUN THERMOSCAN PRO 4000 |  |  | VOORHEES SURGERY CENTER-OPERATING ROOM |  |  | excluded | 10/11/2006 |  |  |  |  | NO | NO |  |  |  |  | WELCH ALLYN, INC. 10346045 11105969867 |  |  | Active |  | 99:99:99:99:99:99 |  | Equipment | PAAR:00-PVAR | 11/02/2019 |  | COOPER AMBULATORY OFF-SITES |  |  | PRE-OP NURSES STATION |  | JENNIFER BOMBARO
|  | WELCH ALLYN, INC. | WELCH ALLYN, INC. CL100 |  |  | OR - KELEMEN 3 |  |  |  | 01/01/1900 |  |  |  |  | NO | NO |  |  |  |  | WELCH ALLYN, INC. 10369139 100000483 |  |  | Disposition |  | 99:99:99:99:99:99 |  | Equipment | PAAR:00-PVAR | 11/01/2019 |  | COOPER UNIVERSITY HOSPITAL |  |  | KELEMEN 2 storage | WOT00000000507043 | DOMINIC VENDETTA | Disposition | Closed | Salvatore Bombara | 02/08/2018 | 05/15/2019 | Bulk Disposition CNL | Unit has been replaced/upgraded. | EXP2933604 | Labor | 05/15/2019 | 05/15/2019 | Salvatore Bombara
|  | WELCH ALLYN, INC. | WELCH ALLYN, INC. CONNEX PROBP 3400 |  |  | BRACHFIELD MEDICAL ASSOCIATES-MEDICINE |  |  |  | 05/05/2011 |  |  |  |  | NO | NO |  |  |  |  | WELCH ALLYN, INC. 10367052 100002361411 |  |  | Disposition |  | 99:99:99:99:99:99 |  | Equipment | PAAR:00-PVAR | 11/02/2019 |  | COOPER AMBULATORY OFF-SITES |  |  | 104C |  | CATHY CRAWFORD
|  | WELCH ALLYN, INC. | WELCH ALLYN, INC. EXAM LIGHT |  | Not Known | BUNKER HILL-OB/GYN |  |  |  | 01/01/1900 |  |  |  |  | NO | NO |  |  |  |  | WELCH ALLYN, INC. 10367000 Not Known |  |  | Disposition |  |  |  | Equipment | PAAR:00-PVAR | 11/01/2019 |  | COOPER AMBULATORY OFF-SITES |  |  | EXAM 1 |  | LISA POTTS
|  | WELCH ALLYN, INC. | WELCH ALLYN, INC. EXAM LIGHT |  | Not Known | BUNKER HILL-OB/GYN |  |  |  | 01/01/1900 |  |  |  |  | NO | NO |  |  |  |  | WELCH ALLYN, INC. 10366996 Not Known |  |  | Disposition |  |  |  | Equipment | PAAR:00-PVAR | 11/02/2019 |  | COOPER AMBULATORY OFF-SITES |  |  | exam 3 |  | LISA POTTS
|  | WELCH ALLYN, INC. | WELCH ALLYN, INC. EXAM LIGHT |  | Not Known | BUNKER HILL-OB/GYN |  |  |  | 01/01/1900 |  |  |  |  | NO | NO |  |  |  |  | WELCH ALLYN, INC. 10366998 Not Known |  |  | Disposition |  |  |  | Equipment | PAAR:00-PVAR | 11/02/2019 |  | COOPER AMBULATORY OFF-SITES |  |  | EXAM 2 |  | LISA POTTS
|  | WELCH ALLYN, INC. | WELCH ALLYN, INC. EXAM LIGHT |  | Not Known | MOTHER INFANT UNIT |  |  | excluded | 01/01/1900 |  |  |  |  | NO | NO |  |  |  |  | WELCH ALLYN, INC. 10366367 Not Known |  |  | Active |  | 99:99:99:99:99:99 |  | Equipment | PAAR:00-PVAR | 11/02/2019 |  | COOPER UNIVERSITY HOSPITAL |  |  | D337 | WOT00000000529364 | Christina Smith | Disposition | Closed | Gene Amodei | 02/08/2018 | 07/17/2019 | Bulk Disposition CNL
|  | WELCH ALLYN, INC. | WELCH ALLYN, INC. EXAM LIGHT |  | Not Known | 1 COOPER PLAZA |  |  | excluded | 01/01/1900 |  |  |  |  | NO | NO |  |  |  |  | WELCH ALLYN, INC. 10366366 Not Known |  |  | Active |  | 99:99:99:99:99:99 |  | Equipment | PAAR:00-PVAR | 11/02/2019 |  | COOPER UNIVERSITY HOSPITAL |  |  | D335 | WOT00000000531387 | ATTN: ACCOUNTS PAYABLE | Disposition | Closed | Gene Amodei | 02/08/2018 | 05/13/2019 | Bulk Disposition CNL
|  | WELCH ALLYN, INC. | WELCH ALLYN, INC. EXAM LIGHT |  | Not Known | MOTHER INFANT UNIT |  |  | excluded | 01/01/1900 |  |  |  |  | NO | NO |  |  |  |  | WELCH ALLYN, INC. 10366363 Not Known |  |  | Active |  | 99:99:99:99:99:99 |  | Equipment | PAAR:00-PVAR | 11/02/2019 |  | COOPER UNIVERSITY HOSPITAL |  |  | D339 | WOT00000000530260 | Christina Smith | Disposition | Closed | Gene Amodei | 02/08/2018 | 07/05/2019 | Bulk Disposition CNL
|  | WELCH ALLYN, INC. | WELCH ALLYN, INC. EXAM LIGHT |  | Not Known | KINGS HIGHWAY - OB/GYN |  |  | excluded | 01/01/1900 |  |  |  |  | NO | NO |  |  |  |  | WELCH ALLYN, INC. 10366314 Not Known |  |  | Active |  | 99:99:99:99:99:99 |  | Equipment | PAAR:00-PVAR | 11/02/2019 |  | COOPER AMBULATORY OFF-SITES |  |  | EXAM 2 | WOT00000001872996 | DONNA ONEILL | Repair | Closed | Kirk Lis | 12/31/2018 | 05/24/2019 | Focusing lens is broken | ANALYZED UNIT . FOCUSING RING BROKEN. NEED TO ORDER REPLACEMENT replaced focusing head and performed ovp | EXP1980002 | Labor | 12/31/2018 | 12/31/2018 | Kirk Lis
|  | WELCH ALLYN, INC. | WELCH ALLYN, INC. GREEN SERIES |  | Not Known | RIPPA CENTER-OB/GYN |  |  | excluded | 11/02/2019 |  |  |  |  | NO | NO |  |  |  |  | WELCH ALLYN, INC. 30071413 Not Known |  |  | Active |  | 99:99:99:99:99:99 |  | Equipment | PAAR:00-PVAR | 11/02/2019 | 11/02/2019 | COOPER AMBULATORY OFF-SITES |  |  | OB GYN EXAM 8 |  | PATRICIA HUFF |  |  |  | 11/02/2019 | 11/02/2019 |  |  |  |  | 11/02/2019 | 11/02/2019
|  | WELCH ALLYN, INC. | WELCH ALLYN, INC. GREEN SERIES |  | Not Known | RIPPA CENTER-OB/GYN |  |  | excluded | 11/02/2019 |  |  |  |  | NO | NO |  |  |  |  | WELCH ALLYN, INC. 30071313 Not Known |  |  | Active |  | 99:99:99:99:99:99 |  | Equipment | PAAR:00-PVAR | 11/02/2019 | 11/02/2019 | COOPER AMBULATORY OFF-SITES |  |  | OB GYN EXAM 6 |  | PATRICIA HUFF |  |  |  | 11/02/2019 | 11/02/2019 |  |  |  |  | 11/02/2019 | 11/02/2019
|  | WELCH ALLYN, INC. | WELCH ALLYN, INC. GREEN SERIES |  | Not Known | RIPPA CENTER-OB/GYN |  |  | excluded | 11/02/2019 |  |  |  |  | NO | NO |  |  |  |  | WELCH ALLYN, INC. 210337411 Not Known |  |  | Active |  | 99:99:99:99:99:99 |  | Equipment | PAAR:00-PVAR | 11/02/2019 | 11/02/2019 | COOPER AMBULATORY OFF-SITES |  |  | CONSULT RM 5 |  | PATRICIA HUFF |  |  |  | 11/02/2019 | 11/02/2019 |  |  |  |  | 11/02/2019 | 11/02/2019
|  | WELCH ALLYN, INC. | WELCH ALLYN, INC. GREEN SERIES |  | Not Known | RIPPA CENTER-OB/GYN |  |  | excluded | 11/02/2019 |  |  |  |  | NO | NO |  |  |  |  | WELCH ALLYN, INC. 210337364 Not Known |  |  | Active |  | 99:99:99:99:99:99 |  | Equipment | PAAR:00-PVAR | 11/02/2019 | 11/02/2019 | COOPER AMBULATORY OFF-SITES |  |  | OB GYN EXAM 7 | WOT00000001711950 | PATRICIA HUFF | Repair | Closed | Stephen Zubrzycki | 11/02/2019 | 11/02/2019 | Not working | Replaced bulbs and VPO | EXP1763682 | Parts | 11/02/2019 | 11/02/2019 | Stephen Zubrzycki
|  | WELCH ALLYN, INC. | WELCH ALLYN, INC. GREEN SERIES |  | Not Known | RIPPA CENTER-OB/GYN |  |  | excluded | 11/02/2019 |  |  |  |  | NO | NO |  |  |  |  | WELCH ALLYN, INC. 210337359 Not Known |  |  | Active |  | 99:99:99:99:99:99 |  | Equipment | PAAR:00-PVAR | 11/02/2019 | 11/02/2019 | COOPER AMBULATORY OFF-SITES |  |  | OB GYN EXAM 10 |  | PATRICIA HUFF |  |  |  | 11/02/2019 | 11/02/2019 |  |  |  |  | 11/02/2019 | 11/02/2019
|  | WELCH ALLYN, INC. | WELCH ALLYN, INC. GREEN SERIES |  | Not Known | RIPPA CENTER-OB/GYN |  |  | excluded | 11/02/2019 |  |  |  |  | NO | NO |  |  |  |  | WELCH ALLYN, INC. 210337360 Not Known |  |  | Active |  | 99:99:99:99:99:99 |  | Equipment | PAAR:00-PVAR | 11/02/2019 | 11/02/2019 | COOPER AMBULATORY OFF-SITES |  |  | OB GYN EXAM 4 |  | PATRICIA HUFF |  |  |  | 11/02/2019 | 11/02/2019 |  |  |  |  | 11/02/2019 | 11/02/2019
|  | WELCH ALLYN, INC. | WELCH ALLYN, INC. GREEN SERIES |  | Not Known | RIPPA CENTER-OB/GYN |  |  | excluded | 11/02/2019 |  |  |  |  | NO | NO |  |  |  |  | WELCH ALLYN, INC. 210337356 Not Known |  |  | Active |  | 99:99:99:99:99:99 |  | Equipment | PAAR:00-PVAR | 11/02/2019 | 11/02/2019 | COOPER AMBULATORY OFF-SITES |  |  | OB/GYN EXAM 11 |  | PATRICIA HUFF |  |  |  | 11/02/2019 | 11/02/2019 |  |  |  |  | 11/02/2019 | 11/02/2019
|  | WELCH ALLYN, INC. | WELCH ALLYN, INC. GREEN SERIES |  | Not Known | RIPPA CENTER-OB/GYN |  |  | excluded | 11/02/2019 |  |  |  |  | NO | NO |  |  |  |  | WELCH ALLYN, INC. 210337352 Not Known |  |  | Active |  | 99:99:99:99:99:99 |  | Equipment | PAAR:00-PVAR | 11/02/2019 | 11/02/2019 | COOPER AMBULATORY OFF-SITES |  |  | OB/GYN EXAM 12 |  | PATRICIA HUFF |  |  |  | 11/02/2019 | 11/02/2019 |  |  |  |  | 11/02/2019 | 11/02/2019
|  | WELCH ALLYN, INC. | WELCH ALLYN, INC. GREEN SERIES |  | Not Known | RIPPA CENTER-OB/GYN |  |  | excluded | 11/02/2019 |  |  |  |  | NO | NO |  |  |  |  | WELCH ALLYN, INC. 210337348 Not Known |  |  | Active |  | 99:99:99:99:99:99 |  | Equipment | PAAR:00-PVAR | 11/02/2019 | 11/02/2019 | COOPER AMBULATORY OFF-SITES |  |  | EXAM 2 |  | PATRICIA HUFF |  |  |  | 11/02/2019 | 11/02/2019 |  |  |  |  | 11/02/2019 | 11/02/2019
|  | WELCH ALLYN, INC. | WELCH ALLYN, INC. GREEN SERIES |  |  | RIPPA CENTER-OB/GYN |  |  | excluded | 11/02/2019 |  |  |  |  | NO | NO |  |  |  |  | WELCH ALLYN, INC. 210337345 210337345 |  |  | Active |  | 99:99:99:99:99:99 |  | Equipment | PAAR:00-PVAR | 11/02/2019 | 11/02/2019 | COOPER AMBULATORY OFF-SITES |  |  | exam 3 |  | PATRICIA HUFF |  |  |  | 11/02/2019 | 11/02/2019 |  |  |  |  | 11/02/2019 | 11/02/2019
|  | WELCH ALLYN, INC. | WELCH ALLYN, INC. GREEN SERIES |  |  | PRINCETON-OB/GYN |  |  | excluded | 09/29/2016 |  |  |  |  | NO | NO |  |  |  |  | WELCH ALLYN, INC. 10505288 140526 |  |  | Active |  | 99:99:99:99:99:99 |  | Equipment | PAAR:00-PVAR | 10/31/2019 |  | COOPER AMBULATORY OFF-SITES |  |  | EXAM ROOM 3 |  | LINDA CARON
|  | WELCH ALLYN, INC. | WELCH ALLYN, INC. GREEN SERIES |  |  | PRINCETON-OB/GYN |  |  | excluded | 09/29/2016 |  |  |  |  | NO | NO |  |  |  |  | WELCH ALLYN, INC. 10480094 150407 |  |  | Active |  | 99:99:99:99:99:99 |  | Equipment | PAAR:00-PVAR | 10/31/2019 |  | COOPER AMBULATORY OFF-SITES |  |  | EXAM ROOM 1 |  | LINDA CARON
|  | WELCH ALLYN, INC. | WELCH ALLYN, INC. GREEN SERIES |  | Not Known | BRACHFIELD MEDICAL ASSOCIATES-MEDICINE |  |  | excluded | 01/01/1900 |  |  |  |  | NO | NO |  |  |  |  | WELCH ALLYN, INC. 10367024 Not Known |  |  | Active |  | 99:99:99:99:99:99 |  | Equipment | PAAR:00-PVAR | 11/02/2019 |  | COOPER AMBULATORY OFF-SITES |  |  | A107 |  | CATHY CRAWFORD
|  | WELCH ALLYN, INC. | WELCH ALLYN, INC. GREEN SERIES |  | Not Known | BRACHFIELD MEDICAL ASSOCIATES-MEDICINE |  |  | excluded | 01/01/1900 |  |  |  |  | NO | NO |  |  |  |  | WELCH ALLYN, INC. 10367025 Not Known |  |  | Active |  | 99:99:99:99:99:99 |  | Equipment | PAAR:00-PVAR | 11/02/2019 |  | COOPER AMBULATORY OFF-SITES |  |  | A106 |  | CATHY CRAWFORD
|  | WELCH ALLYN, INC. | WELCH ALLYN, INC. GREEN SERIES |  | 123456** | COOPER CANCER CENTER |  |  |  | 01/01/1900 |  |  |  |  | NO | NO |  |  |  |  | WELCH ALLYN, INC. 10365633 123456** |  |  | Disposition |  |  |  | Equipment | PAAR:00-PVAR | 11/02/2019 |  | COOPER AMBULATORY OFF-SITES |  |  | DISPOSITION |  | COLLEEN TEGELER
|  | WELCH ALLYN, INC. | WELCH ALLYN, INC. GREEN SERIES |  | 24716** | COOPER CANCER CENTER |  |  |  | 01/01/1900 |  |  |  |  | NO | NO |  |  |  |  | WELCH ALLYN, INC. 10365630 24716** |  |  | Disposition |  |  |  | Equipment | PAAR:00-PVAR | 11/02/2019 |  | COOPER AMBULATORY OFF-SITES |  |  | DISPOSITION |  | COLLEEN TEGELER
|  | WELCH ALLYN, INC. | WELCH ALLYN, INC. GREEN SERIES |  | Not Known | VOORHEES RHEUMATOLOGY |  |  | excluded | 01/01/1900 |  |  |  |  | NO | NO |  |  |  |  | WELCH ALLYN, INC. 10356867 Not Known |  |  | Active |  | 99:99:99:99:99:99 |  | Equipment | PAAR:00-PVAR | 11/01/2019 |  | COOPER AMBULATORY OFF-SITES |  |  | bdlg 2 suite 203 ROOM 9 |  | GILA DAVIS
|  | WELCH ALLYN, INC. | WELCH ALLYN, INC. GREEN SERIES |  | Not Known | MT. LAUREL-FAMILY MEDICINE |  |  | excluded | 01/01/1900 |  |  |  |  | NO | NO |  |  |  |  | WELCH ALLYN, INC. 10345869 Not Known |  |  | Active |  | 99:99:99:99:99:99 |  | Equipment | PAAR:00-PVAR | 11/02/2019 |  | COOPER AMBULATORY OFF-SITES |  |  | exam 3 | WOT00000000550764 | SUE MAKO | Repair | Closed | Kirk Lis | 02/16/2018 | 07/30/2018 | bulb is out, office opens at 11am on Monday | traced problem to bad bulb. replaced lamp cl 1757 | EXP0153154 | Labor | 02/21/2018 | 02/21/2018 | Kirk Lis
|  | WELCH ALLYN, INC. | WELCH ALLYN, INC. GREEN SERIES |  | Not Known | MT. LAUREL-FAMILY MEDICINE |  |  | excluded | 01/01/1900 |  |  |  |  | NO | NO |  |  |  |  | WELCH ALLYN, INC. 10345867 Not Known |  |  | Active |  | 99:99:99:99:99:99 |  | Equipment | PAAR:00-PVAR | 11/02/2019 |  | COOPER AMBULATORY OFF-SITES |  |  | EXAM 1 |  | SUE MAKO
|  | WELCH ALLYN, INC. | WELCH ALLYN, INC. GREEN SERIES |  | Not Known | 6017 MAIN ST-PLASTICS |  |  | excluded | 01/01/1900 |  |  |  |  | NO | NO |  |  |  |  | WELCH ALLYN, INC. 10345848 Not Known |  |  | Active |  | 99:99:99:99:99:99 |  | Equipment | PAAR:00-PVAR | 11/02/2019 |  | COOPER AMBULATORY OFF-SITES |  |  | EXAM RM 10 | 0011022688 | ANNE MAIER | Repair | Closed | Kirk Lis | 01/04/2017 | 01/05/2017 | LIGHT - LAMP WONT WORK - TMX | 1/5/2017 8:26:48 AM KALIS (KALIS 1/4/2017 12:00 AM) PERFORMED TROUBLESHOOTING. TRACED PROBLEM TO BAD BULB. REPLACED LAMP AND TESTED OK. INFORMED MA OF UNIT'S STAUS | 9B9265AC-4EC8-4FA1-8B01-281C7D31BCD2 | Labor | 01/04/2017 | 01/04/2017 | Kirk Lis
|  | WELCH ALLYN, INC. | WELCH ALLYN, INC. GREEN SERIES |  | Not Known | 6017 MAIN ST-PLASTICS |  |  | excluded | 01/01/1900 |  |  |  |  | NO | NO |  |  |  |  | WELCH ALLYN, INC. 10345813 Not Known |  |  | Active |  | 99:99:99:99:99:99 |  | Equipment | PAAR:00-PVAR | 11/02/2019 |  | COOPER AMBULATORY OFF-SITES |  |  | exam 3 | WOT00000000496934 | ANNE MAIER | Repair | Closed | Kirk Lis | 02/01/2018 | 06/13/2018 | not reading dial | analyzed unit. traced problem to defective dial. biomed does not purchase replacement parts for manual spyghnomometers | EXP0113245 | Labor | 02/06/2018 | 02/06/2018 | Kirk Lis
|  | WELCH ALLYN, INC. | WELCH ALLYN, INC. GREEN SERIES |  | Not Known | 6017 MAIN ST-PLASTICS |  |  | excluded | 01/01/1900 |  |  |  |  | NO | NO |  |  |  |  | WELCH ALLYN, INC. 10345807 Not Known |  |  | Active |  | 99:99:99:99:99:99 |  | Equipment | PAAR:00-PVAR | 11/02/2019 |  | COOPER AMBULATORY OFF-SITES |  |  | exam 4 |  | ANNE MAIER
|  | WELCH ALLYN, INC. | WELCH ALLYN, INC. GREEN SERIES |  | Not Known | 6017 MAIN ST-PLASTICS |  |  | excluded | 01/01/1900 |  |  |  |  | NO | NO |  |  |  |  | WELCH ALLYN, INC. 10345788 Not Known |  |  | Active |  | 99:99:99:99:99:99 |  | Equipment | PAAR:00-PVAR | 11/02/2019 |  | COOPER AMBULATORY OFF-SITES |  |  | EXAM 9 | 0011722447 | ANNE MAIER | Repair | Closed | Kirk Lis | 05/30/2017 | 05/31/2017 | EXAM LIGHT - BULB BURNT OUT - PLASTIC SURGERY EXAM 9 | 5/31/2017 2:08:34 PM KALIS (KALIS 5/31/2017 12:00 AM) TRAVEL TIME (KALIS 5/31/2017 12:00 AM) TRACED ISSUE TO BAD BULB. REPLACED BULB AND PERFORMED OVP | 5D9A8E0F-0386-4B87-A289-9CE27EA22B1F | Labor | 05/31/2017 | 05/31/2017 | Kirk Lis
|  | WELCH ALLYN, INC. | WELCH ALLYN, INC. GREEN SERIES |  | Not Known | 6017 MAIN ST-PLASTICS |  |  | excluded | 01/01/1900 |  |  |  |  | NO | NO |  |  |  |  | WELCH ALLYN, INC. 10345780 Not Known |  |  | Active |  | 99:99:99:99:99:99 |  | Equipment | PAAR:00-PVAR | 11/02/2019 |  | COOPER AMBULATORY OFF-SITES |  |  | ORAL SIDE EXAM 2 |  | ANNE MAIER
|  | WELCH ALLYN, INC. | WELCH ALLYN, INC. GREEN SERIES |  | Not Known | 6017 MAIN ST-PLASTICS |  |  | excluded | 01/01/1900 |  |  |  |  | NO | NO |  |  |  |  | WELCH ALLYN, INC. 10345775 Not Known |  |  | Active |  | 99:99:99:99:99:99 |  | Equipment | PAAR:00-PVAR | 11/02/2019 |  | COOPER AMBULATORY OFF-SITES |  |  | ORAL SIDE EXAM 1 | WOT00000003404442 | ANNE MAIER | Repair | Closed | Kirk Lis | 08/02/2019 | 08/05/2019 | light needs changed | REPLACED OTOSCOPE BULB FROM VAN SOCK. PERFORMED OVP. UNIT OK | EXP3591049 | Labor | 08/02/2019 | 08/02/2019 | Kirk Lis
|  | WELCH ALLYN, INC. | WELCH ALLYN, INC. GREEN SERIES |  | Not Known | 3 COOPER-MULTISPECIALTY CENTER |  |  | excluded | 01/01/1900 |  |  |  |  | NO | NO |  |  |  |  | WELCH ALLYN, INC. 10345605 Not Known |  |  | Active |  | 99:99:99:99:99:99 |  | Equipment | PAAR:00-PVAR | 11/02/2019 |  | COOPER AMBULATORY OFF-SITES |  |  | SUITE 104 - EXAM 165 |  | MARGIE OUTLER
|  | WELCH ALLYN, INC. | WELCH ALLYN, INC. GREEN SERIES |  | Not Known | 3 COOPER-MULTISPECIALTY CENTER |  |  | excluded | 01/01/1900 |  |  |  |  | NO | NO |  |  |  |  | WELCH ALLYN, INC. 10345606 Not Known |  |  | Active |  | 99:99:99:99:99:99 |  | Equipment | PAAR:00-PVAR | 11/02/2019 |  | COOPER AMBULATORY OFF-SITES |  |  | SUITE 104 - EXAM 164 |  | MARGIE OUTLER
|  | WELCH ALLYN, INC. | WELCH ALLYN, INC. GREEN SERIES |  | Not Known | 3 COOPER-MULTISPECIALTY CENTER |  |  | excluded | 01/01/1900 |  |  |  |  | NO | NO |  |  |  |  | WELCH ALLYN, INC. 10345599 Not Known |  |  | Active |  | 99:99:99:99:99:99 |  | Equipment | PAAR:00-PVAR | 11/02/2019 |  | COOPER AMBULATORY OFF-SITES |  |  | SUITE 104 - EXAM 171 |  | MARGIE OUTLER
|  | WELCH ALLYN, INC. | WELCH ALLYN, INC. GREEN SERIES |  | Not Known | 3 COOPER-MULTISPECIALTY CENTER |  |  | excluded | 01/01/1900 |  |  |  |  | NO | NO |  |  |  |  | WELCH ALLYN, INC. 10345597 Not Known |  |  | Active |  | 99:99:99:99:99:99 |  | Equipment | PAAR:00-PVAR | 11/02/2019 |  | COOPER AMBULATORY OFF-SITES |  |  | SUITE 104 - EXAM 170 |  | MARGIE OUTLER
|  | WELCH ALLYN, INC. | WELCH ALLYN, INC. GREEN SERIES |  | Not Known | 3 COOPER-MULTISPECIALTY CENTER |  |  | excluded | 01/01/1900 |  |  |  |  | NO | NO |  |  |  |  | WELCH ALLYN, INC. 10345588 Not Known |  |  | Active |  | 99:99:99:99:99:99 |  | Equipment | PAAR:00-PVAR | 11/01/2019 |  | COOPER AMBULATORY OFF-SITES |  |  | SUITE 104 - EXAM 169 |  | MARGIE OUTLER
|  | WELCH ALLYN, INC. | WELCH ALLYN, INC. GREEN SERIES |  | Not Known | 3 COOPER-MULTISPECIALTY CENTER |  |  | excluded | 01/01/1900 |  |  |  |  | NO | NO |  |  |  |  | WELCH ALLYN, INC. 10345558 Not Known |  |  | Active |  | 99:99:99:99:99:99 |  | Equipment | PAAR:00-PVAR | 11/02/2019 |  | COOPER AMBULATORY OFF-SITES |  |  | SUITE 104 - EXAM 151 |  | MARGIE OUTLER
|  | WELCH ALLYN, INC. | WELCH ALLYN, INC. GREEN SERIES |  | Not Known | VOORHEES ORTHOPEDICS |  |  | excluded | 01/01/1900 |  |  |  |  | NO | NO |  |  |  |  | WELCH ALLYN, INC. 10344993 Not Known |  |  | Active |  | 99:99:99:99:99:99 |  | Equipment | PAAR:00-PVAR | 11/02/2019 |  | COOPER AMBULATORY OFF-SITES |  |  | bdlg 2 suite 203 ROOM 13 |  | CAROL STRANTON
|  | WELCH ALLYN, INC. | WELCH ALLYN, INC. GREEN SERIES |  | Not Known | VOORHEES RHEUMATOLOGY |  |  | excluded | 01/01/1900 |  |  |  |  | NO | NO |  |  |  |  | WELCH ALLYN, INC. 10344995 Not Known |  |  | Active |  | 99:99:99:99:99:99 |  | Equipment | PAAR:00-PVAR | 11/02/2019 |  | COOPER AMBULATORY OFF-SITES |  |  | bdlg 2 suite 203 ROOM 11 |  | GILA DAVIS
|  | WELCH ALLYN, INC. | WELCH ALLYN, INC. GREEN SERIES |  | Not Known | VOORHEES RHEUMATOLOGY |  |  | excluded | 01/01/1900 |  |  |  |  | NO | NO |  |  |  |  | WELCH ALLYN, INC. 10344985 Not Known |  |  | Active |  | 99:99:99:99:99:99 |  | Equipment | PAAR:00-PVAR | 11/02/2019 |  | COOPER AMBULATORY OFF-SITES |  |  | bdlg 2 suite 203 ROOM 12 |  | GILA DAVIS
|  | WELCH ALLYN, INC. | WELCH ALLYN, INC. GREEN SERIES |  | Not Known | VOORHEES RHEUMATOLOGY |  |  | excluded | 01/01/1900 |  |  |  |  | NO | NO |  |  |  |  | WELCH ALLYN, INC. 10344988 Not Known |  |  | Active |  | 99:99:99:99:99:99 |  | Equipment | PAAR:00-PVAR | 11/02/2019 |  | COOPER AMBULATORY OFF-SITES |  |  | bdlg 2 suite 203 ROOM 10 |  | GILA DAVIS
|  | WELCH ALLYN, INC. | WELCH ALLYN, INC. GREEN SERIES |  | Not Known | RIPPA CENTER-OB/GYN |  |  | excluded | 01/01/1900 |  |  |  |  | NO | NO |  |  |  |  | WELCH ALLYN, INC. 10315932 Not Known |  |  | Active |  | 99:99:99:99:99:99 |  | Equipment | PAAR:00-PVAR | 11/02/2019 |  | COOPER AMBULATORY OFF-SITES |  |  | EXAM 1 |  | PATRICIA HUFF
|  | WELCH ALLYN, INC. | WELCH ALLYN, INC. GREEN SERIES |  | Not Known | RIPPA CENTER-OB/GYN |  |  | excluded | 01/01/1900 |  |  |  |  | NO | NO |  |  |  |  | WELCH ALLYN, INC. 10256239 Not Known |  |  | Active |  | 99:99:99:99:99:99 |  | Equipment | PAAR:00-PVAR | 11/02/2019 |  | COOPER AMBULATORY OFF-SITES |  |  | EXAM 5 |  | PATRICIA HUFF
|  | WELCH ALLYN, INC. | WELCH ALLYN, INC. GREEN SERIES 300 EXAM LIGHT |  | 23925* | 1 COOPER PLAZA |  |  |  | 11/02/2019 |  |  |  |  | NO | NO |  |  |  |  | WELCH ALLYN, INC. 23925 23925* |  |  | Disposition |  |  |  | Equipment | PAAR:00-PVAR | 11/02/2019 | 11/02/2019 | COOPER UNIVERSITY HOSPITAL |  |  | D605 |  | ATTN: ACCOUNTS PAYABLE |  |  |  | 11/02/2019 | 11/02/2019 |  |  |  |  | 11/02/2019 | 11/02/2019
|  | WELCH ALLYN, INC. | WELCH ALLYN, INC. GREEN SERIES 300 EXAM LIGHT |  | Not Known | MOTHER INFANT UNIT |  |  | excluded | 01/01/1900 |  |  |  |  | NO | NO |  |  |  |  | WELCH ALLYN, INC. 10366359 Not Known |  |  | Active |  | 99:99:99:99:99:99 |  | Equipment | PAAR:00-PVAR | 11/01/2019 |  | COOPER UNIVERSITY HOSPITAL |  |  | d336 | WOT00000000528355 | Christina Smith | Disposition | Closed | Gene Amodei | 02/08/2018 | 05/24/2019 | Bulk Disposition CNL
|  | WELCH ALLYN, INC. | WELCH ALLYN, INC. GREEN SERIES 300 EXAM LIGHT |  | Not Known | MULTI SPECIALTY CARE AT MARLTON |  |  |  | 01/01/1900 |  |  |  |  | NO | NO |  |  |  |  | WELCH ALLYN, INC. 10365897 Not Known |  |  | Disposition |  | 99:99:99:99:99:99 |  | Equipment | PAAR:00-PVAR | 11/02/2019 |  | COOPER AMBULATORY OFF-SITES |  |  | exam 4 | WOT00000003402438 | SUSAN MAKO | Repair | Closed | Kirk Lis | 08/01/2019 | 08/19/2019 | In two pieces, Can't connect it | ANALYZED UNIT. TRIED TO RE SEAT GOOSE NECK PIECE. COULD NOT INSTALL PIECE. CONTACTED OEM. UNIT IS PRESSED TOGETHER AT FACTORY. NEED TO RESEARCH OPTIONS. CONTACTED OEM. WITH LOT # 150522. UNIT UNDER WARRANTY FOR 5 YEARS. OEM SENDING REPLACEMENT UNIT. RMA # 302315591. OEM DOES NOT REQUIRE BROKEN PIECE TO BE SENT BACK. RECEIVED IN WARRANTY REPLACEMENT UNIT. BROKEN UNIT DOES NOT NEED TO BE SENT BACK TO OEM. INSTALLED NEW REPLACEMENT EXAM LAMP. REMOVED UNREPAIRABLE DEFECTIVE UNIT. TRASHED UNIT Dispositioned from Work Order Task WOT00000003443305 CEID: 10365897 | EXP3591160 | Labor | 08/02/2019 | 08/02/2019 | Kirk Lis
|  | WELCH ALLYN, INC. | WELCH ALLYN, INC. GREEN SERIES 300 EXAM LIGHT |  | Not Known | 127 CHURCH - OB/GYN |  |  | excluded | 01/01/1900 |  |  |  |  | NO | NO |  |  |  |  | WELCH ALLYN, INC. 10365891 Not Known |  |  | Active |  | 99:99:99:99:99:99 |  | Equipment | PAAR:00-PVAR | 11/02/2019 |  | COOPER AMBULATORY OFF-SITES |  |  | EXAM 5 |  | Shannan Friel
|  | WELCH ALLYN, INC. | WELCH ALLYN, INC. GREEN SERIES 300 EXAM LIGHT |  | Not Known | MOTHER INFANT UNIT |  |  | excluded | 01/01/1900 |  |  |  |  | NO | NO |  |  |  |  | WELCH ALLYN, INC. 10364829 Not Known |  |  | Active |  | 99:99:99:99:99:99 |  | Equipment | PAAR:00-PVAR | 11/02/2019 |  | COOPER UNIVERSITY HOSPITAL |  |  | d336 | WOT00000000530193 | Christina Smith | Disposition | Closed | Gene Amodei | 02/08/2018 | 05/23/2019 | Bulk Disposition CNL
|  | WELCH ALLYN, INC. | WELCH ALLYN, INC. GREEN SERIES 300 EXAM LIGHT |  |  | LABOR & DELIVERY |  |  | excluded | 01/01/1900 |  |  |  |  | NO | NO |  |  |  |  | WELCH ALLYN, INC. 10364826 10364826 |  |  | Active |  | 99:99:99:99:99:99 |  | Equipment | PAAR:00-PVAR | 11/02/2019 |  | COOPER UNIVERSITY HOSPITAL |  |  | D342 3rd floor | WOT00000000507487 | JOANNA HORST | Disposition | Closed | Gene Amodei | 02/08/2018 | 05/14/2019 | Bulk Disposition CNL
|  | WELCH ALLYN, INC. | WELCH ALLYN, INC. GREEN SERIES 300 EXAM LIGHT |  | gs300/10364808 | INTERMEDIATE NURSING CARE UNIT |  |  | excluded | 01/01/1900 |  |  |  |  | NO | NO |  |  |  |  | WELCH ALLYN, INC. 10364809 gs300/10364808 |  |  | Active |  | 99:99:99:99:99:99 |  | Equipment | PAAR:00-PVAR | 11/02/2019 |  | COOPER UNIVERSITY HOSPITAL |  |  | D352 | WOT00000000526209 | Lisa Brooks | Disposition | Closed | Richard Jolly | 02/08/2018 | 05/15/2019 | Bulk Disposition CNL
|  | WELCH ALLYN, INC. | WELCH ALLYN, INC. GREEN SERIES 300 EXAM LIGHT |  | 23925* | ANTERPARTUM-INVITRO FERT |  |  |  | 06/24/2015 |  |  |  |  | NO | NO |  |  |  |  | WELCH ALLYN, INC. 10355041 23925* |  |  | Disposition |  | 99:99:99:99:99:99 |  | Equipment | PAAR:00-PVAR | 11/02/2019 |  | COOPER UNIVERSITY HOSPITAL |  |  | D606 |  | GRACE SVEINBZORNSSON
|  | WELCH ALLYN, INC. | WELCH ALLYN, INC. GREEN SERIES 300 EXAM LIGHT |  | 23927* | 1 COOPER PLAZA |  |  |  | 06/24/2015 |  |  |  |  | NO | NO |  |  |  |  | WELCH ALLYN, INC. 10355034 23927* |  |  | Disposition |  | 99:99:99:99:99:99 |  | Equipment | PAAR:00-PVAR | 11/01/2019 |  | COOPER UNIVERSITY HOSPITAL |  |  | D606 |  | ATTN: ACCOUNTS PAYABLE
|  | WELCH ALLYN, INC. | WELCH ALLYN, INC. GREEN SERIES 300 EXAM LIGHT |  | Not Known | MOTHER INFANT UNIT |  |  | excluded | 06/25/2015 |  |  |  |  | NO | NO |  |  |  |  | WELCH ALLYN, INC. 10348772 Not Known |  |  | Active |  | 99:99:99:99:99:99 |  | Equipment | PAAR:00-PVAR | 11/02/2019 |  | COOPER UNIVERSITY HOSPITAL |  |  | D349 |  | Christina Smith
|  | WELCH ALLYN, INC. | WELCH ALLYN, INC. GREEN SERIES 300 WITH WALL MOUNT |  | Not Known | 1030 KINGS HIGHWAY-MEDICINE |  |  | excluded | 01/01/1900 |  |  |  |  | NO | NO |  |  |  |  | WELCH ALLYN, INC. 10365924 Not Known |  |  | Active |  | 99:99:99:99:99:99 |  | Equipment | PAAR:00-PVAR | 11/02/2019 |  | COOPER AMBULATORY OFF-SITES |  |  | exam 3 |  | Bonnie Aichroch
|  | WELCH ALLYN, INC. | WELCH ALLYN, INC. GREEN SERIES 300 WITH WALL MOUNT |  | Not Known | 1030 KINGS HIGHWAY-MEDICINE |  |  | excluded | 01/01/1900 |  |  |  |  | NO | NO |  |  |  |  | WELCH ALLYN, INC. 10365920 Not Known |  |  | Active |  | 99:99:99:99:99:99 |  | Equipment | PAAR:00-PVAR | 11/02/2019 |  | COOPER AMBULATORY OFF-SITES |  |  | EXAM 2 |  | Bonnie Aichroch
|  | WELCH ALLYN, INC. | WELCH ALLYN, INC. GREEN SERIES 300 WITH WALL MOUNT |  | Not Known | VOORHEES PEDIATRICS |  |  | excluded | 01/01/1900 |  |  |  |  | NO | NO |  |  |  |  | WELCH ALLYN, INC. 10348070 Not Known |  |  | Active |  | 99:99:99:99:99:99 |  | Equipment | PAAR:00-PVAR | 11/02/2019 |  | COOPER AMBULATORY OFF-SITES |  |  | STORAGE |  | MAUREEN OBRIEN
|  | WELCH ALLYN, INC. | WELCH ALLYN, INC. GREEN SERIES 777 |  | Not Known | COOPER FAMILY MEDICINE AT CAMDEN COUNTY COLLEGE |  |  | excluded | 10/31/2019 |  |  |  |  | NO | NO |  |  |  |  | WELCH ALLYN, INC. 30126184 Not Known |  |  | Active |  | 99:99:99:99:99:99 |  | Equipment | PAAR:00-PVAR | 10/31/2019 | 10/31/2019 | COOPER AMBULATORY OFF-SITES |  |  | Exam 6 | 0011495001 | KATHLEEN CLIFFORD | Preventative Maintenance | Closed | Bonnie Aichroth | 10/31/2019 | 10/31/2019 | PERFORMANCE ASSURANCE AT INVENTORY | INVENTORIED DEVICE AND ENSURED DEVICE WAS FUNCTIONING PROPERLY. | 9DDE75A6-4F4C-4315-8AB5-4466863F5EAC | Labor | 10/31/2019 | 10/31/2019 | Stephen Zubrzycki
|  | WELCH ALLYN, INC. | WELCH ALLYN, INC. GREEN SERIES 777 |  | Not Known | COOPER FAMILY MEDICINE AT CAMDEN COUNTY COLLEGE |  |  | excluded | 10/31/2019 |  |  |  |  | NO | NO |  |  |  |  | WELCH ALLYN, INC. 30126182 Not Known |  |  | Active |  | 99:99:99:99:99:99 |  | Equipment | PAAR:00-PVAR | 10/31/2019 | 10/31/2019 | COOPER AMBULATORY OFF-SITES |  |  | Exam 5 |  | KATHLEEN CLIFFORD |  |  |  | 10/31/2019 | 10/31/2019 |  |  |  |  | 10/31/2019 | 10/31/2019
|  | WELCH ALLYN, INC. | WELCH ALLYN, INC. GREEN SERIES 777 |  | Not Known | COOPER FAMILY MEDICINE AT CAMDEN COUNTY COLLEGE |  |  | excluded | 10/31/2019 |  |  |  |  | NO | NO |  |  |  |  | WELCH ALLYN, INC. 30126178 Not Known |  |  | Active |  | 99:99:99:99:99:99 |  | Equipment | PAAR:00-PVAR | 10/31/2019 | 10/31/2019 | COOPER AMBULATORY OFF-SITES |  |  | Exam 1 |  | KATHLEEN CLIFFORD |  |  |  | 10/31/2019 | 10/31/2019 |  |  |  |  | 10/31/2019 | 10/31/2019
|  | WELCH ALLYN, INC. | WELCH ALLYN, INC. GREEN SERIES 777 |  | Not Known | COOPER FAMILY MEDICINE AT CAMDEN COUNTY COLLEGE |  |  | excluded | 10/31/2019 |  |  |  |  | NO | NO |  |  |  |  | WELCH ALLYN, INC. 30126180 Not Known |  |  | Active |  | 99:99:99:99:99:99 |  | Equipment | PAAR:00-PVAR | 10/31/2019 | 10/31/2019 | COOPER AMBULATORY OFF-SITES |  |  | Exam 4 |  | KATHLEEN CLIFFORD |  |  |  | 10/31/2019 | 10/31/2019 |  |  |  |  | 10/31/2019 | 10/31/2019
|  | WELCH ALLYN, INC. | WELCH ALLYN, INC. GREEN SERIES 777 |  | Not Known | COOPER FAMILY MEDICINE AT CAMDEN COUNTY COLLEGE |  |  | excluded | 10/31/2019 |  |  |  |  | NO | NO |  |  |  |  | WELCH ALLYN, INC. 30126174 Not Known |  |  | Active |  | 99:99:99:99:99:99 |  | Equipment | PAAR:00-PVAR | 10/31/2019 | 10/31/2019 | COOPER AMBULATORY OFF-SITES |  |  | Exam 3 |  | KATHLEEN CLIFFORD |  |  |  | 10/31/2019 | 10/31/2019 |  |  |  |  | 10/31/2019 | 10/31/2019
|  | WELCH ALLYN, INC. | WELCH ALLYN, INC. GREEN SERIES 777 |  | Not Known | COOPER FAMILY MEDICINE AT CAMDEN COUNTY COLLEGE |  |  | excluded | 10/31/2019 |  |  |  |  | NO | NO |  |  |  |  | WELCH ALLYN, INC. 30126176 Not Known |  |  | Active |  | 99:99:99:99:99:99 |  | Equipment | PAAR:00-PVAR | 10/31/2019 | 10/31/2019 | COOPER AMBULATORY OFF-SITES |  |  | Exam 2 |  | KATHLEEN CLIFFORD |  |  |  | 10/31/2019 | 10/31/2019 |  |  |  |  | 10/31/2019 | 10/31/2019
|  | WELCH ALLYN, INC. | WELCH ALLYN, INC. GREEN SERIES 777 |  | Not Known | COOPER CANCER CENTER-MULTIDISCIPLINARY CLINIC |  |  | excluded | 10/31/2019 |  |  |  |  | NO | NO |  |  |  |  | WELCH ALLYN, INC. 301225032 Not Known |  |  | Active |  | 99:99:99:99:99:99 |  | Equipment | PAAR:00-PVAR | 10/31/2019 | 10/31/2019 | COOPER AMBULATORY OFF-SITES |  |  |  |  | ROXANNE BERGER |  |  |  | 10/31/2019 | 10/31/2019 |  |  |  |  | 10/31/2019 | 10/31/2019
|  | WELCH ALLYN, INC. | WELCH ALLYN, INC. GREEN SERIES 777 |  | NOT KNOWN | EMERGENCY ROOM |  |  | excluded | 10/31/2019 |  |  |  |  | NO | NO |  |  |  |  | WELCH ALLYN, INC. 11222109 NOT KNOWN |  |  | Active |  | 99:99:99:99:99:99 |  | Equipment | PAAR:00-PVAR | 10/31/2019 | 10/31/2019 | COOPER UNIVERSITY HOSPITAL |  |  | Performance Verification | WOT00000001042593 | KAREN GRUBER | Performance Verification | Closed | Richard Jolly | 10/31/2019 | 10/31/2019 | Performance Verification for WELCH ALLYN, INC. 11222109 NOT KNOWN | Initial Install of Performance Verification. Device is ready for patient use. |  |  | 10/31/2019 | 10/31/2019
|  | WELCH ALLYN, INC. | WELCH ALLYN, INC. GREEN SERIES 777 |  | NOT KNOWN | EMERGENCY ROOM |  |  | excluded | 10/31/2019 |  |  |  |  | NO | NO |  |  |  |  | WELCH ALLYN, INC. 11222101 NOT KNOWN |  |  | Active |  | 99:99:99:99:99:99 |  | Equipment | PAAR:00-PVAR | 10/31/2019 | 10/31/2019 | COOPER UNIVERSITY HOSPITAL |  |  | Performance Verification | WOT00000001049396 | KAREN GRUBER | Performance Verification | Closed | Richard Jolly | 10/31/2019 | 10/31/2019 | Performance Verification for WELCH ALLYN, INC. 11222101 NOT KNOWN | Initial Install of Performance Verification. Device is ready for patient use. |  |  | 10/31/2019 | 10/31/2019
|  | WELCH ALLYN, INC. | WELCH ALLYN, INC. GREEN SERIES 777 |  | NOT KNOWN | EMERGENCY ROOM |  |  | excluded | 10/31/2019 |  |  |  |  | NO | NO |  |  |  |  | WELCH ALLYN, INC. 11222099 NOT KNOWN |  |  | Active |  | 99:99:99:99:99:99 |  | Equipment | PAAR:00-PVAR | 10/31/2019 | 10/31/2019 | COOPER UNIVERSITY HOSPITAL |  |  |  | WOT00000001042570 | KAREN GRUBER | Performance Verification | Closed | Richard Jolly | 10/31/2019 | 10/31/2019 | Performance Verification for WELCH ALLYN, INC. 11222099 NOT KNOWN | Initial Install of Performance Verification. Device is ready for patient use. |  |  | 10/31/2019 | 10/31/2019
|  | WELCH ALLYN, INC. | WELCH ALLYN, INC. GREEN SERIES 777 |  | NOT KNOWN | EMERGENCY ROOM |  |  | excluded | 10/31/2019 |  |  |  |  | NO | NO |  |  |  |  | WELCH ALLYN, INC. 11222097 NOT KNOWN |  |  | Active |  | 99:99:99:99:99:99 |  | Equipment | PAAR:00-PVAR | 10/31/2019 | 10/31/2019 | COOPER UNIVERSITY HOSPITAL |  |  | Performance Verification | WOT00000001042498 | KAREN GRUBER | Performance Verification | Closed | Richard Jolly | 10/31/2019 | 10/31/2019 | Performance Verification for WELCH ALLYN, INC. 11222097 NOT KNOWN | Initial Install of Performance Verification. Device is ready for patient use. |  |  | 10/31/2019 | 10/31/2019
|  | WELCH ALLYN, INC. | WELCH ALLYN, INC. GREEN SERIES 777 |  | NOT KNOWN | EMERGENCY ROOM |  |  | excluded | 10/31/2019 |  |  |  |  | NO | NO |  |  |  |  | WELCH ALLYN, INC. 11222092 NOT KNOWN |  |  | Active |  | 99:99:99:99:99:99 |  | Equipment | PAAR:00-PVAR | 10/31/2019 | 10/31/2019 | COOPER UNIVERSITY HOSPITAL |  |  | Performance Verification | WOT00000001042553 | KAREN GRUBER | Performance Verification | Closed | Richard Jolly | 10/31/2019 | 10/31/2019 | Performance Verification for WELCH ALLYN, INC. 11222092 NOT KNOWN | Initial Install of Performance Verification. Device is ready for patient use. |  |  | 10/31/2019 | 10/31/2019
|  | WELCH ALLYN, INC. | WELCH ALLYN, INC. GREEN SERIES 777 |  | NOT KNOWN | COOPER BONE & JOINT- GLASSBORO |  |  | excluded | 10/31/2019 |  |  |  |  | NO | NO |  |  |  |  | WELCH ALLYN, INC. 11221855 NOT KNOWN |  |  | Active |  |  |  | Equipment | PAAR:00-PVAR | 10/31/2019 | 10/31/2019 | COOPER AMBULATORY OFF-SITES |  |  | Cardio Partners - GLASSBORO | WOT00000002515793 | COURTNEY BUDD | Performance Verification | Closed | Josh Harris | 10/31/2019 | 10/31/2019 | Performance Verification for WELCH ALLYN, INC. 11221855 NOT KNOWN | Initial Install of Performance Verification. Device is ready for patient use. |  |  | 10/31/2019 | 10/31/2019
|  | WELCH ALLYN, INC. | WELCH ALLYN, INC. GREEN SERIES 777 |  | NOT KNOWN | COOPER BONE & JOINT- GLASSBORO |  |  | excluded | 10/31/2019 |  |  |  |  | NO | NO |  |  |  |  | WELCH ALLYN, INC. 11221853 NOT KNOWN |  |  | Active |  |  |  | Equipment | PAAR:00-PVAR | 10/31/2019 | 10/31/2019 | COOPER AMBULATORY OFF-SITES |  |  | Cardio Partners - GLASSBORO | WOT00000002515791 | COURTNEY BUDD | Performance Verification | Closed | Josh Harris | 10/31/2019 | 10/31/2019 | Performance Verification for WELCH ALLYN, INC. 11221853 NOT KNOWN | Initial Install of Performance Verification. Device is ready for patient use. |  |  | 10/31/2019 | 10/31/2019
|  | WELCH ALLYN, INC. | WELCH ALLYN, INC. GREEN SERIES 777 |  | NOT KNOWN | COOPER BONE & JOINT- GLASSBORO |  |  | excluded | 10/31/2019 |  |  |  |  | NO | NO |  |  |  |  | WELCH ALLYN, INC. 11221849 NOT KNOWN |  |  | Active |  |  |  | Equipment | PAAR:00-PVAR | 10/31/2019 | 10/31/2019 | COOPER AMBULATORY OFF-SITES |  |  | Cardio Partners - GLASSBORO | WOT00000002515789 | COURTNEY BUDD | Performance Verification | Closed | Josh Harris | 10/31/2019 | 10/31/2019 | Performance Verification for WELCH ALLYN, INC. 11221849 NOT KNOWN | Initial Install of Performance Verification. Device is ready for patient use. |  |  | 10/31/2019 | 10/31/2019
|  | WELCH ALLYN, INC. | WELCH ALLYN, INC. GREEN SERIES 777 |  | NOT KNOWN | COOPER BONE & JOINT- GLASSBORO |  |  | excluded | 10/31/2019 |  |  |  |  | NO | NO |  |  |  |  | WELCH ALLYN, INC. 11221846 NOT KNOWN |  |  | Active |  |  |  | Equipment | PAAR:00-PVAR | 10/31/2019 | 10/31/2019 | COOPER AMBULATORY OFF-SITES |  |  | Cardio Partners - GLASSBORO | WOT00000002515787 | COURTNEY BUDD | Performance Verification | Closed | Josh Harris | 10/31/2019 | 10/31/2019 | Performance Verification for WELCH ALLYN, INC. 11221846 NOT KNOWN | Initial Install of Performance Verification. Device is ready for patient use. |  |  | 10/31/2019 | 10/31/2019
|  | WELCH ALLYN, INC. | WELCH ALLYN, INC. GREEN SERIES 777 |  | 17283_12 | BUNKER HILL-INTERNAL MEDICINE |  |  | excluded | 10/31/2019 |  |  |  |  | NO | NO |  |  |  |  | WELCH ALLYN, INC. 11208041 17283_12 |  |  | Active |  |  |  | Equipment | PAAR:00-PVAR | 10/31/2019 | 10/31/2019 | COOPER AMBULATORY OFF-SITES |  |  | Exam rm 12 | WOT00000002497249 | SUSAN BABCOCK | Performance Verification | Closed | Michael Youch | 10/31/2019 | 10/31/2019 | Performance Verification for WELCH ALLYN, INC. 11208041 17283_12 | Initial Install of Performance Verification. Device is ready for patient use. |  |  | 10/31/2019 | 10/31/2019
|  | WELCH ALLYN, INC. | WELCH ALLYN, INC. GREEN SERIES 777 |  | 17310_07 | BUNKER HILL-INTERNAL MEDICINE |  |  | excluded | 10/31/2019 |  |  |  |  | NO | NO |  |  |  |  | WELCH ALLYN, INC. 11208038 17310_07 |  |  | Active |  |  |  | Equipment | PAAR:00-PVAR | 10/31/2019 | 10/31/2019 | COOPER AMBULATORY OFF-SITES |  |  | Exam rm 7 | WOT00000002497832 | SUSAN BABCOCK | Performance Verification | Closed | Michael Youch | 10/31/2019 | 10/31/2019 | Performance Verification for WELCH ALLYN, INC. 11208038 17310_07 | Initial Install of Performance Verification. Device is ready for patient use. |  |  | 10/31/2019 | 10/31/2019
|  | WELCH ALLYN, INC. | WELCH ALLYN, INC. GREEN SERIES 777 |  | 17310_09 | BUNKER HILL-INTERNAL MEDICINE |  |  | excluded | 10/31/2019 |  |  |  |  | NO | NO |  |  |  |  | WELCH ALLYN, INC. 11208035 17310_09 |  |  | Active |  |  |  | Equipment | PAAR:00-PVAR | 10/31/2019 | 10/31/2019 | COOPER AMBULATORY OFF-SITES |  |  | Exam rm 9 | WOT00000002497729 | SUSAN BABCOCK | Performance Verification | Closed | Michael Youch | 10/31/2019 | 10/31/2019 | Performance Verification for WELCH ALLYN, INC. 11208034 17310_09 | Initial Install of Performance Verification. Device is ready for patient use. |  |  | 10/31/2019 | 10/31/2019
|  | WELCH ALLYN, INC. | WELCH ALLYN, INC. GREEN SERIES 777 |  | 17310_10 | BUNKER HILL-INTERNAL MEDICINE |  |  | excluded | 10/31/2019 |  |  |  |  | NO | NO |  |  |  |  | WELCH ALLYN, INC. 11208032 17310_10 |  |  | Active |  |  |  | Equipment | PAAR:00-PVAR | 10/31/2019 | 10/31/2019 | COOPER AMBULATORY OFF-SITES |  |  | Exam rm 10 | WOT00000002497652 | SUSAN BABCOCK | Performance Verification | Closed | Michael Youch | 10/31/2019 | 10/31/2019 | Performance Verification for WELCH ALLYN, INC. 11208032 17310_10 | Initial Install of Performance Verification. Device is ready for patient use. |  |  | 10/31/2019 | 10/31/2019
|  | WELCH ALLYN, INC. | WELCH ALLYN, INC. GREEN SERIES 777 |  | 17310_11 | BUNKER HILL-INTERNAL MEDICINE |  |  | excluded | 10/31/2019 |  |  |  |  | NO | NO |  |  |  |  | WELCH ALLYN, INC. 11208029 17310_11 |  |  | Active |  |  |  | Equipment | PAAR:00-PVAR | 10/31/2019 | 10/31/2019 | COOPER AMBULATORY OFF-SITES |  |  | Exam rm 11 | WOT00000002497546 | SUSAN BABCOCK | Performance Verification | Closed | Michael Youch | 10/31/2019 | 10/31/2019 | Performance Verification for WELCH ALLYN, INC. 11208029 17310_11 | Initial Install of Performance Verification. Device is ready for patient use. |  |  | 10/31/2019 | 10/31/2019
|  | WELCH ALLYN, INC. | WELCH ALLYN, INC. GREEN SERIES 777 |  | 17310_8 | BUNKER HILL-INTERNAL MEDICINE |  |  | excluded | 10/31/2019 |  |  |  |  | NO | NO |  |  |  |  | WELCH ALLYN, INC. 11208026 17310_8 |  |  | Active |  |  |  | Equipment | PAAR:00-PVAR | 10/31/2019 | 10/31/2019 | COOPER AMBULATORY OFF-SITES |  |  | INTERNAL MEDICINE - BUNKER HILL | WOT00000002497057 | SUSAN BABCOCK | Performance Verification | Closed | Michael Youch | 10/31/2019 | 10/31/2019 | CEID Record Completion for WELCH ALLYN, INC. 11208026 17310_8 | Inventoried, safety, and documentation . | EXP3102084 | Labor | 10/31/2019 | 10/31/2019 | Michael Youch
|  | WELCH ALLYN, INC. | WELCH ALLYN, INC. GREEN SERIES 777 |  | NOT KNOWN | COOPER INTERNAL MEDICINE AT MOORESTOWN |  |  | excluded | 10/31/2019 |  |  |  |  | NO | NO |  |  |  |  | WELCH ALLYN, INC. 11200048 NOT KNOWN |  |  | Active |  |  |  | Equipment | PAAR:00-PVAR | 10/31/2019 | 10/31/2019 | COOPER AMBULATORY OFF-SITES |  |  | INTERNAL MEDICINE | WOT00000003180824 | CINDY PATTEN | Performance Verification | Closed | Kirk Lis | 10/31/2019 | 10/31/2019 | Performance Verification for WELCH ALLYN, INC. 11200048 NOT KNOWN | Initial Install of Performance Verification. Device is ready for patient use. |  |  | 10/31/2019 | 10/31/2019
|  | WELCH ALLYN, INC. | WELCH ALLYN, INC. GREEN SERIES 777 |  | NOT KNOWN | COOPER INTERNAL MEDICINE AT MOORESTOWN |  |  | excluded | 10/31/2019 |  |  |  |  | NO | NO |  |  |  |  | WELCH ALLYN, INC. 11200050 NOT KNOWN |  |  | Active |  |  |  | Equipment | PAAR:00-PVAR | 10/31/2019 | 10/31/2019 | COOPER AMBULATORY OFF-SITES |  |  | INTERNAL MEDICINE | WOT00000003180953 | CINDY PATTEN | Performance Verification | Closed | Kirk Lis | 10/31/2019 | 10/31/2019 | Performance Verification for WELCH ALLYN, INC. 11200050 NOT KNOWN | Initial Install of Performance Verification. Device is ready for patient use. |  |  | 10/31/2019 | 10/31/2019
|  | WELCH ALLYN, INC. | WELCH ALLYN, INC. GREEN SERIES 777 |  | Not Known | RUNNEMEDE URGENT CARE |  |  | excluded | 10/31/2019 |  |  |  |  | NO | NO |  |  |  |  | WELCH ALLYN, INC. 10769676 Not Known |  |  | Active |  | 99:99:99:99:99:99 |  | Equipment | PAAR:00-PVAR | 10/31/2019 | 10/31/2019 | COOPER AMBULATORY OFF-SITES |  |  |  | 0012061905 | MELISSA PORTOBANCO | Preventative Maintenance | Closed | Richard Jolly | 10/31/2019 | 10/31/2019 | PERFORMANCE ASSURANCE AT INVENTORY | INVENTORIED DEVICE AND ENSURED DEVICE WAS FUNCTIONING PROPERLY. | CAE368E5-0321-47E2-9C8D-FC45B1CE8067 | Labor | 10/31/2019 | 10/31/2019 | Richard Jolly
|  | WELCH ALLYN, INC. | WELCH ALLYN, INC. GREEN SERIES 777 |  | Not Known | COOPER PRIMARY CARE |  |  | excluded | 10/31/2019 |  |  |  |  | NO | NO |  |  |  |  | WELCH ALLYN, INC. 10769673 Not Known |  |  | Active |  | 99:99:99:99:99:99 |  | Equipment | PAAR:00-PVAR | 10/31/2019 | 10/31/2019 | COOPER AMBULATORY OFF-SITES |  |  | RUNNEMEDE | 0012062224 | CINDY PATTEN | Preventative Maintenance | Closed | Richard Jolly | 10/31/2019 | 10/31/2019 | PERFORMANCE ASSURANCE AT INVENTORY | INVENTORIED DEVICE AND ENSURED DEVICE WAS FUNCTIONING PROPERLY. | F411AC53-D2AF-47CC-B8BA-4057211FF483 | Labor | 10/31/2019 | 10/31/2019 | Richard Jolly
|  | WELCH ALLYN, INC. | WELCH ALLYN, INC. GREEN SERIES 777 |  | Not Known | COOPER PRIMARY CARE |  |  | excluded | 01/00/1900 |  |  |  |  | NO | NO |  |  |  |  | WELCH ALLYN, INC. 10769671 Not Known |  |  | Active |  | 99:99:99:99:99:99 |  | Equipment | PAAR:00-PVAR | 01/00/1900 | 01/00/1900 | COOPER AMBULATORY OFF-SITES |  |  | RUNNEMEDE | 0012061576 | CINDY PATTEN | Preventative Maintenance | Closed | Bonnie Aichroth | 01/00/1900 | 01/00/1900 | PERFORMANCE ASSURANCE AT INVENTORY | INVENTORIED DEVICE AND ENSURED DEVICE WAS FUNCTIONING PROPERLY. | 146E7F41-3436-4F50-9D1E-42B6BB716B64 | Labor | 01/00/1900 | 01/00/1900 | Kirk Lis
|  | WELCH ALLYN, INC. | WELCH ALLYN, INC. GREEN SERIES 777 |  | Not Known | COOPER PRIMARY CARE |  |  | excluded | 01/00/1900 |  |  |  |  | NO | NO |  |  |  |  | WELCH ALLYN, INC. 10769665 Not Known |  |  | Active |  | 99:99:99:99:99:99 |  | Equipment | PAAR:00-PVAR | 01/00/1900 | 01/00/1900 | COOPER AMBULATORY OFF-SITES |  |  | RUNNEMEDE | 0012061545 | CINDY PATTEN | Preventative Maintenance | Closed | Kirk Lis | 01/00/1900 | 01/00/1900 | PERFORMANCE ASSURANCE AT INVENTORY | INVENTORIED DEVICE AND ENSURED DEVICE WAS FUNCTIONING PROPERLY. | CD581659-C687-40EC-B558-FDD29C6C6D7F | Labor | 01/00/1900 | 01/00/1900 | Kirk Lis
|  | WELCH ALLYN, INC. | WELCH ALLYN, INC. GREEN SERIES 777 |  | Not Known | RUNNEMEDE URGENT CARE |  |  | excluded | 01/00/1900 |  |  |  |  | NO | NO |  |  |  |  | WELCH ALLYN, INC. 10769668 Not Known |  |  | Active |  | 99:99:99:99:99:99 |  | Equipment | PAAR:00-PVAR | 01/00/1900 | 01/00/1900 | COOPER AMBULATORY OFF-SITES |  |  |  | 0012061552 | MELISSA PORTOBANCO | Performance Verification | Closed | Kirk Lis | 01/00/1900 | 01/00/1900 | INCOMING INVENTORY | DEVICE INVENTORIED | DB770DA4-CC07-40F8-A86A-AA8CB41BAC61 | Labor | 01/00/1900 | 01/00/1900 | Bonnie Aichroth
|  | WELCH ALLYN, INC. | WELCH ALLYN, INC. GREEN SERIES 777 |  | Not Known | COOPER PRIMARY CARE |  |  | excluded | 01/00/1900 |  |  |  |  | NO | NO |  |  |  |  | WELCH ALLYN, INC. 10769663 Not Known |  |  | Active |  | 99:99:99:99:99:99 |  | Equipment | PAAR:00-PVAR | 01/00/1900 | 01/00/1900 | COOPER AMBULATORY OFF-SITES |  |  | RUNNEMEDE | 0012061541 | CINDY PATTEN | Preventative Maintenance | Closed | Kirk Lis | 01/00/1900 | 01/00/1900 | PERFORMANCE ASSURANCE AT INVENTORY | INVENTORIED DEVICE AND ENSURED DEVICE WAS FUNCTIONING PROPERLY. | 597E0581-F50F-4F31-8314-0292366030C1 | Labor | 01/00/1900 | 01/00/1900 | Kirk Lis
|  | WELCH ALLYN, INC. | WELCH ALLYN, INC. GREEN SERIES 777 |  | Not Known | BRACE ROAD-MEDICINE |  |  | excluded | 09/26/2017 |  |  |  |  | NO | NO |  |  |  |  | WELCH ALLYN, INC. 10732155 Not Known |  |  | Active |  | 99:99:99:99:99:99 |  | Equipment | PAAR:00-PVAR | 10/31/2019 |  | COOPER AMBULATORY OFF-SITES |  |  |  | 0012386082 | Cheryl Peck | Preventative Maintenance | Closed | Josh Harris | 11/06/2017 | 11/06/2017 | PERFORMANCE ASSURANCE AT INVENTORY | INVENTORIED DEVICE AND ENSURED DEVICE WAS FUNCTIONING PROPERLY. | 708BEFE2-2F00-496E-B040-E05C0711A7B4 | Labor | 09/26/2017 | 09/26/2017 | Kirk Lis
|  | WELCH ALLYN, INC. | WELCH ALLYN, INC. GREEN SERIES 777 |  | Not Known | 1050 KINGS HIGHWAY-MEDICINE |  |  | excluded | 10/26/2017 |  |  |  |  | NO | NO |  |  |  |  | WELCH ALLYN, INC. 10732179 Not Known |  |  | Active |  | 99:99:99:99:99:99 |  | Equipment | PAAR:00-PVAR | 10/31/2019 |  | COOPER AMBULATORY OFF-SITES |  |  |  | 0012482730 | Leah Willis | Performance Verification | Closed | Josh Harris | 12/04/2017 | 12/04/2017 | INCOMING INVENTORY | DEVICE INVENTORIED | 9FFC84CF-7457-4A50-B002-BFE05C26053B | Labor | 12/04/2017 | 12/04/2017 | Josh Harris
|  | WELCH ALLYN, INC. | WELCH ALLYN, INC. GREEN SERIES 777 |  | Not Known | 1050 KINGS HIGHWAY-MEDICINE |  |  | excluded | 10/26/2017 |  |  |  |  | NO | NO |  |  |  |  | WELCH ALLYN, INC. 10732176 Not Known |  |  | Active |  | 99:99:99:99:99:99 |  | Equipment | PAAR:00-PVAR | 10/31/2019 |  | COOPER AMBULATORY OFF-SITES |  |  |  | 0012482728 | Leah Willis | Preventative Maintenance | Closed | Josh Harris | 12/04/2017 | 12/04/2017 | PERFORMANCE ASSURANCE AT INVENTORY | INVENTORIED DEVICE AND ENSURED DEVICE WAS FUNCTIONING PROPERLY. | 6AD82D8B-A717-42EC-9863-CF9C5D1FF1A1 | Labor | 10/26/2017 | 10/26/2017 | Kirk Lis
|  | WELCH ALLYN, INC. | WELCH ALLYN, INC. GREEN SERIES 777 |  | Not Known | 1050 KINGS HIGHWAY-MEDICINE |  |  | excluded | 10/26/2017 |  |  |  |  | NO | NO |  |  |  |  | WELCH ALLYN, INC. 10732177 Not Known |  |  | Active |  | 99:99:99:99:99:99 |  | Equipment | PAAR:00-PVAR | 10/31/2019 |  | COOPER AMBULATORY OFF-SITES |  |  |  | 0012482724 | Leah Willis | Preventative Maintenance | Closed | Josh Harris | 12/04/2017 | 12/04/2017 | PERFORMANCE ASSURANCE AT INVENTORY | INVENTORIED DEVICE AND ENSURED DEVICE WAS FUNCTIONING PROPERLY. | 872A2B21-DC25-47B4-B46C-03B3C2C75319 | Labor | 10/26/2017 | 10/26/2017 | Kirk Lis
|  | WELCH ALLYN, INC. | WELCH ALLYN, INC. GREEN SERIES 777 |  | Not Known | 1050 KINGS HIGHWAY-MEDICINE |  |  | excluded | 10/26/2017 |  |  |  |  | NO | NO |  |  |  |  | WELCH ALLYN, INC. 10732175 Not Known |  |  | Active |  | 99:99:99:99:99:99 |  | Equipment | PAAR:00-PVAR | 10/31/2019 |  | COOPER AMBULATORY OFF-SITES |  |  |  | 0012482764 | Leah Willis | Performance Verification | Closed | Josh Harris | 12/04/2017 | 12/04/2017 | INCOMING INVENTORY | DEVICE INVENTORIED | A74B781E-19F5-443D-8A04-80A57B5FF14C | Labor | 12/04/2017 | 12/04/2017 | Josh Harris
|  | WELCH ALLYN, INC. | WELCH ALLYN, INC. GREEN SERIES 777 |  | Not Known | 1050 KINGS HIGHWAY-MEDICINE |  |  | excluded | 10/26/2017 |  |  |  |  | NO | NO |  |  |  |  | WELCH ALLYN, INC. 10732174 Not Known |  |  | Active |  | 99:99:99:99:99:99 |  | Equipment | PAAR:00-PVAR | 10/31/2019 |  | COOPER AMBULATORY OFF-SITES |  |  |  | 0012482760 | Leah Willis | Performance Verification | Closed | Josh Harris | 12/04/2017 | 12/04/2017 | INCOMING INVENTORY | DEVICE INVENTORIED | B0E0359D-7350-46A7-8254-C17D88AF34BE | Labor | 12/04/2017 | 12/04/2017 | Josh Harris
|  | WELCH ALLYN, INC. | WELCH ALLYN, INC. GREEN SERIES 777 |  | Not Known | 1050 KINGS HIGHWAY-MEDICINE |  |  | excluded | 10/26/2017 |  |  |  |  | NO | NO |  |  |  |  | WELCH ALLYN, INC. 10732172 Not Known |  |  | Active |  | 99:99:99:99:99:99 |  | Equipment | PAAR:00-PVAR | 10/31/2019 |  | COOPER AMBULATORY OFF-SITES |  |  |  | 0012482763 | Leah Willis | Preventative Maintenance | Closed | Josh Harris | 12/04/2017 | 12/04/2017 | PERFORMANCE ASSURANCE AT INVENTORY | INVENTORIED DEVICE AND ENSURED DEVICE WAS FUNCTIONING PROPERLY. | 4CB0514C-716E-4687-8D2A-2463C70997DE | Labor | 10/26/2017 | 10/26/2017 | Kirk Lis
|  | WELCH ALLYN, INC. | WELCH ALLYN, INC. GREEN SERIES 777 |  | Not Known | CHERRY HILL SPECIALITY HUB |  |  | excluded | 09/28/2017 |  |  |  |  | NO | NO |  |  |  |  | WELCH ALLYN, INC. 10732158 Not Known |  |  | Active |  | 99:99:99:99:99:99 |  | Equipment | PAAR:00-PVAR | 10/31/2019 |  | COOPER AMBULATORY OFF-SITES |  |  |  | 0012501093 | APRIL DIXON | Performance Verification | Closed | Josh Harris | 12/12/2017 | 12/12/2017 | INCOMING INVENTORY | DEVICE INVENTORIED | 9F8B09D2-3902-4317-810E-2CFAC3F92B4A | Labor | 12/12/2017 | 12/12/2017 | Josh Harris
|  | WELCH ALLYN, INC. | WELCH ALLYN, INC. GREEN SERIES 777 |  | Not Known | PULMONARY DEPARTMENT |  |  | excluded | 09/20/2017 |  |  |  |  | NO | NO |  |  |  |  | WELCH ALLYN, INC. 10732151 Not Known |  |  | Active |  | 99:99:99:99:99:99 |  | Equipment | PAAR:00-PVAR | 10/31/2019 |  | COOPER AMBULATORY OFF-SITES |  |  |  | 0012386553 | MEGAN AVILA | Preventative Maintenance | Closed | Josh Harris | 11/06/2017 | 11/06/2017 | PERFORMANCE ASSURANCE AT INVENTORY | INVENTORIED DEVICE AND ENSURED DEVICE WAS FUNCTIONING PROPERLY. | A38735D0-93F3-4330-8B4C-1388B6D758CC | Labor | 09/20/2017 | 09/20/2017 | Kirk Lis
|  | WELCH ALLYN, INC. | WELCH ALLYN, INC. GREEN SERIES 777 |  | Not Known | PULMONARY DEPARTMENT |  |  | excluded | 09/20/2017 |  |  |  |  | NO | NO |  |  |  |  | WELCH ALLYN, INC. 10732153 Not Known |  |  | Active |  | 99:99:99:99:99:99 |  | Equipment | PAAR:00-PVAR | 10/31/2019 |  | COOPER AMBULATORY OFF-SITES |  |  |  | 0012386556 | MEGAN AVILA | Performance Verification | Closed | Josh Harris | 11/06/2017 | 11/06/2017 | INCOMING INVENTORY | DEVICE INVENTORIED | 8BE8C674-0D7F-4BB7-87EF-23376501C52D | Labor | 11/06/2017 | 11/06/2017 | Josh Harris
|  | WELCH ALLYN, INC. | WELCH ALLYN, INC. GREEN SERIES 777 |  | Not Known | PULMONARY DEPARTMENT |  |  | excluded | 09/20/2017 |  |  |  |  | NO | NO |  |  |  |  | WELCH ALLYN, INC. 10732149 Not Known |  |  | Active |  | 99:99:99:99:99:99 |  | Equipment | PAAR:00-PVAR | 10/31/2019 |  | COOPER AMBULATORY OFF-SITES |  |  |  | 0012386550 | MEGAN AVILA | Preventative Maintenance | Closed | Josh Harris | 11/06/2017 | 11/06/2017 | PERFORMANCE ASSURANCE AT INVENTORY | INVENTORIED DEVICE AND ENSURED DEVICE WAS FUNCTIONING PROPERLY. | B03A9A51-918A-4E2D-9F08-DB03A422C944 | Labor | 09/20/2017 | 09/20/2017 | Kirk Lis
|  | WELCH ALLYN, INC. | WELCH ALLYN, INC. GREEN SERIES 777 |  | Not Known | PULMONARY DEPARTMENT |  |  | excluded | 09/20/2017 |  |  |  |  | NO | NO |  |  |  |  | WELCH ALLYN, INC. 10732147 Not Known |  |  | Active |  | 99:99:99:99:99:99 |  | Equipment | PAAR:00-PVAR | 10/31/2019 |  | COOPER AMBULATORY OFF-SITES |  |  |  | 0012386548 | MEGAN AVILA | Preventative Maintenance | Closed | Josh Harris | 11/06/2017 | 11/06/2017 | PERFORMANCE ASSURANCE AT INVENTORY | INVENTORIED DEVICE AND ENSURED DEVICE WAS FUNCTIONING PROPERLY. | 70192859-089C-4582-89FD-33474D6086B7 | Labor | 09/20/2017 | 09/20/2017 | Kirk Lis
|  | WELCH ALLYN, INC. | WELCH ALLYN, INC. GREEN SERIES 777 |  | Not Known | BRACE ROAD-MEDICINE |  |  | excluded | 09/26/2017 |  |  |  |  | NO | NO |  |  |  |  | WELCH ALLYN, INC. 10732145 Not Known |  |  | Active |  | 99:99:99:99:99:99 |  | Equipment | PAAR:00-PVAR | 10/31/2019 |  | COOPER AMBULATORY OFF-SITES |  |  |  | 0012386070 | Cheryl Peck | Preventative Maintenance | Closed | Josh Harris | 11/06/2017 | 11/06/2017 | PERFORMANCE ASSURANCE AT INVENTORY | INVENTORIED DEVICE AND ENSURED DEVICE WAS FUNCTIONING PROPERLY. | 5061A843-93C8-40F6-8520-093F12C2BEA0 | Labor | 09/26/2017 | 09/26/2017 | Kirk Lis
|  | WELCH ALLYN, INC. | WELCH ALLYN, INC. GREEN SERIES 777 |  |  | MULTI SPECIALTY CARE AT MARLTON |  |  | excluded | [5 empty] | NO | NO |  |  |  |  | WELCH ALLYN, INC. 10732105 |  |  | Active |  | 99:99:99:99:99:99 |  | Equipment | PAAR:00-PVAR | 10/31/2019 |  | COOPER AMBULATORY OFF-SITES |  |  |  | 0011906916 | SUSAN MAKO | Preventative Maintenance | Closed | Bonnie Aichroth | 07/18/2017 | 07/18/2017 | PERFORMANCE ASSURANCE AT INVENTORY | INVENTORIED DEVICE AND ENSURED DEVICE WAS FUNCTIONING PROPERLY. | 50933474-52B7-4E0D-8D48-600BB5CDA931 | Labor | 06/09/2017 | 06/09/2017 | Kirk Lis
|  | WELCH ALLYN, INC. | WELCH ALLYN, INC. GREEN SERIES 777 |  |  | MULTI SPECIALTY CARE AT MARLTON |  |  | excluded | [5 empty] | NO | NO |  |  |  |  | WELCH ALLYN, INC. 10732111 |  |  | Active |  | 99:99:99:99:99:99 |  | Equipment | PAAR:00-PVAR | 10/31/2019 |  | COOPER AMBULATORY OFF-SITES |  |  |  | 0011906900 | SUSAN MAKO | Performance Verification | Closed | Bonnie Aichroth | 07/18/2017 | 07/18/2017 | INCOMING INVENTORY | DEVICE INVENTORIED | 96039AF1-C600-4EBB-A546-AC3CAC43E667 | Labor | 07/18/2017 | 07/18/2017 | Bonnie Aichroth
|  | WELCH ALLYN, INC. | WELCH ALLYN, INC. GREEN SERIES 777 |  |  | MULTI SPECIALTY CARE AT MARLTON |  |  | excluded | [5 empty] | NO | NO |  |  |  |  | WELCH ALLYN, INC. 10732107 |  |  | Active |  | 99:99:99:99:99:99 |  | Equipment | PAAR:00-PVAR | 10/31/2019 |  | COOPER AMBULATORY OFF-SITES |  |  |  | 0011906905 | SUSAN MAKO | Performance Verification | Closed | Bonnie Aichroth | 07/18/2017 | 07/18/2017 | INCOMING INVENTORY | DEVICE INVENTORIED | 59B9486E-1EA2-4B98-AEAC-97BE51D12515 | Labor | 07/18/2017 | 07/18/2017 | Bonnie Aichroth
|  | WELCH ALLYN, INC. | WELCH ALLYN, INC. GREEN SERIES 777 |  |  | MULTI SPECIALTY CARE AT MARLTON |  |  | excluded | [5 empty] | NO | NO |  |  |  |  | WELCH ALLYN, INC. 10732102 |  |  | Active |  | 99:99:99:99:99:99 |  | Equipment | PAAR:00-PVAR | 10/31/2019 |  | COOPER AMBULATORY OFF-SITES |  |  |  | 0011906920 | SUSAN MAKO | Performance Verification | Closed | Bonnie Aichroth | 07/18/2017 | 07/18/2017 | INCOMING INVENTORY | DEVICE INVENTORIED | 73F51A80-6F57-4A32-A1DB-D193DB9ECD0D | Labor | 07/18/2017 | 07/18/2017 | Bonnie Aichroth
|  | WELCH ALLYN, INC. | WELCH ALLYN, INC. GREEN SERIES 777 |  |  | MULTI SPECIALTY CARE AT MARLTON |  |  | excluded | [5 empty] | NO | NO |  |  |  |  | WELCH ALLYN, INC. 10732098 |  |  | Active |  | 99:99:99:99:99:99 |  | Equipment | PAAR:00-PVAR | 10/31/2019 |  | COOPER AMBULATORY OFF-SITES |  |  |  | 0011906927 | SUSAN MAKO | Preventative Maintenance | Closed | Bonnie Aichroth | 07/18/2017 | 07/18/2017 | PERFORMANCE ASSURANCE AT INVENTORY | INVENTORIED DEVICE AND ENSURED DEVICE WAS FUNCTIONING PROPERLY. | 1ED64FE7-B9A0-4867-BC29-0745543059D8 | Labor | 06/09/2017 | 06/09/2017 | Kirk Lis
|  | WELCH ALLYN, INC. | WELCH ALLYN, INC. GREEN SERIES 777 |  |  | MULTI SPECIALTY CARE AT MARLTON |  |  | excluded | [5 empty] | NO | NO |  |  |  |  | WELCH ALLYN, INC. 10732096 |  |  | Active |  | 99:99:99:99:99:99 |  | Equipment | PAAR:00-PVAR | 10/31/2019 |  | COOPER AMBULATORY OFF-SITES |  |  |  | 0011906936 | SUSAN MAKO | Preventative Maintenance | Closed | Bonnie Aichroth | 07/18/2017 | 07/18/2017 | PERFORMANCE ASSURANCE AT INVENTORY | INVENTORIED DEVICE AND ENSURED DEVICE WAS FUNCTIONING PROPERLY. | 61E3AF38-3D04-4409-A171-1D084D872A8D | Labor | 06/09/2017 | 06/09/2017 | Kirk Lis
|  | WELCH ALLYN, INC. | WELCH ALLYN, INC. GREEN SERIES 777 |  |  | MULTI SPECIALTY CARE AT MARLTON |  |  | excluded | [5 empty] | NO | NO |  |  |  |  | WELCH ALLYN, INC. 10732093 |  |  | Active |  | 99:99:99:99:99:99 |  | Equipment | PAAR:00-PVAR | 10/31/2019 |  | COOPER AMBULATORY OFF-SITES |  |  |  | 0011907519 | SUSAN MAKO | Preventative Maintenance | Closed | Bonnie Aichroth | 07/18/2017 | 07/18/2017 | PERFORMANCE ASSURANCE AT INVENTORY | INVENTORIED DEVICE AND ENSURED DEVICE WAS FUNCTIONING PROPERLY. | 9A278181-806F-4C64-8DE8-673974D8D42F | Labor | 06/09/2017 | 06/09/2017 | Kirk Lis
|  | WELCH ALLYN, INC. | WELCH ALLYN, INC. GREEN SERIES 777 |  |  | MULTI SPECIALTY CARE AT MARLTON |  |  | excluded | [5 empty] | NO | NO |  |  |  |  | WELCH ALLYN, INC. 10732091 |  |  | Active |  | 99:99:99:99:99:99 |  | Equipment | PAAR:00-PVAR | 10/31/2019 |  | COOPER AMBULATORY OFF-SITES |  |  |  | 0011907515 | SUSAN MAKO | Preventative Maintenance | Closed | Bonnie Aichroth | 07/18/2017 | 07/18/2017 | PERFORMANCE ASSURANCE AT INVENTORY | INVENTORIED DEVICE AND ENSURED DEVICE WAS FUNCTIONING PROPERLY. | C7CDE4E9-F19A-451E-90A2-A6A3D319E31D | Labor | 06/09/2017 | 06/09/2017 | Kirk Lis
|  | WELCH ALLYN, INC. | WELCH ALLYN, INC. GREEN SERIES 777 |  |  | MULTI SPECIALTY CARE AT MARLTON |  |  | excluded | [5 empty] | NO | NO |  |  |  |  | WELCH ALLYN, INC. 10732089 |  |  | Active |  | 99:99:99:99:99:99 |  | Equipment | PAAR:00-PVAR | 10/31/2019 |  | COOPER AMBULATORY OFF-SITES |  |  |  | 0011907513 | SUSAN MAKO | Preventative Maintenance | Closed | Bonnie Aichroth | 07/18/2017 | 07/18/2017 | PERFORMANCE ASSURANCE AT INVENTORY | INVENTORIED DEVICE AND ENSURED DEVICE WAS FUNCTIONING PROPERLY. | C9F88FA3-A6EA-4548-8764-2F4CAB2E1958 | Labor | 06/09/2017 | 06/09/2017 | Kirk Lis
|  | WELCH ALLYN, INC. | WELCH ALLYN, INC. GREEN SERIES 777 |  |  | MULTI SPECIALTY CARE AT MARLTON |  |  | excluded | [5 empty] | NO | NO |  |  |  |  | WELCH ALLYN, INC. 10732088 |  |  | Active |  | 99:99:99:99:99:99 |  | Equipment | PAAR:00-PVAR | 10/31/2019 |  | COOPER AMBULATORY OFF-SITES |  |  |  | 0011907508 | SUSAN MAKO | Preventative Maintenance | Closed | Bonnie Aichroth | 07/18/2017 | 07/18/2017 | PERFORMANCE ASSURANCE AT INVENTORY | INVENTORIED DEVICE AND ENSURED DEVICE WAS FUNCTIONING PROPERLY. | 00F8C99E-FD38-4996-B547-5DD3BB1DEE6C | Labor | 06/09/2017 | 06/09/2017 | Kirk Lis
|  | WELCH ALLYN, INC. | WELCH ALLYN, INC. GREEN SERIES 777 |  |  | MULTI SPECIALTY CARE AT MARLTON |  |  | excluded | [5 empty] | NO | NO |  |  |  |  | WELCH ALLYN, INC. 10732085 |  |  | Active |  | 99:99:99:99:99:99 |  | Equipment | PAAR:00-PVAR | 10/31/2019 |  | COOPER AMBULATORY OFF-SITES |  |  |  | 0011907503 | SUSAN MAKO | Preventative Maintenance | Closed | Bonnie Aichroth | 07/18/2017 | 07/18/2017 | PERFORMANCE ASSURANCE AT INVENTORY | INVENTORIED DEVICE AND ENSURED DEVICE WAS FUNCTIONING PROPERLY. | D445FC67-B877-4313-83DE-787C39382222 | Labor | 06/09/2017 | 06/09/2017 | Kirk Lis
|  | WELCH ALLYN, INC. | WELCH ALLYN, INC. GREEN SERIES 777 |  |  | MULTI SPECIALTY CARE AT MARLTON |  |  | excluded | [5 empty] | NO | NO |  |  |  |  | WELCH ALLYN, INC. 10732083 |  |  | Active |  | 99:99:99:99:99:99 |  | Equipment | PAAR:00-PVAR | 10/31/2019 |  | COOPER AMBULATORY OFF-SITES |  |  |  | 0011907499 | SUSAN MAKO | Preventative Maintenance | Closed | Bonnie Aichroth | 07/18/2017 | 07/18/2017 | PERFORMANCE ASSURANCE AT INVENTORY | INVENTORIED DEVICE AND ENSURED DEVICE WAS FUNCTIONING PROPERLY. | 764B4075-B7C5-4800-97F2-CF32F375A95D | Labor | 06/09/2017 | 06/09/2017 | Kirk Lis
|  | WELCH ALLYN, INC. | WELCH ALLYN, INC. GREEN SERIES 777 |  |  | MULTI SPECIALTY CARE AT MARLTON |  |  | excluded | [5 empty] | NO | NO |  |  |  |  | WELCH ALLYN, INC. 10732081 |  |  | Active |  | 99:99:99:99:99:99 |  | Equipment | PAAR:00-PVAR | 10/31/2019 |  | COOPER AMBULATORY OFF-SITES |  |  |  | 0011910519 | SUSAN MAKO | Performance Verification | Closed | Bonnie Aichroth | 07/19/2017 | 07/19/2017 | INCOMING INVENTORY | DEVICE INVENTORIED | 35B4566E-2362-428E-B28B-9CE65C20222C | Labor | 07/19/2017 | 07/19/2017 | Bonnie Aichroth
|  | WELCH ALLYN, INC. | WELCH ALLYN, INC. GREEN SERIES 777 |  |  | MULTI SPECIALTY CARE AT MARLTON |  |  | excluded | [5 empty] | NO | NO |  |  |  |  | WELCH ALLYN, INC. 10732077 |  |  | Active |  | 99:99:99:99:99:99 |  | Equipment | PAAR:00-PVAR | 10/31/2019 |  | COOPER AMBULATORY OFF-SITES |  |  |  | 0011910859 | SUSAN MAKO | Performance Verification | Closed | Bonnie Aichroth | 07/19/2017 | 07/19/2017 | INCOMING INVENTORY | DEVICE INVENTORIED | 38935729-D838-4207-A98A-FFFAAC540E25 | Labor | 07/19/2017 | 07/19/2017 | Bonnie Aichroth
|  | WELCH ALLYN, INC. | WELCH ALLYN, INC. GREEN SERIES 777 |  |  | MULTI SPECIALTY CARE AT MARLTON |  |  | excluded | [5 empty] | NO | NO |  |  |  |  | WELCH ALLYN, INC. 10732074 |  |  | Active |  | 99:99:99:99:99:99 |  | Equipment | PAAR:00-PVAR | 10/31/2019 |  | COOPER AMBULATORY OFF-SITES |  |  |  | 0011907534 | SUSAN MAKO | Performance Verification | Closed | Bonnie Aichroth | 07/18/2017 | 07/18/2017 | INCOMING INVENTORY | DEVICE INVENTORIED | 81F307F9-17E3-49EC-A9B3-981BACDA2AF4 | Labor | 07/18/2017 | 07/18/2017 | Bonnie Aichroth
|  | WELCH ALLYN, INC. | WELCH ALLYN, INC. GREEN SERIES 777 |  |  | MULTI SPECIALTY CARE AT MARLTON |  |  | excluded | [5 empty] | NO | NO |  |  |  |  | WELCH ALLYN, INC. 10732072 |  |  | Active |  | 99:99:99:99:99:99 |  | Equipment | PAAR:00-PVAR | 10/31/2019 |  | COOPER AMBULATORY OFF-SITES |  |  |  | 0011910516 | SUSAN MAKO | Preventative Maintenance | Closed | Bonnie Aichroth | 07/19/2017 | 07/19/2017 | PERFORMANCE ASSURANCE AT INVENTORY | INVENTORIED DEVICE AND ENSURED DEVICE WAS FUNCTIONING PROPERLY. | AB9D7950-FF65-4E73-8096-5A69B031BC8E | Labor | 06/09/2017 | 06/09/2017 | Kirk Lis
|  | WELCH ALLYN, INC. | WELCH ALLYN, INC. GREEN SERIES 777 |  |  | CINNAMINSON URGENT CARE |  |  | excluded | [5 empty] | NO | NO |  |  |  |  | WELCH ALLYN, INC. 10732067 |  |  | Active |  | 99:99:99:99:99:99 |  | Equipment | PAAR:00-PVAR | 10/31/2019 |  | COOPER AMBULATORY OFF-SITES |  |  |  | 0011656551 | MELISSA PORTOBANCO | Preventative Maintenance | Closed | Bonnie Aichroth | 05/23/2017 | 05/23/2017 | PERFORMANCE ASSURANCE AT INVENTORY | INVENTORIED DEVICE AND ENSURED DEVICE WAS FUNCTIONING PROPERLY. | B468BCAE-8DE6-4361-AC52-F7956A79CD53 | Labor | 05/12/2017 | 05/12/2017 | Richard Jolly
|  | WELCH ALLYN, INC. | WELCH ALLYN, INC. GREEN SERIES 777 |  |  | MULTI SPECIALTY CARE AT MARLTON |  |  | excluded | [5 empty] | NO | NO |  |  |  |  | WELCH ALLYN, INC. 10732060 |  |  | Active |  | 99:99:99:99:99:99 |  | Equipment | PAAR:00-PVAR | 10/31/2019 |  | COOPER AMBULATORY OFF-SITES |  |  |  | 0011907531 | SUSAN MAKO | Performance Verification | Closed | Bonnie Aichroth | 07/18/2017 | 07/18/2017 | INCOMING INVENTORY | DEVICE INVENTORIED | BC21DD32-CDD8-4CFD-AD06-50B18A442D9B | Labor | 07/18/2017 | 07/18/2017 | Bonnie Aichroth
|  | WELCH ALLYN, INC. | WELCH ALLYN, INC. GREEN SERIES 777 |  |  | MULTI SPECIALTY CARE AT MARLTON |  |  | excluded | [5 empty] | NO | NO |  |  |  |  | WELCH ALLYN, INC. 10732062 |  |  | Active |  | 99:99:99:99:99:99 |  | Equipment | PAAR:00-PVAR | 10/31/2019 |  | COOPER AMBULATORY OFF-SITES |  |  |  | 0011907525 | SUSAN MAKO | Preventative Maintenance | Closed | Bonnie Aichroth | 07/18/2017 | 07/18/2017 | PERFORMANCE ASSURANCE AT INVENTORY | INVENTORIED DEVICE AND ENSURED DEVICE WAS FUNCTIONING PROPERLY. | 67BBC889-68EC-40F0-B831-F92EEC861531 | Labor | 06/09/2017 | 06/09/2017 | Kirk Lis
|  | WELCH ALLYN, INC. | WELCH ALLYN, INC. GREEN SERIES 777 |  |  | CINNAMINSON URGENT CARE |  |  | excluded | [5 empty] | NO | NO |  |  |  |  | WELCH ALLYN, INC. 10732043 |  |  | Active |  | 99:99:99:99:99:99 |  | Equipment | PAAR:00-PVAR | 10/31/2019 |  | COOPER AMBULATORY OFF-SITES |  |  |  | 0011656545 | MELISSA PORTOBANCO | Performance Verification | Closed | Bonnie Aichroth | 05/23/2017 | 05/23/2017 | INCOMING INVENTORY | DEVICE INVENTORIED | 2A4F84C0-771E-4E0A-B244-041E8FB237EB | Labor | 05/23/2017 | 05/23/2017 | Bonnie Aichroth
|  | WELCH ALLYN, INC. | WELCH ALLYN, INC. GREEN SERIES 777 |  |  | CINNAMINSON URGENT CARE |  |  | excluded | [5 empty] | NO | NO |  |  |  |  | WELCH ALLYN, INC. 10732040 |  |  | Active |  | 99:99:99:99:99:99 |  | Equipment | PAAR:00-PVAR | 10/31/2019 |  | COOPER AMBULATORY OFF-SITES |  |  |  | 0011656552 | MELISSA PORTOBANCO | Performance Verification | Closed | Bonnie Aichroth | 05/23/2017 | 05/23/2017 | INCOMING INVENTORY | DEVICE INVENTORIED | E7F6FE7A-BADC-4BA2-9D16-04592253329F | Labor | 05/23/2017 | 05/23/2017 | Bonnie Aichroth
|  | WELCH ALLYN, INC. | WELCH ALLYN, INC. GREEN SERIES 777 |  |  | CINNAMINSON URGENT CARE |  |  | excluded | [5 empty] | NO | NO |  |  |  |  | WELCH ALLYN, INC. 10732039 |  |  | Active |  | 99:99:99:99:99:99 |  | Equipment | PAAR:00-PVAR | 10/31/2019 |  | COOPER AMBULATORY OFF-SITES |  |  |  | 0011656559 | MELISSA PORTOBANCO | Performance Verification | Closed | Bonnie Aichroth | 05/23/2017 | 05/23/2017 | INCOMING INVENTORY | DEVICE INVENTORIED | 43189C1D-2570-4F6D-A6C1-926BFBB0D5EE | Labor | 05/23/2017 | 05/23/2017 | Bonnie Aichroth
|  | WELCH ALLYN, INC. | WELCH ALLYN, INC. GREEN SERIES 777 |  |  | CINNAMINSON URGENT CARE |  |  | excluded | [5 empty] | NO | NO |  |  |  |  | WELCH ALLYN, INC. 10732033 |  |  | Active |  | 99:99:99:99:99:99 |  | Equipment | PAAR:00-PVAR | 10/31/2019 |  | COOPER AMBULATORY OFF-SITES |  |  |  | 0011656556 | MELISSA PORTOBANCO | Performance Verification | Closed | Bonnie Aichroth | 05/23/2017 | 05/23/2017 | INCOMING INVENTORY | DEVICE INVENTORIED | 001527AC-71CB-4373-8643-73B866A2FDAC | Labor | 05/23/2017 | 05/23/2017 | Bonnie Aichroth
|  | WELCH ALLYN, INC. | WELCH ALLYN, INC. GREEN SERIES 777 |  |  | 3 COOPER-EARLY INTERVENTION PROGRAM |  |  | excluded | 11/17/2017 |  |  |  |  | NO | NO |  |  |  |  | WELCH ALLYN, INC. 10725069 17195 |  |  | Active |  | 99:99:99:99:99:99 |  | Equipment | PAAR:00-PVAR | 10/31/2019 |  | COOPER AMBULATORY OFF-SITES |  |  |  | 0012526840 | Sue Cooper | Performance Verification | Closed | Josh Harris | 12/26/2017 | 12/26/2017 | INCOMING INVENTORY | DEVICE INVENTORIED | 9B212365-C3C0-4724-B0C9-BAEA8EED23B7 | Labor | 12/26/2017 | 12/26/2017 | Josh Harris
|  | WELCH ALLYN, INC. | WELCH ALLYN, INC. GREEN SERIES 777 |  |  | 3 COOPER-EARLY INTERVENTION PROGRAM |  |  | excluded | 11/17/2017 |  |  |  |  | NO | NO |  |  |  |  | WELCH ALLYN, INC. 10725068 17188 |  |  | Active |  | 99:99:99:99:99:99 |  | Equipment | PAAR:00-PVAR | 10/31/2019 |  | COOPER AMBULATORY OFF-SITES |  |  |  | 0012526845 | Sue Cooper | Preventative Maintenance | Closed | Josh Harris | 12/26/2017 | 12/26/2017 | PERFORMANCE ASSURANCE AT INVENTORY | INVENTORIED DEVICE AND ENSURED DEVICE WAS FUNCTIONING PROPERLY. | C7345EE5-074B-4C7B-BB26-E76D8D5EB0C0 | Labor | 11/17/2017 | 11/17/2017 | Stephen Zubrzycki
|  | WELCH ALLYN, INC. | WELCH ALLYN, INC. GREEN SERIES 777 |  |  | 3 COOPER-EARLY INTERVENTION PROGRAM |  |  | excluded | 11/17/2017 |  |  |  |  | NO | NO |  |  |  |  | WELCH ALLYN, INC. 10725066 17191 |  |  | Active |  | 99:99:99:99:99:99 |  | Equipment | PAAR:00-PVAR | 10/31/2019 |  | COOPER AMBULATORY OFF-SITES |  |  |  | 0012526848 | Sue Cooper | Preventative Maintenance | Closed | Josh Harris | 12/26/2017 | 12/26/2017 | PERFORMANCE ASSURANCE AT INVENTORY | INVENTORIED DEVICE AND ENSURED DEVICE WAS FUNCTIONING PROPERLY. | 15F10D01-E229-446B-BF62-346AD24DFFB3 | Labor | 11/17/2017 | 11/17/2017 | Stephen Zubrzycki
|  | WELCH ALLYN, INC. | WELCH ALLYN, INC. GREEN SERIES 777 |  |  | 3 COOPER-EARLY INTERVENTION PROGRAM |  |  | excluded | 05/31/2017 |  |  |  |  | NO | NO |  |  |  |  | WELCH ALLYN, INC. 10725065 17012 |  |  | Active |  | 99:99:99:99:99:99 |  | Equipment | PAAR:00-PVAR | 10/31/2019 |  | COOPER AMBULATORY OFF-SITES |  |  |  | 0012385947 | Sue Cooper | Preventative Maintenance | Closed | Josh Harris | 11/06/2017 | 11/06/2017 | PERFORMANCE ASSURANCE AT INVENTORY | INVENTORIED DEVICE AND ENSURED DEVICE WAS FUNCTIONING PROPERLY. | AD7961CF-9DAB-4182-8D85-9B52121D4035 | Labor | 05/31/2017 | 05/31/2017 | Stephen Zubrzycki
|  | WELCH ALLYN, INC. | WELCH ALLYN, INC. GREEN SERIES 777 |  |  | 3 COOPER-EARLY INTERVENTION PROGRAM |  |  | excluded | 05/31/2017 |  |  |  |  | NO | NO |  |  |  |  | WELCH ALLYN, INC. 10725064 16062 |  |  | Active |  | 99:99:99:99:99:99 |  | Equipment | PAAR:00-PVAR | 10/31/2019 |  | COOPER AMBULATORY OFF-SITES |  |  |  | 0012385950 | Sue Cooper | Performance Verification | Closed | Josh Harris | 11/06/2017 | 11/06/2017 | INCOMING INVENTORY | DEVICE INVENTORIED | 4A593C44-B69E-46D0-99D4-F9C665AB5D74 | Labor | 11/06/2017 | 11/06/2017 | Josh Harris
|  | WELCH ALLYN, INC. | WELCH ALLYN, INC. GREEN SERIES 777 |  |  | 3 COOPER-EARLY INTERVENTION PROGRAM |  |  | excluded | 05/31/2017 |  |  |  |  | NO | NO |  |  |  |  | WELCH ALLYN, INC. 10725029 16076 |  |  | Active |  | 99:99:99:99:99:99 |  | Equipment | PAAR:00-PVAR | 10/31/2019 |  | COOPER AMBULATORY OFF-SITES |  |  |  | 0012385984 | Sue Cooper | Performance Verification | Closed | Josh Harris | 11/06/2017 | 11/06/2017 | INCOMING INVENTORY | DEVICE INVENTORIED | 409C48E1-DA3A-4F26-BAF1-10DF246B3314 | Labor | 11/06/2017 | 11/06/2017 | Josh Harris
|  | WELCH ALLYN, INC. | WELCH ALLYN, INC. GREEN SERIES 777 |  | Not Known | CHERRY HILL SPECIALITY HUB |  |  | excluded | 06/16/2016 |  |  |  |  | NO | NO |  |  |  |  | WELCH ALLYN, INC. 10505778 Not Known |  |  | Active |  | 99:99:99:99:99:99 |  | Equipment | PAAR:00-PVAR | 10/31/2019 |  | COOPER AMBULATORY OFF-SITES |  |  | 1935 RT 70 |  | APRIL DIXON
|  | WELCH ALLYN, INC. | WELCH ALLYN, INC. GREEN SERIES 777 |  | Not Known | PENNSVILLE-MEDICINE |  |  | excluded | 08/17/2016 |  |  |  |  | NO | NO |  |  |  |  | WELCH ALLYN, INC. 10505501 Not Known |  |  | Active |  | 99:99:99:99:99:99 |  | Equipment | PAAR:00-PVAR | 10/31/2019 |  | COOPER AMBULATORY OFF-SITES |  |  | EXAM RM 11 |  | Heather Rhodes
|  | WELCH ALLYN, INC. | WELCH ALLYN, INC. GREEN SERIES 777 |  | Not Known | PENNSVILLE-MEDICINE |  |  | excluded | 08/17/2016 |  |  |  |  | NO | NO |  |  |  |  | WELCH ALLYN, INC. 10505499 Not Known |  |  | Active |  | 99:99:99:99:99:99 |  | Equipment | PAAR:00-PVAR | 10/31/2019 |  | COOPER AMBULATORY OFF-SITES |  |  | EXAM RM 12 |  | Heather Rhodes
|  | WELCH ALLYN, INC. | WELCH ALLYN, INC. GREEN SERIES 777 |  | Not Known | GLOUCESTER-MEDICINE |  |  | excluded | 08/08/2016 |  |  |  |  | NO | NO |  |  |  |  | WELCH ALLYN, INC. 10505479 Not Known |  |  | Active |  | 99:99:99:99:99:99 |  | Equipment | PAAR:00-PVAR | 10/31/2019 |  | COOPER AMBULATORY OFF-SITES |  |  | 430 S. BROADWAY-EXAM ROOM 3 |  | KELLIE STOUT
|  | WELCH ALLYN, INC. | WELCH ALLYN, INC. GREEN SERIES 777 |  | Not Known | GLOUCESTER-MEDICINE |  |  | excluded | 08/08/2016 |  |  |  |  | NO | NO |  |  |  |  | WELCH ALLYN, INC. 10505476 Not Known |  |  | Active |  | 99:99:99:99:99:99 |  | Equipment | PAAR:00-PVAR | 10/31/2019 |  | COOPER AMBULATORY OFF-SITES |  |  | 430 S. BROADWAY-EXAM ROOM 6 |  | KELLIE STOUT
|  | WELCH ALLYN, INC. | WELCH ALLYN, INC. GREEN SERIES 777 |  | Not Known | GLOUCESTER-MEDICINE |  |  | excluded | 08/08/2016 |  |  |  |  | NO | NO |  |  |  |  | WELCH ALLYN, INC. 10505472 Not Known |  |  | Active |  | 99:99:99:99:99:99 |  | Equipment | PAAR:00-PVAR | 10/31/2019 |  | COOPER AMBULATORY OFF-SITES |  |  | 430 S. BROADWAY-EXAM ROOM 5 |  | KELLIE STOUT
|  | WELCH ALLYN, INC. | WELCH ALLYN, INC. GREEN SERIES 777 |  | Not Known | GLOUCESTER-MEDICINE |  |  | excluded | 08/08/2016 |  |  |  |  | NO | NO |  |  |  |  | WELCH ALLYN, INC. 10505470 Not Known |  |  | Active |  | 99:99:99:99:99:99 |  | Equipment | PAAR:00-PVAR | 10/31/2019 |  | COOPER AMBULATORY OFF-SITES |  |  | 430 S. BROADWAY-EXAM ROOM 4 |  | KELLIE STOUT
|  | WELCH ALLYN, INC. | WELCH ALLYN, INC. GREEN SERIES 777 |  | Not Known | GLOUCESTER-MEDICINE |  |  | excluded | 08/08/2016 |  |  |  |  | NO | NO |  |  |  |  | WELCH ALLYN, INC. 10505468 Not Known |  |  | Active |  | 99:99:99:99:99:99 |  | Equipment | PAAR:00-PVAR | 10/31/2019 |  | COOPER AMBULATORY OFF-SITES |  |  | 430 S. BROADWAY-EXAM ROOM 2 |  | KELLIE STOUT
|  | WELCH ALLYN, INC. | WELCH ALLYN, INC. GREEN SERIES 777 |  | Not Known | GLOUCESTER-MEDICINE |  |  | excluded | 08/08/2016 |  |  |  |  | NO | NO |  |  |  |  | WELCH ALLYN, INC. 10505465 Not Known |  |  | Active |  | 99:99:99:99:99:99 |  | Equipment | PAAR:00-PVAR | 10/31/2019 |  | COOPER AMBULATORY OFF-SITES |  |  | 430 S. BROADWAY-EXAM ROOM1 |  | KELLIE STOUT
|  | WELCH ALLYN, INC. | WELCH ALLYN, INC. GREEN SERIES 777 |  | Not Known | CHERRY HILL SPECIALITY HUB |  |  | excluded | 11/16/2016 |  |  |  |  | NO | NO |  |  |  |  | WELCH ALLYN, INC. 10505142 Not Known |  |  | Active |  | 99:99:99:99:99:99 |  | Equipment | PAAR:00-PVAR | 10/31/2019 |  | COOPER AMBULATORY OFF-SITES |  |  |  | 0011494831 | APRIL DIXON | Performance Verification | Closed | Bonnie Aichroth | 04/19/2017 | 04/19/2017 | INCOMING INVENTORY | DEVICE INVENTORIED | A58F90C9-794F-41EF-A82E-DE61EC0B89F8 | Labor | 04/19/2017 | 04/19/2017 | Bonnie Aichroth
|  | WELCH ALLYN, INC. | WELCH ALLYN, INC. GREEN SERIES 777 |  | Not Known | CHERRY HILL SPECIALITY HUB |  |  | excluded | 11/16/2016 |  |  |  |  | NO | NO |  |  |  |  | WELCH ALLYN, INC. 10505141 Not Known |  |  | Active |  | 99:99:99:99:99:99 |  | Equipment | PAAR:00-PVAR | 10/31/2019 |  | COOPER AMBULATORY OFF-SITES |  |  |  | 0011494836 | APRIL DIXON | Preventative Maintenance | Closed | Bonnie Aichroth | 04/19/2017 | 04/19/2017 | PERFORMANCE ASSURANCE AT INVENTORY | INVENTORIED DEVICE AND ENSURED DEVICE WAS FUNCTIONING PROPERLY. | BB3807B1-7E5D-4470-A030-60A6D3774823 | Labor | 11/16/2016 | 11/16/2016 | Kirk Lis
|  | WELCH ALLYN, INC. | WELCH ALLYN, INC. GREEN SERIES 777 |  | Not Known | CHERRY HILL SPECIALITY HUB |  |  | excluded | 11/16/2016 |  |  |  |  | NO | NO |  |  |  |  | WELCH ALLYN, INC. 10505140 Not Known |  |  | Active |  | 99:99:99:99:99:99 |  | Equipment | PAAR:00-PVAR | 10/31/2019 |  | COOPER AMBULATORY OFF-SITES |  |  |  | 0011494843 | APRIL DIXON | Performance Verification | Closed | Bonnie Aichroth | 04/19/2017 | 04/19/2017 | INCOMING INVENTORY | DEVICE INVENTORIED | AC672F8D-AABA-48B5-93BE-331759AAF4FD | Labor | 04/19/2017 | 04/19/2017 | Bonnie Aichroth
|  | WELCH ALLYN, INC. | WELCH ALLYN, INC. GREEN SERIES 777 |  | Not Known | CHERRY HILL SPECIALITY HUB |  |  | excluded | 11/16/2016 |  |  |  |  | NO | NO |  |  |  |  | WELCH ALLYN, INC. 10505138 Not Known |  |  | Active |  | 99:99:99:99:99:99 |  | Equipment | PAAR:00-PVAR | 10/31/2019 |  | COOPER AMBULATORY OFF-SITES |  |  |  | 0011494839 | APRIL DIXON | Preventative Maintenance | Closed | Bonnie Aichroth | 04/19/2017 | 04/19/2017 | PERFORMANCE ASSURANCE AT INVENTORY | INVENTORIED DEVICE AND ENSURED DEVICE WAS FUNCTIONING PROPERLY. | BC41684A-B188-4584-AD96-304B9D977B60 | Labor | 11/16/2016 | 11/16/2016 | Kirk Lis
|  | WELCH ALLYN, INC. | WELCH ALLYN, INC. GREEN SERIES 777 |  | Not Known | CHERRY HILL SPECIALITY HUB |  |  | excluded | 06/16/2016 |  |  |  |  | NO | NO |  |  |  |  | WELCH ALLYN, INC. 10505083 Not Known |  |  | Active |  | 99:99:99:99:99:99 |  | Equipment | PAAR:00-PVAR | 10/31/2019 |  | COOPER AMBULATORY OFF-SITES |  |  | 1935 RT 70 |  | APRIL DIXON
|  | WELCH ALLYN, INC. | WELCH ALLYN, INC. GREEN SERIES 777 |  | Not Known | CHERRY HILL SPECIALITY HUB |  |  | excluded | 06/16/2016 |  |  |  |  | NO | NO |  |  |  |  | WELCH ALLYN, INC. 10505081 Not Known |  |  | Active |  | 99:99:99:99:99:99 |  | Equipment | PAAR:00-PVAR | 10/31/2019 |  | COOPER AMBULATORY OFF-SITES |  |  | 1935 RT 70 |  | APRIL DIXON
|  | WELCH ALLYN, INC. | WELCH ALLYN, INC. GREEN SERIES 777 |  | Not Known | CHERRY HILL SPECIALITY HUB |  |  | excluded | 11/16/2016 |  |  |  |  | NO | NO |  |  |  |  | WELCH ALLYN, INC. 10505077 Not Known |  |  | Active |  | 99:99:99:99:99:99 |  | Equipment | PAAR:00-PVAR | 10/31/2019 |  | COOPER AMBULATORY OFF-SITES |  |  |  | 0011494818 | APRIL DIXON | Performance Verification | Closed | Bonnie Aichroth | 04/19/2017 | 04/19/2017 | INCOMING INVENTORY | DEVICE INVENTORIED | 04DE0C12-C599-4744-BCDD-67D85FFC183C | Labor | 04/19/2017 | 04/19/2017 | Bonnie Aichroth
|  | WELCH ALLYN, INC. | WELCH ALLYN, INC. GREEN SERIES 777 |  | Not Known | CHERRY HILL SPECIALITY HUB |  |  | excluded | 06/16/2016 |  |  |  |  | NO | NO |  |  |  |  | WELCH ALLYN, INC. 10505079 Not Known |  |  | Active |  | 99:99:99:99:99:99 |  | Equipment | PAAR:00-PVAR | 10/31/2019 |  | COOPER AMBULATORY OFF-SITES |  |  | 1935 RT 70 |  | APRIL DIXON
|  | WELCH ALLYN, INC. | WELCH ALLYN, INC. GREEN SERIES 777 |  | Not Known | CHERRY HILL SPECIALITY HUB |  |  | excluded | 06/16/2016 |  |  |  |  | NO | NO |  |  |  |  | WELCH ALLYN, INC. 10505074 Not Known |  |  | Active |  | 99:99:99:99:99:99 |  | Equipment | PAAR:00-PVAR | 10/31/2019 |  | COOPER AMBULATORY OFF-SITES |  |  | 1935 RT 70 |  | APRIL DIXON
|  | WELCH ALLYN, INC. | WELCH ALLYN, INC. GREEN SERIES 777 |  | Not Known | PENNSVILLE-MEDICINE |  |  | excluded | 08/17/2016 |  |  |  |  | NO | NO |  |  |  |  | WELCH ALLYN, INC. 1050500 Not Known |  |  | Active |  | 99:99:99:99:99:99 |  | Equipment | PAAR:00-PVAR | 10/31/2019 |  | COOPER AMBULATORY OFF-SITES |  |  | exam rm 1 |  | Heather Rhodes
|  | WELCH ALLYN, INC. | WELCH ALLYN, INC. GREEN SERIES 777 |  | Not Known | CHERRY HILL SPECIALITY HUB |  |  | excluded | 06/16/2016 |  |  |  |  | NO | NO |  |  |  |  | WELCH ALLYN, INC. 10480463 Not Known |  |  | Active |  | 99:99:99:99:99:99 |  | Equipment | PAAR:00-PVAR | 10/31/2019 |  | COOPER AMBULATORY OFF-SITES |  |  | 1935 RT 70 |  | APRIL DIXON
|  | WELCH ALLYN, INC. | WELCH ALLYN, INC. GREEN SERIES 777 |  | Not Known | COOPER BONE & JOINT- GLASSBORO |  |  | excluded | 11/12/2015 |  |  |  |  | NO | NO |  |  |  |  | WELCH ALLYN, INC. 10480194 Not Known |  |  | Active |  | 99:99:99:99:99:99 |  | Equipment | PAAR:00-PVAR | 10/31/2019 |  | COOPER AMBULATORY OFF-SITES |  |  | B118 |  | COURTNEY BUDD
|  | WELCH ALLYN, INC. | WELCH ALLYN, INC. GREEN SERIES 777 |  | Not Known | COOPER PHYSICIANS-AUDUBON |  |  | excluded | 11/20/2015 |  |  |  |  | NO | NO |  |  |  |  | WELCH ALLYN, INC. 10480214 Not Known |  |  | Active |  | 99:99:99:99:99:99 |  | Equipment | PAAR:00-PVAR | 10/31/2019 |  | COOPER AMBULATORY OFF-SITES |  |  | Examining Room - Right |  | MICHELLE JOHNSON
|  | WELCH ALLYN, INC. | WELCH ALLYN, INC. GREEN SERIES 777 |  | Not Known | COOPER PHYSICIANS-AUDUBON |  |  | excluded | 11/20/2015 |  |  |  |  | NO | NO |  |  |  |  | WELCH ALLYN, INC. 10480213 Not Known |  |  | Active |  | 99:99:99:99:99:99 |  | Equipment | PAAR:00-PVAR | 10/31/2019 |  | COOPER AMBULATORY OFF-SITES |  |  | Examining Room - Left |  | MICHELLE JOHNSON
|  | WELCH ALLYN, INC. | WELCH ALLYN, INC. GREEN SERIES 777 |  | Not Known | COOPER PHYSICIANS-AUDUBON |  |  | excluded | 11/20/2015 |  |  |  |  | NO | NO |  |  |  |  | WELCH ALLYN, INC. 10480211 Not Known |  |  | Active |  | 99:99:99:99:99:99 |  | Equipment | PAAR:00-PVAR | 10/31/2019 |  | COOPER AMBULATORY OFF-SITES |  |  | 1st Room |  | MICHELLE JOHNSON
|  | WELCH ALLYN, INC. | WELCH ALLYN, INC. GREEN SERIES 777 |  | Not Known | COOPER BONE & JOINT- GLASSBORO |  |  | excluded | 11/12/2015 |  |  |  |  | NO | NO |  |  |  |  | WELCH ALLYN, INC. 10480204 Not Known |  |  | Active |  | 99:99:99:99:99:99 |  | Equipment | PAAR:00-PVAR | 10/31/2019 |  | COOPER AMBULATORY OFF-SITES |  |  | B129 |  | COURTNEY BUDD
|  | WELCH ALLYN, INC. | WELCH ALLYN, INC. GREEN SERIES 777 |  | Not Known | COOPER BONE & JOINT- GLASSBORO |  |  | excluded | 11/12/2015 |  |  |  |  | NO | NO |  |  |  |  | WELCH ALLYN, INC. 10480202 Not Known |  |  | Active |  | 99:99:99:99:99:99 |  | Equipment | PAAR:00-PVAR | 10/31/2019 |  | COOPER AMBULATORY OFF-SITES |  |  | B130 |  | COURTNEY BUDD
|  | WELCH ALLYN, INC. | WELCH ALLYN, INC. GREEN SERIES 777 |  | Not Known | COOPER BONE & JOINT- GLASSBORO |  |  | excluded | 11/12/2015 |  |  |  |  | NO | NO |  |  |  |  | WELCH ALLYN, INC. 10480200 Not Known |  |  | Active |  | 99:99:99:99:99:99 |  | Equipment | PAAR:00-PVAR | 10/31/2019 |  | COOPER AMBULATORY OFF-SITES |  |  | B131 |  | COURTNEY BUDD
|  | WELCH ALLYN, INC. | WELCH ALLYN, INC. GREEN SERIES 777 |  | Not Known | COOPER BONE & JOINT- GLASSBORO |  |  | excluded | 11/12/2015 |  |  |  |  | NO | NO |  |  |  |  | WELCH ALLYN, INC. 10480198 Not Known |  |  | Active |  | 99:99:99:99:99:99 |  | Equipment | PAAR:00-PVAR | 10/31/2019 |  | COOPER AMBULATORY OFF-SITES |  |  | B122 |  | COURTNEY BUDD
|  | WELCH ALLYN, INC. | WELCH ALLYN, INC. GREEN SERIES 777 |  | Not Known | COOPER BONE & JOINT- GLASSBORO |  |  | excluded | 11/12/2015 |  |  |  |  | NO | NO |  |  |  |  | WELCH ALLYN, INC. 10480196 Not Known |  |  | Active |  | 99:99:99:99:99:99 |  | Equipment | PAAR:00-PVAR | 10/31/2019 |  | COOPER AMBULATORY OFF-SITES |  |  | B120 |  | COURTNEY BUDD
|  | WELCH ALLYN, INC. | WELCH ALLYN, INC. GREEN SERIES 777 |  | Not Known | COOPER BONE & JOINT- GLASSBORO |  |  | excluded | 11/12/2015 |  |  |  |  | NO | NO |  |  |  |  | WELCH ALLYN, INC. 10480187 Not Known |  |  | Active |  | 99:99:99:99:99:99 |  | Equipment | PAAR:00-PVAR | 10/31/2019 |  | COOPER AMBULATORY OFF-SITES |  |  | b113 |  | COURTNEY BUDD
|  | WELCH ALLYN, INC. | WELCH ALLYN, INC. GREEN SERIES 777 |  | Not Known | COOPER BONE & JOINT- GLASSBORO |  |  | excluded | 11/12/2015 |  |  |  |  | NO | NO |  |  |  |  | WELCH ALLYN, INC. 10480188 Not Known |  |  | Active |  | 99:99:99:99:99:99 |  | Equipment | PAAR:00-PVAR | 10/31/2019 |  | COOPER AMBULATORY OFF-SITES |  |  | B115 |  | COURTNEY BUDD
|  | WELCH ALLYN, INC. | WELCH ALLYN, INC. GREEN SERIES 777 |  | Not Known | COOPER BONE & JOINT- GLASSBORO |  |  | excluded | 11/12/2015 |  |  |  |  | NO | NO |  |  |  |  | WELCH ALLYN, INC. 10480190 Not Known |  |  | Active |  | 99:99:99:99:99:99 |  | Equipment | PAAR:00-PVAR | 10/31/2019 |  | COOPER AMBULATORY OFF-SITES |  |  | B116 |  | COURTNEY BUDD
|  | WELCH ALLYN, INC. | WELCH ALLYN, INC. GREEN SERIES 777 |  | Not Known | COOPER BONE & JOINT- GLASSBORO |  |  | excluded | 11/12/2015 |  |  |  |  | NO | NO |  |  |  |  | WELCH ALLYN, INC. 10480192 Not Known |  |  | Active |  | 99:99:99:99:99:99 |  | Equipment | PAAR:00-PVAR | 10/31/2019 |  | COOPER AMBULATORY OFF-SITES |  |  | B117 |  | COURTNEY BUDD
|  | WELCH ALLYN, INC. | WELCH ALLYN, INC. GREEN SERIES 777 |  | Not Known | PENNSVILLE-MEDICINE |  |  | excluded | 08/17/2016 |  |  |  |  | NO | NO |  |  |  |  | WELCH ALLYN, INC. 10480161 Not Known |  |  | Active |  | 99:99:99:99:99:99 |  | Equipment | PAAR:00-PVAR | 10/31/2019 |  | COOPER AMBULATORY OFF-SITES |  |  | EXAM ROOM 9 |  | Heather Rhodes
|  | WELCH ALLYN, INC. | WELCH ALLYN, INC. GREEN SERIES 777 |  | Not Known | PENNSVILLE-MEDICINE |  |  | excluded | 08/17/2016 |  |  |  |  | NO | NO |  |  |  |  | WELCH ALLYN, INC. 10480162 Not Known |  |  | Active |  | 99:99:99:99:99:99 |  | Equipment | PAAR:00-PVAR | 10/31/2019 |  | COOPER AMBULATORY OFF-SITES |  |  | EXAM ROOM 10 |  | Heather Rhodes
|  | WELCH ALLYN, INC. | WELCH ALLYN, INC. GREEN SERIES 777 |  | Not Known | PENNSVILLE-MEDICINE |  |  | excluded | 08/17/2016 |  |  |  |  | NO | NO |  |  |  |  | WELCH ALLYN, INC. 10480159 Not Known |  |  | Active |  | 99:99:99:99:99:99 |  | Equipment | PAAR:00-PVAR | 10/31/2019 |  | COOPER AMBULATORY OFF-SITES |  |  | Exam Room 8 |  | Heather Rhodes
|  | WELCH ALLYN, INC. | WELCH ALLYN, INC. GREEN SERIES 777 |  | Not Known | PENNSVILLE-MEDICINE |  |  | excluded | 08/17/2016 |  |  |  |  | NO | NO |  |  |  |  | WELCH ALLYN, INC. 10480160 Not Known |  |  | Active |  | 99:99:99:99:99:99 |  | Equipment | PAAR:00-PVAR | 10/31/2019 |  | COOPER AMBULATORY OFF-SITES |  |  | EXAM ROOM 15 |  | Heather Rhodes
|  | WELCH ALLYN, INC. | WELCH ALLYN, INC. GREEN SERIES 777 |  | Not Known | PENNSVILLE-MEDICINE |  |  | excluded | 08/17/2016 |  |  |  |  | NO | NO |  |  |  |  | WELCH ALLYN, INC. 10480156 Not Known |  |  | Active |  | 99:99:99:99:99:99 |  | Equipment | PAAR:00-PVAR | 10/31/2019 |  | COOPER AMBULATORY OFF-SITES |  |  | EXAM ROOM 6 |  | Heather Rhodes
|  | WELCH ALLYN, INC. | WELCH ALLYN, INC. GREEN SERIES 777 |  | Not Known | PENNSVILLE-MEDICINE |  |  | excluded | 08/17/2016 |  |  |  |  | NO | NO |  |  |  |  | WELCH ALLYN, INC. 10480158 Not Known |  |  | Active |  | 99:99:99:99:99:99 |  | Equipment | PAAR:00-PVAR | 10/31/2019 |  | COOPER AMBULATORY OFF-SITES |  |  | EXAM ROOM 14 |  | Heather Rhodes
|  | WELCH ALLYN, INC. | WELCH ALLYN, INC. GREEN SERIES 777 |  | Not Known | PENNSVILLE-MEDICINE |  |  | excluded | 08/17/2016 |  |  |  |  | NO | NO |  |  |  |  | WELCH ALLYN, INC. 10480157 Not Known |  |  | Active |  | 99:99:99:99:99:99 |  | Equipment | PAAR:00-PVAR | 10/31/2019 |  | COOPER AMBULATORY OFF-SITES |  |  | Exam Room 7 |  | Heather Rhodes
|  | WELCH ALLYN, INC. | WELCH ALLYN, INC. GREEN SERIES 777 |  | Not Known | PENNSVILLE-MEDICINE |  |  | excluded | 08/17/2016 |  |  |  |  | NO | NO |  |  |  |  | WELCH ALLYN, INC. 10480153 Not Known |  |  | Active |  | 99:99:99:99:99:99 |  | Equipment | PAAR:00-PVAR | 10/31/2019 |  | COOPER AMBULATORY OFF-SITES |  |  | EXAM ROOM 2 |  | Heather Rhodes
|  | WELCH ALLYN, INC. | WELCH ALLYN, INC. GREEN SERIES 777 |  | Not Known | PENNSVILLE-MEDICINE |  |  | excluded | 08/17/2016 |  |  |  |  | NO | NO |  |  |  |  | WELCH ALLYN, INC. 10480154 Not Known |  |  | Active |  | 99:99:99:99:99:99 |  | Equipment | PAAR:00-PVAR | 10/31/2019 |  | COOPER AMBULATORY OFF-SITES |  |  | PEDS-2 |  | Heather Rhodes
|  | WELCH ALLYN, INC. | WELCH ALLYN, INC. GREEN SERIES 777 |  | Not Known | PENNSVILLE-MEDICINE |  |  | excluded | 08/17/2016 |  |  |  |  | NO | NO |  |  |  |  | WELCH ALLYN, INC. 10480155 Not Known |  |  | Active |  | 99:99:99:99:99:99 |  | Equipment | PAAR:00-PVAR | 10/31/2019 |  | COOPER AMBULATORY OFF-SITES |  |  | EXAM RM 13 |  | Heather Rhodes
|  | WELCH ALLYN, INC. | WELCH ALLYN, INC. GREEN SERIES 777 |  | Not Known | BUNKER HILL-PEDIATRICS |  |  | excluded | 02/22/2016 |  |  |  |  | NO | NO |  |  |  |  | WELCH ALLYN, INC. 10480149 Not Known |  |  | Active |  | 99:99:99:99:99:99 |  | Equipment | PAAR:00-PVAR | 10/31/2019 |  | COOPER AMBULATORY OFF-SITES |  |  | PEDS ROOM 4 |  | MAUREEN OBRIEN
|  | WELCH ALLYN, INC. | WELCH ALLYN, INC. GREEN SERIES 777 |  | Not Known | BUNKER HILL-PEDIATRICS |  |  | excluded | 02/22/2016 |  |  |  |  | NO | NO |  |  |  |  | WELCH ALLYN, INC. 10480147 Not Known |  |  | Active |  | 99:99:99:99:99:99 |  | Equipment | PAAR:00-PVAR | 10/31/2019 |  | COOPER AMBULATORY OFF-SITES |  |  | PEDS ROOM 7 |  | MAUREEN OBRIEN
|  | WELCH ALLYN, INC. | WELCH ALLYN, INC. GREEN SERIES 777 |  | Not Known | BUNKER HILL-PEDIATRICS |  |  | excluded | 02/22/2016 |  |  |  |  | NO | NO |  |  |  |  | WELCH ALLYN, INC. 10480148 Not Known |  |  | Active |  | 99:99:99:99:99:99 |  | Equipment | PAAR:00-PVAR | 10/31/2019 |  | COOPER AMBULATORY OFF-SITES |  |  | PEDS ROOM 8 |  | MAUREEN OBRIEN
|  | WELCH ALLYN, INC. | WELCH ALLYN, INC. GREEN SERIES 777 |  | Not Known | BUNKER HILL-PEDIATRICS |  |  | excluded | 02/22/2016 |  |  |  |  | NO | NO |  |  |  |  | WELCH ALLYN, INC. 10480144 Not Known |  |  | Active |  | 99:99:99:99:99:99 |  | Equipment | PAAR:00-PVAR | 10/31/2019 |  | COOPER AMBULATORY OFF-SITES |  |  | PEDS ROOM 5 |  | MAUREEN OBRIEN
|  | WELCH ALLYN, INC. | WELCH ALLYN, INC. GREEN SERIES 777 |  | Not Known | BUNKER HILL-PEDIATRICS |  |  | excluded | 02/22/2016 |  |  |  |  | NO | NO |  |  |  |  | WELCH ALLYN, INC. 10480143 Not Known |  |  | Active |  | 99:99:99:99:99:99 |  | Equipment | PAAR:00-PVAR | 10/31/2019 |  | COOPER AMBULATORY OFF-SITES |  |  | PEDS ROOM 6 |  | MAUREEN OBRIEN
|  | WELCH ALLYN, INC. | WELCH ALLYN, INC. GREEN SERIES 777 |  | Not Known | BUNKER HILL-OB/GYN |  |  | excluded | 03/03/2016 |  |  |  |  | NO | NO |  |  |  |  | WELCH ALLYN, INC. 10480142 Not Known |  |  | Active |  | 99:99:99:99:99:99 |  | Equipment | PAAR:00-PVAR | 10/31/2019 |  | COOPER AMBULATORY OFF-SITES |  |  | OB 6 |  | LISA POTTS
|  | WELCH ALLYN, INC. | WELCH ALLYN, INC. GREEN SERIES 777 |  | Not Known | BUNKER HILL-OB/GYN |  |  | excluded | 03/03/2016 |  |  |  |  | NO | NO |  |  |  |  | WELCH ALLYN, INC. 10480141 Not Known |  |  | Active |  | 99:99:99:99:99:99 |  | Equipment | PAAR:00-PVAR | 10/31/2019 |  | COOPER AMBULATORY OFF-SITES |  |  | OB 5 |  | LISA POTTS
|  | WELCH ALLYN, INC. | WELCH ALLYN, INC. GREEN SERIES 777 |  | Not Known | BUNKER HILL-OB/GYN |  |  | excluded | 03/03/2016 |  |  |  |  | NO | NO |  |  |  |  | WELCH ALLYN, INC. 10480140 Not Known |  |  | Active |  | 99:99:99:99:99:99 |  | Equipment | PAAR:00-PVAR | 10/31/2019 |  | COOPER AMBULATORY OFF-SITES |  |  | OB 4 |  | LISA POTTS
|  | WELCH ALLYN, INC. | WELCH ALLYN, INC. GREEN SERIES 777 |  | Not Known | BUNKER HILL-OB/GYN |  |  | excluded | 03/03/2016 |  |  |  |  | NO | NO |  |  |  |  | WELCH ALLYN, INC. 10480139 Not Known |  |  | Active |  | 99:99:99:99:99:99 |  | Equipment | PAAR:00-PVAR | 10/31/2019 |  | COOPER AMBULATORY OFF-SITES |  |  |  |  | LISA POTTS
|  | WELCH ALLYN, INC. | WELCH ALLYN, INC. GREEN SERIES 777 |  | Not Known | BUNKER HILL-OB/GYN |  |  | excluded | 03/03/2016 |  |  |  |  | NO | NO |  |  |  |  | WELCH ALLYN, INC. 10480138 Not Known |  |  | Active |  | 99:99:99:99:99:99 |  | Equipment | PAAR:00-PVAR | 10/31/2019 |  | COOPER AMBULATORY OFF-SITES |  |  | OB 2 |  | LISA POTTS
|  | WELCH ALLYN, INC. | WELCH ALLYN, INC. GREEN SERIES 777 |  | Not Known | HEART INSTITUTE |  |  | excluded | 08/12/2015 |  |  |  |  | NO | NO |  |  |  |  | WELCH ALLYN, INC. 10368994 Not Known |  |  | Active |  | 99:99:99:99:99:99 |  | Equipment | PAAR:00-PVAR | 10/31/2019 |  | COOPER AMBULATORY OFF-SITES |  |  | exam room 5 | 0011080819 | KATHRYN COMO | Preventative Maintenance | Closed | Bonnie Aichroth | 01/24/2017 | 01/24/2017 | PERFORMANCE ASSURANCE AT INVENTORY | INVENTORIED DEVICE AND ENSURED DEVICE WAS FUNCTIONING PROPERLY. | BAED9D2F-5CA6-4A75-8C8F-0D81D19A8C89 | Labor | 10/05/2016 | 10/05/2016 | Stephen Zubrzycki
|  | WELCH ALLYN, INC. | WELCH ALLYN, INC. GREEN SERIES 777 |  | Not Known | HEART INSTITUTE |  |  | excluded | 07/10/2015 |  |  |  |  | NO | NO |  |  |  |  | WELCH ALLYN, INC. 10368991 Not Known |  |  | Active |  | 99:99:99:99:99:99 |  | Equipment | PAAR:00-PVAR | 10/31/2019 |  | COOPER AMBULATORY OFF-SITES |  |  | ROOM 3 |  | KATHRYN COMO
|  | WELCH ALLYN, INC. | WELCH ALLYN, INC. GREEN SERIES 777 |  | Not Known | HEART INSTITUTE |  |  | excluded | 07/10/2015 |  |  |  |  | NO | NO |  |  |  |  | WELCH ALLYN, INC. 10368988 Not Known |  |  | Active |  | 99:99:99:99:99:99 |  | Equipment | PAAR:00-PVAR | 10/31/2019 |  | COOPER AMBULATORY OFF-SITES |  |  | ROOM 3 |  | KATHRYN COMO
|  | WELCH ALLYN, INC. | WELCH ALLYN, INC. GREEN SERIES 777 |  | Not Known | HEART INSTITUTE |  |  | excluded | 07/10/2015 |  |  |  |  | NO | NO |  |  |  |  | WELCH ALLYN, INC. 10368985 Not Known |  |  | Active |  | 99:99:99:99:99:99 |  | Equipment | PAAR:00-PVAR | 10/31/2019 |  | COOPER AMBULATORY OFF-SITES |  |  | ROOM 2 |  | KATHRYN COMO
|  | WELCH ALLYN, INC. | WELCH ALLYN, INC. GREEN SERIES 777 |  |  | HEART INSTITUTE |  |  | excluded | 07/10/2015 |  |  |  |  | NO | NO |  |  |  |  | WELCH ALLYN, INC. 10368982 15062 |  |  | Active |  | 99:99:99:99:99:99 |  | Equipment | PAAR:00-PVAR | 10/31/2019 |  | COOPER AMBULATORY OFF-SITES |  |  | Room 1 |  | KATHRYN COMO
|  | WELCH ALLYN, INC. | WELCH ALLYN, INC. GREEN SERIES 777 |  | NOT KNOWN | 3 COOPER-CARDIAC DIAGNOSTIC CENTER |  |  | excluded | 11/21/2019 |  |  |  |  | NO | NO |  |  |  |  | WELCH ALLYN, INC. 30280029 NOT KNOWN |  |  | Active |  |  |  | Equipment | PAAR:00-PVAR | 11/21/2019 | 11/21/2019 | COOPER AMBULATORY OFF-SITES |  |  | Suite 311 - Exam E | WOT00000004359322 | CARLA TRUELL | Performance Verification | Completed | Stephen Zubrzycki | 11/21/2019 | 11/21/2019 | Performance Verification for WELCH ALLYN, INC. 30280029 NOT KNOWN | Initial Install of Performance Verification. Device is ready for patient use. |  |  | 11/21/2019 | 11/21/2019
|  | WELCH ALLYN, INC. | WELCH ALLYN, INC. GREEN SERIES 777 |  | NOT KNOWN | 3 COOPER-CARDIAC DIAGNOSTIC CENTER |  |  | excluded | 11/21/2019 |  |  |  |  | NO | NO |  |  |  |  | WELCH ALLYN, INC. 30280027 NOT KNOWN |  |  | Active |  |  |  | Equipment | PAAR:00-PVAR | 11/21/2019 | 11/21/2019 | COOPER AMBULATORY OFF-SITES |  |  | Suite 311 - Exam A | WOT00000004359267 | CARLA TRUELL | Performance Verification | Completed | Stephen Zubrzycki | 11/21/2019 | 11/21/2019 | Performance Verification for WELCH ALLYN, INC. 30280027 NOT KNOWN | Initial Install of Performance Verification. Device is ready for patient use. |  |  | 11/21/2019 | 11/21/2019
|  | WELCH ALLYN, INC. | WELCH ALLYN, INC. GREEN SERIES 777 |  | NOT KNOWN | 3 COOPER-CARDIAC DIAGNOSTIC CENTER |  |  | excluded | 11/21/2019 |  |  |  |  | NO | NO |  |  |  |  | WELCH ALLYN, INC. 30280025 NOT KNOWN |  |  | Active |  |  |  | Equipment | PAAR:00-PVAR | 11/21/2019 | 11/21/2019 | COOPER AMBULATORY OFF-SITES |  |  | Suite 311 - Exam B | WOT00000004359226 | CARLA TRUELL | Performance Verification | Completed | Stephen Zubrzycki | 11/21/2019 | 11/21/2019 | Performance Verification for WELCH ALLYN, INC. 30280025 NOT KNOWN | Initial Install of Performance Verification. Device is ready for patient use. |  |  | 11/21/2019 | 11/21/2019
|  | WELCH ALLYN, INC. | WELCH ALLYN, INC. GREEN SERIES 777 |  | NOT KNOWN | 3 COOPER-CARDIAC DIAGNOSTIC CENTER |  |  | excluded | 11/21/2019 |  |  |  |  | NO | NO |  |  |  |  | WELCH ALLYN, INC. 30280023 NOT KNOWN |  |  | Active |  |  |  | Equipment | PAAR:00-PVAR | 11/21/2019 | 11/21/2019 | COOPER AMBULATORY OFF-SITES |  |  | Suite 311 - Exam C | WOT00000004359173 | CARLA TRUELL | Performance Verification | Completed | Stephen Zubrzycki | 11/21/2019 | 11/21/2019 | Performance Verification for WELCH ALLYN, INC. 30280023 NOT KNOWN | Initial Install of Performance Verification. Device is ready for patient use. |  |  | 11/21/2019 | 11/21/2019
|  | WELCH ALLYN, INC. | WELCH ALLYN, INC. GREEN SERIES 777 |  | NOT KNOWN | 3 COOPER-CARDIAC DIAGNOSTIC CENTER |  |  | excluded | 11/21/2019 |  |  |  |  | NO | NO |  |  |  |  | WELCH ALLYN, INC. 30280021 NOT KNOWN |  |  | Active |  |  |  | Equipment | PAAR:00-PVAR | 11/21/2019 | 11/21/2019 | COOPER AMBULATORY OFF-SITES |  |  | Suite 311 - Exam D | WOT00000004359126 | CARLA TRUELL | Performance Verification | Completed | Stephen Zubrzycki | 11/21/2019 | 11/21/2019 | Performance Verification for WELCH ALLYN, INC. 30280021 NOT KNOWN | Initial Install of Performance Verification. Device is ready for patient use. |  |  | 11/21/2019 | 11/21/2019
|  | WELCH ALLYN, INC. | WELCH ALLYN, INC. GREEN SERIES 777 |  | NOT KNOWN | 3 COOPER-CARDIAC DIAGNOSTIC CENTER |  |  | excluded | 11/21/2019 |  |  |  |  | NO | NO |  |  |  |  | WELCH ALLYN, INC. 30280019 NOT KNOWN |  |  | Active |  |  |  | Equipment | PAAR:00-PVAR | 11/21/2019 | 11/21/2019 | COOPER AMBULATORY OFF-SITES |  |  | Suite 311 - Exam F | WOT00000004359066 | CARLA TRUELL | Performance Verification | Completed | Stephen Zubrzycki | 11/21/2019 | 11/21/2019 | Performance Verification for WELCH ALLYN, INC. 30280019 NOT KNOWN | Initial Install of Performance Verification. Device is ready for patient use. |  |  | 11/21/2019 | 11/21/2019
|  | WELCH ALLYN, INC. | WELCH ALLYN, INC. GREEN SERIES 777 |  | 25133* | AUDUBON URGENT CARE |  |  | excluded | 01/01/1900 |  |  |  |  | NO | NO |  |  |  |  | WELCH ALLYN, INC. 10366278 25133* |  |  | Active |  | 99:99:99:99:99:99 |  | Equipment | PAAR:00-PVAR | 11/02/2019 |  | COOPER AMBULATORY OFF-SITES |  |  | EXAM 2 |  | MELISSA PORTOBANCO
|  | WELCH ALLYN, INC. | WELCH ALLYN, INC. GREEN SERIES 777 |  | Not Known | AUDUBON URGENT CARE |  |  | excluded | 01/01/1900 |  |  |  |  | NO | NO |  |  |  |  | WELCH ALLYN, INC. 10366272 Not Known |  |  | Active |  | 99:99:99:99:99:99 |  | Equipment | PAAR:00-PVAR | 11/02/2019 |  | COOPER AMBULATORY OFF-SITES |  |  | exam 3 |  | MELISSA PORTOBANCO
|  | WELCH ALLYN, INC. | WELCH ALLYN, INC. GREEN SERIES 777 |  | Not Known | AUDUBON URGENT CARE |  |  | excluded | 01/01/1900 |  |  |  |  | NO | NO |  |  |  |  | WELCH ALLYN, INC. 10366270 Not Known |  |  | Active |  | 99:99:99:99:99:99 |  | Equipment | PAAR:00-PVAR | 11/02/2019 |  | COOPER AMBULATORY OFF-SITES |  |  | EXAM 6 |  | MELISSA PORTOBANCO
|  | WELCH ALLYN, INC. | WELCH ALLYN, INC. GREEN SERIES 777 |  | Not Known | AUDUBON URGENT CARE |  |  | excluded | 01/01/1900 |  |  |  |  | NO | NO |  |  |  |  | WELCH ALLYN, INC. 10366267 Not Known |  |  | Active |  | 99:99:99:99:99:99 |  | Equipment | PAAR:00-PVAR | 11/02/2019 |  | COOPER AMBULATORY OFF-SITES |  |  | EXAM 5 |  | MELISSA PORTOBANCO
|  | WELCH ALLYN, INC. | WELCH ALLYN, INC. GREEN SERIES 777 |  | Not Known | AUDUBON URGENT CARE |  |  | excluded | 01/01/1900 |  |  |  |  | NO | NO |  |  |  |  | WELCH ALLYN, INC. 10366258 Not Known |  |  | Active |  | 99:99:99:99:99:99 |  | Equipment | PAAR:00-PVAR | 11/02/2019 |  | COOPER AMBULATORY OFF-SITES |  |  | exam 4 |  | MELISSA PORTOBANCO
|  | WELCH ALLYN, INC. | WELCH ALLYN, INC. GREEN SERIES 777 |  | Not Known | AUDUBON URGENT CARE |  |  | excluded | 01/01/1900 |  |  |  |  | NO | NO |  |  |  |  | WELCH ALLYN, INC. 10366253 Not Known |  |  | Active |  | 99:99:99:99:99:99 |  | Equipment | PAAR:00-PVAR | 11/02/2019 |  | COOPER AMBULATORY OFF-SITES |  |  | EXAM 1 | 0011075808 | MELISSA PORTOBANCO | Repair | Closed | Kirk Lis | 01/23/2017 | 02/02/2017 | OPHTHALMOSCOPE - BOTTOM PORTION BROKEN, WIRES HANGING - EXAM 1 | 1/24/2017 3:58:21 PM KALIS (KALIS 1/24/2017 12:00 AM) TRAVEL TIME (KALIS 1/24/2017 12:00 AM) WAITED FOR EXAM RM.1 TO BECOME AVAILABLE. PERFORMED DIAGNOSTICS. UNIT HAD PHYSICAL DAMAGE TO HANDLE SECTION 1/24/2017 3:59:42 PM KALIS (KALIS 1/24/2017 12:00 AM) DOCUMENTATION ORDERED PART 1/30/2017 9:13:40 AM KALIS (KALIS 1/30/2017 12:00 AM) REPLACED HAND PIECE. TESTED UNIT.UNIT OK! 2/1/2017 8:13:17 PM KALIS (KALIS 2/1/2017 12:00 AM) TRAVEL TIME (KALIS 2/1/2017 12:00 AM) INSTALLED UNIT ON WALL IN EXAM ROOM. TESTED EQUIPMENT UNIT OK | F6B7E7FA-735B-4CD7-AAD6-62E7E41C5ED2 | Labor | 01/24/2017 | 01/24/2017 | Kirk Lis
|  | WELCH ALLYN, INC. | WELCH ALLYN, INC. GREEN SERIES 777 |  | 26823* | KROC CENTER-FAMILY MEDICINE |  |  | excluded | 01/01/1900 |  |  |  |  | NO | NO |  |  |  |  | WELCH ALLYN, INC. 10365724 26823* |  |  | Active |  | 99:99:99:99:99:99 |  | Equipment | PAAR:00-PVAR | 11/02/2019 |  | COOPER AMBULATORY OFF-SITES |  |  | ROOM 2 |  | JESSICA NIEVES
|  | WELCH ALLYN, INC. | WELCH ALLYN, INC. GREEN SERIES 777 |  | NOT KNOWN | KROC CENTER-FAMILY MEDICINE |  |  | excluded | 01/01/1900 |  |  |  |  | NO | NO |  |  |  |  | WELCH ALLYN, INC. 10365716 NOT KNOWN |  |  | Active |  | 99:99:99:99:99:99 |  | Equipment | PAAR:00-PVAR | 11/02/2019 |  | COOPER AMBULATORY OFF-SITES |  |  | ROOM 4 | WOT00000001556919 | JESSICA NIEVES | Repair | Closed | Stephen Zubrzycki | 10/08/2018 | 11/07/2018 | Manual BP is leaking | Acknowledged. Analyzed unit. Had rip in tubing. Repaired but still slighly leaking. Verified that leak was coming from bulb. Dept found spare in drawer. Swapped out bulb and VPO of unit. Suggested that they order another bulb for spare. Researched and got p/n and emailed their manager Rosalin Baez. Travel time | EXP1512842 | Labor | 10/08/2018 | 10/08/2018 | Stephen Zubrzycki
|  | WELCH ALLYN, INC. | WELCH ALLYN, INC. GREEN SERIES 777 |  | 26822* | KROC CENTER-FAMILY MEDICINE |  |  | excluded | 01/01/1900 |  |  |  |  | NO | NO |  |  |  |  | WELCH ALLYN, INC. 10365715 26822* |  |  | Active |  | 99:99:99:99:99:99 |  | Equipment | PAAR:00-PVAR | 11/02/2019 |  | COOPER AMBULATORY OFF-SITES |  |  | ROOM 3 | WOT00000000760675 | JESSICA NIEVES | Repair | Closed | Kirk Lis | 04/03/2018 | 07/30/2018 | needs a new light | REPLACED BULB CL1757 PERFORMED OVP | EXP0375369 | Labor | 04/12/2018 | 04/12/2018 | Kirk Lis
|  | WELCH ALLYN, INC. | WELCH ALLYN, INC. GREEN SERIES 777 |  | Not Known | KROC CENTER-FAMILY MEDICINE |  |  | excluded | 01/01/1900 |  |  |  |  | NO | NO |  |  |  |  | WELCH ALLYN, INC. 10365709 Not Known |  |  | Active |  | 99:99:99:99:99:99 |  | Equipment | PAAR:00-PVAR | 11/02/2019 |  | COOPER AMBULATORY OFF-SITES |  |  | ROOM 5 |  | JESSICA NIEVES
|  | WELCH ALLYN, INC. | WELCH ALLYN, INC. GREEN SERIES 777 |  | 26825* | KROC CENTER-FAMILY MEDICINE |  |  | excluded | 01/01/1900 |  |  |  |  | NO | NO |  |  |  |  | WELCH ALLYN, INC. 10365706 26825* |  |  | Active |  | 99:99:99:99:99:99 |  | Equipment | PAAR:00-PVAR | 11/02/2019 |  | COOPER AMBULATORY OFF-SITES |  |  | PROCEDURE ROOM |  | JESSICA NIEVES
|  | WELCH ALLYN, INC. | WELCH ALLYN, INC. GREEN SERIES 777 |  | 26819* | KROC CENTER-FAMILY MEDICINE |  |  | excluded | 01/01/1900 |  |  |  |  | NO | NO |  |  |  |  | WELCH ALLYN, INC. 10365704 26819* |  |  | Active |  | 99:99:99:99:99:99 |  | Equipment | PAAR:00-PVAR | 11/02/2019 |  | COOPER AMBULATORY OFF-SITES |  |  | Room 1 |  | JESSICA NIEVES
|  | WELCH ALLYN, INC. | WELCH ALLYN, INC. GREEN SERIES 777 |  | 24729** | COOPER CANCER CENTER-MULTIDISCIPLINARY CLINIC |  |  | excluded | 01/01/1900 |  |  |  |  | NO | NO |  |  |  |  | WELCH ALLYN, INC. 10365631 24729** |  |  | Active |  | 99:99:99:99:99:99 |  | Equipment | PAAR:00-PVAR | 11/02/2019 |  | COOPER AMBULATORY OFF-SITES |  |  | Multi Disc - C2014 | 0012668488 | ROXANNE BERGER | Repair | Closed | Josh Harris | 01/22/2018 | 01/26/2018 | OTOSCOPE - LIGHT NOT TURNING ON - MD ANDERSON MULTI DISC 2ND FL, RM 3 | 1/26/2018 11:40:53 AM JXHARRIS (JXHARRIS 1/26/2018 12:00 AM) REPLACED BULB. VPO. RTS. | A7B4145E-DF9A-473C-B89B-0C237664C891 | Labor | 01/26/2018 | 01/26/2018 | Josh Harris
|  | WELCH ALLYN, INC. | WELCH ALLYN, INC. GREEN SERIES 777 |  | 24511** | COOPER CANCER CENTER-MULTIDISCIPLINARY CLINIC |  |  | excluded | 01/01/1900 |  |  |  |  | NO | NO |  |  |  |  | WELCH ALLYN, INC. 10365628 24511** |  |  | Active |  | 99:99:99:99:99:99 |  | Equipment | PAAR:00-PVAR | 11/02/2019 |  | COOPER AMBULATORY OFF-SITES |  |  | Multi Disc - C2013 |  | ROXANNE BERGER
|  | WELCH ALLYN, INC. | WELCH ALLYN, INC. GREEN SERIES 777 |  | 24655* | COOPER CANCER CENTER |  |  | excluded | 01/01/1900 |  |  |  |  | NO | NO |  |  |  |  | WELCH ALLYN, INC. 10365524 24655* |  |  | Active |  | 99:99:99:99:99:99 |  | Equipment | PAAR:00-PVAR | 11/02/2019 |  | COOPER AMBULATORY OFF-SITES |  |  | Rad/Onc - C1025 |  | COLLEEN TEGELER
|  | WELCH ALLYN, INC. | WELCH ALLYN, INC. GREEN SERIES 777 |  | 24647* | COOPER CANCER CENTER |  |  | excluded | 01/01/1900 |  |  |  |  | NO | NO |  |  |  |  | WELCH ALLYN, INC. 10365520 24647* |  |  | Active |  | 99:99:99:99:99:99 |  | Equipment | PAAR:00-PVAR | 11/02/2019 |  | COOPER AMBULATORY OFF-SITES |  |  | Rad/Onc - Room C1024 |  | COLLEEN TEGELER
|  | WELCH ALLYN, INC. | WELCH ALLYN, INC. GREEN SERIES 777 |  |  | COOPER CANCER CENTER |  |  | excluded | 07/03/2013 |  |  |  |  | NO | NO |  |  |  |  | WELCH ALLYN, INC. 10365517 13203 |  |  | Active |  | 99:99:99:99:99:99 |  | Equipment | PAAR:00-PVAR | 11/02/2019 |  | COOPER AMBULATORY OFF-SITES |  |  | Rad/Onc - C1023 |  | COLLEEN TEGELER
|  | WELCH ALLYN, INC. | WELCH ALLYN, INC. GREEN SERIES 777 |  | 24649* | COOPER CANCER CENTER |  |  | excluded | 01/01/1900 |  |  |  |  | NO | NO |  |  |  |  | WELCH ALLYN, INC. 10365514 24649* |  |  | Active |  | 99:99:99:99:99:99 |  | Equipment | PAAR:00-PVAR | 11/02/2019 |  | COOPER AMBULATORY OFF-SITES |  |  | Rad/Onc - Room C1022 |  | COLLEEN TEGELER
|  | WELCH ALLYN, INC. | WELCH ALLYN, INC. GREEN SERIES 777 |  | 24658* | COOPER CANCER CENTER |  |  | excluded | 01/01/1900 |  |  |  |  | NO | NO |  |  |  |  | WELCH ALLYN, INC. 10365507 24658* |  |  | Active |  | 99:99:99:99:99:99 |  | Equipment | PAAR:00-PVAR | 11/01/2019 |  | COOPER AMBULATORY OFF-SITES |  |  | Rad/Onc - Room C1015 | WOT00000002375039 | COLLEEN TEGELER | Repair | Closed | Charles Santomero | 03/14/2019 | 07/25/2019 | Otoscope; no light coming from it, patient on table | Found the lamp was bad. Replaced lamp from the customer's stock of lamps. Informed customer of how the issue was resolved, and showed her how to change the bulb herself. In light of the fact that she made this a STAT call with a "patient on the table", I told her that changing the lamp is a user function, not service, and she could have resolved this herself much faster than calling service. Gave her the part number for spare lamps and told her they need to maintain their own supply so they can change the lamp themselves when this happens again. OVP, RTS | EXP3492126 | Labor | 03/14/2019 | 03/14/2019 | Charles Santomero
|  | WELCH ALLYN, INC. | WELCH ALLYN, INC. GREEN SERIES 777 |  | Not Known | COOPER CANCER CENTER-MULTIDISCIPLINARY CLINIC |  |  | excluded | 05/06/2015 |  |  |  |  | NO | NO |  |  |  |  | WELCH ALLYN, INC. 10360335 Not Known |  |  | Active |  | 99:99:99:99:99:99 |  | Equipment | PAAR:00-PVAR | 11/02/2019 |  | COOPER AMBULATORY OFF-SITES |  |  | Multi Disc - C2213 |  | ROXANNE BERGER
|  | WELCH ALLYN, INC. | WELCH ALLYN, INC. GREEN SERIES 777 |  | Not Known | COOPER CANCER CENTER-MULTIDISCIPLINARY CLINIC |  |  | excluded | 03/01/2015 |  |  |  |  | NO | NO |  |  |  |  | WELCH ALLYN, INC. 10360329 Not Known |  |  | Active |  | 99:99:99:99:99:99 |  | Equipment | PAAR:00-PVAR | 11/01/2019 |  | COOPER AMBULATORY OFF-SITES |  |  | Multi Disc - C2212 |  | ROXANNE BERGER
|  | WELCH ALLYN, INC. | WELCH ALLYN, INC. GREEN SERIES 777 |  | Not Known | COOPER CANCER CENTER-MULTIDISCIPLINARY CLINIC |  |  | excluded | 05/04/2015 |  |  |  |  | NO | NO |  |  |  |  | WELCH ALLYN, INC. 10360321 Not Known |  |  | Active |  | 99:99:99:99:99:99 |  | Equipment | PAAR:00-PVAR | 11/02/2019 |  | COOPER AMBULATORY OFF-SITES |  |  | Multi Disc - C2214 |  | ROXANNE BERGER
|  | WELCH ALLYN, INC. | WELCH ALLYN, INC. GREEN SERIES 777 |  | Not Known | COOPER CANCER CENTER-MULTIDISCIPLINARY CLINIC |  |  | excluded | 03/01/2015 |  |  |  |  | NO | NO |  |  |  |  | WELCH ALLYN, INC. 10360315 Not Known |  |  | Active |  | 99:99:99:99:99:99 |  | Equipment | PAAR:00-PVAR | 11/02/2019 |  | COOPER AMBULATORY OFF-SITES |  |  | Multi Disc - C2215 |  | ROXANNE BERGER
|  | WELCH ALLYN, INC. | WELCH ALLYN, INC. GREEN SERIES 777 |  | Not Known | COOPER CANCER CENTER-MULTIDISCIPLINARY CLINIC |  |  | excluded | 01/01/1900 |  |  |  |  | NO | NO |  |  |  |  | WELCH ALLYN, INC. 10357076 Not Known |  |  | Active |  | 99:99:99:99:99:99 |  | Equipment | PAAR:00-PVAR | 11/02/2019 |  | COOPER AMBULATORY OFF-SITES |  |  | Multi Disc - C2016 |  | ROXANNE BERGER
|  | WELCH ALLYN, INC. | WELCH ALLYN, INC. GREEN SERIES 777 |  | Not Known | COOPER CANCER CENTER-MULTIDISCIPLINARY CLINIC |  |  | excluded | 01/01/1900 |  |  |  |  | NO | NO |  |  |  |  | WELCH ALLYN, INC. 10357066 Not Known |  |  | Active |  | 99:99:99:99:99:99 |  | Equipment | PAAR:00-PVAR | 11/01/2019 |  | COOPER AMBULATORY OFF-SITES |  |  | Multi Disc - C2018 |  | ROXANNE BERGER
|  | WELCH ALLYN, INC. | WELCH ALLYN, INC. GREEN SERIES 777 |  |  | VOORHEES SURGERY CENTER-RADIATION/ONC |  |  | excluded | 10/08/2004 |  |  |  |  | NO | NO |  |  |  |  | WELCH ALLYN, INC. 10356830 10356830 |  |  | Active |  | 99:99:99:99:99:99 |  | Equipment | PAAR:00-PVAR | 11/02/2019 |  | COOPER AMBULATORY OFF-SITES |  |  | EXAM 5 |  | COLLEEN TEGELER
|  | WELCH ALLYN, INC. | WELCH ALLYN, INC. GREEN SERIES 777 |  |  | PAVILION 8 |  |  | excluded | 01/01/1900 |  |  |  |  | NO | NO |  |  |  |  | WELCH ALLYN, INC. 10356589 14065 |  |  | Active |  | 99:99:99:99:99:99 |  | Equipment | PAAR:00-PVAR | 11/02/2019 |  | COOPER UNIVERSITY HOSPITAL |  |  | 811 P | WOT00000000510386 | BRIAN OSHAUGHNESSY | Disposition | Closed | Gene Amodei | 02/08/2018 | 05/14/2019 | Bulk Disposition CNL
|  | WELCH ALLYN, INC. | WELCH ALLYN, INC. GREEN SERIES 777 |  | Not Known | COOPER CANCER CENTER-MULTIDISCIPLINARY CLINIC |  |  | excluded | 05/04/2015 |  |  |  |  | NO | NO |  |  |  |  | WELCH ALLYN, INC. 10355377 Not Known |  |  | Active |  | 99:99:99:99:99:99 |  | Equipment | PAAR:00-PVAR | 11/02/2019 |  | COOPER AMBULATORY OFF-SITES |  |  | Multi Disc - C2042 |  | ROXANNE BERGER
|  | WELCH ALLYN, INC. | WELCH ALLYN, INC. GREEN SERIES 777 |  | Not Known | COOPER CANCER CENTER-MULTIDISCIPLINARY CLINIC |  |  | excluded | 01/01/1900 |  |  |  |  | NO | NO |  |  |  |  | WELCH ALLYN, INC. 10355373 Not Known |  |  | Active |  | 99:99:99:99:99:99 |  | Equipment | PAAR:00-PVAR | 11/02/2019 |  | COOPER AMBULATORY OFF-SITES |  |  | Multi Disc - C2040 | 0011309913 | ROXANNE BERGER | Repair | Closed | Josh Harris | 03/02/2017 | 03/07/2017 | OTOSCOPE - MISSING HEAD, LIGHT NOT WORKING - MD ANDERSON CANCER CENTER, RM 15 | 3/7/2017 11:01:29 AM JXHARRIS (JXHARRIS 3/7/2017 12:00 AM) CONTACTED TANYA NIXON AND INFORMED HER THAT TRIMEDX DOES NOT COVER LOST EQUIPMENT REPLACEMENT. ONLY FIXING BROKEN EQUIPMENT. SHE MUST ORDER THE PART HERSELF. | 69548EA3-3525-40D0-9B5D-E634F2265D22 | Labor | 03/07/2017 | 03/07/2017 | Josh Harris
|  | WELCH ALLYN, INC. | WELCH ALLYN, INC. GREEN SERIES 777 |  | Not Known | COOPER CANCER CENTER-MULTIDISCIPLINARY CLINIC |  |  | excluded | 01/01/1900 |  |  |  |  | NO | NO |  |  |  |  | WELCH ALLYN, INC. 10355369 Not Known |  |  | Active |  | 99:99:99:99:99:99 |  | Equipment | PAAR:00-PVAR | 11/02/2019 |  | COOPER AMBULATORY OFF-SITES |  |  | MULTI DISC - C2041 | 0011489425 | ROXANNE BERGER | Repair | Closed | Josh Harris | 04/17/2017 | 04/17/2017 | OTOSCOPE - LIGHT IS NOT WORKING ON EAR - CANCER CENTER ROOM 16 IN HALL C | 4/17/2017 2:10:41 PM JXHARRIS (JXHARRIS 4/17/2017 12:00 AM) REPLACED BULB. VPO. RTS. | AB817406-B89F-4DF9-9872-7E16B946451F | Labor | 04/17/2017 | 04/17/2017 | Josh Harris
|  | WELCH ALLYN, INC. | WELCH ALLYN, INC. GREEN SERIES 777 |  | Not Known | COOPER CANCER CENTER-MULTIDISCIPLINARY CLINIC |  |  | excluded | 01/01/1900 |  |  |  |  | NO | NO |  |  |  |  | WELCH ALLYN, INC. 10355361 Not Known |  |  | Active |  | 99:99:99:99:99:99 |  | Equipment | PAAR:00-PVAR | 11/02/2019 |  | COOPER AMBULATORY OFF-SITES |  |  | Multi Disc - C2028 |  | ROXANNE BERGER
|  | WELCH ALLYN, INC. | WELCH ALLYN, INC. GREEN SERIES 777 |  | Not Known | COOPER CANCER CENTER-MULTIDISCIPLINARY CLINIC |  |  | excluded | 01/01/1900 |  |  |  |  | NO | NO |  |  |  |  | WELCH ALLYN, INC. 10355358 Not Known |  |  | Active |  | 99:99:99:99:99:99 |  | Equipment | PAAR:00-PVAR | 11/02/2019 |  | COOPER AMBULATORY OFF-SITES |  |  | Multi Disc - C2031 |  | ROXANNE BERGER
|  | WELCH ALLYN, INC. | WELCH ALLYN, INC. GREEN SERIES 777 |  | Not Known | COOPER CANCER CENTER-MULTIDISCIPLINARY CLINIC |  |  | excluded | 01/01/1900 |  |  |  |  | NO | NO |  |  |  |  | WELCH ALLYN, INC. 10355334 Not Known |  |  | Active |  | 99:99:99:99:99:99 |  | Equipment | PAAR:00-PVAR | 11/02/2019 |  | COOPER AMBULATORY OFF-SITES |  |  | Multi Disc - C2027 |  | ROXANNE BERGER
|  | WELCH ALLYN, INC. | WELCH ALLYN, INC. GREEN SERIES 777 |  | Not Known | COOPER CANCER CENTER-MULTIDISCIPLINARY CLINIC |  |  | excluded | 01/01/1900 |  |  |  |  | NO | NO |  |  |  |  | WELCH ALLYN, INC. 10355332 Not Known |  |  | Active |  | 99:99:99:99:99:99 |  | Equipment | PAAR:00-PVAR | 11/02/2019 |  | COOPER AMBULATORY OFF-SITES |  |  | Multi Disc - C2032 |  | ROXANNE BERGER
|  | WELCH ALLYN, INC. | WELCH ALLYN, INC. GREEN SERIES 777 |  | Not Known | COOPER CANCER CENTER-MULTIDISCIPLINARY CLINIC |  |  | excluded | 01/01/1900 |  |  |  |  | NO | NO |  |  |  |  | WELCH ALLYN, INC. 10355330 Not Known |  |  | Active |  | 99:99:99:99:99:99 |  | Equipment | PAAR:00-PVAR | 11/02/2019 |  | COOPER AMBULATORY OFF-SITES |  |  | Multi Disc - C2044 |  | ROXANNE BERGER
|  | WELCH ALLYN, INC. | WELCH ALLYN, INC. GREEN SERIES 777 |  | Not Known | COOPER CANCER CENTER-MULTIDISCIPLINARY CLINIC |  |  | excluded | 05/06/2015 |  |  |  |  | NO | NO |  |  |  |  | WELCH ALLYN, INC. 10355325 Not Known |  |  | Active |  | 99:99:99:99:99:99 |  | Equipment | PAAR:00-PVAR | 11/01/2019 |  | COOPER AMBULATORY OFF-SITES |  |  | Multi Disc - C2203 |  | ROXANNE BERGER
|  | WELCH ALLYN, INC. | WELCH ALLYN, INC. GREEN SERIES 777 |  | Not Known | EMERGENCY ROOM |  |  | excluded | 04/18/2016 |  |  |  |  | NO | NO |  |  |  |  | WELCH ALLYN, INC. 10349432 Not Known |  |  | Active |  | 99:99:99:99:99:99 |  | Equipment | PAAR:00-PVAR | 10/31/2019 |  | COOPER UNIVERSITY HOSPITAL |  |  |  |  | KAREN GRUBER
|  | WELCH ALLYN, INC. | WELCH ALLYN, INC. GREEN SERIES 777 |  | Not Known | VOORHEES SURGERY CENTER-HEM/ONC |  |  | excluded | 08/03/2015 |  |  |  |  | NO | NO |  |  |  |  | WELCH ALLYN, INC. 10349368 Not Known |  |  | Active |  | 99:99:99:99:99:99 |  | Equipment | PAAR:00-PVAR | 10/31/2019 |  | COOPER AMBULATORY OFF-SITES |  |  | SUITE F - ROOM 1 |  | MEGAN MCCAFFERTY
|  | WELCH ALLYN, INC. | WELCH ALLYN, INC. GREEN SERIES 777 |  |  | VOORHEES SURGERY CENTER-HEM/ONC |  |  | excluded | 08/03/2015 |  |  |  |  | NO | NO |  |  |  |  | WELCH ALLYN, INC. 10349353 15035 |  |  | Active |  | 99:99:99:99:99:99 |  | Equipment | PAAR:00-PVAR | 10/31/2019 |  | COOPER AMBULATORY OFF-SITES |  |  | SUITE F - ROOM 4 |  | MEGAN MCCAFFERTY
|  | WELCH ALLYN, INC. | WELCH ALLYN, INC. GREEN SERIES 777 |  |  | VOORHEES SURGERY CENTER-HEM/ONC |  |  | excluded | 08/03/2015 |  |  |  |  | NO | NO |  |  |  |  | WELCH ALLYN, INC. 10349357 15138 |  |  | Active |  | 99:99:99:99:99:99 |  | Equipment | PAAR:00-PVAR | 10/31/2019 |  | COOPER AMBULATORY OFF-SITES |  |  | SUITE F - ROOM 3 |  | MEGAN MCCAFFERTY
|  | WELCH ALLYN, INC. | WELCH ALLYN, INC. GREEN SERIES 777 |  |  | VOORHEES SURGERY CENTER-HEM/ONC |  |  | excluded | 08/03/2015 |  |  |  |  | NO | NO |  |  |  |  | WELCH ALLYN, INC. 10349349 15156 |  |  | Active |  | 99:99:99:99:99:99 |  | Equipment | PAAR:00-PVAR | 10/31/2019 |  | COOPER AMBULATORY OFF-SITES |  |  | SUITE F - ROOM 6 |  | MEGAN MCCAFFERTY
|  | WELCH ALLYN, INC. | WELCH ALLYN, INC. GREEN SERIES 777 |  | Not Known | VOORHEES INTERNAL MEDICINE |  |  | excluded | 07/10/2015 |  |  |  |  | NO | NO |  |  |  |  | WELCH ALLYN, INC. 10349261 Not Known |  |  | Active |  | 99:99:99:99:99:99 |  | Equipment | PAAR:00-PVAR | 10/31/2019 |  | COOPER AMBULATORY OFF-SITES |  |  |  |  | JENNY BETLER
|  | WELCH ALLYN, INC. | WELCH ALLYN, INC. GREEN SERIES 777 |  | Not Known | VOORHEES INTERNAL MEDICINE |  |  | excluded | 07/10/2015 |  |  |  |  | NO | NO |  |  |  |  | WELCH ALLYN, INC. 10349258 Not Known |  |  | Active |  | 99:99:99:99:99:99 |  | Equipment | PAAR:00-PVAR | 10/31/2019 |  | COOPER AMBULATORY OFF-SITES |  |  | SUITE 202 ROOM 1062 |  | JENNY BETLER
|  | WELCH ALLYN, INC. | WELCH ALLYN, INC. GREEN SERIES 777 |  | Not Known | VOORHEES SURGERY CENTER - GYN/ONCOLOGY |  |  | excluded | 10/31/2019 |  |  |  |  | NO | NO |  |  |  |  | WELCH ALLYN, INC. 30149660 Not Known |  |  | Active |  | 99:99:99:99:99:99 |  | Equipment | PAAR:00-PVAR | 10/31/2019 | 10/31/2019 | COOPER AMBULATORY OFF-SITES |  |  | SUITE F |  | SUE MALTMAN |  |  |  | 10/31/2019 | 10/31/2019 |  |  |  |  | 10/31/2019 | 10/31/2019
|  | WELCH ALLYN, INC. | WELCH ALLYN, INC. GREEN SERIES 777 |  | Not Known | VOORHEES SURGERY CENTER - GYN/ONCOLOGY |  |  | excluded | 10/31/2019 |  |  |  |  | NO | NO |  |  |  |  | WELCH ALLYN, INC. 30149654 Not Known |  |  | Active |  | 99:99:99:99:99:99 |  | Equipment | PAAR:00-PVAR | 10/31/2019 | 10/31/2019 | COOPER AMBULATORY OFF-SITES |  |  | SUITE F |  | SUE MALTMAN |  |  |  | 10/31/2019 | 10/31/2019 |  |  |  |  | 10/31/2019 | 10/31/2019
|  | WELCH ALLYN, INC. | WELCH ALLYN, INC. GREEN SERIES 777 |  | Not Known | VOORHEES INTERNAL MEDICINE |  |  | excluded | 10/31/2019 |  |  |  |  | NO | NO |  |  |  |  | WELCH ALLYN, INC. 30149595 Not Known |  |  | Active |  | 99:99:99:99:99:99 |  | Equipment | PAAR:00-PVAR | 10/31/2019 | 10/31/2019 | COOPER AMBULATORY OFF-SITES |  |  |  |  | JENNY BETLER |  |  |  | 10/31/2019 | 10/31/2019 |  |  |  |  | 10/31/2019 | 10/31/2019
|  | WELCH ALLYN, INC. | WELCH ALLYN, INC. GREEN SERIES 777 |  | Not Known | VOORHEES INTERNAL MEDICINE |  |  | excluded | 10/31/2019 |  |  |  |  | NO | NO |  |  |  |  | WELCH ALLYN, INC. 30149596 Not Known |  |  | Active |  | 99:99:99:99:99:99 |  | Equipment | PAAR:00-PVAR | 10/31/2019 | 10/31/2019 | COOPER AMBULATORY OFF-SITES |  |  |  |  | JENNY BETLER |  |  |  | 10/31/2019 | 10/31/2019 |  |  |  |  | 10/31/2019 | 10/31/2019
|  | WELCH ALLYN, INC. | WELCH ALLYN, INC. GREEN SERIES 777 |  | Not Known | VOORHEES INTERNAL MEDICINE |  |  | excluded | 10/31/2019 |  |  |  |  | NO | NO |  |  |  |  | WELCH ALLYN, INC. 30149598 Not Known |  |  | Active |  | 99:99:99:99:99:99 |  | Equipment | PAAR:00-PVAR | 10/31/2019 | 10/31/2019 | COOPER AMBULATORY OFF-SITES |  |  |  |  | JENNY BETLER |  |  |  | 10/31/2019 | 10/31/2019 |  |  |  |  | 10/31/2019 | 10/31/2019
|  | WELCH ALLYN, INC. | WELCH ALLYN, INC. GREEN SERIES 777 |  | Not Known | EMERGENCY ROOM |  |  | excluded | 10/31/2019 |  |  |  |  | NO | NO |  |  |  |  | WELCH ALLYN, INC. 30146466 Not Known |  |  | Active |  | 99:99:99:99:99:99 |  | Equipment | PAAR:00-PVAR | 10/31/2019 | 10/31/2019 | COOPER UNIVERSITY HOSPITAL |  |  |  |  | KAREN GRUBER |  |  |  | 10/31/2019 | 10/31/2019 |  |  |  |  | 10/31/2019 | 10/31/2019
|  | WELCH ALLYN, INC. | WELCH ALLYN, INC. GREEN SERIES 777 |  | Not Known | EMERGENCY ROOM |  |  | excluded | 10/31/2019 |  |  |  |  | NO | NO |  |  |  |  | WELCH ALLYN, INC. 30146465 Not Known |  |  | Active |  | 99:99:99:99:99:99 |  | Equipment | PAAR:00-PVAR | 10/31/2019 | 10/31/2019 | COOPER UNIVERSITY HOSPITAL |  |  |  |  | KAREN GRUBER |  |  |  | 10/31/2019 | 10/31/2019 |  |  |  |  | 10/31/2019 | 10/31/2019
|  | WELCH ALLYN, INC. | WELCH ALLYN, INC. GREEN SERIES 777 |  | Not Known | EMERGENCY ROOM |  |  | excluded | 10/31/2019 |  |  |  |  | NO | NO |  |  |  |  | WELCH ALLYN, INC. 30146464 Not Known |  |  | Active |  | 99:99:99:99:99:99 |  | Equipment | PAAR:00-PVAR | 10/31/2019 | 10/31/2019 | COOPER UNIVERSITY HOSPITAL |  |  |  |  | KAREN GRUBER |  |  |  | 10/31/2019 | 10/31/2019 |  |  |  |  | 10/31/2019 | 10/31/2019
|  | WELCH ALLYN, INC. | WELCH ALLYN, INC. GREEN SERIES 777 |  | Not Known | EMERGENCY ROOM |  |  | excluded | 10/31/2019 |  |  |  |  | NO | NO |  |  |  |  | WELCH ALLYN, INC. 30146457 Not Known |  |  | Active |  | 99:99:99:99:99:99 |  | Equipment | PAAR:00-PVAR | 10/31/2019 | 10/31/2019 | COOPER UNIVERSITY HOSPITAL |  |  |  |  | KAREN GRUBER |  |  |  | 10/31/2019 | 10/31/2019 |  |  |  |  | 10/31/2019 | 10/31/2019
|  | WELCH ALLYN, INC. | WELCH ALLYN, INC. GREEN SERIES 777 |  | Not Known | EMERGENCY ROOM |  |  | excluded | 10/31/2019 |  |  |  |  | NO | NO |  |  |  |  | WELCH ALLYN, INC. 30146458 Not Known |  |  | Active |  | 99:99:99:99:99:99 |  | Equipment | PAAR:00-PVAR | 10/31/2019 | 10/31/2019 | COOPER UNIVERSITY HOSPITAL |  |  |  |  | KAREN GRUBER |  |  |  | 10/31/2019 | 10/31/2019 |  |  |  |  | 10/31/2019 | 10/31/2019
|  | WELCH ALLYN, INC. | WELCH ALLYN, INC. GREEN SERIES 777 |  | Not Known | EMERGENCY ROOM |  |  | excluded | 10/31/2019 |  |  |  |  | NO | NO |  |  |  |  | WELCH ALLYN, INC. 30146463 Not Known |  |  | Active |  | 99:99:99:99:99:99 |  | Equipment | PAAR:00-PVAR | 10/31/2019 | 10/31/2019 | COOPER UNIVERSITY HOSPITAL |  |  |  |  | KAREN GRUBER |  |  |  | 10/31/2019 | 10/31/2019 |  |  |  |  | 10/31/2019 | 10/31/2019
|  | WELCH ALLYN, INC. | WELCH ALLYN, INC. GREEN SERIES 777 |  | Not Known | EMERGENCY ROOM |  |  | excluded | 10/31/2019 |  |  |  |  | NO | NO |  |  |  |  | WELCH ALLYN, INC. 30146461 Not Known |  |  | Active |  | 99:99:99:99:99:99 |  | Equipment | PAAR:00-PVAR | 10/31/2019 | 10/31/2019 | COOPER UNIVERSITY HOSPITAL |  |  |  |  | KAREN GRUBER |  |  |  | 10/31/2019 | 10/31/2019 |  |  |  |  | 10/31/2019 | 10/31/2019
|  | WELCH ALLYN, INC. | WELCH ALLYN, INC. GREEN SERIES 777 |  | Not Known | EMERGENCY ROOM |  |  | excluded | 10/31/2019 |  |  |  |  | NO | NO |  |  |  |  | WELCH ALLYN, INC. 30146462 Not Known |  |  | Active |  | 99:99:99:99:99:99 |  | Equipment | PAAR:00-PVAR | 10/31/2019 | 10/31/2019 | COOPER UNIVERSITY HOSPITAL |  |  |  |  | KAREN GRUBER |  |  |  | 10/31/2019 | 10/31/2019 |  |  |  |  | 10/31/2019 | 10/31/2019
|  | WELCH ALLYN, INC. | WELCH ALLYN, INC. GREEN SERIES 777 |  | Not Known | EMERGENCY ROOM |  |  | excluded | 10/31/2019 |  |  |  |  | NO | NO |  |  |  |  | WELCH ALLYN, INC. 30146460 Not Known |  |  | Active |  | 99:99:99:99:99:99 |  | Equipment | PAAR:00-PVAR | 10/31/2019 | 10/31/2019 | COOPER UNIVERSITY HOSPITAL |  |  |  |  | KAREN GRUBER |  |  |  | 10/31/2019 | 10/31/2019 |  |  |  |  | 10/31/2019 | 10/31/2019
|  | WELCH ALLYN, INC. | WELCH ALLYN, INC. GREEN SERIES 777 |  | Not Known | EMERGENCY ROOM |  |  | excluded | 10/31/2019 |  |  |  |  | NO | NO |  |  |  |  | WELCH ALLYN, INC. 30146459 Not Known |  |  | Active |  | 99:99:99:99:99:99 |  | Equipment | PAAR:00-PVAR | 10/31/2019 | 10/31/2019 | COOPER UNIVERSITY HOSPITAL |  |  |  |  | KAREN GRUBER |  |  |  | 10/31/2019 | 10/31/2019 |  |  |  |  | 10/31/2019 | 10/31/2019
|  | WELCH ALLYN, INC. | WELCH ALLYN, INC. GREEN SERIES 777 |  | Not Known | EMERGENCY ROOM |  |  | excluded | 10/31/2019 |  |  |  |  | NO | NO |  |  |  |  | WELCH ALLYN, INC. 30146456 Not Known |  |  | Active |  | 99:99:99:99:99:99 |  | Equipment | PAAR:00-PVAR | 10/31/2019 | 10/31/2019 | COOPER UNIVERSITY HOSPITAL |  |  |  |  | KAREN GRUBER |  |  |  | 10/31/2019 | 10/31/2019 |  |  |  |  | 10/31/2019 | 10/31/2019
|  | WELCH ALLYN, INC. | WELCH ALLYN, INC. GREEN SERIES 777 |  | Not Known | CHERRY HILL SPECIALITY HUB |  |  | excluded | 10/31/2019 |  |  |  |  | NO | NO |  |  |  |  | WELCH ALLYN, INC. 30146374 Not Known |  |  | Active |  | 99:99:99:99:99:99 |  | Equipment | PAAR:00-PVAR | 10/31/2019 | 10/31/2019 | COOPER AMBULATORY OFF-SITES |  |  | 1935 RT 70 |  | APRIL DIXON |  |  |  | 10/31/2019 | 10/31/2019 |  |  |  |  | 10/31/2019 | 10/31/2019
|  | WELCH ALLYN, INC. | WELCH ALLYN, INC. GREEN SERIES 777 |  | Not Known | CHERRY HILL SPECIALITY HUB |  |  | excluded | 10/31/2019 |  |  |  |  | NO | NO |  |  |  |  | WELCH ALLYN, INC. 30146372 Not Known |  |  | Active |  | 99:99:99:99:99:99 |  | Equipment | PAAR:00-PVAR | 10/31/2019 | 10/31/2019 | COOPER AMBULATORY OFF-SITES |  |  |  | 0011494847 | APRIL DIXON | Performance Verification | Closed | Bonnie Aichroth | 10/31/2019 | 10/31/2019 | INCOMING INVENTORY | DEVICE INVENTORIED | B7D4E188-5B41-4522-BEA7-FA8321A904E0 | Labor | 10/31/2019 | 10/31/2019 | Bonnie Aichroth
|  | WELCH ALLYN, INC. | WELCH ALLYN, INC. GREEN SERIES 777 |  | Not Known | CHERRY HILL SPECIALITY HUB |  |  | excluded | 10/31/2019 |  |  |  |  | NO | NO |  |  |  |  | WELCH ALLYN, INC. 30146370 Not Known |  |  | Active |  | 99:99:99:99:99:99 |  | Equipment | PAAR:00-PVAR | 10/31/2019 | 10/31/2019 | COOPER AMBULATORY OFF-SITES |  |  |  | 0011494822 | APRIL DIXON | Preventative Maintenance | Closed | Bonnie Aichroth | 10/31/2019 | 10/31/2019 | PERFORMANCE ASSURANCE AT INVENTORY | INVENTORIED DEVICE AND ENSURED DEVICE WAS FUNCTIONING PROPERLY. | 4B649BA8-DAB4-4DDD-BE14-CEFAD5DCD0DD | Labor | 10/31/2019 | 10/31/2019 | Kirk Lis
|  | WELCH ALLYN, INC. | WELCH ALLYN, INC. GREEN SERIES 777 |  | Not Known | CHERRY HILL SPECIALITY HUB |  |  | excluded | 10/31/2019 |  |  |  |  | NO | NO |  |  |  |  | WELCH ALLYN, INC. 30146368 Not Known |  |  | Active |  | 99:99:99:99:99:99 |  | Equipment | PAAR:00-PVAR | 10/31/2019 | 10/31/2019 | COOPER AMBULATORY OFF-SITES |  |  |  | 0011494823 | APRIL DIXON | Performance Verification | Closed | Bonnie Aichroth | 10/31/2019 | 10/31/2019 | INCOMING INVENTORY | DEVICE INVENTORIED | E474EA03-BE3C-4E76-BBDA-ECED92F134F1 | Labor | 10/31/2019 | 10/31/2019 | Bonnie Aichroth
|  | WELCH ALLYN, INC. | WELCH ALLYN, INC. GREEN SERIES 777 |  | Not Known | CHERRY HILL SPECIALITY HUB |  |  | excluded | 10/31/2019 |  |  |  |  | NO | NO |  |  |  |  | WELCH ALLYN, INC. 30146366 Not Known |  |  | Active |  | 99:99:99:99:99:99 |  | Equipment | PAAR:00-PVAR | 10/31/2019 | 10/31/2019 | COOPER AMBULATORY OFF-SITES |  |  |  | 0011494828 | APRIL DIXON | Preventative Maintenance | Closed | Bonnie Aichroth | 10/31/2019 | 10/31/2019 | PERFORMANCE ASSURANCE AT INVENTORY | INVENTORIED DEVICE AND ENSURED DEVICE WAS FUNCTIONING PROPERLY. | 8CEB62C8-CA7E-412B-8DA4-B31346AE6AF8 | Labor | 10/31/2019 | 10/31/2019 | Kirk Lis
|  | WELCH ALLYN, INC. | WELCH ALLYN, INC. GREEN SERIES 777 |  | Not Known | 3 COOPER-PEDIATRICS |  |  | excluded | 01/01/1900 |  |  |  |  | NO | NO |  |  |  |  | WELCH ALLYN, INC. 10345714 Not Known |  |  | Active |  | 99:99:99:99:99:99 |  | Equipment | PAAR:00-PVAR | 11/02/2019 |  | COOPER AMBULATORY OFF-SITES |  |  | Suite 200 - Exam 29 |  | MAUREEN OBRIEN
|  | WELCH ALLYN, INC. | WELCH ALLYN, INC. GREEN SERIES 777 |  | NOT KNOWN | 3 COOPER-PEDIATRICS |  |  | excluded | 01/01/1900 |  |  |  |  | NO | NO |  |  |  |  | WELCH ALLYN, INC. 10345709 NOT KNOWN |  |  | Active |  | 99:99:99:99:99:99 |  | Equipment | PAAR:00-PVAR | 11/02/2019 |  | COOPER AMBULATORY OFF-SITES |  |  | Suite 200 - Exam 30 | WOT00000003663472 | MAUREEN OBRIEN | Repair | Closed | Stephen Zubrzycki | 09/03/2019 | 09/03/2019 | Opthalmoscope head is cloudy | Acknowledged. Wait time. Analyzed unit. Cleaned opthalmoscope head and VPO. | EXP3872326 | Labor | 09/03/2019 | 09/03/2019 | Stephen Zubrzycki
|  | WELCH ALLYN, INC. | WELCH ALLYN, INC. GREEN SERIES 777 |  | NOT KNOWN | 3 COOPER-PEDIATRICS |  |  | excluded | 01/01/1900 |  |  |  |  | NO | NO |  |  |  |  | WELCH ALLYN, INC. 10345704 NOT KNOWN |  |  | Active |  | 99:99:99:99:99:99 |  | Equipment | PAAR:00-PVAR | 11/02/2019 |  | COOPER AMBULATORY OFF-SITES |  |  | Suite 200 - Exam 28 | 0011866260 | MAUREEN OBRIEN | Repair | Closed | Stephen Zubrzycki | 06/30/2017 | 06/30/2017 | OTOSCOPE - BULB IS OUT - TMX | 6/30/2017 2:30:40 PM SJZUBRZYCKI (SJZUBRZYCKI 6/30/2017 12:00 AM) REPLACED BULBS | 9BD07056-63EE-4F05-9DCC-9F8A1A2DC464 | Parts | 01/01/1900 | 01/01/1900 | Stephen Zubrzycki
|  | WELCH ALLYN, INC. | WELCH ALLYN, INC. GREEN SERIES 777 |  | Not Known | 3 COOPER-PEDIATRICS |  |  | excluded | 01/01/1900 |  |  |  |  | NO | NO |  |  |  |  | WELCH ALLYN, INC. 10345642 Not Known |  |  | Active |  | 99:99:99:99:99:99 |  | Equipment | PAAR:00-PVAR | 11/02/2019 |  | COOPER AMBULATORY OFF-SITES |  |  | Suite 200 - Exam 2 |  | MAUREEN OBRIEN
|  | WELCH ALLYN, INC. | WELCH ALLYN, INC. GREEN SERIES 777 |  | Not Known | 3 COOPER-MULTISPECIALTY CENTER |  |  | excluded | 01/01/1900 |  |  |  |  | NO | NO |  |  |  |  | WELCH ALLYN, INC. 10345611 Not Known |  |  | Active |  | 99:99:99:99:99:99 |  | Equipment | PAAR:00-PVAR | 11/02/2019 |  | COOPER AMBULATORY OFF-SITES |  |  | SUITE 104 - EXAM 163 |  | MARGIE OUTLER
|  | WELCH ALLYN, INC. | WELCH ALLYN, INC. GREEN SERIES 777 |  | Not Known | 3 COOPER-MULTISPECIALTY CENTER |  |  | excluded | 01/01/1900 |  |  |  |  | NO | NO |  |  |  |  | WELCH ALLYN, INC. 10345601 Not Known |  |  | Active |  | 99:99:99:99:99:99 |  | Equipment | PAAR:00-PVAR | 11/01/2019 |  | COOPER AMBULATORY OFF-SITES |  |  | SUITE 104 - EXAM 172 |  | MARGIE OUTLER
|  | WELCH ALLYN, INC. | WELCH ALLYN, INC. GREEN SERIES 777 |  | Not Known | BUNKER HILL-PEDIATRICS |  |  | excluded | 10/31/2019 |  |  |  |  | NO | NO |  |  |  |  | WELCH ALLYN, INC. 30142171 Not Known |  |  | Active |  | 99:99:99:99:99:99 |  | Equipment | PAAR:00-PVAR | 10/31/2019 | 10/31/2019 | COOPER AMBULATORY OFF-SITES |  |  | PEDS ROOM 1 |  | MAUREEN OBRIEN |  |  |  | 10/31/2019 | 10/31/2019 |  |  |  |  | 10/31/2019 | 10/31/2019
|  | WELCH ALLYN, INC. | WELCH ALLYN, INC. GREEN SERIES 777 |  | Not Known | BUNKER HILL-PEDIATRICS |  |  | excluded | 10/31/2019 |  |  |  |  | NO | NO |  |  |  |  | WELCH ALLYN, INC. 30142169 Not Known |  |  | Active |  | 99:99:99:99:99:99 |  | Equipment | PAAR:00-PVAR | 10/31/2019 | 10/31/2019 | COOPER AMBULATORY OFF-SITES |  |  | PEDS ROOM 3 |  | MAUREEN OBRIEN |  |  |  | 10/31/2019 | 10/31/2019 |  |  |  |  | 10/31/2019 | 10/31/2019
|  | WELCH ALLYN, INC. | WELCH ALLYN, INC. GREEN SERIES 777 |  | Not Known | BUNKER HILL-PEDIATRICS |  |  | excluded | 10/31/2019 |  |  |  |  | NO | NO |  |  |  |  | WELCH ALLYN, INC. 30142167 Not Known |  |  | Active |  | 99:99:99:99:99:99 |  | Equipment | PAAR:00-PVAR | 10/31/2019 | 10/31/2019 | COOPER AMBULATORY OFF-SITES |  |  | PEDS ROOM 2 |  | MAUREEN OBRIEN |  |  |  | 10/31/2019 | 10/31/2019 |  |  |  |  | 10/31/2019 | 10/31/2019
|  | WELCH ALLYN, INC. | WELCH ALLYN, INC. GREEN SERIES 900 |  | NOT KNOWN | EMERGENCY ROOM |  |  | excluded | 10/31/2019 |  |  |  |  | NO | NO |  |  |  |  | WELCH ALLYN, INC. 11222093 NOT KNOWN |  |  | Active |  | 99:99:99:99:99:99 |  | Equipment | PAAR:00-PVAR | 10/31/2019 | 10/31/2019 | COOPER UNIVERSITY HOSPITAL |  |  | Performance Verification | WOT00000001040930 | KAREN GRUBER | Performance Verification | Closed | Richard Jolly | 10/31/2019 | 10/31/2019 | Performance Verification for WELCH ALLYN, INC. 11222093 NOT KNOWN | Initial Install of Performance Verification. Device is ready for patient use. |  |  | 10/31/2019 | 10/31/2019
|  | WELCH ALLYN, INC. | WELCH ALLYN, INC. GREEN SERIES EXAM LIGHT IV |  |  | CINNAMINSON URGENT CARE |  |  | excluded | 10/31/2019 |  |  |  |  | NO | NO |  |  |  |  | WELCH ALLYN, INC. 1732063 |  |  | Active |  | 99:99:99:99:99:99 |  | Equipment | PAAR:00-PVAR | 10/31/2019 | 10/31/2019 | COOPER AMBULATORY OFF-SITES |  |  |  | 0011656573 | MELISSA PORTOBANCO | Preventative Maintenance | Closed | Bonnie Aichroth | 10/31/2019 | 10/31/2019 | PERFORMANCE ASSURANCE AT INVENTORY | INVENTORIED DEVICE AND ENSURED DEVICE WAS FUNCTIONING PROPERLY. | 888BBFF4-1A97-401E-8603-B06F8368923C | Labor | 10/31/2019 | 10/31/2019 | Richard Jolly
|  | WELCH ALLYN, INC. | WELCH ALLYN, INC. GREEN SERIES EXAM LIGHT IV |  | NOT KNOWN | EMERGENCY ROOM |  |  | excluded | 10/31/2019 |  |  |  |  | NO | NO |  |  |  |  | WELCH ALLYN, INC. 11222107 NOT KNOWN |  |  | Active |  | 99:99:99:99:99:99 |  | Equipment | PAAR:00-PVAR | 10/31/2019 | 10/31/2019 | COOPER UNIVERSITY HOSPITAL |  |  | Performance Verification | WOT00000001042638 | KAREN GRUBER | Performance Verification | Closed | Richard Jolly | 10/31/2019 | 10/31/2019 | Performance Verification for WELCH ALLYN, INC. 11222107 NOT KNOWN | Initial Install of Performance Verification. Device is ready for patient use. |  |  | 10/31/2019 | 10/31/2019
|  | WELCH ALLYN, INC. | WELCH ALLYN, INC. GREEN SERIES EXAM LIGHT IV |  |  | MULTI SPECIALTY CARE AT MARLTON |  |  | excluded | [5 empty] | NO | NO |  |  |  |  | WELCH ALLYN, INC. 10732113 |  |  | Active |  | 99:99:99:99:99:99 |  | Equipment | PAAR:00-PVAR | 10/31/2019 |  | COOPER AMBULATORY OFF-SITES |  |  |  | 0011906884 | SUSAN MAKO | Preventative Maintenance | Closed | Bonnie Aichroth | 07/18/2017 | 07/18/2017 | PERFORMANCE ASSURANCE AT INVENTORY | INVENTORIED DEVICE AND ENSURED DEVICE WAS FUNCTIONING PROPERLY. | 2185530A-969C-4C10-ACAF-3331780692F8 | Labor | 06/09/2017 | 06/09/2017 | Kirk Lis
|  | WELCH ALLYN, INC. | WELCH ALLYN, INC. GREEN SERIES EXAM LIGHT IV |  |  | CINNAMINSON URGENT CARE |  |  | excluded | [5 empty] | NO | NO |  |  |  |  | WELCH ALLYN, INC. 10732035 |  |  | Active |  | 99:99:99:99:99:99 |  | Equipment | PAAR:00-PVAR | 10/31/2019 |  | COOPER AMBULATORY OFF-SITES |  |  |  | 0011656582 | MELISSA PORTOBANCO | Performance Verification | Closed | Bonnie Aichroth | 05/23/2017 | 05/23/2017 | INCOMING INVENTORY | DEVICE INVENTORIED | C3AB7234-C9ED-46DF-8E6D-1210D1655C40 | Labor | 05/23/2017 | 05/23/2017 | Bonnie Aichroth
|  | WELCH ALLYN, INC. | WELCH ALLYN, INC. GREEN SERIES EXAM LIGHT IV |  |  | CINNAMINSON URGENT CARE |  |  | excluded | [5 empty] | NO | NO |  |  |  |  | WELCH ALLYN, INC. 10732034 |  |  | Active |  | 99:99:99:99:99:99 |  | Equipment | PAAR:00-PVAR | 10/31/2019 |  | COOPER AMBULATORY OFF-SITES |  |  |  | 0011656578 | MELISSA PORTOBANCO | Preventative Maintenance | Closed | Bonnie Aichroth | 05/23/2017 | 05/23/2017 | PERFORMANCE ASSURANCE AT INVENTORY | INVENTORIED DEVICE AND ENSURED DEVICE WAS FUNCTIONING PROPERLY. | 7C9D4FBE-2054-442A-AF5B-4237CBBF0E20 | Labor | 05/12/2017 | 05/12/2017 | Richard Jolly
|  | WELCH ALLYN, INC. | WELCH ALLYN, INC. GREEN SERIES EXAM LIGHT IV |  | Not Known | RIPPA CENTER-OB/GYN |  |  | excluded | 05/12/2016 |  |  |  |  | NO | NO |  |  |  |  | WELCH ALLYN, INC. 10480447 Not Known |  |  | Active |  | 99:99:99:99:99:99 |  | Equipment | PAAR:00-PVAR | 10/31/2019 |  | COOPER AMBULATORY OFF-SITES |  |  |  |  | PATRICIA HUFF
|  | WELCH ALLYN, INC. | WELCH ALLYN, INC. GREEN SERIES EXAM LIGHT IV |  |  | BUNKER HILL-OB/GYN |  |  | excluded | 07/25/2013 |  |  |  |  | NO | NO |  |  |  |  | WELCH ALLYN, INC. 10480134 408282 |  |  | Active |  | 99:99:99:99:99:99 |  | Equipment | PAAR:00-PVAR | 10/31/2019 |  | COOPER AMBULATORY OFF-SITES |  |  | OB 3 |  | LISA POTTS
|  | WELCH ALLYN, INC. | WELCH ALLYN, INC. GREEN SERIES EXAM LIGHT IV |  |  | COOPER CANCER CENTER-MULTIDISCIPLINARY CLINIC |  |  | excluded | 01/01/1900 |  |  |  |  | NO | NO |  |  |  |  | WELCH ALLYN, INC. 10367507 24751 |  |  | Active |  | 99:99:99:99:99:99 |  | Equipment | PAAR:00-PVAR | 11/02/2019 |  | COOPER AMBULATORY OFF-SITES |  |  | Multi Disc - C2015 |  | ROXANNE BERGER
|  | WELCH ALLYN, INC. | WELCH ALLYN, INC. GREEN SERIES EXAM LIGHT IV |  | 24653* | COOPER CANCER CENTER |  |  |  | 01/01/1900 |  |  |  |  | NO | NO |  |  |  |  | WELCH ALLYN, INC. 10365509 24653* |  |  | Disposition |  |  |  | Equipment | PAAR:00-PVAR | 11/02/2019 |  | COOPER AMBULATORY OFF-SITES |  |  | DISPOSITION |  | COLLEEN TEGELER
|  | WELCH ALLYN, INC. | WELCH ALLYN, INC. GREEN SERIES EXAM LIGHT IV |  |  | COOPER CANCER CENTER-MULTIDISCIPLINARY CLINIC |  |  | excluded | 01/01/1900 |  |  |  |  | NO | NO |  |  |  |  | WELCH ALLYN, INC. 10357065 247130 |  |  | Active |  | 99:99:99:99:99:99 |  | Equipment | PAAR:00-PVAR | 11/02/2019 |  | COOPER AMBULATORY OFF-SITES |  |  | Multi Disc - C2018 |  | ROXANNE BERGER
|  | WELCH ALLYN, INC. | WELCH ALLYN, INC. GREEN SERIES EXAM LIGHT IV |  |  | COOPER CANCER CENTER-MULTIDISCIPLINARY CLINIC |  |  | excluded | 11/02/2019 |  |  |  |  | NO | NO |  |  |  |  | WELCH ALLYN, INC. 30225036 24513 |  |  | Active |  | 99:99:99:99:99:99 |  | Equipment | PAAR:00-PVAR | 11/02/2019 | 11/02/2019 | COOPER AMBULATORY OFF-SITES |  |  | Multi Disc - C2013 |  | ROXANNE BERGER |  |  |  | 11/02/2019 | 11/02/2019 |  |  |  |  | 11/02/2019 | 11/02/2019
|  | WELCH ALLYN, INC. | WELCH ALLYN, INC. GS 777 WALL TRANSFORMER |  | NOT KNOWN | BUNKER HILL-INTERNAL MEDICINE |  |  | excluded | 10/31/2019 |  |  |  |  | NO | NO |  |  |  |  | WELCH ALLYN, INC. 11208020 NOT KNOWN |  |  | Active |  | 99:99:99:99:99:99 |  | Equipment | PAAR:00-PVAR | 10/31/2019 | 10/31/2019 | COOPER AMBULATORY OFF-SITES |  |  | Exam 3 | WOT00000001844932 | SUSAN BABCOCK | Performance Verification | Closed | Michael Youch | 10/31/2019 | 10/31/2019 | CEID Record Completion for WELCH ALLYN, INC. 11208020 NOT KNOWN | Inventoried, safety, and documentation . | EXP3098610 | Labor | 10/31/2019 | 10/31/2019 | Michael Youch
|  | WELCH ALLYN, INC. | WELCH ALLYN, INC. GS 777 WALL TRANSFORMER |  | NOT KNOWN | BUNKER HILL-INTERNAL MEDICINE |  |  | excluded | 10/31/2019 |  |  |  |  | NO | NO |  |  |  |  | WELCH ALLYN, INC. 11208018 NOT KNOWN |  |  | Active |  | 99:99:99:99:99:99 |  | Equipment | PAAR:00-PVAR | 10/31/2019 | 10/31/2019 | COOPER AMBULATORY OFF-SITES |  |  | Exam 6 | WOT00000001844761 | SUSAN BABCOCK | Performance Verification | Closed | Michael Youch | 10/31/2019 | 10/31/2019 | Performance Verification for WELCH ALLYN, INC. 11208018 NOT KNOWN | Initial Install of Performance Verification. Device is ready for patient use. |  |  | 10/31/2019 | 10/31/2019
|  | WELCH ALLYN, INC. | WELCH ALLYN, INC. GS 777 WALL TRANSFORMER |  | NOT KNOWN | BUNKER HILL-INTERNAL MEDICINE |  |  | excluded | 10/31/2019 |  |  |  |  | NO | NO |  |  |  |  | WELCH ALLYN, INC. 11208013 NOT KNOWN |  |  | Active |  | 99:99:99:99:99:99 |  | Equipment | PAAR:00-PVAR | 10/31/2019 | 10/31/2019 | COOPER AMBULATORY OFF-SITES |  |  | Exam 4 | WOT00000001844545 | SUSAN BABCOCK | Performance Verification | Closed | Michael Youch | 10/31/2019 | 10/31/2019 | Performance Verification for WELCH ALLYN, INC. 11208013 NOT KNOWN | Initial Install of Performance Verification. Device is ready for patient use. |  |  | 10/31/2019 | 10/31/2019
|  | WELCH ALLYN, INC. | WELCH ALLYN, INC. GS 777 WALL TRANSFORMER |  | NOT KNOWN | BUNKER HILL-INTERNAL MEDICINE |  |  | excluded | 10/31/2019 |  |  |  |  | NO | NO |  |  |  |  | WELCH ALLYN, INC. 11208015 NOT KNOWN |  |  | Active |  | 99:99:99:99:99:99 |  | Equipment | PAAR:00-PVAR | 10/31/2019 | 10/31/2019 | COOPER AMBULATORY OFF-SITES |  |  | Exam 1 | WOT00000001844637 | SUSAN BABCOCK | Performance Verification | Closed | Michael Youch | 10/31/2019 | 10/31/2019 | Performance Verification for WELCH ALLYN, INC. 11208015 NOT KNOWN | Initial Install of Performance Verification. Device is ready for patient use. |  |  | 10/31/2019 | 10/31/2019
|  | WELCH ALLYN, INC. | WELCH ALLYN, INC. GS 777 WALL TRANSFORMER |  | NOT KNOWN | BUNKER HILL-INTERNAL MEDICINE |  |  | excluded | 10/31/2019 |  |  |  |  | NO | NO |  |  |  |  | WELCH ALLYN, INC. 11208009 NOT KNOWN |  |  | Active |  | 99:99:99:99:99:99 |  | Equipment | PAAR:00-PVAR | 10/31/2019 | 10/31/2019 | COOPER AMBULATORY OFF-SITES |  |  | Exam 2 | WOT00000001844044 | SUSAN BABCOCK | Performance Verification | Closed | Michael Youch | 10/31/2019 | 10/31/2019 | Performance Verification for WELCH ALLYN, INC. 11208009 NOT KNOWN | Initial Install of Performance Verification. Device is ready for patient use. |  |  | 10/31/2019 | 10/31/2019
|  | WELCH ALLYN, INC. | WELCH ALLYN, INC. GS 777 WALL TRANSFORMER |  |  | BUNKER HILL-INTERNAL MEDICINE |  |  | excluded | 10/31/2019 |  |  |  |  | NO | NO |  |  |  |  | WELCH ALLYN, INC. 11208011 17426789 |  |  | Active |  | 99:99:99:99:99:99 |  | Equipment | PAAR:00-PVAR | 10/31/2019 | 10/31/2019 | COOPER AMBULATORY OFF-SITES |  |  | Exam 5 | WOT00000001844455 | SUSAN BABCOCK | Performance Verification | Closed | Michael Youch | 10/31/2019 | 10/31/2019 | Performance Verification for WELCH ALLYN, INC. 11208011 17426789 | Initial Install of Performance Verification. Device is ready for patient use. |  |  | 10/31/2019 | 10/31/2019
|  | WELCH ALLYN, INC. | WELCH ALLYN, INC. GS 777 WALL TRANSFORMER |  | NOT KNOWN | BUNKER HILL-INTERNAL MEDICINE |  |  | excluded | 10/31/2019 |  |  |  |  | NO | NO |  |  |  |  | WELCH ALLYN, INC. 11208012 NOT KNOWN |  |  | Active |  | 99:99:99:99:99:99 |  | Equipment | PAAR:00-PVAR | 10/31/2019 | 10/31/2019 | COOPER AMBULATORY OFF-SITES |  |  | Performance Verification | WOT00000001844494 | SUSAN BABCOCK | Performance Verification | Closed | Michael Youch | 10/31/2019 | 10/31/2019 | Performance Verification for WELCH ALLYN, INC. 11208012 NOT KNOWN | Initial Install of Performance Verification. Device is ready for patient use. |  |  | 10/31/2019 | 10/31/2019
|  | WELCH ALLYN, INC. | WELCH ALLYN, INC. GS 777 WALL TRANSFORMER |  | NOT KNOWN | VOORHEES SURGERY CENTER-SURGERY DEPT |  |  | excluded | 04/26/2018 |  |  |  |  | NO | NO |  |  |  |  | WELCH ALLYN, INC. 10725194 NOT KNOWN |  |  | Active |  | 99:99:99:99:99:99 |  | Equipment | PAAR:00-PVAR | 10/31/2019 |  | COOPER AMBULATORY OFF-SITES |  |  | Performance Verification | WOT00000000826402 | Theresa Megali | Performance Verification | Closed | Kirk Lis | 04/26/2018 | 06/24/2019 | Performance Verification for WELCH ALLYN, INC. 10725194 NOT KNOWN | Initial Install of Performance Verification. Device is ready for patient use.
|  | WELCH ALLYN, INC. | WELCH ALLYN, INC. GS 777 WALL TRANSFORMER |  | NOT KNOWN | VOORHEES SURGERY CENTER-SURGERY DEPT |  |  | excluded | 04/26/2018 |  |  |  |  | NO | NO |  |  |  |  | WELCH ALLYN, INC. 10725192 NOT KNOWN |  |  | Active |  | 99:99:99:99:99:99 |  | Equipment | PAAR:00-PVAR | 10/31/2019 |  | COOPER AMBULATORY OFF-SITES |  |  | Exam room six | WOT00000000826364 | Theresa Megali | Performance Verification | Closed | Kirk Lis | 04/26/2018 | 06/29/2019 | Performance Verification for WELCH ALLYN, INC. 10725192 NOT KNOWN | Initial Install of Performance Verification. Device is ready for patient use.
|  | WELCH ALLYN, INC. | WELCH ALLYN, INC. GS 777 WALL TRANSFORMER |  | NOT KNOWN | VOORHEES SURGERY CENTER-SURGERY DEPT |  |  | excluded | 04/26/2018 |  |  |  |  | NO | NO |  |  |  |  | WELCH ALLYN, INC. 10725190 NOT KNOWN |  |  | Active |  | 99:99:99:99:99:99 |  | Equipment | PAAR:00-PVAR | 10/31/2019 |  | COOPER AMBULATORY OFF-SITES |  |  | Procedure room a | WOT00000000826336 | Theresa Megali | Performance Verification | Closed | Kirk Lis | 04/26/2018 | 06/29/2019 | Performance Verification for WELCH ALLYN, INC. 10725190 NOT KNOWN | Initial Install of Performance Verification. Device is ready for patient use.
|  | WELCH ALLYN, INC. | WELCH ALLYN, INC. GS 777 WALL TRANSFORMER |  | NOT KNOWN | VOORHEES SURGERY CENTER-SURGERY DEPT |  |  | excluded | 01/30/2019 |  |  |  |  | NO | NO |  |  |  |  | WELCH ALLYN, INC. 10725188 NOT KNOWN |  |  | Active |  | 99:99:99:99:99:99 |  | Equipment | PAAR:00-PVAR | 10/31/2019 |  | COOPER AMBULATORY OFF-SITES |  |  | Performance Verification | WOT00000000826306 | Theresa Megali | Performance Verification | Closed | Kirk Lis | 04/26/2018 | 06/29/2019 | Performance Verification for WELCH ALLYN, INC. 10725188 NOT KNOWN | Initial Install of Performance Verification. Device is ready for patient use.
|  | WELCH ALLYN, INC. | WELCH ALLYN, INC. GS 777 WALL TRANSFORMER |  | NOT KNOWN | VOORHEES SURGERY CENTER-SURGERY DEPT |  |  | excluded | 04/26/2018 |  |  |  |  | NO | NO |  |  |  |  | WELCH ALLYN, INC. 10725186 NOT KNOWN |  |  | Active |  | 99:99:99:99:99:99 |  | Equipment | PAAR:00-PVAR | 10/31/2019 |  | COOPER AMBULATORY OFF-SITES |  |  | 6015 main st | WOT00000000826282 | Theresa Megali | Performance Verification | Closed | Kirk Lis | 04/26/2018 | 06/29/2019 | Performance Verification for WELCH ALLYN, INC. 10725186 NOT KNOWN | Initial Install of Performance Verification. Device is ready for patient use.
|  | WELCH ALLYN, INC. | WELCH ALLYN, INC. GS 777 WALL TRANSFORMER |  | NOT KNOWN | VOORHEES SURGERY CENTER-SURGERY DEPT |  |  | excluded | 04/26/2018 |  |  |  |  | NO | NO |  |  |  |  | WELCH ALLYN, INC. 10725184 NOT KNOWN |  |  | Active |  | 99:99:99:99:99:99 |  | Equipment | PAAR:00-PVAR | 10/31/2019 |  | COOPER AMBULATORY OFF-SITES |  |  | Performance Verification | WOT00000000826243 | Theresa Megali | Performance Verification | Closed | Kirk Lis | 04/26/2018 | 06/29/2019 | Performance Verification for WELCH ALLYN, INC. 10725184 NOT KNOWN | Initial Install of Performance Verification. Device is ready for patient use.
|  | WELCH ALLYN, INC. | WELCH ALLYN, INC. GS 777 WALL TRANSFORMER |  | NOT KNOWN | VOORHEES SURGERY CENTER-SURGERY DEPT |  |  | excluded | 01/04/2019 |  |  |  |  | NO | NO |  |  |  |  | WELCH ALLYN, INC. 10725181 NOT KNOWN |  |  | Active |  | 99:99:99:99:99:99 |  | Equipment | PAAR:00-PVAR | 10/31/2019 |  | COOPER AMBULATORY OFF-SITES |  |  | Performance Verification | WOT00000000826187 | Theresa Megali | Performance Verification | Closed | Kirk Lis | 04/26/2018 | 06/29/2019 | Performance Verification for WELCH ALLYN, INC. 10725181 NOT KNOWN | Initial Install of Performance Verification. Device is ready for patient use.
|  | WELCH ALLYN, INC. | WELCH ALLYN, INC. GS 777 WALL TRANSFORMER |  | NOT KNOWN | VOORHEES SURGERY CENTER-SURGERY DEPT |  |  | excluded | 04/26/2018 |  |  |  |  | NO | NO |  |  |  |  | WELCH ALLYN, INC. 10725180 NOT KNOWN |  |  | Active |  | 99:99:99:99:99:99 |  | Equipment | PAAR:00-PVAR | 10/31/2019 |  | COOPER AMBULATORY OFF-SITES |  |  |  | WOT00000000826148 | Theresa Megali | Performance Verification | Closed | Kirk Lis | 04/26/2018 | 06/06/2019 | Performance Verification for WELCH ALLYN, INC. 10725180 NOT KNOWN | Initial Install of Performance Verification. Device is ready for patient use.
|  | WELCH ALLYN, INC. | WELCH ALLYN, INC. GS 777 WALL TRANSFORMER |  | NOT KNOWN | VOORHEES SURGERY CENTER-SURGERY DEPT |  |  | excluded | 04/26/2018 |  |  |  |  | NO | NO |  |  |  |  | WELCH ALLYN, INC. 10725178 NOT KNOWN |  |  | Active |  | 99:99:99:99:99:99 |  | Equipment | PAAR:00-PVAR | 10/31/2019 |  | COOPER AMBULATORY OFF-SITES |  |  |  | WOT00000000826007 | Theresa Megali | Performance Verification | Closed | Kirk Lis | 04/26/2018 | 06/06/2019 | Performance Verification for WELCH ALLYN, INC. 10725178 NOT KNOWN | Initial Install of Performance Verification. Device is ready for patient use.
|  | WELCH ALLYN, INC. | WELCH ALLYN, INC. GS 777 WALL TRANSFORMER |  | 15296 rm 3 | BUNKER HILL-OB/GYN |  |  | excluded | 11/16/2017 |  |  |  |  | NO | NO |  |  |  |  | WELCH ALLYN, INC. 10480137 15296 rm 3 |  |  | Active |  | 99:99:99:99:99:99 |  | Equipment | PAAR:00-PVAR | 10/31/2019 |  | COOPER AMBULATORY OFF-SITES |  |  | Rm 3 | WOT00000001721016 | LISA POTTS | Performance Verification | Closed | Michael Youch | 11/16/2018 | 06/29/2019 | CEID Record Completion for WELCH ALLYN, INC. 10480137 15296 rm 3 | Inventoried, safety, and documentation . | EXP2502915 | Labor | 11/16/2018 | 11/16/2018 | Michael Youch
|  | WELCH ALLYN, INC. | WELCH ALLYN, INC. GS 777 WALL TRANSFORMER |  | 15300 rm7 | BUNKER HILL-OB/GYN |  |  | excluded | 11/16/2017 |  |  |  |  | NO | NO |  |  |  |  | WELCH ALLYN, INC. 10480132 15300 rm7 |  |  | Active |  | 99:99:99:99:99:99 |  | Equipment | PAAR:00-PVAR | 10/31/2019 |  | COOPER AMBULATORY OFF-SITES |  |  | Performance Verification | WOT00000001720832 | LISA POTTS | Performance Verification | Closed | Michael Youch | 11/16/2018 | 06/24/2019 | Performance Verification for WELCH ALLYN, INC. 10480132 15300 rm7 | Initial Install of Performance Verification. Device is ready for patient use.
|  | WELCH ALLYN, INC. | WELCH ALLYN, INC. GSI 33 |  |  | MOORESTOWN-PEDIATRICS |  |  |  | 01/01/1900 |  |  |  |  | NO | NO |  |  |  |  | WELCH ALLYN, INC. 10366168 5094 |  |  | Disposition |  | 99:99:99:99:99:99 |  | Equipment | 1Y:00-MFG | 05/29/2018 | 05/01/2020 | COOPER AMBULATORY OFF-SITES |  |  | HEARING BOOTH |  | MAUREEN OBRIEN
|  | WELCH ALLYN, INC. | WELCH ALLYN, INC. GSI61 |  |  | MOORESTOWN-PEDIATRICS |  |  |  | 01/01/1900 |  |  |  |  | NO | NO |  |  |  |  | WELCH ALLYN, INC. 10366169 1733 |  |  | Active |  | 99:99:99:99:99:99 |  | Equipment | 1Y:00-MFG | 05/31/2019 | 05/01/2020 | COOPER AMBULATORY OFF-SITES |  |  | HEARING BOOTH |  | MAUREEN OBRIEN
|  | WELCH ALLYN, INC. | WELCH ALLYN, INC. HALOGEN EXAM LIGHT III 48740 |  | Not Known | RIPPA CENTER-OB/GYN |  |  | excluded | 11/02/2019 |  |  |  |  | NO | NO |  |  |  |  | WELCH ALLYN, INC. 210337358 Not Known |  |  | Active |  | 99:99:99:99:99:99 |  | Equipment | PAAR:00-PVAR | 11/02/2019 | 11/02/2019 | COOPER AMBULATORY OFF-SITES |  |  | OB GYN EXAM 10 | 0011995899 | PATRICIA HUFF | Repair | Closed | Kirk Lis | 11/02/2019 | 11/02/2019 | EXAM LIGHT - LIGHT BOX COVER IS BROKEN - RIPPA CENTER OBGYN RM 10 | 8/4/2017 9:57:35 AM KALIS (KALIS 8/3/2017 12:00 AM) SEARCHED FOR SCREW IN STOCK. REPLACED CASE SECURING SCREW AND PERFORMED OVP (KALIS 8/4/2017 12:00 AM) DOCUMENTATION | F3D528A9-A5BE-4FDD-A849-21AD12E1E2DF | Parts | 11/02/2019 | 11/02/2019 | Kirk Lis
|  | WELCH ALLYN, INC. | WELCH ALLYN, INC. HALOGEN EXAM LIGHT III 48740 |  |  | SICKLERVILLE SURGERY CENTER |  |  | excluded | [5 empty] | NO | NO |  |  |  |  | WELCH ALLYN, INC. 10369491 |  |  | Active |  | 99:99:99:99:99:99 |  | Equipment | PAAR:00-PVAR | 10/31/2019 |  | COOPER AMBULATORY OFF-SITES |  |  |  | 0011786192 | Leslie Harrop | Performance Verification | Closed | Bonnie Aichroth | 06/22/2017 | 06/22/2017 | INCOMING INVENTORY | DEVICE INVENTORIED | 1C58730A-7AEE-4147-B4C5-24CA0A732200 | Labor | 06/22/2017 | 06/22/2017 | Bonnie Aichroth
|  | WELCH ALLYN, INC. | WELCH ALLYN, INC. HALOGEN EXAM LIGHT III 48740 |  | 17242* | EMERGENCY ROOM |  |  | excluded | 01/01/1900 |  |  |  |  | NO | NO |  |  |  |  | WELCH ALLYN, INC. 10368828 17242* |  |  | Active |  | 99:99:99:99:99:99 |  | Equipment | PAAR:00-PVAR | 11/02/2019 |  | COOPER UNIVERSITY HOSPITAL |  |  | ER |  | KAREN GRUBER
|  | WELCH ALLYN, INC. | WELCH ALLYN, INC. HALOGEN EXAM LIGHT III 48740 |  | 17238* | EMERGENCY ROOM |  |  | excluded | 01/01/1900 |  |  |  |  | NO | NO |  |  |  |  | WELCH ALLYN, INC. 10368760 17238* |  |  | Active |  | 99:99:99:99:99:99 |  | Equipment | PAAR:00-PVAR | 11/02/2019 |  | COOPER UNIVERSITY HOSPITAL |  |  | ED107H | 0011657204 | KAREN GRUBER | Repair | Closed | Richard Jolly | 05/23/2017 | 05/23/2017 | EXAM LIGHT - BULB IS OUT. DUE TO POWER WASHER OVER SPRAY - ER OFFICE RM 117 | 5/23/2017 1:41:47 PM RCJOLLY (RCJOLLY 5/23/2017 10:00 AM) REPLACE BULB | CC91EFE8-BFE7-4D36-A6DA-62ABD4131D6A | Labor | 05/23/2017 | 05/23/2017 | Richard Jolly
|  | WELCH ALLYN, INC. | WELCH ALLYN, INC. HALOGEN EXAM LIGHT III 48740 |  | lkns | EMERGENCY ROOM |  |  | excluded | 01/01/1900 |  |  |  |  | NO | NO |  |  |  |  | WELCH ALLYN, INC. 10367744 lkns |  |  | Active |  | 99:99:99:99:99:99 |  | Equipment | PAAR:00-PVAR | 11/01/2019 |  | COOPER UNIVERSITY HOSPITAL |  |  | EMERGENCY |  | KAREN GRUBER
|  | WELCH ALLYN, INC. | WELCH ALLYN, INC. HALOGEN EXAM LIGHT III 48740 |  |  | 6017 MAIN ST-PLASTICS |  |  | excluded | 01/01/1900 |  |  |  |  | NO | NO |  |  |  |  | WELCH ALLYN, INC. 10345761 153587 |  |  | Active |  | 99:99:99:99:99:99 |  | Equipment | PAAR:00-PVAR | 11/02/2019 |  | COOPER AMBULATORY OFF-SITES |  |  | ORAL SIDE PROC A |  | ANNE MAIER
|  | WELCH ALLYN, INC. | WELCH ALLYN, INC. HALOGEN EXAM LIGHT III 48740 |  | Not Known | VOORHEES SURGERY CENTER-HEM/ONC |  |  | excluded | 01/01/1900 |  |  |  |  | NO | NO |  |  |  |  | WELCH ALLYN, INC. 10344783 Not Known |  |  | Active |  | 99:99:99:99:99:99 |  | Equipment | PAAR:00-PVAR | 11/02/2019 |  | COOPER AMBULATORY OFF-SITES |  |  | SUITE M EXAM 10 |  | MEGAN MCCAFFERTY
|  | WELCH ALLYN, INC. | WELCH ALLYN, INC. HALOGEN EXAM LIGHT III 48740 |  | Not Known | VOORHEES SURGERY CENTER-HEM/ONC |  |  | excluded | 01/01/1900 |  |  |  |  | NO | NO |  |  |  |  | WELCH ALLYN, INC. 10344777 Not Known |  |  | Active |  | 99:99:99:99:99:99 |  | Equipment | PAAR:00-PVAR | 11/02/2019 |  | COOPER AMBULATORY OFF-SITES |  |  | SUITE M EXAM 9 |  | MEGAN MCCAFFERTY
|  | WELCH ALLYN, INC. | WELCH ALLYN, INC. HALOGEN EXAM LIGHT III 48740 |  | Not Known | VOORHEES SURGERY CENTER-HEM/ONC |  |  | excluded | 01/01/1900 |  |  |  |  | NO | NO |  |  |  |  | WELCH ALLYN, INC. 10344767 Not Known |  |  | Active |  | 99:99:99:99:99:99 |  | Equipment | PAAR:00-PVAR | 11/02/2019 |  | COOPER AMBULATORY OFF-SITES |  |  | exam 1 suite m | 0011488617 | MEGAN MCCAFFERTY | Repair | Closed | Kirk Lis | 04/17/2017 | 04/20/2017 | LIGHT - BULB BLEW - COOPER VORHEES BUILDING 1 SUITE S RM 5 | 4/20/2017 4:30:54 PM KALIS (KALIS 4/17/2017 12:00 AM) USER CALLED BACK UNIT WAS NOT BROKEN AND TO CANCELL CALL | F5F0F018-BFE7-4C06-9CED-BBA045915A56 | Labor | 04/17/2017 | 04/17/2017 | Kirk Lis
|  | WELCH ALLYN, INC. | WELCH ALLYN, INC. HALOGEN EXAM LIGHT III 48740 |  | Not Known | RIPPA CENTER-OB/GYN |  |  |  | 01/01/1900 |  |  |  |  | NO | NO |  |  |  |  | WELCH ALLYN, INC. 10315938 Not Known |  |  | Disposition |  | 99:99:99:99:99:99 |  | Equipment | PAAR:00-PVAR | 11/01/2019 |  | COOPER AMBULATORY OFF-SITES |  |  | EQUIP RM 153 | WOT00000001550307 | PATRICIA HUFF | Service Request | Closed | Stephen Zubrzycki | 10/05/2018 | 10/10/2018 | Needs to be retired | Dispositioned unit | EXP1517786 | Labor | 10/09/2018 | 10/09/2018 | Stephen Zubrzycki
|  | WELCH ALLYN, INC. | WELCH ALLYN, INC. KLEENSPEC |  | Not Known | CYBER KNIFE |  |  |  | 10/31/2019 |  |  |  |  | NO | NO |  |  |  |  | WELCH ALLYN, INC. 30143162 Not Known |  |  | Active |  | 99:99:99:99:99:99 |  | Equipment | PAAR:00-PVAR | 10/31/2019 | 10/31/2019 | COOPER AMBULATORY OFF-SITES |  |  |  | 0012389717 | CINDY BAPTISTA | Performance Verification | Closed | Josh Harris | 10/31/2019 | 10/31/2019 | INCOMING INVENTORY | DEVICE INVENTORIED | C1B610E7-5E62-4186-AA0F-AC97FD4CA000 | Labor | 10/31/2019 | 10/31/2019 | Josh Harris
|  | WELCH ALLYN, INC. | WELCH ALLYN, INC. LITE BOX 48830 |  | Not Known | VOORHEES SURGERY CENTER-HEM/ONC |  |  | excluded | 03/17/1998 |  |  |  |  | NO | NO |  |  |  |  | WELCH ALLYN, INC. 10356759 Not Known |  |  | Active |  | 99:99:99:99:99:99 |  | Equipment | PAAR:00-PVAR | 11/02/2019 |  | COOPER AMBULATORY OFF-SITES |  |  | SUITE M EXAM 2 |  | MEGAN MCCAFFERTY
|  | WELCH ALLYN, INC. | WELCH ALLYN, INC. LS135 |  | Not Known | VOORHEES SURGERY CENTER-HEM/ONC |  |  | excluded | 01/01/1900 |  |  |  |  | NO | NO |  |  |  |  | WELCH ALLYN, INC. 10344793 Not Known |  |  | Active |  | 99:99:99:99:99:99 |  | Equipment | PAAR:00-PVAR | 11/02/2019 |  | COOPER AMBULATORY OFF-SITES |  |  | SUITE M EXAM 1 CLOSET |  | MEGAN MCCAFFERTY
|  | WELCH ALLYN, INC. | WELCH ALLYN, INC. OPHTHALMOSCOPE |  | NOT KNOWN | PEDIATRIC INTENSIVE CARE UNIT |  |  | excluded | 01/01/1900 |  |  |  |  | NO | NO |  |  |  |  | WELCH ALLYN, INC. 10360419 NOT KNOWN |  |  | Active |  | 99:99:99:99:99:99 |  | Equipment | PAAR:00-PVAR | 11/01/2019 |  | COOPER UNIVERSITY HOSPITAL |  |  | PICU/ RM 4 | WOT00000000528196 | Susan Cannon | Disposition | Closed | Gene Amodei | 02/08/2018 | 05/13/2019 | Bulk Disposition CNL
|  | WELCH ALLYN, INC. | WELCH ALLYN, INC. OTO/OPTH |  | Not Known | WOODSTOWN - CARDIOLOGY |  |  |  | 11/02/2019 |  |  |  |  | NO | NO |  |  |  |  | WELCH ALLYN, INC. 30142 Not Known |  |  | Disposition |  |  |  | Equipment | PAAR:00-PVAR | 11/02/2019 | 11/02/2019 | COOPER AMBULATORY OFF-SITES |  |  | SEE NOTES: MAY NOT EXIST |  | SUSAN WHITZELL |  |  |  | 11/02/2019 | 11/02/2019 |  |  |  |  | 11/02/2019 | 11/02/2019
|  | WELCH ALLYN, INC. | WELCH ALLYN, INC. OTO/OPTH |  | Not Known | PRINCETON-OB/GYN |  |  | excluded | 12/23/2015 |  |  |  |  | NO | NO |  |  |  |  | WELCH ALLYN, INC. 10480018 Not Known |  |  | Active |  | 99:99:99:99:99:99 |  | Equipment | PAAR:00-PVAR | 10/31/2019 |  | COOPER AMBULATORY OFF-SITES |  |  | NST |  | LINDA CARON
|  | WELCH ALLYN, INC. | WELCH ALLYN, INC. OTO/OPTH |  | Not Known | PRINCETON-OB/GYN |  |  | excluded | 12/23/2015 |  |  |  |  | NO | NO |  |  |  |  | WELCH ALLYN, INC. 10480016 Not Known |  |  | Active |  | 99:99:99:99:99:99 |  | Equipment | PAAR:00-PVAR | 10/31/2019 |  | COOPER AMBULATORY OFF-SITES |  |  | EXAM ROOM 3 |  | LINDA CARON
|  | WELCH ALLYN, INC. | WELCH ALLYN, INC. OTO/OPTH |  | Not Known | PRINCETON-OB/GYN |  |  | excluded | 12/23/2015 |  |  |  |  | NO | NO |  |  |  |  | WELCH ALLYN, INC. 10480014 Not Known |  |  | Active |  | 99:99:99:99:99:99 |  | Equipment | PAAR:00-PVAR | 10/31/2019 |  | COOPER AMBULATORY OFF-SITES |  |  | EXAM ROOM 2 |  | LINDA CARON
|  | WELCH ALLYN, INC. | WELCH ALLYN, INC. OTO/OPTH |  | Not Known | WOODSTOWN - CARDIOLOGY |  |  | excluded | 10/31/2019 |  |  |  |  | NO | NO |  |  |  |  | WELCH ALLYN, INC. 30142961 Not Known |  |  | Active |  | 99:99:99:99:99:99 |  | Equipment | PAAR:00-PVAR | 10/31/2019 | 10/31/2019 | COOPER AMBULATORY OFF-SITES |  |  | EXAM 6 |  | SUSAN WHITZELL |  |  |  | 10/31/2019 | 10/31/2019 |  |  |  |  | 10/31/2019 | 10/31/2019
|  | WELCH ALLYN, INC. | WELCH ALLYN, INC. OTO/OPTH |  | Not Known | WOODSTOWN - CARDIOLOGY |  |  | excluded | 10/31/2019 |  |  |  |  | NO | NO |  |  |  |  | WELCH ALLYN, INC. 30142960 Not Known |  |  | Active |  | 99:99:99:99:99:99 |  | Equipment | PAAR:00-PVAR | 10/31/2019 | 10/31/2019 | COOPER AMBULATORY OFF-SITES |  |  | EXAM 5 |  | SUSAN WHITZELL |  |  |  | 10/31/2019 | 10/31/2019 |  |  |  |  | 10/31/2019 | 10/31/2019
|  | WELCH ALLYN, INC. | WELCH ALLYN, INC. OTO/OPTH |  | Not Known | WOODSTOWN - CARDIOLOGY |  |  | excluded | 10/31/2019 |  |  |  |  | NO | NO |  |  |  |  | WELCH ALLYN, INC. 30142959 Not Known |  |  | Active |  | 99:99:99:99:99:99 |  | Equipment | PAAR:00-PVAR | 10/31/2019 | 10/31/2019 | COOPER AMBULATORY OFF-SITES |  |  | EXAM 1 |  | SUSAN WHITZELL |  |  |  | 10/31/2019 | 10/31/2019 |  |  |  |  | 10/31/2019 | 10/31/2019
|  | WELCH ALLYN, INC. | WELCH ALLYN, INC. OTO/OPTH |  | Not Known | WOODSTOWN - CARDIOLOGY |  |  | excluded | 10/31/2019 |  |  |  |  | NO | NO |  |  |  |  | WELCH ALLYN, INC. 30142958 Not Known |  |  | Active |  | 99:99:99:99:99:99 |  | Equipment | PAAR:00-PVAR | 10/31/2019 | 10/31/2019 | COOPER AMBULATORY OFF-SITES |  |  | EXAM 2 |  | SUSAN WHITZELL |  |  |  | 10/31/2019 | 10/31/2019 |  |  |  |  | 10/31/2019 | 10/31/2019
|  | WELCH ALLYN, INC. | WELCH ALLYN, INC. OTO/OPTH |  | Not Known | WOODSTOWN - CARDIOLOGY |  |  | excluded | 10/31/2019 |  |  |  |  | NO | NO |  |  |  |  | WELCH ALLYN, INC. 30142957 Not Known |  |  | Active |  | 99:99:99:99:99:99 |  | Equipment | PAAR:00-PVAR | 10/31/2019 | 10/31/2019 | COOPER AMBULATORY OFF-SITES |  |  | exam 3 |  | SUSAN WHITZELL |  |  |  | 10/31/2019 | 10/31/2019 |  |  |  |  | 10/31/2019 | 10/31/2019
|  | WELCH ALLYN, INC. | WELCH ALLYN, INC. OTO/OPTH |  | Not Known | WOODSTOWN - CARDIOLOGY |  |  | excluded | 10/31/2019 |  |  |  |  | NO | NO |  |  |  |  | WELCH ALLYN, INC. 30142956 Not Known |  |  | Active |  | 99:99:99:99:99:99 |  | Equipment | PAAR:00-PVAR | 10/31/2019 | 10/31/2019 | COOPER AMBULATORY OFF-SITES |  |  | exam 4 |  | SUSAN WHITZELL |  |  |  | 10/31/2019 | 10/31/2019 |  |  |  |  | 10/31/2019 | 10/31/2019
|  | WELCH ALLYN, INC. | WELCH ALLYN, INC. OTOSCOPE BASE |  | NOT KNOWN | VOORHEES SURGERY CENTER-HEM/ONC |  |  | excluded | 10/31/2019 |  |  |  |  | NO | NO |  |  |  |  | WELCH ALLYN, INC. 11182579 NOT KNOWN |  |  | Active |  |  |  | Equipment | PAAR:00-PVAR | 10/31/2019 | 10/31/2019 | COOPER AMBULATORY OFF-SITES |  |  | Exam #10 | WOT00000003443655 | MEGAN MCCAFFERTY | Performance Verification | Closed | Kirk Lis | 10/31/2019 | 10/31/2019 | Performance Verification for WELCH ALLYN, INC. 11182579 NOT KNOWN | Initial Install of Performance Verification. Device is ready for patient use. |  |  | 10/31/2019 | 10/31/2019
|  | WELCH ALLYN, INC. | WELCH ALLYN, INC. OTOSCOPE BASE |  | NOT KNOWN | VOORHEES SURGERY CENTER-HEM/ONC |  |  | excluded | 10/31/2019 |  |  |  |  | NO | NO |  |  |  |  | WELCH ALLYN, INC. 11182576 NOT KNOWN |  |  | Active |  |  |  | Equipment | PAAR:00-PVAR | 10/31/2019 | 10/31/2019 | COOPER AMBULATORY OFF-SITES |  |  | Exam #9 | WOT00000003443653 | MEGAN MCCAFFERTY | Performance Verification | Closed | Kirk Lis | 10/31/2019 | 10/31/2019 | Performance Verification for WELCH ALLYN, INC. 11182576 NOT KNOWN | Initial Install of Performance Verification. Device is ready for patient use. |  |  | 10/31/2019 | 10/31/2019
|  | WELCH ALLYN, INC. | WELCH ALLYN, INC. OTOSCOPE BASE |  | NOT KNOWN | VOORHEES SURGERY CENTER-HEM/ONC |  |  | excluded | 10/31/2019 |  |  |  |  | NO | NO |  |  |  |  | WELCH ALLYN, INC. 11182568 NOT KNOWN |  |  | Active |  |  |  | Equipment | PAAR:00-PVAR | 10/31/2019 | 10/31/2019 | COOPER AMBULATORY OFF-SITES |  |  | Exam #31 | WOT00000003443648 | MEGAN MCCAFFERTY | Performance Verification | Closed | Kirk Lis | 10/31/2019 | 10/31/2019 | Performance Verification for WELCH ALLYN, INC. 11182568 NOT KNOWN | Initial Install of Performance Verification. Device is ready for patient use. |  |  | 10/31/2019 | 10/31/2019
|  | WELCH ALLYN, INC. | WELCH ALLYN, INC. OTOSCOPE BASE |  | NOT KNOWN | VOORHEES SURGERY CENTER-HEM/ONC |  |  | excluded | 10/31/2019 |  |  |  |  | NO | NO |  |  |  |  | WELCH ALLYN, INC. 11182573 NOT KNOWN |  |  | Active |  |  |  | Equipment | PAAR:00-PVAR | 10/31/2019 | 10/31/2019 | COOPER AMBULATORY OFF-SITES |  |  | Exam #3 | WOT00000003443650 | MEGAN MCCAFFERTY | Performance Verification | Closed | Kirk Lis | 10/31/2019 | 10/31/2019 | Performance Verification for WELCH ALLYN, INC. 11182573 NOT KNOWN | Initial Install of Performance Verification. Device is ready for patient use. |  |  | 10/31/2019 | 10/31/2019
|  | WELCH ALLYN, INC. | WELCH ALLYN, INC. OTOSCOPE BASE |  | NOT KNOWN | VOORHEES SURGERY CENTER-HEM/ONC |  |  | excluded | 10/31/2019 |  |  |  |  | NO | NO |  |  |  |  | WELCH ALLYN, INC. 11182565 NOT KNOWN |  |  | Active |  |  |  | Equipment | PAAR:00-PVAR | 10/31/2019 | 10/31/2019 | COOPER AMBULATORY OFF-SITES |  |  | Exam #30 | WOT00000003443646 | MEGAN MCCAFFERTY | Performance Verification | Closed | Kirk Lis | 10/31/2019 | 10/31/2019 | Performance Verification for WELCH ALLYN, INC. 11182565 NOT KNOWN | Initial Install of Performance Verification. Device is ready for patient use. |  |  | 10/31/2019 | 10/31/2019
|  | WELCH ALLYN, INC. | WELCH ALLYN, INC. OTOSCOPE BASE |  | NOT KNOWN | VOORHEES SURGERY CENTER-HEM/ONC |  |  | excluded | 10/31/2019 |  |  |  |  | NO | NO |  |  |  |  | WELCH ALLYN, INC. 11182562 NOT KNOWN |  |  | Active |  |  |  | Equipment | PAAR:00-PVAR | 10/31/2019 | 10/31/2019 | COOPER AMBULATORY OFF-SITES |  |  | Exam #29 | WOT00000003443644 | MEGAN MCCAFFERTY | Performance Verification | Closed | Kirk Lis | 10/31/2019 | 10/31/2019 | Performance Verification for WELCH ALLYN, INC. 11182562 NOT KNOWN | Initial Install of Performance Verification. Device is ready for patient use. |  |  | 10/31/2019 | 10/31/2019
|  | WELCH ALLYN, INC. | WELCH ALLYN, INC. OTOSCOPE BASE |  | NOT KNOWN | VOORHEES SURGERY CENTER-HEM/ONC |  |  | excluded | 10/31/2019 |  |  |  |  | NO | NO |  |  |  |  | WELCH ALLYN, INC. 11182559 NOT KNOWN |  |  | Active |  |  |  | Equipment | PAAR:00-PVAR | 10/31/2019 | 10/31/2019 | COOPER AMBULATORY OFF-SITES |  |  | Exam #28 | WOT00000003443642 | MEGAN MCCAFFERTY | Performance Verification | Closed | Kirk Lis | 10/31/2019 | 10/31/2019 | Performance Verification for WELCH ALLYN, INC. 11182559 NOT KNOWN | Initial Install of Performance Verification. Device is ready for patient use. |  |  | 10/31/2019 | 10/31/2019
|  | WELCH ALLYN, INC. | WELCH ALLYN, INC. OTOSCOPE BASE |  | NOT KNOWN | VOORHEES SURGERY CENTER-HEM/ONC |  |  | excluded | 10/31/2019 |  |  |  |  | NO | NO |  |  |  |  | WELCH ALLYN, INC. 11182557 NOT KNOWN |  |  | Active |  |  |  | Equipment | PAAR:00-PVAR | 10/31/2019 | 10/31/2019 | COOPER AMBULATORY OFF-SITES |  |  | Exam #27 | WOT00000003443640 | MEGAN MCCAFFERTY | Performance Verification | Closed | Kirk Lis | 10/31/2019 | 10/31/2019 | Performance Verification for WELCH ALLYN, INC. 11182557 NOT KNOWN | Initial Install of Performance Verification. Device is ready for patient use. |  |  | 10/31/2019 | 10/31/2019
|  | WELCH ALLYN, INC. | WELCH ALLYN, INC. OTOSCOPE BASE |  | NOT KNOWN | VOORHEES SURGERY CENTER-HEM/ONC |  |  | excluded | 10/31/2019 |  |  |  |  | NO | NO |  |  |  |  | WELCH ALLYN, INC. 11182554 NOT KNOWN |  |  | Active |  |  |  | Equipment | PAAR:00-PVAR | 10/31/2019 | 10/31/2019 | COOPER AMBULATORY OFF-SITES |  |  | Exam #11 | WOT00000003443638 | MEGAN MCCAFFERTY | Performance Verification | Closed | Kirk Lis | 10/31/2019 | 10/31/2019 | Performance Verification for WELCH ALLYN, INC. 11182554 NOT KNOWN | Initial Install of Performance Verification. Device is ready for patient use. |  |  | 10/31/2019 | 10/31/2019
|  | WELCH ALLYN, INC. | WELCH ALLYN, INC. OTOSCOPE BASE |  | NOT KNOWN | VOORHEES SURGERY CENTER-HEM/ONC |  |  | excluded | 10/31/2019 |  |  |  |  | NO | NO |  |  |  |  | WELCH ALLYN, INC. 11182551 NOT KNOWN |  |  | Active |  |  |  | Equipment | PAAR:00-PVAR | 10/31/2019 | 10/31/2019 | COOPER AMBULATORY OFF-SITES |  |  | Exam #12 | WOT00000003443636 | MEGAN MCCAFFERTY | Performance Verification | Closed | Kirk Lis | 10/31/2019 | 10/31/2019 | Performance Verification for WELCH ALLYN, INC. 11182551 NOT KNOWN | Initial Install of Performance Verification. Device is ready for patient use. |  |  | 10/31/2019 | 10/31/2019
|  | WELCH ALLYN, INC. | WELCH ALLYN, INC. OTOSCOPE BASE |  | NOT KNOWN | VOORHEES SURGERY CENTER-HEM/ONC |  |  | excluded | 10/31/2019 |  |  |  |  | NO | NO |  |  |  |  | WELCH ALLYN, INC. 11182548 NOT KNOWN |  |  | Active |  |  |  | Equipment | PAAR:00-PVAR | 10/31/2019 | 10/31/2019 | COOPER AMBULATORY OFF-SITES |  |  | Exam #13 | WOT00000003443633 | MEGAN MCCAFFERTY | Performance Verification | Closed | Kirk Lis | 10/31/2019 | 10/31/2019 | CEID Record Completion for WELCH ALLYN, INC. 11182548 NOT KNOWN | Inventoried New Equipment. | EXP3670725 | Labor | 10/31/2019 | 10/31/2019 | Kenneth Krips
|  | WELCH ALLYN, INC. | WELCH ALLYN, INC. OTOSCOPE BASE |  | NOT KNOWN | VOORHEES SURGERY CENTER-HEM/ONC |  |  | excluded | 10/31/2019 |  |  |  |  | NO | NO |  |  |  |  | WELCH ALLYN, INC. 11182545 NOT KNOWN |  |  | Active |  |  |  | Equipment | PAAR:00-PVAR | 10/31/2019 | 10/31/2019 | COOPER AMBULATORY OFF-SITES |  |  | Exam #5 | WOT00000003443629 | MEGAN MCCAFFERTY | Performance Verification | Closed | Kirk Lis | 10/31/2019 | 10/31/2019 | Performance Verification for WELCH ALLYN, INC. 11182545 NOT KNOWN | Initial Install of Performance Verification. Device is ready for patient use. |  |  | 10/31/2019 | 10/31/2019
|  | WELCH ALLYN, INC. | WELCH ALLYN, INC. OTOSCOPE BASE |  | NOT KNOWN | VOORHEES SURGERY CENTER-HEM/ONC |  |  | excluded | 10/31/2019 |  |  |  |  | NO | NO |  |  |  |  | WELCH ALLYN, INC. 11182543 NOT KNOWN |  |  | Active |  |  |  | Equipment | PAAR:00-PVAR | 10/31/2019 | 10/31/2019 | COOPER AMBULATORY OFF-SITES |  |  | Exam #6 | WOT00000003443626 | MEGAN MCCAFFERTY | Performance Verification | Closed | Kirk Lis | 10/31/2019 | 10/31/2019 | Performance Verification for WELCH ALLYN, INC. 11182543 NOT KNOWN | Initial Install of Performance Verification. Device is ready for patient use. |  |  | 10/31/2019 | 10/31/2019
|  | WELCH ALLYN, INC. | WELCH ALLYN, INC. OTOSCOPE BASE |  | NOT KNOWN | VOORHEES SURGERY CENTER-HEM/ONC |  |  | excluded | 10/31/2019 |  |  |  |  | NO | NO |  |  |  |  | WELCH ALLYN, INC. 11182540 NOT KNOWN |  |  | Active |  |  |  | Equipment | PAAR:00-PVAR | 10/31/2019 | 10/31/2019 | COOPER AMBULATORY OFF-SITES |  |  | Exam #8 | WOT00000003443622 | MEGAN MCCAFFERTY | Performance Verification | Closed | Kirk Lis | 10/31/2019 | 10/31/2019 | Performance Verification for WELCH ALLYN, INC. 11182540 NOT KNOWN | Initial Install of Performance Verification. Device is ready for patient use. |  |  | 10/31/2019 | 10/31/2019
|  | WELCH ALLYN, INC. | WELCH ALLYN, INC. OTOSCOPE BASE |  | NOT KNOWN | VOORHEES SURGERY CENTER-HEM/ONC |  |  | excluded | 10/31/2019 |  |  |  |  | NO | NO |  |  |  |  | WELCH ALLYN, INC. 11182537 NOT KNOWN |  |  | Active |  |  |  | Equipment | PAAR:00-PVAR | 10/31/2019 | 10/31/2019 | COOPER AMBULATORY OFF-SITES |  |  | Exam #14 | WOT00000003443619 | MEGAN MCCAFFERTY | Performance Verification | Closed | Kirk Lis | 10/31/2019 | 10/31/2019 | Performance Verification for WELCH ALLYN, INC. 11182537 NOT KNOWN | Initial Install of Performance Verification. Device is ready for patient use. |  |  | 10/31/2019 | 10/31/2019
|  | WELCH ALLYN, INC. | WELCH ALLYN, INC. OTOSCOPE BASE |  | NOT KNOWN | VOORHEES SURGERY CENTER-HEM/ONC |  |  | excluded | 10/31/2019 |  |  |  |  | NO | NO |  |  |  |  | WELCH ALLYN, INC. 11182535 NOT KNOWN |  |  | Active |  |  |  | Equipment | PAAR:00-PVAR | 10/31/2019 | 10/31/2019 | COOPER AMBULATORY OFF-SITES |  |  | Exam #15 | WOT00000003443617 | MEGAN MCCAFFERTY | Performance Verification | Closed | Kirk Lis | 10/31/2019 | 10/31/2019 | Performance Verification for WELCH ALLYN, INC. 11182535 NOT KNOWN | Initial Install of Performance Verification. Device is ready for patient use. |  |  | 10/31/2019 | 10/31/2019
|  | WELCH ALLYN, INC. | WELCH ALLYN, INC. OTOSCOPE BASE |  | NOT KNOWN | VOORHEES SURGERY CENTER-HEM/ONC |  |  | excluded | 10/31/2019 |  |  |  |  | NO | NO |  |  |  |  | WELCH ALLYN, INC. 11182532 NOT KNOWN |  |  | Active |  |  |  | Equipment | PAAR:00-PVAR | 10/31/2019 | 10/31/2019 | COOPER AMBULATORY OFF-SITES |  |  | Exam #16 | WOT00000003443615 | MEGAN MCCAFFERTY | Performance Verification | Closed | Kirk Lis | 10/31/2019 | 10/31/2019 | Performance Verification for WELCH ALLYN, INC. 11182532 NOT KNOWN | Initial Install of Performance Verification. Device is ready for patient use. |  |  | 10/31/2019 | 10/31/2019
|  | WELCH ALLYN, INC. | WELCH ALLYN, INC. OTOSCOPE BASE |  | NOT KNOWN | VOORHEES SURGERY CENTER-HEM/ONC |  |  | excluded | 10/31/2019 |  |  |  |  | NO | NO |  |  |  |  | WELCH ALLYN, INC. 11182526 NOT KNOWN |  |  | Active |  |  |  | Equipment | PAAR:00-PVAR | 10/31/2019 | 10/31/2019 | COOPER AMBULATORY OFF-SITES |  |  | Exam #18 | WOT00000003443610 | MEGAN MCCAFFERTY | Performance Verification | Closed | Kirk Lis | 10/31/2019 | 10/31/2019 | Performance Verification for WELCH ALLYN, INC. 11182526 NOT KNOWN | Initial Install of Performance Verification. Device is ready for patient use. |  |  | 10/31/2019 | 10/31/2019
|  | WELCH ALLYN, INC. | WELCH ALLYN, INC. OTOSCOPE BASE |  | NOT KNOWN | VOORHEES SURGERY CENTER-HEM/ONC |  |  | excluded | 10/31/2019 |  |  |  |  | NO | NO |  |  |  |  | WELCH ALLYN, INC. 11182529 NOT KNOWN |  |  | Active |  |  |  | Equipment | PAAR:00-PVAR | 10/31/2019 | 10/31/2019 | COOPER AMBULATORY OFF-SITES |  |  | Exam #17 | WOT00000003443613 | MEGAN MCCAFFERTY | Performance Verification | Closed | Kirk Lis | 10/31/2019 | 10/31/2019 | Performance Verification for WELCH ALLYN, INC. 11182529 NOT KNOWN | Initial Install of Performance Verification. Device is ready for patient use. |  |  | 10/31/2019 | 10/31/2019
|  | WELCH ALLYN, INC. | WELCH ALLYN, INC. OTOSCOPE BASE |  | NOT KNOWN | VOORHEES SURGERY CENTER-HEM/ONC |  |  | excluded | 10/31/2019 |  |  |  |  | NO | NO |  |  |  |  | WELCH ALLYN, INC. 11182523 NOT KNOWN |  |  | Active |  |  |  | Equipment | PAAR:00-PVAR | 10/31/2019 | 10/31/2019 | COOPER AMBULATORY OFF-SITES |  |  | Exam #19 | WOT00000003443608 | MEGAN MCCAFFERTY | Performance Verification | Closed | Kirk Lis | 10/31/2019 | 10/31/2019 | Performance Verification for WELCH ALLYN, INC. 11182523 NOT KNOWN | Initial Install of Performance Verification. Device is ready for patient use. |  |  | 10/31/2019 | 10/31/2019
|  | WELCH ALLYN, INC. | WELCH ALLYN, INC. OTOSCOPE BASE |  | NOT KNOWN | VOORHEES SURGERY CENTER-HEM/ONC |  |  | excluded | 10/31/2019 |  |  |  |  | NO | NO |  |  |  |  | WELCH ALLYN, INC. 11182520 NOT KNOWN |  |  | Active |  |  |  | Equipment | PAAR:00-PVAR | 10/31/2019 | 10/31/2019 | COOPER AMBULATORY OFF-SITES |  |  | Exam #20 | WOT00000003443606 | MEGAN MCCAFFERTY | Performance Verification | Closed | Kirk Lis | 10/31/2019 | 10/31/2019 | Performance Verification for WELCH ALLYN, INC. 11182520 NOT KNOWN | Initial Install of Performance Verification. Device is ready for patient use. |  |  | 10/31/2019 | 10/31/2019
|  | WELCH ALLYN, INC. | WELCH ALLYN, INC. OTOSCOPE BASE |  | NOT KNOWN | VOORHEES SURGERY CENTER-HEM/ONC |  |  | excluded | 10/31/2019 |  |  |  |  | NO | NO |  |  |  |  | WELCH ALLYN, INC. 11182517 NOT KNOWN |  |  | Active |  |  |  | Equipment | PAAR:00-PVAR | 10/31/2019 | 10/31/2019 | COOPER AMBULATORY OFF-SITES |  |  | Exam #21 | WOT00000003443604 | MEGAN MCCAFFERTY | Performance Verification | Closed | Kirk Lis | 10/31/2019 | 10/31/2019 | Performance Verification for WELCH ALLYN, INC. 11182517 NOT KNOWN | Initial Install of Performance Verification. Device is ready for patient use. |  |  | 10/31/2019 | 10/31/2019
|  | WELCH ALLYN, INC. | WELCH ALLYN, INC. OTOSCOPE BASE |  | NOT KNOWN | VOORHEES SURGERY CENTER-HEM/ONC |  |  | excluded | 10/31/2019 |  |  |  |  | NO | NO |  |  |  |  | WELCH ALLYN, INC. 11182514 NOT KNOWN |  |  | Active |  |  |  | Equipment | PAAR:00-PVAR | 10/31/2019 | 10/31/2019 | COOPER AMBULATORY OFF-SITES |  |  | Exam #23 | WOT00000003443601 | MEGAN MCCAFFERTY | Performance Verification | Closed | Kirk Lis | 10/31/2019 | 10/31/2019 | Performance Verification for WELCH ALLYN, INC. 11182514 NOT KNOWN | Initial Install of Performance Verification. Device is ready for patient use. |  |  | 10/31/2019 | 10/31/2019
|  | WELCH ALLYN, INC. | WELCH ALLYN, INC. OTOSCOPE BASE |  | NOT KNOWN | VOORHEES SURGERY CENTER-HEM/ONC |  |  | excluded | 10/31/2019 |  |  |  |  | NO | NO |  |  |  |  | WELCH ALLYN, INC. 11182511 NOT KNOWN |  |  | Active |  |  |  | Equipment | PAAR:00-PVAR | 10/31/2019 | 10/31/2019 | COOPER AMBULATORY OFF-SITES |  |  | Exam #24 | WOT00000003443600 | MEGAN MCCAFFERTY | Performance Verification | Closed | Kirk Lis | 10/31/2019 | 10/31/2019 | CEID Record Completion for WELCH ALLYN, INC. 11182511 NOT KNOWN | Inventoried New Equipment. | EXP3670556 | Labor | 10/31/2019 | 10/31/2019 | Kenneth Krips
|  | WELCH ALLYN, INC. | WELCH ALLYN, INC. OTOSCOPE BASE |  | NOT KNOWN | VOORHEES SURGERY CENTER-HEM/ONC |  |  | excluded | 10/31/2019 |  |  |  |  | NO | NO |  |  |  |  | WELCH ALLYN, INC. 11182508 NOT KNOWN |  |  | Active |  |  |  | Equipment | PAAR:00-PVAR | 10/31/2019 | 10/31/2019 | COOPER AMBULATORY OFF-SITES |  |  | Exam #25 | WOT00000003443597 | MEGAN MCCAFFERTY | Performance Verification | Closed | Kirk Lis | 10/31/2019 | 10/31/2019 | Performance Verification for WELCH ALLYN, INC. 11182508 NOT KNOWN | Initial Install of Performance Verification. Device is ready for patient use. |  |  | 10/31/2019 | 10/31/2019
|  | WELCH ALLYN, INC. | WELCH ALLYN, INC. OTOSCOPE BASE |  | NOT KNOWN | VOORHEES SURGERY CENTER-HEM/ONC |  |  | excluded | 10/31/2019 |  |  |  |  | NO | NO |  |  |  |  | WELCH ALLYN, INC. 11182505 NOT KNOWN |  |  | Active |  |  |  | Equipment | PAAR:00-PVAR | 10/31/2019 | 10/31/2019 | COOPER AMBULATORY OFF-SITES |  |  | Exam #26 | WOT00000003443594 | MEGAN MCCAFFERTY | Performance Verification | Closed | Kirk Lis | 10/31/2019 | 10/31/2019 | Performance Verification for WELCH ALLYN, INC. 11182505 NOT KNOWN | Initial Install of Performance Verification. Device is ready for patient use. |  |  | 10/31/2019 | 10/31/2019
|  | WELCH ALLYN, INC. | WELCH ALLYN, INC. OTOSCOPE BASE |  | Not Known | COOPER CANCER CENTER-MULTIDISCIPLINARY CLINIC |  |  | excluded | 05/06/2015 |  |  |  |  | NO | NO |  |  |  |  | WELCH ALLYN, INC. 10360332 Not Known |  |  | Active |  | 99:99:99:99:99:99 |  | Equipment | PAAR:00-PVAR | 11/02/2019 |  | COOPER AMBULATORY OFF-SITES |  |  | MULTI DISC - C2211 |  | ROXANNE BERGER
|  | WELCH ALLYN, INC. | WELCH ALLYN, INC. OTOSCOPE BASE |  |  | COOPER CANCER CENTER-MULTIDISCIPLINARY CLINIC |  |  | excluded | 04/08/2015 |  |  |  |  | NO | NO |  |  |  |  | WELCH ALLYN, INC. 10360327 10360327 |  |  | Active |  | 99:99:99:99:99:99 |  | Equipment | PAAR:00-PVAR | 11/02/2019 |  | COOPER AMBULATORY OFF-SITES |  |  | MULTI DISC - C2205 |  | ROXANNE BERGER
|  | WELCH ALLYN, INC. | WELCH ALLYN, INC. OTOSCOPE BASE |  | Not Known | COOPER CANCER CENTER-MULTIDISCIPLINARY CLINIC |  |  | excluded | 03/01/2015 |  |  |  |  | NO | NO |  |  |  |  | WELCH ALLYN, INC. 10360324 Not Known |  |  | Active |  | 99:99:99:99:99:99 |  | Equipment | PAAR:00-PVAR | 11/01/2019 |  | COOPER AMBULATORY OFF-SITES |  |  | MULTI DISC - C2204 |  | ROXANNE BERGER
|  | WELCH ALLYN, INC. | WELCH ALLYN, INC. OTOSCOPE BASE |  | Not Known | COOPER CANCER CENTER-MULTIDISCIPLINARY CLINIC |  |  | excluded | 01/01/1900 |  |  |  |  | NO | NO |  |  |  |  | WELCH ALLYN, INC. 10357071 Not Known |  |  | Active |  | 99:99:99:99:99:99 |  | Equipment | PAAR:00-PVAR | 11/01/2019 |  | COOPER AMBULATORY OFF-SITES |  |  | Multi Disc - C2015 |  | ROXANNE BERGER
|  | WELCH ALLYN, INC. | WELCH ALLYN, INC. OTOSCOPE BASE |  | Not Known | COOPER CANCER CENTER-MULTIDISCIPLINARY CLINIC |  |  | excluded | 01/01/1900 |  |  |  |  | NO | NO |  |  |  |  | WELCH ALLYN, INC. 10357060 Not Known |  |  | Active |  | 99:99:99:99:99:99 |  | Equipment | PAAR:00-PVAR | 11/01/2019 |  | COOPER AMBULATORY OFF-SITES |  |  | Multi Disc - C2030 | WOT00000000559129 | ROXANNE BERGER | Repair | Closed | Richard Jolly | 02/23/2018 | 05/25/2018 | light out | power plug | EXP0193282 | Labor | 02/23/2018 | 02/23/2018 | Richard Jolly
|  | WELCH ALLYN, INC. | WELCH ALLYN, INC. OTOSCOPE BASE |  | Not Known | COOPER CANCER CENTER-MULTIDISCIPLINARY CLINIC |  |  | excluded | 01/01/1900 |  |  |  |  | NO | NO |  |  |  |  | WELCH ALLYN, INC. 10355360 Not Known |  |  | Active |  | 99:99:99:99:99:99 |  | Equipment | PAAR:00-PVAR | 11/01/2019 |  | COOPER AMBULATORY OFF-SITES |  |  | Multi Disc - C2029 |  | ROXANNE BERGER
|  | WELCH ALLYN, INC. | WELCH ALLYN, INC. OTOSCOPE BASE |  | Not Known | COOPER CANCER CENTER-MULTIDISCIPLINARY CLINIC |  |  | excluded | 01/01/1900 |  |  |  |  | NO | NO |  |  |  |  | WELCH ALLYN, INC. 10355338 Not Known |  |  | Active |  | 99:99:99:99:99:99 |  | Equipment | PAAR:00-PVAR | 11/02/2019 |  | COOPER AMBULATORY OFF-SITES |  |  | Multi Disc - C2045 |  | ROXANNE BERGER
|  | WELCH ALLYN, INC. | WELCH ALLYN, INC. PANOPTIC |  | Not Known | MAPLE SHADE-FAMILY MEDICINE |  |  | excluded | 01/01/1900 |  |  |  |  | NO | NO |  |  |  |  | WELCH ALLYN, INC. 10366179 Not Known |  |  | Active |  | 99:99:99:99:99:99 |  | Equipment | PAAR:00-PVAR | 11/02/2019 |  | COOPER AMBULATORY OFF-SITES |  |  | exam 4 |  | ANDREA GRAHAM
|  | WELCH ALLYN, INC. | WELCH ALLYN, INC. PANOPTIC |  | Not Known | MAPLE SHADE-FAMILY MEDICINE |  |  | excluded | 01/01/1900 |  |  |  |  | NO | NO |  |  |  |  | WELCH ALLYN, INC. 10366177 Not Known |  |  | Active |  | 99:99:99:99:99:99 |  | Equipment | PAAR:00-PVAR | 11/02/2019 |  | COOPER AMBULATORY OFF-SITES |  |  | exam 3 |  | ANDREA GRAHAM
|  | WELCH ALLYN, INC. | WELCH ALLYN, INC. PANOPTIC |  | Not Known | MOORESTOWN-PEDIATRICS |  |  | excluded | 01/01/1900 |  |  |  |  | NO | NO |  |  |  |  | WELCH ALLYN, INC. 10366151 Not Known |  |  | Active |  | 99:99:99:99:99:99 |  | Equipment | PAAR:00-PVAR | 11/01/2019 |  | COOPER AMBULATORY OFF-SITES |  |  | HALLWAY |  | MAUREEN OBRIEN
|  | WELCH ALLYN, INC. | WELCH ALLYN, INC. PRO3000 |  |  | 1050 KINGS HIGHWAY-MEDICINE |  |  |  | 12/10/2013 |  |  |  |  | NO | NO |  |  |  |  | WELCH ALLYN, INC. 10366054 1.0006668381e+011 |  |  | Active |  | 99:99:99:99:99:99 |  | Equipment | PAAR:00-PVAR | 11/02/2019 |  | COOPER AMBULATORY OFF-SITES |  |  | NURSES STATION |  | Leah Willis
|  | WELCH ALLYN, INC. | WELCH ALLYN, INC. PRO3000 |  | 14615K04889 | VOORHEES SURGERY CENTER-OPERATING ROOM |  |  |  | 10/31/2019 |  |  |  |  | NO | NO |  |  |  |  | WELCH ALLYN, INC. 30142212 14615K04889 |  |  | Active |  | 99:99:99:99:99:99 |  | Equipment | PAAR:00-PVAR | 10/31/2019 | 10/31/2019 | COOPER AMBULATORY OFF-SITES |  |  |  |  | JENNIFER BOMBARO |  |  |  | 10/31/2019 | 10/31/2019 |  |  |  |  | 10/31/2019 | 10/31/2019
|  | WELCH ALLYN, INC. | WELCH ALLYN, INC. PRO3000 |  | 31213K00391 | AUDUBON URGENT CARE |  |  |  | 10/31/2019 |  |  |  |  | NO | NO |  |  |  |  | WELCH ALLYN, INC. 30142134 31213K00391 |  |  | Active |  | 99:99:99:99:99:99 |  | Equipment | PAAR:00-PVAR | 10/31/2019 | 10/31/2019 | COOPER AMBULATORY OFF-SITES |  |  | WHITE HORSE PIKE |  | MELISSA PORTOBANCO |  |  |  | 10/31/2019 | 10/31/2019 |  |  |  |  | 10/31/2019 | 10/31/2019
|  | WELCH ALLYN, INC. | WELCH ALLYN, INC. PRO4000 BS |  | 6915K02177 | VOORHEES SURGERY CENTER-OPERATING ROOM |  |  |  | 10/31/2019 |  |  |  |  | NO | NO |  |  |  |  | WELCH ALLYN, INC. 30149667 6915K02177 |  |  | Active |  | 99:99:99:99:99:99 |  | Equipment | PAAR:00-PVAR | 10/31/2019 | 10/31/2019 | COOPER AMBULATORY OFF-SITES |  |  |  |  | JENNIFER BOMBARO |  |  |  | 10/31/2019 | 10/31/2019 |  |  |  |  | 10/31/2019 | 10/31/2019
|  | WELCH ALLYN, INC. | WELCH ALLYN, INC. PROPAQ ENCORE 202EL |  | DA026429 | BIOMEDICAL |  |  |  | 01/01/1900 |  |  |  |  | NO | NO |  |  |  |  | WELCH ALLYN, INC. 10369450 DA026429 |  |  | Disposition |  |  |  | Alarm | 1Y:00-MFG | 06/09/2016 | 12/01/2020 | COOPER UNIVERSITY HOSPITAL |  |  | CCL |  | Bonnie Aichroch
|  | WELCH ALLYN, INC. | WELCH ALLYN, INC. SOLARC |  |  | VOORHEES SURGERY CENTER-RADIATION/ONC |  |  |  | 01/01/1900 |  |  |  |  | NO | NO |  |  |  |  | WELCH ALLYN, INC. 10356818 106317 |  |  | Active |  | 99:99:99:99:99:99 |  | Equipment | PAAR:00-PVAR | 11/02/2019 |  | COOPER AMBULATORY OFF-SITES |  |  | EXAM 2 |  | COLLEEN TEGELER
|  | WELCH ALLYN, INC. | WELCH ALLYN, INC. SPOT VITAL SIGNS LXI SERIES |  |  | 3 COOPER - SURGERY DEPARTMENT |  |  |  | 11/24/2014 |  |  |  |  | NO | NO |  |  |  |  | WELCH ALLYN, INC. 10346948 201317367 |  |  | Disposition |  |  |  | Equipment | PAAR:00-PVAR | 11/02/2019 |  | COOPER AMBULATORY OFF-SITES |  |  | SUITE 403 - Nurses Station |  | ANNE MAIER
|  | WELCH ALLYN, INC. | WELCH ALLYN, INC. SPOT VITAL SIGNS LXI SERIES |  |  | VOORHEES SURGERY CENTER-HEM/ONC |  |  |  | 05/17/2010 |  |  |  |  | NO | NO |  |  |  |  | WELCH ALLYN, INC. 10344765 10161163 |  |  | Active |  | 99:99:99:99:99:99 |  | Equipment | PAAR:00-PVAR | 11/02/2019 |  | COOPER AMBULATORY OFF-SITES |  |  | SUITE M HEM/ONC | 0012165788 | MEGAN MCCAFFERTY | Repair | Closed | Kirk Lis | 09/18/2017 | 09/20/2017 | BP MACHINE - THE THERMOMETER IS NOT READING THE TEMP, SHOWING A CODE "E5.0" - VORRHEES ANDERSON SUITE M | 9/20/2017 4:20:46 PM KALIS (KALIS 9/20/2017 12:00 AM) TRACED ISSUE TO BAD PROBE UNIT REPLACED PROBE | 874D7141-303B-4CCF-891E-77B4E621E336 | Parts | 01/01/1900 | 01/01/1900 | Kirk Lis
|  | WELCH ALLYN, INC. | WELCH ALLYN, INC. SPOT VITAL SIGNS LXI SERIES |  |  | VOORHEES SURGERY CENTER-HEM/ONC |  |  |  | 01/01/1900 |  |  |  |  | NO | NO |  |  |  |  | WELCH ALLYN, INC. 10344754 200304040 |  |  | Active |  | 99:99:99:99:99:99 |  | Equipment | PAAR:00-PVAR | 11/02/2019 |  | COOPER AMBULATORY OFF-SITES |  |  | SUITE M |  | MEGAN MCCAFFERTY
|  | WELCH ALLYN, INC. | WELCH ALLYN, INC. SURE SIGHT 140 SERIES |  |  | MOORESTOWN-PEDIATRICS |  |  |  | 10/21/2013 |  |  |  |  | NO | NO |  |  |  |  | WELCH ALLYN, INC. 10349240 201400091 |  |  | Active |  | 99:99:99:99:99:99 |  | Equipment | PAAR:00-PVAR | 11/02/2019 |  | COOPER AMBULATORY OFF-SITES |  |  | SUITE 200 - LORRAINE LAND |  | MAUREEN OBRIEN
|  | WELCH ALLYN, INC. | WELCH ALLYN, INC. SURE SIGHT 140 SERIES |  |  | MOORESTOWN-PEDIATRICS |  |  |  | 10/21/2013 |  |  |  |  | NO | NO |  |  |  |  | WELCH ALLYN, INC. 10349239 201420037 |  |  | Active |  | 99:99:99:99:99:99 |  | Equipment | PAAR:00-PVAR | 11/02/2019 |  | COOPER AMBULATORY OFF-SITES |  |  | SUITE 200 - LORRAINE LAND Close |  | MAUREEN OBRIEN
|  | WELCH ALLYN, INC. | WELCH ALLYN, INC. SURETEMP |  | (21) 18349043 | CHERRY HILL BONE AND JOINT |  |  | excluded | 10/31/2019 |  |  |  |  | NO | NO |  |  |  |  | WELCH ALLYN, INC. 11239311 (21) 18349043 |  |  | Active |  | 99:99:99:99:99:99 |  | Equipment | PAAR:00-PVAR | 10/31/2019 | 10/31/2019 | COOPER AMBULATORY OFF-SITES |  |  | Performance Verification | WOT00000001944931 | CASSANDRA RIVERA | Performance Verification | Closed | Kirk Lis | 10/31/2019 | 10/31/2019 | CEID Record Completion for WELCH ALLYN, INC. 11239311 (21) 18349043 | INVENTORIED NEW EQUIPMENT | EXP1993882 | Labor | 10/31/2019 | 10/31/2019 | Kirk Lis
|  | WELCH ALLYN, INC. | WELCH ALLYN, INC. SURETEMP |  | (21)18012094 | COOPER CANCER-- EGG HARBOR |  |  | excluded | 10/31/2019 |  |  |  |  | NO | NO |  |  |  |  | WELCH ALLYN, INC. 11221808 (21)18012094 |  |  | Active |  |  |  | Equipment | PAAR:00-PVAR | 10/31/2019 | 10/31/2019 | COOPER AMBULATORY OFF-SITES |  |  | Exam 4 | WOT00000003242560 | VIOLET YACOVELLI | Performance Verification | Closed | Josh Harris | 10/31/2019 | 10/31/2019 | Performance Verification for WELCH ALLYN, INC. 11221808 (21)18012094 | Initial Install of Performance Verification. Device is ready for patient use. |  |  | 10/31/2019 | 10/31/2019
|  | WELCH ALLYN, INC. | WELCH ALLYN, INC. SURETEMP |  | (21)17427180 | COOPER CANCER-- EGG HARBOR |  |  | excluded | 10/31/2019 |  |  |  |  | NO | NO |  |  |  |  | WELCH ALLYN, INC. 11221806 (21)17427180 |  |  | Active |  |  |  | Equipment | PAAR:00-PVAR | 10/31/2019 | 10/31/2019 | COOPER AMBULATORY OFF-SITES |  |  | Exam 4 | WOT00000003242563 | VIOLET YACOVELLI | Performance Verification | Closed | Josh Harris | 10/31/2019 | 10/31/2019 | Performance Verification for WELCH ALLYN, INC. 11221806 (21)17427180 | Initial Install of Performance Verification. Device is ready for patient use. |  |  | 10/31/2019 | 10/31/2019
|  | WELCH ALLYN, INC. | WELCH ALLYN, INC. SURETEMP |  | (21)17427163 | COOPER CANCER-- EGG HARBOR |  |  | excluded | 10/31/2019 |  |  |  |  | NO | NO |  |  |  |  | WELCH ALLYN, INC. 11221804 (21)17427163 |  |  | Active |  |  |  | Equipment | PAAR:00-PVAR | 10/31/2019 | 10/31/2019 | COOPER AMBULATORY OFF-SITES |  |  | Exam 4 | WOT00000003242566 | VIOLET YACOVELLI | Performance Verification | Closed | Josh Harris | 10/31/2019 | 10/31/2019 | Performance Verification for WELCH ALLYN, INC. 11221804 (21)17427163 | Initial Install of Performance Verification. Device is ready for patient use. |  |  | 10/31/2019 | 10/31/2019
|  | WELCH ALLYN, INC. | WELCH ALLYN, INC. SURETEMP |  | (21)17497329 | COOPER CANCER-- EGG HARBOR |  |  | excluded | 10/31/2019 |  |  |  |  | NO | NO |  |  |  |  | WELCH ALLYN, INC. 11221802 (21)17497329 |  |  | Active |  |  |  | Equipment | PAAR:00-PVAR | 10/31/2019 | 10/31/2019 | COOPER AMBULATORY OFF-SITES |  |  | Exam 4 | WOT00000003242568 | VIOLET YACOVELLI | Performance Verification | Closed | Josh Harris | 10/31/2019 | 10/31/2019 | Performance Verification for WELCH ALLYN, INC. 11221802 (21)17497329 | Initial Install of Performance Verification. Device is ready for patient use. |  |  | 10/31/2019 | 10/31/2019
|  | WELCH ALLYN, INC. | WELCH ALLYN, INC. SURETEMP |  |  | PULMONARY LAB |  |  | excluded | 01/01/1900 |  |  |  |  | NO | NO |  |  |  |  | WELCH ALLYN, INC. 10369576 12403204 |  |  | Active |  | 99:99:99:99:99:99 |  | Equipment | PAAR:00-PVAR | 11/02/2019 |  | COOPER UNIVERSITY HOSPITAL |  |  | Suite 311 - Moves | WOT00000000509348 | KATHY LOFLAND | Disposition | Closed | Michael Youch | 02/08/2018 | 05/13/2019 | Bulk Disposition CNL
|  | WELCH ALLYN, INC. | WELCH ALLYN, INC. SURETEMP |  |  | PAVILION 8 |  |  | excluded | 10/31/2019 |  |  |  |  | NO | NO |  |  |  |  | WELCH ALLYN, INC. 30438068 19264944 |  |  | Active |  |  |  | Equipment | PAAR:00-PVAR | 10/31/2019 | 10/31/2019 | COOPER UNIVERSITY HOSPITAL |  |  |  | WOT00000003186002 | BRIAN OSHAUGHNESSY | Performance Verification | Completed | Gene Amodei | 10/31/2019 | 10/31/2019 | Performance Verification for WELCH ALLYN, INC. 30438068 19264944 | Initial Install of Performance Verification. Device is ready for patient use. |  |  | 10/31/2019 | 10/31/2019
|  | WELCH ALLYN, INC. | WELCH ALLYN, INC. SURETEMP |  |  | PAVILION 8 |  |  | excluded | 10/31/2019 |  |  |  |  | NO | NO |  |  |  |  | WELCH ALLYN, INC. 30438067 19264936 |  |  | Active |  |  |  | Equipment | PAAR:00-PVAR | 10/31/2019 | 10/31/2019 | COOPER UNIVERSITY HOSPITAL |  |  | PAVILION 8 | WOT00000003185959 | BRIAN OSHAUGHNESSY | Performance Verification | Closed | Josh Harris | 10/31/2019 | 10/31/2019 | CEID Record Completion for WELCH ALLYN, INC. 30438067 19264936 | Inventoried unit. | EXP3389585 | Labor | 10/31/2019 | 10/31/2019 | Josh Harris
|  | WELCH ALLYN, INC. | WELCH ALLYN, INC. SURETEMP |  |  | PAVILION 8 |  |  | excluded | 10/31/2019 |  |  |  |  | NO | NO |  |  |  |  | WELCH ALLYN, INC. 30438066 19264949 |  |  | Active |  |  |  | Equipment | PAAR:00-PVAR | 10/31/2019 | 10/31/2019 | COOPER UNIVERSITY HOSPITAL |  |  | PAVILION 8 | WOT00000003185915 | BRIAN OSHAUGHNESSY | Performance Verification | Closed | Gene Amodei | 10/31/2019 | 10/31/2019 | Performance Verification for WELCH ALLYN, INC. 30438066 19264949 | Initial Install of Performance Verification. Device is ready for patient use. |  |  | 10/31/2019 | 10/31/2019
|  | WELCH ALLYN, INC. | WELCH ALLYN, INC. SURETEMP |  |  | MAPLE SHADE-FAMILY MEDICINE |  |  | excluded | 01/01/1900 |  |  |  |  | NO | NO |  |  |  |  | WELCH ALLYN, INC. 10366178 14240020 |  |  | Active |  | 99:99:99:99:99:99 |  | Equipment | PAAR:00-PVAR | 11/02/2019 |  | COOPER AMBULATORY OFF-SITES |  |  | MOVES |  | ANDREA GRAHAM
|  | WELCH ALLYN, INC. | WELCH ALLYN, INC. SURETEMP |  |  | 1050 KINGS HIGHWAY-MEDICINE |  |  | excluded | 01/01/1900 |  |  |  |  | NO | NO |  |  |  |  | WELCH ALLYN, INC. 10366062 03422191 |  |  | Active |  | 99:99:99:99:99:99 |  | Equipment | PAAR:00-PVAR | 11/02/2019 |  | COOPER AMBULATORY OFF-SITES |  |  | Exam 7 |  | Leah Willis
|  | WELCH ALLYN, INC. | WELCH ALLYN, INC. SURETEMP |  | 03158292A | WOODLYNNE FAMILY MEDICINE |  |  | excluded | 01/01/2000 |  |  |  |  | NO | NO |  |  |  |  | WELCH ALLYN, INC. 10365742 03158292A |  |  | Active |  | 99:99:99:99:99:99 |  | Equipment | PAAR:00-PVAR | 11/02/2019 |  | COOPER AMBULATORY OFF-SITES |  |  | WOODLYNNE |  | SHEILA HERNANDEZ
|  | WELCH ALLYN, INC. | WELCH ALLYN, INC. SURETEMP |  | 03160096A | WOODLYNNE FAMILY MEDICINE |  |  | excluded | 01/01/2000 |  |  |  |  | NO | NO |  |  |  |  | WELCH ALLYN, INC. 10365739 03160096A |  |  | Active |  | 99:99:99:99:99:99 |  | Equipment | PAAR:00-PVAR | 11/02/2019 |  | COOPER AMBULATORY OFF-SITES |  |  | WOODLYNNE |  | SHEILA HERNANDEZ
|  | WELCH ALLYN, INC. | WELCH ALLYN, INC. SURETEMP |  | 03160093A | WOODLYNNE FAMILY MEDICINE |  |  | excluded | 01/01/2000 |  |  |  |  | NO | NO |  |  |  |  | WELCH ALLYN, INC. 10365736 03160093A |  |  | Active |  | 99:99:99:99:99:99 |  | Equipment | PAAR:00-PVAR | 11/02/2019 |  | COOPER AMBULATORY OFF-SITES |  |  | WOODLYNNE |  | SHEILA HERNANDEZ
|  | WELCH ALLYN, INC. | WELCH ALLYN, INC. SURETEMP |  | 03160084A | WOODLYNNE FAMILY MEDICINE |  |  | excluded | 01/01/2000 |  |  |  |  | NO | NO |  |  |  |  | WELCH ALLYN, INC. 10365732 03160084A |  |  | Active |  | 99:99:99:99:99:99 |  | Equipment | PAAR:00-PVAR | 11/02/2019 |  | COOPER AMBULATORY OFF-SITES |  |  | WOODLYNNE |  | SHEILA HERNANDEZ
|  | WELCH ALLYN, INC. | WELCH ALLYN, INC. SURETEMP |  |  | KELEMEN N10 |  |  | excluded | 11/02/2019 |  |  |  |  | NO | NO |  |  |  |  | WELCH ALLYN, INC. 30225181 14120496 |  |  | Active |  | 99:99:99:99:99:99 |  | Equipment | PAAR:00-PVAR | 11/02/2019 | 11/02/2019 | COOPER UNIVERSITY HOSPITAL |  |  | MEDSURG - 10TH |  | Lisa Brooks |  |  |  | 11/02/2019 | 11/02/2019 |  |  |  |  | 11/02/2019 | 11/02/2019
|  | WELCH ALLYN, INC. | WELCH ALLYN, INC. SURETEMP |  | Not Known | COOPER CANCER CENTER-MULTIDISCIPLINARY CLINIC |  |  | excluded | 05/06/2015 |  |  |  |  | NO | NO |  |  |  |  | WELCH ALLYN, INC. 10360333 Not Known |  |  | Active |  | 99:99:99:99:99:99 |  | Equipment | PAAR:00-PVAR | 11/01/2019 |  | COOPER AMBULATORY OFF-SITES |  |  | MULTI DISC - MOVES |  | ROXANNE BERGER
|  | WELCH ALLYN, INC. | WELCH ALLYN, INC. SURETEMP |  |  | COOPER CANCER CENTER-MULTIDISCIPLINARY CLINIC |  |  | excluded | 05/05/2015 |  |  |  |  | NO | NO |  |  |  |  | WELCH ALLYN, INC. 10360326 15012365 |  |  | Active |  | 99:99:99:99:99:99 |  | Equipment | PAAR:00-PVAR | 11/01/2019 |  | COOPER AMBULATORY OFF-SITES |  |  | MULTI DISC - MOVES |  | ROXANNE BERGER
|  | WELCH ALLYN, INC. | WELCH ALLYN, INC. SURETEMP |  |  | COOPER CANCER CENTER-MULTIDISCIPLINARY CLINIC |  |  | excluded | 05/05/2015 |  |  |  |  | NO | NO |  |  |  |  | WELCH ALLYN, INC. 10360320 15010616 |  |  | Active |  | 99:99:99:99:99:99 |  | Equipment | PAAR:00-PVAR | 11/02/2019 |  | COOPER AMBULATORY OFF-SITES |  |  | MULTI DISC - MOVES |  | ROXANNE BERGER
|  | WELCH ALLYN, INC. | WELCH ALLYN, INC. SURETEMP |  |  | COOPER CANCER CENTER-MULTIDISCIPLINARY CLINIC |  |  | excluded | 01/01/2012 |  |  |  |  | NO | NO |  |  |  |  | WELCH ALLYN, INC. 10355328 06315514 |  |  | Active |  | 99:99:99:99:99:99 |  | Equipment | PAAR:00-PVAR | 11/02/2019 |  | COOPER AMBULATORY OFF-SITES |  |  | MULTI DISC - MOVES |  | ROXANNE BERGER
|  | WELCH ALLYN, INC. | WELCH ALLYN, INC. SURETEMP |  |  | NEURO/ORTHO/MEDSURG/7 PAV |  |  | excluded | 11/02/2019 |  |  |  |  | NO | NO |  |  |  |  | WELCH ALLYN, INC. 30144028 14093479 |  |  | Active |  | 99:99:99:99:99:99 |  | Equipment | PAAR:00-PVAR | 11/02/2019 | 11/02/2019 | COOPER UNIVERSITY HOSPITAL |  |  | Pav 6 |  | Pam Young |  |  |  | 11/02/2019 | 11/02/2019 |  |  |  |  | 11/02/2019 | 11/02/2019
|  | WELCH ALLYN, INC. | WELCH ALLYN, INC. SURETEMP |  |  | MED/SURG 6 PAVILION |  |  | excluded | 11/02/2019 |  |  |  |  | NO | NO |  |  |  |  | WELCH ALLYN, INC. 30144027 14093425 |  |  | Active |  | 99:99:99:99:99:99 |  | Equipment | PAAR:00-PVAR | 11/02/2019 | 11/02/2019 | COOPER UNIVERSITY HOSPITAL |  |  | PAV6 |  | BRIAN OSHAUGHNESSY |  |  |  | 11/02/2019 | 11/02/2019 |  |  |  |  | 11/02/2019 | 11/02/2019
|  | WELCH ALLYN, INC. | WELCH ALLYN, INC. SURETEMP |  |  | MED/SURG 6 PAVILION |  |  | excluded | 11/02/2019 |  |  |  |  | NO | NO |  |  |  |  | WELCH ALLYN, INC. 30144026 08331529 |  |  | Active |  | 99:99:99:99:99:99 |  | Equipment | PAAR:00-PVAR | 11/02/2019 | 11/02/2019 | COOPER UNIVERSITY HOSPITAL |  |  | HALLWALL |  | BRIAN OSHAUGHNESSY |  |  |  | 11/02/2019 | 11/02/2019 |  |  |  |  | 11/02/2019 | 11/02/2019
|  | WELCH ALLYN, INC. | WELCH ALLYN, INC. SURETEMP |  |  | 3 COOPER-EARLY INTERVENTION PROGRAM |  |  | excluded | 01/01/2001 |  |  |  |  | NO | NO |  |  |  |  | WELCH ALLYN, INC. 10346780 04084324 |  |  | Active |  | 99:99:99:99:99:99 |  | Equipment | PAAR:00-PVAR | 11/02/2019 |  | COOPER AMBULATORY OFF-SITES |  |  | SUITE 513 - MOVES |  | Sue Cooper
|  | WELCH ALLYN, INC. | WELCH ALLYN, INC. SURETEMP |  |  | 3 COOPER-EARLY INTERVENTION PROGRAM |  |  |  | 01/01/2001 |  |  |  |  | NO | NO |  |  |  |  | WELCH ALLYN, INC. 10346770 03493844 |  |  | Disposition |  |  |  | Equipment | PAAR:00-PVAR | 11/01/2019 |  | COOPER AMBULATORY OFF-SITES |  |  | SUITE 513 - MOVES |  | Sue Cooper
|  | WELCH ALLYN, INC. | WELCH ALLYN, INC. SURETEMP + 692 |  |  | MT. LAUREL-FAMILY MEDICINE |  |  | excluded | 10/31/2019 |  |  |  |  | NO | NO |  |  |  |  | WELCH ALLYN, INC. 3014117 15421411 |  |  | Active |  | 99:99:99:99:99:99 |  | Equipment | PAAR:00-PVAR | 10/31/2019 | 10/31/2019 | COOPER AMBULATORY OFF-SITES |  |  | 3820 CHURCH ROAD |  | SUE MAKO |  |  |  | 10/31/2019 | 10/31/2019 |  |  |  |  | 10/31/2019 | 10/31/2019
|  | WELCH ALLYN, INC. | WELCH ALLYN, INC. SURETEMP + 692 |  |  | 3 COOPER - SURGERY DEPARTMENT |  |  |  | 10/16/2019 |  |  |  |  | NO | NO |  |  |  |  | WELCH ALLYN, INC. 30126223 13232425 |  |  | Disposition |  | 99:99:99:99:99:99 |  | Equipment | PAAR:00-PVAR | 10/16/2019 | 10/16/2019 | COOPER AMBULATORY OFF-SITES |  |  | Disposition |  | ANNE MAIER |  |  |  | 10/16/2019 | 10/16/2019 |  |  |  |  | 10/16/2019 | 10/16/2019
|  | WELCH ALLYN, INC. | WELCH ALLYN, INC. SURETEMP + 692 |  |  | RIPPA CENTER-OB/GYN |  |  | excluded | 11/02/2019 |  |  |  |  | NO | NO |  |  |  |  | WELCH ALLYN, INC. 30071417 10103110 |  |  | Active |  | 99:99:99:99:99:99 |  | Equipment | PAAR:00-PVAR | 11/02/2019 | 11/02/2019 | COOPER AMBULATORY OFF-SITES |  |  | OB/GYN NURSES STAT |  | PATRICIA HUFF |  |  |  | 11/02/2019 | 11/02/2019 |  |  |  |  | 11/02/2019 | 11/02/2019
|  | WELCH ALLYN, INC. | WELCH ALLYN, INC. SURETEMP + 692 |  |  | LABOR & DELIVERY |  |  | excluded | 11/02/2019 |  |  |  |  | NO | NO |  |  |  |  | WELCH ALLYN, INC. 22735 11040514 |  |  | Active |  | 99:99:99:99:99:99 |  | Equipment | PAAR:00-PVAR | 11/02/2019 | 11/02/2019 | COOPER UNIVERSITY HOSPITAL |  |  | L&D OR |  | JOANNA HORST |  |  |  | 11/02/2019 | 11/02/2019 |  |  |  |  | 11/02/2019 | 11/02/2019
|  | WELCH ALLYN, INC. | WELCH ALLYN, INC. SURETEMP + 692 |  | 21. 18300972 | INTENSIVE CARE UNIT |  |  | excluded | 10/31/2019 |  |  |  |  | NO | NO |  |  |  |  | WELCH ALLYN, INC. 11222151 21. 18300972 |  |  | Active |  | 99:99:99:99:99:99 |  | Equipment | PAAR:00-PVAR | 10/31/2019 | 10/31/2019 | COOPER UNIVERSITY HOSPITAL |  |  |  | WOT00000001571301 | CAROLYN RUMELL | Performance Verification | Closed | Richard Jolly | 10/31/2019 | 10/31/2019 | Performance Verification for WELCH ALLYN, INC. 11222151 21. 18300972 | Initial Install of Performance Verification. Device is ready for patient use. |  |  | 10/31/2019 | 10/31/2019
|  | WELCH ALLYN, INC. | WELCH ALLYN, INC. SURETEMP + 692 |  | 21 18298439 | INTENSIVE CARE UNIT |  |  | excluded | 10/31/2019 |  |  |  |  | NO | NO |  |  |  |  | WELCH ALLYN, INC. 11222150 21 18298439 |  |  | Active |  | 99:99:99:99:99:99 |  | Equipment | PAAR:00-PVAR | 10/31/2019 | 10/31/2019 | COOPER UNIVERSITY HOSPITAL |  |  | icu p4 | WOT00000001571290 | CAROLYN RUMELL | Performance Verification | Closed | Richard Jolly | 10/31/2019 | 10/31/2019 | Performance Verification for WELCH ALLYN, INC. 11222150 21 18298439 | Initial Install of Performance Verification. Device is ready for patient use. |  |  | 10/31/2019 | 10/31/2019
|  | WELCH ALLYN, INC. | WELCH ALLYN, INC. SURETEMP + 692 |  | 21 18300971 | INTENSIVE CARE UNIT |  |  | excluded | 10/31/2019 |  |  |  |  | NO | NO |  |  |  |  | WELCH ALLYN, INC. 11222149 21 18300971 |  |  | Active |  | 99:99:99:99:99:99 |  | Equipment | PAAR:00-PVAR | 10/31/2019 | 10/31/2019 | COOPER UNIVERSITY HOSPITAL |  |  | icu p4 | WOT00000001571272 | CAROLYN RUMELL | Performance Verification | Closed | Richard Jolly | 10/31/2019 | 10/31/2019 | Performance Verification for WELCH ALLYN, INC. 11222149 21 18300971 | Initial Install of Performance Verification. Device is ready for patient use. |  |  | 10/31/2019 | 10/31/2019
|  | WELCH ALLYN, INC. | WELCH ALLYN, INC. SURETEMP + 692 |  | 21 18037067 | SAME DAY PACU-2ND FL PAVILION |  |  | excluded | 10/31/2019 |  |  |  |  | NO | NO |  |  |  |  | WELCH ALLYN, INC. 11222021 21 18037067 |  |  | Active |  | 99:99:99:99:99:99 |  | Equipment | PAAR:00-PVAR | 10/31/2019 | 10/31/2019 | COOPER UNIVERSITY HOSPITAL |  |  | Performance Verification | WOT00000000654549 | Lisa Geoghegan | Performance Verification | Closed | Richard Jolly | 10/31/2019 | 10/31/2019 | Performance Verification for WELCH ALLYN, INC. 11222021 21 18037067 | Initial Install of Performance Verification. Device is ready for patient use. |  |  | 10/31/2019 | 10/31/2019
|  | WELCH ALLYN, INC. | WELCH ALLYN, INC. SURETEMP + 692 |  | 21 18037084 | SAME DAY PACU-2ND FL PAVILION |  |  | excluded | 10/31/2019 |  |  |  |  | NO | NO |  |  |  |  | WELCH ALLYN, INC. 11222020 21 18037084 |  |  | Active |  | 99:99:99:99:99:99 |  | Equipment | PAAR:00-PVAR | 10/31/2019 | 10/31/2019 | COOPER UNIVERSITY HOSPITAL |  |  | Performance Verification | WOT00000000654517 | Lisa Geoghegan | Performance Verification | Closed | Richard Jolly | 10/31/2019 | 10/31/2019 | Performance Verification for WELCH ALLYN, INC. 11222020 21 18037084 | Initial Install of Performance Verification. Device is ready for patient use. |  |  | 10/31/2019 | 10/31/2019
|  | WELCH ALLYN, INC. | WELCH ALLYN, INC. SURETEMP + 692 |  | 21 18037137 | SAME DAY PACU-2ND FL PAVILION |  |  | excluded | 10/31/2019 |  |  |  |  | NO | NO |  |  |  |  | WELCH ALLYN, INC. 11222019 21 18037137 |  |  | Active |  | 99:99:99:99:99:99 |  | Equipment | PAAR:00-PVAR | 10/31/2019 | 10/31/2019 | COOPER UNIVERSITY HOSPITAL |  |  | Performance Verification | WOT00000000654499 | Lisa Geoghegan | Performance Verification | Closed | Richard Jolly | 10/31/2019 | 10/31/2019 | Performance Verification for WELCH ALLYN, INC. 11222019 21 18037137 | Initial Install of Performance Verification. Device is ready for patient use. |  |  | 10/31/2019 | 10/31/2019
|  | WELCH ALLYN, INC. | WELCH ALLYN, INC. SURETEMP + 692 |  |  | LABOR & DELIVERY |  |  | excluded | 10/31/2019 |  |  |  |  | NO | NO |  |  |  |  | WELCH ALLYN, INC. 11207525 11021998 |  |  | Active |  | 99:99:99:99:99:99 |  | Equipment | PAAR:00-PVAR | 10/31/2019 | 10/31/2019 | COOPER UNIVERSITY HOSPITAL |  |  | Performance Verification | WOT00000001295152 | JOANNA HORST | Performance Verification | Closed | Gene Amodei | 10/31/2019 | 10/31/2019 | Performance Verification for WELCH ALLYN, INC. 11207525 11021998 | Initial Install of Performance Verification. Device is ready for patient use. |  |  | 10/31/2019 | 10/31/2019
|  | WELCH ALLYN, INC. | WELCH ALLYN, INC. SURETEMP + 692 |  |  | PEDIATRIC INTENSIVE CARE UNIT |  |  | excluded | 04/27/2018 |  |  |  |  | NO | NO |  |  |  |  | WELCH ALLYN, INC. 10752540 18040653 |  |  | Active |  | 99:99:99:99:99:99 |  | Equipment | PAAR:00-PVAR | 10/31/2019 |  | COOPER UNIVERSITY HOSPITAL |  |  | PICU Kel 6 | WOT00000000828080 | Susan Cannon | Performance Verification | Closed | Gene Amodei | 04/27/2018 | 06/06/2019 | Performance Verification for WELCH ALLYN, INC. 10752540 18040653 | Initial Install of Performance Verification. Device is ready for patient use.
|  | WELCH ALLYN, INC. | WELCH ALLYN, INC. SURETEMP + 692 |  |  | PEDIATRIC INTENSIVE CARE UNIT |  |  | excluded | 05/04/2018 |  |  |  |  | NO | NO |  |  |  |  | WELCH ALLYN, INC. 10752542 18040647 |  |  | Active |  | 99:99:99:99:99:99 |  | Equipment | PAAR:00-PVAR | 10/31/2019 |  | COOPER UNIVERSITY HOSPITAL |  |  |  | WOT00000000828106 | Susan Cannon | Performance Verification | Closed | Gene Amodei | 04/27/2018 | 07/30/2018 | Performance Verification for WELCH ALLYN, INC. 10752542 18040647 | Initial Install of Performance Verification. Device is ready for patient use.
|  | WELCH ALLYN, INC. | WELCH ALLYN, INC. SURETEMP + 692 |  |  | PEDIATRIC INTENSIVE CARE UNIT |  |  | excluded | 04/26/2018 |  |  |  |  | NO | NO |  |  |  |  | WELCH ALLYN, INC. 10752543 18040519 |  |  | Active |  | 99:99:99:99:99:99 |  | Equipment | PAAR:00-PVAR | 10/31/2019 |  | COOPER UNIVERSITY HOSPITAL |  |  | PICU Kel 6N | WOT00000000828112 | Susan Cannon | Performance Verification | Closed | Gene Amodei | 04/27/2018 | 07/30/2018 | Performance Verification for WELCH ALLYN, INC. 10752543 18040519 | Initial Install of Performance Verification. Device is ready for patient use.
|  | WELCH ALLYN, INC. | WELCH ALLYN, INC. SURETEMP + 692 |  |  | PEDIATRIC INTENSIVE CARE UNIT |  |  | excluded | 04/27/2018 |  |  |  |  | NO | NO |  |  |  |  | WELCH ALLYN, INC. 10752541 18040675 |  |  | Active |  | 99:99:99:99:99:99 |  | Equipment | PAAR:00-PVAR | 10/31/2019 |  | COOPER UNIVERSITY HOSPITAL |  |  | Picu Kel 6 | WOT00000000828100 | Susan Cannon | Performance Verification | Closed | Gene Amodei | 04/27/2018 | 06/12/2019 | Performance Verification for WELCH ALLYN, INC. 10752541 18040675 | Initial Install of Performance Verification. Device is ready for patient use.
|  | WELCH ALLYN, INC. | WELCH ALLYN, INC. SURETEMP + 692 |  |  | PEDIATRIC INTENSIVE CARE UNIT |  |  | excluded | 03/30/2018 |  |  |  |  | NO | NO |  |  |  |  | WELCH ALLYN, INC. 10752539 18041762 |  |  | Active |  | 99:99:99:99:99:99 |  | Equipment | PAAR:00-PVAR | 10/31/2019 |  | COOPER UNIVERSITY HOSPITAL |  |  |  | WOT00000000762900 | Susan Cannon | Performance Verification | Closed | Gene Amodei | 04/04/2018 | 07/30/2018 | Performance Verification for WELCH ALLYN, INC. 10752539 18041762 | Initial Install of Performance Verification. Device is ready for patient use.
|  | WELCH ALLYN, INC. | WELCH ALLYN, INC. SURETEMP + 692 |  |  | PEDIATRIC INTENSIVE CARE UNIT |  |  | excluded | 03/29/2018 |  |  |  |  | NO | NO |  |  |  |  | WELCH ALLYN, INC. 10752538 18040514 |  |  | Active |  | 99:99:99:99:99:99 |  | Equipment | PAAR:00-PVAR | 10/31/2019 |  | COOPER UNIVERSITY HOSPITAL |  |  | Kel 6 | WOT00000000563826 | Susan Cannon | Service Request | Closed | Gene Amodei | 02/28/2018 | 10/28/2018 | thermometer (4) - safety check and tag | inventoried 4 units | EXP0572157 | Labor | 02/28/2018 | 02/28/2018 | Gene Amodei
|  | WELCH ALLYN, INC. | WELCH ALLYN, INC. SURETEMP + 692 |  |  | PEDIATRIC INTENSIVE CARE UNIT |  |  | excluded | 04/02/2018 |  |  |  |  | NO | NO |  |  |  |  | WELCH ALLYN, INC. 10752537 18051755 |  |  | Active |  | 99:99:99:99:99:99 |  | Equipment | PAAR:00-PVAR | 10/31/2019 |  | COOPER UNIVERSITY HOSPITAL |  |  | kel 6 | WOT00000000760584 | Susan Cannon | Performance Verification | Closed | Gene Amodei | 04/03/2018 | 07/30/2018 | Performance Verification for WELCH ALLYN, INC. 10752537 18051755 | Initial Install of Performance Verification. Device is ready for patient use.
|  | WELCH ALLYN, INC. | WELCH ALLYN, INC. SURETEMP + 692 |  |  | PEDIATRIC INTENSIVE CARE UNIT |  |  | excluded | 03/26/2018 |  |  |  |  | NO | NO |  |  |  |  | WELCH ALLYN, INC. 10732447 17373698 |  |  | Active |  | 99:99:99:99:99:99 |  | Equipment | PAAR:00-PVAR | 10/31/2019 |  | COOPER UNIVERSITY HOSPITAL |  |  | PICU N6 Kel | WOT00000000826277 | Susan Cannon | Performance Verification | Closed | Gene Amodei | 04/26/2018 | 07/30/2018 | Performance Verification for WELCH ALLYN, INC. 10732447 17373698 | Initial Install of Performance Verification. Device is ready for patient use.
|  | WELCH ALLYN, INC. | WELCH ALLYN, INC. SURETEMP + 692 |  |  | PEDIATRIC INTENSIVE CARE UNIT |  |  | excluded | 03/27/2018 |  |  |  |  | NO | NO |  |  |  |  | WELCH ALLYN, INC. 10732445 17373683 |  |  | Active |  | 99:99:99:99:99:99 |  | Equipment | PAAR:00-PVAR | 10/31/2019 |  | COOPER UNIVERSITY HOSPITAL |  |  | Picu N6 Kel | WOT00000000824878 | Susan Cannon | Performance Verification | Closed | Gene Amodei | 04/26/2018 | 06/06/2019 | Performance Verification for WELCH ALLYN, INC. 10732445 17373683 | Initial Install of Performance Verification. Device is ready for patient use.
|  | WELCH ALLYN, INC. | WELCH ALLYN, INC. SURETEMP + 692 |  |  | WILLINGBORO COOPER UNIVERSITY PHYSICIANS |  |  | excluded | 03/16/2010 |  |  |  |  | NO | NO |  |  |  |  | WELCH ALLYN, INC. 10732225 09500157 |  |  | Active |  | 99:99:99:99:99:99 |  | Equipment | PAAR:00-PVAR | 11/02/2019 |  | COOPER AMBULATORY OFF-SITES |  |  | INT MED NURSE STAT 138 |  | PATTY LEWIS
|  | WELCH ALLYN, INC. | WELCH ALLYN, INC. SURETEMP + 692 |  |  | VOORHEES INTERNAL MEDICINE |  |  | excluded | 09/14/2017 |  |  |  |  | NO | NO |  |  |  |  | WELCH ALLYN, INC. 10732143 17305802 |  |  | Active |  | 99:99:99:99:99:99 |  | Equipment | PAAR:00-PVAR | 10/31/2019 |  | COOPER AMBULATORY OFF-SITES |  |  |  | 0012501234 | JENNY BETLER | Preventative Maintenance | Closed | Josh Harris | 12/12/2017 | 12/12/2017 | PERFORMANCE ASSURANCE AT INVENTORY | INVENTORIED DEVICE AND ENSURED DEVICE WAS FUNCTIONING PROPERLY. | 274C8ADC-C514-4CDA-9A8A-12AF1EEC1EAC | Labor | 09/14/2017 | 09/14/2017 | Kirk Lis
|  | WELCH ALLYN, INC. | WELCH ALLYN, INC. SURETEMP + 692 |  |  | BURLINGTON OUTPATIENT PEDIATRICS |  |  | excluded | 08/10/2017 |  |  |  |  | NO | NO |  |  |  |  | WELCH ALLYN, INC. 10732138 15422805 |  |  | Active |  | 99:99:99:99:99:99 |  | Equipment | PAAR:00-PVAR | 10/31/2019 |  | COOPER AMBULATORY OFF-SITES |  |  |  | 0012141910 | CHARMAINE RHETT | Performance Verification | Closed | Kirk Lis | 09/07/2017 | 09/07/2017 | INCOMING INVENTORY | DEVICE INVENTORIED | 2B34C7A5-DCF4-484D-A0FD-78410510A3E0 | Labor | 09/07/2017 | 09/07/2017 | Bonnie Aichroth
|  | WELCH ALLYN, INC. | WELCH ALLYN, INC. SURETEMP + 692 |  |  | MOTHER INFANT UNIT |  |  | excluded | 01/17/2017 |  |  |  |  | NO | NO |  |  |  |  | WELCH ALLYN, INC. 10649999 16292252 |  |  | Active |  | 99:99:99:99:99:99 |  | Equipment | PAAR:00-PVAR | 10/31/2019 |  | COOPER UNIVERSITY HOSPITAL |  |  |  | 0011787005 | Christina Smith | Preventative Maintenance | Closed | Bonnie Aichroth | 06/22/2017 | 06/22/2017 | PERFORMANCE ASSURANCE AT INVENTORY | INVENTORIED DEVICE AND ENSURED DEVICE WAS FUNCTIONING PROPERLY. | 0D6208A6-2300-4539-BEBF-B5F7BFD1790F | Labor | 01/17/2017 | 01/17/2017 | Gene Amodei
|  | WELCH ALLYN, INC. | WELCH ALLYN, INC. SURETEMP + 692 |  |  | PAVILION 8 |  |  | excluded | 01/01/1900 |  |  |  |  | NO | NO |  |  |  |  | WELCH ALLYN, INC. 1065487 14282264 |  |  | Active |  | 99:99:99:99:99:99 |  | Equipment | PAAR:00-PVAR | 11/02/2019 |  | COOPER UNIVERSITY HOSPITAL |  |  | pavilion 8 | WOT00000000510715 | BRIAN OSHAUGHNESSY | Disposition | Closed | Gene Amodei | 02/08/2018 | 05/14/2019 | Bulk Disposition CNL
|  | WELCH ALLYN, INC. | WELCH ALLYN, INC. SURETEMP + 692 |  |  | LABOR & DELIVERY |  |  | excluded | 08/14/2018 |  |  |  |  | NO | NO |  |  |  |  | WELCH ALLYN, INC. 10650000 10521130 |  |  | Active |  | 99:99:99:99:99:99 |  | Equipment | PAAR:00-PVAR | 10/31/2019 |  | COOPER UNIVERSITY HOSPITAL |  |  | Performance Verification | WOT00000001282768 | JOANNA HORST | Repair | Closed | Gene Amodei | 08/09/2018 | 11/06/2018 | Thermometer won't turn on even though they have replaced the battery | leaned Battery terminals, installed new batteries, RTS | EXP1275349 | Labor | 08/09/2018 | 08/09/2018 | Gene Amodei
|  | WELCH ALLYN, INC. | WELCH ALLYN, INC. SURETEMP + 692 |  | Not Known | PENNSVILLE-MEDICINE |  |  | excluded | 08/17/2016 |  |  |  |  | NO | NO |  |  |  |  | WELCH ALLYN, INC. 10505502 Not Known |  |  | Active |  | 99:99:99:99:99:99 |  | Equipment | PAAR:00-PVAR | 10/31/2019 |  | COOPER AMBULATORY OFF-SITES |  |  |  |  | Heather Rhodes
|  | WELCH ALLYN, INC. | WELCH ALLYN, INC. SURETEMP + 692 |  |  | PEDIATRICS SOUTH 7 |  |  | excluded | 07/11/2016 |  |  |  |  | NO | NO |  |  |  |  | WELCH ALLYN, INC. 10505313 15470490 |  |  | Active |  | 99:99:99:99:99:99 |  | Equipment | PAAR:00-PVAR | 10/31/2019 |  | COOPER UNIVERSITY HOSPITAL |  |  |  |  | JOANNE FOX
|  | WELCH ALLYN, INC. | WELCH ALLYN, INC. SURETEMP + 692 |  |  | INCU - KELEMEN S10 |  |  | excluded | 04/03/2014 |  |  |  |  | NO | NO |  |  |  |  | WELCH ALLYN, INC. 10505296 14130776 |  |  | Active |  | 99:99:99:99:99:99 |  | Equipment | PAAR:00-PVAR | 11/02/2019 |  | COOPER UNIVERSITY HOSPITAL |  |  | NURSES STATION |  | Lisa Brooks
|  | WELCH ALLYN, INC. | WELCH ALLYN, INC. SURETEMP + 692 |  |  | INCU - KELEMEN S10 |  |  |  | 04/03/2014 |  |  |  |  | NO | NO |  |  |  |  | WELCH ALLYN, INC. 10505297 14120582 |  |  | Disposition |  | 99:99:99:99:99:99 |  | Equipment | PAAR:00-PVAR | 11/02/2019 |  | COOPER UNIVERSITY HOSPITAL |  |  | N/S 10 |  | Lisa Brooks
|  | WELCH ALLYN, INC. | WELCH ALLYN, INC. SURETEMP + 692 |  |  | INCU - KELEMEN S10 |  |  |  | 04/03/2014 |  |  |  |  | NO | NO |  |  |  |  | WELCH ALLYN, INC. 10505295 14130773 |  |  | Disposition |  | 99:99:99:99:99:99 |  | Equipment | PAAR:00-PVAR | 11/02/2019 |  | COOPER UNIVERSITY HOSPITAL |  |  | nurses station n10 |  | Lisa Brooks
|  | WELCH ALLYN, INC. | WELCH ALLYN, INC. SURETEMP + 692 |  |  | INCU - KELEMEN S10 |  |  |  | 04/03/2014 |  |  |  |  | NO | NO |  |  |  |  | WELCH ALLYN, INC. 10505292 14130774 |  |  | Disposition |  | 99:99:99:99:99:99 |  | Equipment | PAAR:00-PVAR | 11/02/2019 |  | COOPER UNIVERSITY HOSPITAL |  |  | N/S 10 | WOT00000000510613 | Lisa Brooks | Disposition | Closed | Zhan Kiselev | 02/08/2018 | 07/19/2019 | Bulk Disposition CNL
|  | WELCH ALLYN, INC. | WELCH ALLYN, INC. SURETEMP + 692 |  |  | PAVILION 8 |  |  | excluded | 01/01/1900 |  |  |  |  | NO | NO |  |  |  |  | WELCH ALLYN, INC. 10369561 14290728 |  |  | Active |  | 99:99:99:99:99:99 |  | Equipment | PAAR:00-PVAR | 11/02/2019 |  | COOPER UNIVERSITY HOSPITAL |  |  | P832 | WOT00000000510725 | BRIAN OSHAUGHNESSY | Disposition | Closed | Gene Amodei | 02/08/2018 | 05/14/2019 | Bulk Disposition CNL
|  | WELCH ALLYN, INC. | WELCH ALLYN, INC. SURETEMP + 692 |  |  | PAVILION 8 |  |  | excluded | 01/01/1900 |  |  |  |  | NO | NO |  |  |  |  | WELCH ALLYN, INC. 10369555 14290790 |  |  | Active |  | 99:99:99:99:99:99 |  | Equipment | PAAR:00-PVAR | 11/02/2019 |  | COOPER UNIVERSITY HOSPITAL |  |  | P836 | WOT00000000510729 | BRIAN OSHAUGHNESSY | Disposition | Closed | Gene Amodei | 02/08/2018 | 05/13/2019 | Bulk Disposition CNL | unit located P836
|  | WELCH ALLYN, INC. | WELCH ALLYN, INC. SURETEMP + 692 |  |  | PAVILION 8 |  |  | excluded | 01/01/1900 |  |  |  |  | NO | NO |  |  |  |  | WELCH ALLYN, INC. 10369556 14290711 |  |  | Active |  | 99:99:99:99:99:99 |  | Equipment | PAAR:00-PVAR | 11/02/2019 |  | COOPER UNIVERSITY HOSPITAL |  |  | p826 |  | BRIAN OSHAUGHNESSY
|  | WELCH ALLYN, INC. | WELCH ALLYN, INC. SURETEMP + 692 |  |  | PAVILION 8 |  |  | excluded | 01/01/1900 |  |  |  |  | NO | NO |  |  |  |  | WELCH ALLYN, INC. 10369552 14282269 |  |  | Active |  | 99:99:99:99:99:99 |  | Equipment | PAAR:00-PVAR | 11/02/2019 |  | COOPER UNIVERSITY HOSPITAL |  |  | p821 | WOT00000000510716 | BRIAN OSHAUGHNESSY | Disposition | Closed | Gene Amodei | 02/08/2018 | 05/24/2019 | Bulk Disposition CNL
|  | WELCH ALLYN, INC. | WELCH ALLYN, INC. SURETEMP + 692 |  |  | PAVILION 8 |  |  | excluded | 01/01/1900 |  |  |  |  | NO | NO |  |  |  |  | WELCH ALLYN, INC. 10369549 14290735 |  |  | Active |  | 99:99:99:99:99:99 |  | Equipment | PAAR:00-PVAR | 11/02/2019 |  | COOPER UNIVERSITY HOSPITAL |  |  | p815 | WOT00000000510727 | BRIAN OSHAUGHNESSY | Disposition | Closed | Gene Amodei | 02/08/2018 | 05/14/2019 | Bulk Disposition CNL
|  | WELCH ALLYN, INC. | WELCH ALLYN, INC. SURETEMP + 692 |  |  | PAVILION 8 |  |  | excluded | 01/01/1900 |  |  |  |  | NO | NO |  |  |  |  | WELCH ALLYN, INC. 10369547 14290792 |  |  | Active |  | 99:99:99:99:99:99 |  | Equipment | PAAR:00-PVAR | 11/02/2019 |  | COOPER UNIVERSITY HOSPITAL |  |  | p810 | WOT00000000510730 | BRIAN OSHAUGHNESSY | Disposition | Closed | Gene Amodei | 02/08/2018 | 05/14/2019 | Bulk Disposition CNL
|  | WELCH ALLYN, INC. | WELCH ALLYN, INC. SURETEMP + 692 |  |  | EMERGENCY ROOM |  |  | excluded | 01/01/1900 |  |  |  |  | NO | NO |  |  |  |  | WELCH ALLYN, INC. 10368816 14010951 |  |  | Active |  | 99:99:99:99:99:99 |  | Equipment | PAAR:00-PVAR | 11/02/2019 |  | COOPER UNIVERSITY HOSPITAL |  |  | ER | WOT00000000510312 | KAREN GRUBER | Disposition | Closed | Richard Jolly | 02/08/2018 | 05/17/2019 | Bulk Disposition CNL
|  | WELCH ALLYN, INC. | WELCH ALLYN, INC. SURETEMP + 692 |  |  | INTENSIVE CARE UNIT |  |  | excluded | 01/01/1900 |  |  |  |  | NO | NO |  |  |  |  | WELCH ALLYN, INC. 10368252 12520503 |  |  | Active |  | 99:99:99:99:99:99 |  | Equipment | PAAR:00-PVAR | 11/02/2019 |  | COOPER UNIVERSITY HOSPITAL |  |  | ICU Bed 17 | WOT00000002201105 | CAROLYN RUMELL | Disposition | Closed | Richard Jolly | 02/14/2019 | 05/21/2019 | Bulk Disposition CNL
|  | WELCH ALLYN, INC. | WELCH ALLYN, INC. SURETEMP + 692 |  |  | TRAUMA ADMIT |  |  | excluded | 01/01/2010 |  |  |  |  | NO | NO |  |  |  |  | WELCH ALLYN, INC. 10368205 09311274 |  |  | Active |  | 99:99:99:99:99:99 |  | Equipment | PAAR:00-PVAR | 11/02/2019 |  | COOPER UNIVERSITY HOSPITAL |  |  | TRAUMA ADMIT | WOT00000000536904 | Diane Floyd | Disposition | Closed | Richard Jolly | 02/09/2018 | 05/22/2019 | Bulk Disposition CNL | Notification sent to technician and manager that this CEID has been marked as Could Not Locate (CNL). 33% SLA Warning: Notification sent to technician and manager that this CEID has been marked as Could Not Locate (CNL) for 30 days. 66% SLA Warning: Notification sent to technician and manager that this CEID has been marked as Could Not Locate (CNL) for 60 days. 99% SLA Warning: Notification sent to technician and manager that this CEID has been marked as Could Not Locate (CNL) for 90 days.
|  | WELCH ALLYN, INC. | WELCH ALLYN, INC. SURETEMP + 692 |  |  | TRAUMA ADMIT |  |  | excluded | 01/01/2010 |  |  |  |  | NO | NO |  |  |  |  | WELCH ALLYN, INC. 10368185 09230521 |  |  | Active |  | 99:99:99:99:99:99 |  | Equipment | PAAR:00-PVAR | 11/02/2019 |  | COOPER UNIVERSITY HOSPITAL |  |  | TRAUMA ADMIT | WOT00000000536900 | Diane Floyd | Disposition | Closed | Richard Jolly | 02/09/2018 | 05/24/2019 | Bulk Disposition CNL | Notification sent to technician and manager that this CEID has been marked as Could Not Locate (CNL). 33% SLA Warning: Notification sent to technician and manager that this CEID has been marked as Could Not Locate (CNL) for 30 days. 66% SLA Warning: Notification sent to technician and manager that this CEID has been marked as Could Not Locate (CNL) for 60 days. 99% SLA Warning: Notification sent to technician and manager that this CEID has been marked as Could Not Locate (CNL) for 90 days.
|  | WELCH ALLYN, INC. | WELCH ALLYN, INC. SURETEMP + 692 |  |  | EMERGENCY ROOM |  |  | excluded | 01/01/1900 |  |  |  |  | NO | NO |  |  |  |  | WELCH ALLYN, INC. 10368167 10368167 |  |  | Active |  | 99:99:99:99:99:99 |  | Equipment | PAAR:00-PVAR | 11/02/2019 |  | COOPER UNIVERSITY HOSPITAL |  |  | EXAM 27 | WOT00000002200871 | KAREN GRUBER | Disposition | Closed | Richard Jolly | 02/14/2019 | 05/21/2019 | Bulk Disposition CNL
|  | WELCH ALLYN, INC. | WELCH ALLYN, INC. SURETEMP + 692 |  | Not Known | EMERGENCY ROOM |  |  | excluded | 01/01/1900 |  |  |  |  | NO | NO |  |  |  |  | WELCH ALLYN, INC. 10368152 Not Known |  |  | Active |  | 99:99:99:99:99:99 |  | Equipment | PAAR:00-PVAR | 11/02/2019 |  | COOPER UNIVERSITY HOSPITAL |  |  | ED 141/RM B | WOT00000000531449 | KAREN GRUBER | Disposition | Closed | Richard Jolly | 02/08/2018 | 05/16/2019 | Bulk Disposition CNL
|  | WELCH ALLYN, INC. | WELCH ALLYN, INC. SURETEMP + 692 |  |  | EMERGENCY ROOM |  |  | excluded | 08/24/2009 |  |  |  |  | NO | NO |  |  |  |  | WELCH ALLYN, INC. 10367745 09271750 |  |  | Active |  | 99:99:99:99:99:99 |  | Equipment | PAAR:00-PVAR | 11/01/2019 |  | COOPER UNIVERSITY HOSPITAL |  |  | EMERGENCY DEPARTMENT | WOT00000000536897 | KAREN GRUBER | Disposition | Closed | Richard Jolly | 02/09/2018 | 05/16/2019 | Bulk Disposition CNL | Notification sent to technician and manager that this CEID has been marked as Could Not Locate (CNL). 33% SLA Warning: Notification sent to technician and manager that this CEID has been marked as Could Not Locate (CNL) for 30 days. 66% SLA Warning: Notification sent to technician and manager that this CEID has been marked as Could Not Locate (CNL) for 60 days. 99% SLA Warning: Notification sent to technician and manager that this CEID has been marked as Could Not Locate (CNL) for 90 days.
|  | WELCH ALLYN, INC. | WELCH ALLYN, INC. SURETEMP + 692 |  |  | TRAUMA ICU |  |  | excluded | 10/31/2019 |  |  |  |  | NO | NO |  |  |  |  | WELCH ALLYN, INC. 30294923 17454604 |  |  | Active |  | 99:99:99:99:99:99 |  | Equipment | PAAR:00-PVAR | 10/31/2019 | 10/31/2019 | COOPER UNIVERSITY HOSPITAL |  |  |  | 0012740630 | Diane Floyd | Performance Verification | Closed | Josh Harris | 10/31/2019 | 10/31/2019 | INCOMING INVENTORY | DEVICE INVENTORIED | E68A69AB-B8D4-48EB-9CA3-D26A4F84B129 | Labor | 10/31/2019 | 10/31/2019 | Josh Harris
|  | WELCH ALLYN, INC. | WELCH ALLYN, INC. SURETEMP + 692 |  |  | MED/SURG 6 PAVILION |  |  | excluded | 10/31/2019 |  |  |  |  | NO | NO |  |  |  |  | WELCH ALLYN, INC. 30294921 15340710 |  |  | Active |  | 99:99:99:99:99:99 |  | Equipment | PAAR:00-PVAR | 10/31/2019 | 10/31/2019 | COOPER UNIVERSITY HOSPITAL |  |  |  | 0012605704 | BRIAN OSHAUGHNESSY | Repair | Closed | Salvatore Bombara | 10/31/2019 | 10/31/2019 | THERMOMETER - NOT WORKING - PAV 6 RN STATION | 1/8/2018 9:02:32 AM SXBOMBARA (SXBOMBARA 1/8/2018 12:00 AM) CONFIRMED ERROR STAFF. UNIT HAS A MALFUNCTIONING PROBE. STAFF WILL REPLACE PROBE FROM THEIR OWN STOCK. (SJZUBRZYCKI 1/8/2018 12:00 AM) CONFIRMED ERROR STAFF. UNIT HAS A MALFUNCTIONING PROBE. STAFF WILL REPLACE PROBE FROM THEIR OWN STOCK. | D9036731-E13A-43C4-8418-C529EC03477C | Labor | 10/31/2019 | 10/31/2019 | Salvatore Bombara
|  | WELCH ALLYN, INC. | WELCH ALLYN, INC. SURETEMP + 692 |  |  | WILLINGBORO COOPER UNIVERSITY PHYSICIANS |  |  | excluded | 03/16/2010 |  |  |  |  | NO | NO |  |  |  |  | WELCH ALLYN, INC. 10367136 09500142 |  |  | Active |  | 99:99:99:99:99:99 |  | Equipment | PAAR:00-PVAR | 11/02/2019 |  | COOPER AMBULATORY OFF-SITES |  |  | INTERNAL MED NURSES STAT |  | PATTY LEWIS
|  | WELCH ALLYN, INC. | WELCH ALLYN, INC. SURETEMP + 692 |  |  | WILLINGBORO COOPER UNIVERSITY PHYSICIANS |  |  | excluded | 01/01/1900 |  |  |  |  | NO | NO |  |  |  |  | WELCH ALLYN, INC. 10367077 14281271 |  |  | Active |  | 99:99:99:99:99:99 |  | Equipment | PAAR:00-PVAR | 11/02/2019 |  | COOPER AMBULATORY OFF-SITES |  |  | SPECIALITIES NURSES STAT |  | PATTY LEWIS
|  | WELCH ALLYN, INC. | WELCH ALLYN, INC. SURETEMP + 692 |  |  | INTENSIVE CARE UNIT |  |  | excluded | 11/02/2019 |  |  |  |  | NO | NO |  |  |  |  | WELCH ALLYN, INC. 30286073 11440503 |  |  | Active |  | 99:99:99:99:99:99 |  | Equipment | PAAR:00-PVAR | 11/02/2019 | 11/02/2019 | COOPER UNIVERSITY HOSPITAL |  |  | ICU | WOT00000000508497 | CAROLYN RUMELL | Disposition | Closed | Richard Jolly | 11/02/2019 | 11/02/2019 | Bulk Disposition CNL |  |  |  | 11/02/2019 | 11/02/2019
|  | WELCH ALLYN, INC. | WELCH ALLYN, INC. SURETEMP + 692 |  |  | FAMILY MEDICAL SEWELL |  |  | excluded | 01/01/1900 |  |  |  |  | NO | NO |  |  |  |  | WELCH ALLYN, INC. 10366792 15051123 |  |  | Active |  | 99:99:99:99:99:99 |  | Equipment | PAAR:00-PVAR | 11/02/2019 |  | COOPER AMBULATORY OFF-SITES |  |  | TRIAGE ROOM | WOT00000002545324 | MARIANNE SHIEPAN | Repair | Closed | Stephen Zubrzycki | 04/22/2019 | 04/22/2019 | thermometer- not working at all, E5.0, need it stat because they have patients, please call if you have any in the shop | Analyzed unit. Temp probe is defective. Replaced probe from Cooper stock and gave dept the Medline p/n so they can order replacement ones to have on hand since this is considered a consumable for the dept to replace. | EXP2749803 | Labor | 04/22/2019 | 04/22/2019 | Stephen Zubrzycki
|  | WELCH ALLYN, INC. | WELCH ALLYN, INC. SURETEMP + 692 |  | (21) 19262893 | 3 COOPER-MULTISPECIALTY CENTER |  |  | excluded | 11/20/2019 |  |  |  |  | NO | NO |  |  |  |  | WELCH ALLYN, INC. 30280014 (21) 19262893 |  |  | Active |  |  |  | Equipment | PAAR:00-PVAR | 11/20/2019 | 11/20/2019 | COOPER AMBULATORY OFF-SITES |  |  | Suite 104 - Moves | WOT00000004349488 | MARGIE OUTLER | Performance Verification | Completed | Stephen Zubrzycki | 11/20/2019 | 11/20/2019 | Performance Verification for WELCH ALLYN, INC. 30280014 (21) 19262893 | Initial Install of Performance Verification. Device is ready for patient use. |  |  | 11/20/2019 | 11/20/2019
|  | WELCH ALLYN, INC. | WELCH ALLYN, INC. SURETEMP + 692 |  | (21) 19262903 | 3 COOPER-MULTISPECIALTY CENTER |  |  | excluded | 11/20/2019 |  |  |  |  | NO | NO |  |  |  |  | WELCH ALLYN, INC. 30280016 (21) 19262903 |  |  | Active |  |  |  | Equipment | PAAR:00-PVAR | 11/20/2019 | 11/20/2019 | COOPER AMBULATORY OFF-SITES |  |  | Suite 104 - Moves | WOT00000004349387 | MARGIE OUTLER | Performance Verification | Completed | Stephen Zubrzycki | 11/20/2019 | 11/20/2019 | Performance Verification for WELCH ALLYN, INC. 30280016 (21) 19262903 | Initial Install of Performance Verification. Device is ready for patient use. |  |  | 11/20/2019 | 11/20/2019
|  | WELCH ALLYN, INC. | WELCH ALLYN, INC. SURETEMP + 692 |  | (21) 19262904 | 3 COOPER-MULTISPECIALTY CENTER |  |  | excluded | 11/20/2019 |  |  |  |  | NO | NO |  |  |  |  | WELCH ALLYN, INC. 30280015 (21) 19262904 |  |  | Active |  |  |  | Equipment | PAAR:00-PVAR | 11/20/2019 | 11/20/2019 | COOPER AMBULATORY OFF-SITES |  |  | Suite 104 - Moves | WOT00000004349418 | MARGIE OUTLER | Performance Verification | Completed | Stephen Zubrzycki | 11/20/2019 | 11/20/2019 | Performance Verification for WELCH ALLYN, INC. 30280015 (21) 19262904 | Initial Install of Performance Verification. Device is ready for patient use. |  |  | 11/20/2019 | 11/20/2019
|  | WELCH ALLYN, INC. | WELCH ALLYN, INC. SURETEMP + 692 |  |  | MD ANDERSON INPATIENT ONCOLOGY |  |  | excluded | 10/31/2019 |  |  |  |  | NO | NO |  |  |  |  | WELCH ALLYN, INC. 30244863 16135688 |  |  | Active |  | 99:99:99:99:99:99 |  | Equipment | PAAR:00-PVAR | 10/31/2019 | 10/31/2019 | COOPER UNIVERSITY HOSPITAL |  |  | P529 |  | MIRIAM ZIEGLER |  |  |  | 10/31/2019 | 10/31/2019 |  |  |  |  | 10/31/2019 | 10/31/2019
|  | WELCH ALLYN, INC. | WELCH ALLYN, INC. SURETEMP + 692 |  |  | MD ANDERSON INPATIENT ONCOLOGY |  |  | excluded | 10/31/2019 |  |  |  |  | NO | NO |  |  |  |  | WELCH ALLYN, INC. 30244864 16162663 |  |  | Active |  | 99:99:99:99:99:99 |  | Equipment | PAAR:00-PVAR | 10/31/2019 | 10/31/2019 | COOPER UNIVERSITY HOSPITAL |  |  | P539 |  | MIRIAM ZIEGLER |  |  |  | 10/31/2019 | 10/31/2019 |  |  |  |  | 10/31/2019 | 10/31/2019
|  | WELCH ALLYN, INC. | WELCH ALLYN, INC. SURETEMP + 692 |  |  | MD ANDERSON INPATIENT ONCOLOGY |  |  | excluded | 10/31/2019 |  |  |  |  | NO | NO |  |  |  |  | WELCH ALLYN, INC. 30244858 16135678 |  |  | Active |  | 99:99:99:99:99:99 |  | Equipment | PAAR:00-PVAR | 10/31/2019 | 10/31/2019 | COOPER UNIVERSITY HOSPITAL |  |  | P516 |  | MIRIAM ZIEGLER |  |  |  | 10/31/2019 | 10/31/2019 |  |  |  |  | 10/31/2019 | 10/31/2019
|  | WELCH ALLYN, INC. | WELCH ALLYN, INC. SURETEMP + 692 |  |  | MD ANDERSON INPATIENT ONCOLOGY |  |  | excluded | 10/31/2019 |  |  |  |  | NO | NO |  |  |  |  | WELCH ALLYN, INC. 30244859 16152839 |  |  | Active |  | 99:99:99:99:99:99 |  | Equipment | PAAR:00-PVAR | 10/31/2019 | 10/31/2019 | COOPER UNIVERSITY HOSPITAL |  |  | P526 |  | MIRIAM ZIEGLER |  |  |  | 10/31/2019 | 10/31/2019 |  |  |  |  | 10/31/2019 | 10/31/2019
|  | WELCH ALLYN, INC. | WELCH ALLYN, INC. SURETEMP + 692 |  |  | MD ANDERSON INPATIENT ONCOLOGY |  |  | excluded | 10/31/2019 |  |  |  |  | NO | NO |  |  |  |  | WELCH ALLYN, INC. 30244862 16152818 |  |  | Active |  | 99:99:99:99:99:99 |  | Equipment | PAAR:00-PVAR | 10/31/2019 | 10/31/2019 | COOPER UNIVERSITY HOSPITAL |  |  | P517 |  | MIRIAM ZIEGLER |  |  |  | 10/31/2019 | 10/31/2019 |  |  |  |  | 10/31/2019 | 10/31/2019
|  | WELCH ALLYN, INC. | WELCH ALLYN, INC. SURETEMP + 692 |  |  | MD ANDERSON INPATIENT ONCOLOGY |  |  | excluded | 10/31/2019 |  |  |  |  | NO | NO |  |  |  |  | WELCH ALLYN, INC. 30244861 16161342 |  |  | Active |  | 99:99:99:99:99:99 |  | Equipment | PAAR:00-PVAR | 10/31/2019 | 10/31/2019 | COOPER UNIVERSITY HOSPITAL |  |  | P531 |  | MIRIAM ZIEGLER |  |  |  | 10/31/2019 | 10/31/2019 |  |  |  |  | 10/31/2019 | 10/31/2019
|  | WELCH ALLYN, INC. | WELCH ALLYN, INC. SURETEMP + 692 |  |  | MD ANDERSON INPATIENT ONCOLOGY |  |  | excluded | 10/31/2019 |  |  |  |  | NO | NO |  |  |  |  | WELCH ALLYN, INC. 30244860 16161344 |  |  | Active |  | 99:99:99:99:99:99 |  | Equipment | PAAR:00-PVAR | 10/31/2019 | 10/31/2019 | COOPER UNIVERSITY HOSPITAL |  |  | P538 |  | MIRIAM ZIEGLER |  |  |  | 10/31/2019 | 10/31/2019 |  |  |  |  | 10/31/2019 | 10/31/2019
|  | WELCH ALLYN, INC. | WELCH ALLYN, INC. SURETEMP + 692 |  |  | MD ANDERSON INPATIENT ONCOLOGY |  |  | excluded | 10/31/2019 |  |  |  |  | NO | NO |  |  |  |  | WELCH ALLYN, INC. 30244857 16161066 |  |  | Active |  | 99:99:99:99:99:99 |  | Equipment | PAAR:00-PVAR | 10/31/2019 | 10/31/2019 | COOPER UNIVERSITY HOSPITAL |  |  | P530 |  | MIRIAM ZIEGLER |  |  |  | 10/31/2019 | 10/31/2019 |  |  |  |  | 10/31/2019 | 10/31/2019
|  | WELCH ALLYN, INC. | WELCH ALLYN, INC. SURETEMP + 692 |  |  | MD ANDERSON INPATIENT ONCOLOGY |  |  | excluded | 10/31/2019 |  |  |  |  | NO | NO |  |  |  |  | WELCH ALLYN, INC. 30244856 16162598 |  |  | Active |  | 99:99:99:99:99:99 |  | Equipment | PAAR:00-PVAR | 10/31/2019 | 10/31/2019 | COOPER UNIVERSITY HOSPITAL |  |  | P524 |  | MIRIAM ZIEGLER |  |  |  | 10/31/2019 | 10/31/2019 |  |  |  |  | 10/31/2019 | 10/31/2019
|  | WELCH ALLYN, INC. | WELCH ALLYN, INC. SURETEMP + 692 |  |  | MD ANDERSON INPATIENT ONCOLOGY |  |  | excluded | 10/31/2019 |  |  |  |  | NO | NO |  |  |  |  | WELCH ALLYN, INC. 30244855 16162307 |  |  | Active |  | 99:99:99:99:99:99 |  | Equipment | PAAR:00-PVAR | 10/31/2019 | 10/31/2019 | COOPER UNIVERSITY HOSPITAL |  |  | P521 |  | MIRIAM ZIEGLER |  |  |  | 10/31/2019 | 10/31/2019 |  |  |  |  | 10/31/2019 | 10/31/2019
|  | WELCH ALLYN, INC. | WELCH ALLYN, INC. SURETEMP + 692 |  |  | MD ANDERSON INPATIENT ONCOLOGY |  |  | excluded | 10/31/2019 |  |  |  |  | NO | NO |  |  |  |  | WELCH ALLYN, INC. 30244854 16126657 |  |  | Active |  | 99:99:99:99:99:99 |  | Equipment | PAAR:00-PVAR | 10/31/2019 | 10/31/2019 | COOPER UNIVERSITY HOSPITAL |  |  | P527 |  | MIRIAM ZIEGLER |  |  |  | 10/31/2019 | 10/31/2019 |  |  |  |  | 10/31/2019 | 10/31/2019
|  | WELCH ALLYN, INC. | WELCH ALLYN, INC. SURETEMP + 692 |  |  | MD ANDERSON INPATIENT ONCOLOGY |  |  | excluded | 10/31/2019 |  |  |  |  | NO | NO |  |  |  |  | WELCH ALLYN, INC. 30244853 16152838 |  |  | Active |  | 99:99:99:99:99:99 |  | Equipment | PAAR:00-PVAR | 10/31/2019 | 10/31/2019 | COOPER UNIVERSITY HOSPITAL |  |  | P534 |  | MIRIAM ZIEGLER |  |  |  | 10/31/2019 | 10/31/2019 |  |  |  |  | 10/31/2019 | 10/31/2019
|  | WELCH ALLYN, INC. | WELCH ALLYN, INC. SURETEMP + 692 |  |  | MD ANDERSON INPATIENT ONCOLOGY |  |  | excluded | 10/31/2019 |  |  |  |  | NO | NO |  |  |  |  | WELCH ALLYN, INC. 30244852 16161094 |  |  | Active |  | 99:99:99:99:99:99 |  | Equipment | PAAR:00-PVAR | 10/31/2019 | 10/31/2019 | COOPER UNIVERSITY HOSPITAL |  |  | P514 |  | MIRIAM ZIEGLER |  |  |  | 10/31/2019 | 10/31/2019 |  |  |  |  | 10/31/2019 | 10/31/2019
|  | WELCH ALLYN, INC. | WELCH ALLYN, INC. SURETEMP + 692 |  |  | MD ANDERSON INPATIENT ONCOLOGY |  |  | excluded | 10/31/2019 |  |  |  |  | NO | NO |  |  |  |  | WELCH ALLYN, INC. 30244850 16180571 |  |  | Active |  | 99:99:99:99:99:99 |  | Equipment | PAAR:00-PVAR | 10/31/2019 | 10/31/2019 | COOPER UNIVERSITY HOSPITAL |  |  | P536 |  | MIRIAM ZIEGLER |  |  |  | 10/31/2019 | 10/31/2019 |  |  |  |  | 10/31/2019 | 10/31/2019
|  | WELCH ALLYN, INC. | WELCH ALLYN, INC. SURETEMP + 692 |  |  | MD ANDERSON INPATIENT ONCOLOGY |  |  | excluded | 10/31/2019 |  |  |  |  | NO | NO |  |  |  |  | WELCH ALLYN, INC. 30244851 16180554 |  |  | Active |  | 99:99:99:99:99:99 |  | Equipment | PAAR:00-PVAR | 10/31/2019 | 10/31/2019 | COOPER UNIVERSITY HOSPITAL |  |  | P540 |  | MIRIAM ZIEGLER |  |  |  | 10/31/2019 | 10/31/2019 |  |  |  |  | 10/31/2019 | 10/31/2019
|  | WELCH ALLYN, INC. | WELCH ALLYN, INC. SURETEMP + 692 |  |  | MD ANDERSON INPATIENT ONCOLOGY |  |  | excluded | 10/31/2019 |  |  |  |  | NO | NO |  |  |  |  | WELCH ALLYN, INC. 30244849 16180546 |  |  | Active |  | 99:99:99:99:99:99 |  | Equipment | PAAR:00-PVAR | 10/31/2019 | 10/31/2019 | COOPER UNIVERSITY HOSPITAL |  |  | P518 |  | MIRIAM ZIEGLER |  |  |  | 10/31/2019 | 10/31/2019 |  |  |  |  | 10/31/2019 | 10/31/2019
|  | WELCH ALLYN, INC. | WELCH ALLYN, INC. SURETEMP + 692 |  |  | MD ANDERSON INPATIENT ONCOLOGY |  |  | excluded | 10/31/2019 |  |  |  |  | NO | NO |  |  |  |  | WELCH ALLYN, INC. 30244848 16162677 |  |  | Active |  | 99:99:99:99:99:99 |  | Equipment | PAAR:00-PVAR | 10/31/2019 | 10/31/2019 | COOPER UNIVERSITY HOSPITAL |  |  | P522 |  | MIRIAM ZIEGLER |  |  |  | 10/31/2019 | 10/31/2019 |  |  |  |  | 10/31/2019 | 10/31/2019
|  | WELCH ALLYN, INC. | WELCH ALLYN, INC. SURETEMP + 692 |  |  | MD ANDERSON INPATIENT ONCOLOGY |  |  | excluded | 10/31/2019 |  |  |  |  | NO | NO |  |  |  |  | WELCH ALLYN, INC. 30244847 16162335 |  |  | Active |  | 99:99:99:99:99:99 |  | Equipment | PAAR:00-PVAR | 10/31/2019 | 10/31/2019 | COOPER UNIVERSITY HOSPITAL |  |  | P523 |  | MIRIAM ZIEGLER |  |  |  | 10/31/2019 | 10/31/2019 |  |  |  |  | 10/31/2019 | 10/31/2019
|  | WELCH ALLYN, INC. | WELCH ALLYN, INC. SURETEMP + 692 |  |  | MD ANDERSON INPATIENT ONCOLOGY |  |  | excluded | 10/31/2019 |  |  |  |  | NO | NO |  |  |  |  | WELCH ALLYN, INC. 30244846 16162831 |  |  | Active |  | 99:99:99:99:99:99 |  | Equipment | PAAR:00-PVAR | 10/31/2019 | 10/31/2019 | COOPER UNIVERSITY HOSPITAL |  |  | P525 |  | MIRIAM ZIEGLER |  |  |  | 10/31/2019 | 10/31/2019 |  |  |  |  | 10/31/2019 | 10/31/2019
|  | WELCH ALLYN, INC. | WELCH ALLYN, INC. SURETEMP + 692 |  |  | MD ANDERSON INPATIENT ONCOLOGY |  |  | excluded | 10/31/2019 |  |  |  |  | NO | NO |  |  |  |  | WELCH ALLYN, INC. 30244845 16152985 |  |  | Active |  | 99:99:99:99:99:99 |  | Equipment | PAAR:00-PVAR | 10/31/2019 | 10/31/2019 | COOPER UNIVERSITY HOSPITAL |  |  | P535 |  | MIRIAM ZIEGLER |  |  |  | 10/31/2019 | 10/31/2019 |  |  |  |  | 10/31/2019 | 10/31/2019
|  | WELCH ALLYN, INC. | WELCH ALLYN, INC. SURETEMP + 692 |  |  | MD ANDERSON INPATIENT ONCOLOGY |  |  | excluded | 10/31/2019 |  |  |  |  | NO | NO |  |  |  |  | WELCH ALLYN, INC. 30244843 16161074 |  |  | Active |  | 99:99:99:99:99:99 |  | Equipment | PAAR:00-PVAR | 10/31/2019 | 10/31/2019 | COOPER UNIVERSITY HOSPITAL |  |  | P510 |  | MIRIAM ZIEGLER |  |  |  | 10/31/2019 | 10/31/2019 |  |  |  |  | 10/31/2019 | 10/31/2019
|  | WELCH ALLYN, INC. | WELCH ALLYN, INC. SURETEMP + 692 |  |  | MD ANDERSON INPATIENT ONCOLOGY |  |  | excluded | 10/31/2019 |  |  |  |  | NO | NO |  |  |  |  | WELCH ALLYN, INC. 30244844 16161090 |  |  | Active |  | 99:99:99:99:99:99 |  | Equipment | PAAR:00-PVAR | 10/31/2019 | 10/31/2019 | COOPER UNIVERSITY HOSPITAL |  |  | P532 |  | MIRIAM ZIEGLER |  |  |  | 10/31/2019 | 10/31/2019 |  |  |  |  | 10/31/2019 | 10/31/2019
|  | WELCH ALLYN, INC. | WELCH ALLYN, INC. SURETEMP + 692 |  |  | MD ANDERSON INPATIENT ONCOLOGY |  |  | excluded | 10/31/2019 |  |  |  |  | NO | NO |  |  |  |  | WELCH ALLYN, INC. 30244841 16135685 |  |  | Active |  | 99:99:99:99:99:99 |  | Equipment | PAAR:00-PVAR | 10/31/2019 | 10/31/2019 | COOPER UNIVERSITY HOSPITAL |  |  | P512 |  | MIRIAM ZIEGLER |  |  |  | 10/31/2019 | 10/31/2019 |  |  |  |  | 10/31/2019 | 10/31/2019
|  | WELCH ALLYN, INC. | WELCH ALLYN, INC. SURETEMP + 692 |  |  | MD ANDERSON INPATIENT ONCOLOGY |  |  | excluded | 10/31/2019 |  |  |  |  | NO | NO |  |  |  |  | WELCH ALLYN, INC. 30244840 16152825 |  |  | Active |  | 99:99:99:99:99:99 |  | Equipment | PAAR:00-PVAR | 10/31/2019 | 10/31/2019 | COOPER UNIVERSITY HOSPITAL |  |  | P511 |  | MIRIAM ZIEGLER |  |  |  | 10/31/2019 | 10/31/2019 |  |  |  |  | 10/31/2019 | 10/31/2019
|  | WELCH ALLYN, INC. | WELCH ALLYN, INC. SURETEMP + 692 |  |  | MD ANDERSON INPATIENT ONCOLOGY |  |  | excluded | 10/31/2019 |  |  |  |  | NO | NO |  |  |  |  | WELCH ALLYN, INC. 30244839 16180563 |  |  | Active |  | 99:99:99:99:99:99 |  | Equipment | PAAR:00-PVAR | 10/31/2019 | 10/31/2019 | COOPER UNIVERSITY HOSPITAL |  |  | P515 |  | MIRIAM ZIEGLER |  |  |  | 10/31/2019 | 10/31/2019 |  |  |  |  | 10/31/2019 | 10/31/2019
|  | WELCH ALLYN, INC. | WELCH ALLYN, INC. SURETEMP + 692 |  |  | MD ANDERSON INPATIENT ONCOLOGY |  |  | excluded | 10/31/2019 |  |  |  |  | NO | NO |  |  |  |  | WELCH ALLYN, INC. 30244838 16160160 |  |  | Active |  | 99:99:99:99:99:99 |  | Equipment | PAAR:00-PVAR | 10/31/2019 | 10/31/2019 | COOPER UNIVERSITY HOSPITAL |  |  | P533 |  | MIRIAM ZIEGLER |  |  |  | 10/31/2019 | 10/31/2019 |  |  |  |  | 10/31/2019 | 10/31/2019
|  | WELCH ALLYN, INC. | WELCH ALLYN, INC. SURETEMP + 692 |  |  | MD ANDERSON INPATIENT ONCOLOGY |  |  | excluded | 10/31/2019 |  |  |  |  | NO | NO |  |  |  |  | WELCH ALLYN, INC. 30244837 16160159 |  |  | Active |  | 99:99:99:99:99:99 |  | Equipment | PAAR:00-PVAR | 10/31/2019 | 10/31/2019 | COOPER UNIVERSITY HOSPITAL |  |  | P520 |  | MIRIAM ZIEGLER |  |  |  | 10/31/2019 | 10/31/2019 |  |  |  |  | 10/31/2019 | 10/31/2019
|  | WELCH ALLYN, INC. | WELCH ALLYN, INC. SURETEMP + 692 |  |  | MD ANDERSON INPATIENT ONCOLOGY |  |  | excluded | 10/31/2019 |  |  |  |  | NO | NO |  |  |  |  | WELCH ALLYN, INC. 30244836 16162823 |  |  | Active |  | 99:99:99:99:99:99 |  | Equipment | PAAR:00-PVAR | 10/31/2019 | 10/31/2019 | COOPER UNIVERSITY HOSPITAL |  |  | P528 |  | MIRIAM ZIEGLER |  |  |  | 10/31/2019 | 10/31/2019 |  |  |  |  | 10/31/2019 | 10/31/2019
|  | WELCH ALLYN, INC. | WELCH ALLYN, INC. SURETEMP + 692 |  |  | MD ANDERSON INPATIENT ONCOLOGY |  |  | excluded | 10/31/2019 |  |  |  |  | NO | NO |  |  |  |  | WELCH ALLYN, INC. 30244835 16161095 |  |  | Active |  | 99:99:99:99:99:99 |  | Equipment | PAAR:00-PVAR | 10/31/2019 | 10/31/2019 | COOPER UNIVERSITY HOSPITAL |  |  | P537 |  | MIRIAM ZIEGLER |  |  |  | 10/31/2019 | 10/31/2019 |  |  |  |  | 10/31/2019 | 10/31/2019
|  | WELCH ALLYN, INC. | WELCH ALLYN, INC. SURETEMP + 692 |  |  | MOTHER INFANT UNIT |  |  | excluded | 10/17/2013 |  |  |  |  | NO | NO |  |  |  |  | WELCH ALLYN, INC. 10366553 13330116 |  |  | Active |  | 99:99:99:99:99:99 |  | Equipment | PAAR:00-PVAR | 11/02/2019 |  | COOPER UNIVERSITY HOSPITAL |  |  | BIOMED | WOT00000000510036 | Christina Smith | Disposition | Closed | Gene Amodei | 02/08/2018 | 05/14/2019 | Bulk Disposition CNL
|  | WELCH ALLYN, INC. | WELCH ALLYN, INC. SURETEMP + 692 |  |  | KINGS HIGHWAY-MEDICINE |  |  | excluded | 01/01/2012 |  |  |  |  | NO | NO |  |  |  |  | WELCH ALLYN, INC. 10366310 10160018 |  |  | Active |  | 99:99:99:99:99:99 |  | Equipment | PAAR:00-PVAR | 11/02/2019 |  | COOPER AMBULATORY OFF-SITES |  |  | SUITE 203 |  | CHRISTINE MULLER
|  | WELCH ALLYN, INC. | WELCH ALLYN, INC. SURETEMP + 692 |  |  | KINGS HIGHWAY-MEDICINE |  |  | excluded | 03/08/2006 |  |  |  |  | NO | NO |  |  |  |  | WELCH ALLYN, INC. 10366307 04169271 |  |  | Active |  | 99:99:99:99:99:99 |  | Equipment | PAAR:00-PVAR | 11/02/2019 |  | COOPER AMBULATORY OFF-SITES |  |  | exam 4 |  | CHRISTINE MULLER
|  | WELCH ALLYN, INC. | WELCH ALLYN, INC. SURETEMP + 692 |  |  | KINGS HIGHWAY-MEDICINE |  |  | excluded | 01/01/2001 |  |  |  |  | NO | NO |  |  |  |  | WELCH ALLYN, INC. 10366304 10160047 |  |  | Active |  | 99:99:99:99:99:99 |  | Equipment | PAAR:00-PVAR | 11/02/2019 |  | COOPER AMBULATORY OFF-SITES |  |  | 1103 KINGS HIGHWAY | 0012300621 | CHRISTINE MULLER | Repair | Closed | Kirk Lis | 10/16/2017 | 10/16/2017 | THERMOMETER - ERROR CODE E5.0 - TMX | 10/16/2017 3:54:48 PM KALIS (KALIS 10/16/2017 12:00 AM) RESEARCHED UNIT. TRACED PROBLEM TO BAD PROBE. SENT UNIT BACK VIA COURRIER | BEFCBD00-46EF-4AA8-8216-FB7F90C13B13 | Parts | 01/01/1900 | 01/01/1900 | Kirk Lis
|  | WELCH ALLYN, INC. | WELCH ALLYN, INC. SURETEMP + 692 |  |  | KINGS HIGHWAY-MEDICINE |  |  | excluded | 12/13/2006 |  |  |  |  | NO | NO |  |  |  |  | WELCH ALLYN, INC. 10366299 06304465 |  |  | Active |  | 99:99:99:99:99:99 |  | Equipment | PAAR:00-PVAR | 11/02/2019 |  | COOPER AMBULATORY OFF-SITES |  |  | SUITE 203 |  | CHRISTINE MULLER
|  | WELCH ALLYN, INC. | WELCH ALLYN, INC. SURETEMP + 692 |  |  | KINGS HIGHWAY-MEDICINE |  |  | excluded | 12/13/2006 |  |  |  |  | NO | NO |  |  |  |  | WELCH ALLYN, INC. 10366296 06387401 |  |  | Active |  | 99:99:99:99:99:99 |  | Equipment | PAAR:00-PVAR | 11/02/2019 |  | COOPER AMBULATORY OFF-SITES |  |  | SUITE 203 |  | CHRISTINE MULLER
|  | WELCH ALLYN, INC. | WELCH ALLYN, INC. SURETEMP + 692 |  |  | KINGS HIGHWAY-MEDICINE |  |  | excluded | 03/08/2006 |  |  |  |  | NO | NO |  |  |  |  | WELCH ALLYN, INC. 10366283 05406528 |  |  | Active |  | 99:99:99:99:99:99 |  | Equipment | PAAR:00-PVAR | 11/02/2019 |  | COOPER AMBULATORY OFF-SITES |  |  | EXAM 10 |  | CHRISTINE MULLER
|  | WELCH ALLYN, INC. | WELCH ALLYN, INC. SURETEMP + 692 |  |  | MOORESTOWN-FAMILY MEDICINE |  |  | excluded | 01/01/1900 |  |  |  |  | NO | NO |  |  |  |  | WELCH ALLYN, INC. 10366192 14251524 |  |  | Active |  | 99:99:99:99:99:99 |  | Equipment | PAAR:00-PVAR | 11/02/2019 |  | COOPER AMBULATORY OFF-SITES |  |  | HALLWAY |  | LYNNE DEJOSEPH
|  | WELCH ALLYN, INC. | WELCH ALLYN, INC. SURETEMP + 692 |  |  | KROC CENTER-FAMILY MEDICINE |  |  | excluded | 01/01/1900 |  |  |  |  | NO | NO |  |  |  |  | WELCH ALLYN, INC. 10365721 14291441 |  |  | Active |  | 99:99:99:99:99:99 |  | Equipment | PAAR:00-PVAR | 11/02/2019 |  | COOPER AMBULATORY OFF-SITES |  |  | NURSING STATION |  | JESSICA NIEVES
|  | WELCH ALLYN, INC. | WELCH ALLYN, INC. SURETEMP + 692 |  |  | KROC CENTER-FAMILY MEDICINE |  |  | excluded | 01/01/1900 |  |  |  |  | NO | NO |  |  |  |  | WELCH ALLYN, INC. 10365720 14291439 |  |  | Active |  | 99:99:99:99:99:99 |  | Equipment | PAAR:00-PVAR | 11/02/2019 |  | COOPER AMBULATORY OFF-SITES |  |  | NURSING STATION |  | JESSICA NIEVES
|  | WELCH ALLYN, INC. | WELCH ALLYN, INC. SURETEMP + 692 |  |  | KROC CENTER-FAMILY MEDICINE |  |  | excluded | 01/01/2012 |  |  |  |  | NO | NO |  |  |  |  | WELCH ALLYN, INC. 10365718 11242632 |  |  | Active |  | 99:99:99:99:99:99 |  | Equipment | PAAR:00-PVAR | 11/02/2019 |  | COOPER AMBULATORY OFF-SITES |  |  | MEDICINE CRAMER HILL |  | JESSICA NIEVES
|  | WELCH ALLYN, INC. | WELCH ALLYN, INC. SURETEMP + 692 |  |  | KROC CENTER-FAMILY MEDICINE |  |  | excluded | 01/01/2010 |  |  |  |  | NO | NO |  |  |  |  | WELCH ALLYN, INC. 10365713 11111412 |  |  | Active |  | 99:99:99:99:99:99 |  | Equipment | PAAR:00-PVAR | 11/02/2019 |  | COOPER AMBULATORY OFF-SITES |  |  | 3156 RIVER ROAD |  | JESSICA NIEVES
|  | WELCH ALLYN, INC. | WELCH ALLYN, INC. SURETEMP + 692 |  |  | KROC CENTER-FAMILY MEDICINE |  |  | excluded | 01/01/1900 |  |  |  |  | NO | NO |  |  |  |  | WELCH ALLYN, INC. 10365711 14291571 |  |  | Active |  | 99:99:99:99:99:99 |  | Equipment | PAAR:00-PVAR | 11/02/2019 |  | COOPER AMBULATORY OFF-SITES |  |  | NURSING STATION |  | JESSICA NIEVES
|  | WELCH ALLYN, INC. | WELCH ALLYN, INC. SURETEMP + 692 |  |  | EMERGENCY ROOM |  |  | excluded | 10/31/2019 |  |  |  |  | NO | NO |  |  |  |  | WELCH ALLYN, INC. 30236335 17471492 |  |  | Active |  | 99:99:99:99:99:99 |  | Equipment | PAAR:00-PVAR | 10/31/2019 | 10/31/2019 | COOPER UNIVERSITY HOSPITAL |  |  |  | 0012740734 | KAREN GRUBER | Performance Verification | Closed | Josh Harris | 10/31/2019 | 10/31/2019 | INCOMING INVENTORY | DEVICE INVENTORIED | 5E8EEFB1-741A-4D3B-A94F-258257C86DE2 | Labor | 10/31/2019 | 10/31/2019 | Josh Harris
|  | WELCH ALLYN, INC. | WELCH ALLYN, INC. SURETEMP + 692 |  |  | EMERGENCY ROOM |  |  | excluded | 10/31/2019 |  |  |  |  | NO | NO |  |  |  |  | WELCH ALLYN, INC. 30236332 17513188 |  |  | Active |  | 99:99:99:99:99:99 |  | Equipment | PAAR:00-PVAR | 10/31/2019 | 10/31/2019 | COOPER UNIVERSITY HOSPITAL |  |  |  | 0012740742 | KAREN GRUBER | Performance Verification | Closed | Josh Harris | 10/31/2019 | 10/31/2019 | INCOMING INVENTORY | DEVICE INVENTORIED | 95B102C4-E554-4FA6-9718-A92A880F19DC | Labor | 10/31/2019 | 10/31/2019 | Josh Harris
|  | WELCH ALLYN, INC. | WELCH ALLYN, INC. SURETEMP + 692 |  |  | EMERGENCY ROOM |  |  | excluded | 10/31/2019 |  |  |  |  | NO | NO |  |  |  |  | WELCH ALLYN, INC. 30236334 17454596 |  |  | Active |  | 99:99:99:99:99:99 |  | Equipment | PAAR:00-PVAR | 10/31/2019 | 10/31/2019 | COOPER UNIVERSITY HOSPITAL |  |  |  | 0012740732 | KAREN GRUBER | Performance Verification | Closed | Josh Harris | 10/31/2019 | 10/31/2019 | INCOMING INVENTORY | DEVICE INVENTORIED | 9CEDF6AF-125F-4454-9739-E7531A5211DE | Labor | 10/31/2019 | 10/31/2019 | Josh Harris
|  | WELCH ALLYN, INC. | WELCH ALLYN, INC. SURETEMP + 692 |  |  | EMERGENCY ROOM |  |  | excluded | 10/31/2019 |  |  |  |  | NO | NO |  |  |  |  | WELCH ALLYN, INC. 30236333 17470789 |  |  | Active |  | 99:99:99:99:99:99 |  | Equipment | PAAR:00-PVAR | 10/31/2019 | 10/31/2019 | COOPER UNIVERSITY HOSPITAL |  |  |  | 0012740737 | KAREN GRUBER | Preventative Maintenance | Closed | Josh Harris | 10/31/2019 | 10/31/2019 | PERFORMANCE ASSURANCE AT INVENTORY | INVENTORIED DEVICE AND ENSURED DEVICE WAS FUNCTIONING PROPERLY. | A2EFAB90-FB25-4FE9-82B0-5304FE5A1B08 | Labor | 10/31/2019 | 10/31/2019 | Richard Jolly
|  | WELCH ALLYN, INC. | WELCH ALLYN, INC. SURETEMP + 692 |  |  | KELEMEN N6 |  |  | excluded | 10/31/2019 |  |  |  |  | NO | NO |  |  |  |  | WELCH ALLYN, INC. 30236254 16140540 |  |  | Active |  | 99:99:99:99:99:99 |  | Equipment | PAAR:00-PVAR | 10/31/2019 | 10/31/2019 | COOPER UNIVERSITY HOSPITAL |  |  |  |  | Susan Cannon |  |  |  | 10/31/2019 | 10/31/2019 |  |  |  |  | 10/31/2019 | 10/31/2019
|  | WELCH ALLYN, INC. | WELCH ALLYN, INC. SURETEMP + 692 |  |  | LABOR & DELIVERY |  |  | excluded | 01/01/2012 |  |  |  |  | NO | NO |  |  |  |  | WELCH ALLYN, INC. 10365392 13041860 |  |  | Active |  | 99:99:99:99:99:99 |  | Equipment | PAAR:00-PVAR | 11/02/2019 |  | COOPER UNIVERSITY HOSPITAL |  |  | LABOR AND DELIVERY |  | JOANNA HORST
|  | WELCH ALLYN, INC. | WELCH ALLYN, INC. SURETEMP + 692 |  |  | INTENSIVE CARE UNIT |  |  | excluded | 01/01/2006 |  |  |  |  | NO | NO |  |  |  |  | WELCH ALLYN, INC. 10364981 06271059 |  |  | Active |  | 99:99:99:99:99:99 |  | Equipment | PAAR:00-PVAR | 11/02/2019 |  | COOPER UNIVERSITY HOSPITAL |  |  | BIOMED | WOT00000000536865 | CAROLYN RUMELL | Disposition | Closed | Richard Jolly | 02/09/2018 | 05/15/2019 | Bulk Disposition CNL | Notification sent to technician and manager that this CEID has been marked as Could Not Locate (CNL). 33% SLA Warning: Notification sent to technician and manager that this CEID has been marked as Could Not Locate (CNL) for 30 days. 66% SLA Warning: Notification sent to technician and manager that this CEID has been marked as Could Not Locate (CNL) for 60 days. 99% SLA Warning: Notification sent to technician and manager that this CEID has been marked as Could Not Locate (CNL) for 90 days.
|  | WELCH ALLYN, INC. | WELCH ALLYN, INC. SURETEMP + 692 |  |  | MOTHER INFANT UNIT |  |  | excluded | 04/04/2013 |  |  |  |  | NO | NO |  |  |  |  | WELCH ALLYN, INC. 10364828 13123035 |  |  | Active |  | 99:99:99:99:99:99 |  | Equipment | PAAR:00-PVAR | 11/02/2019 |  | COOPER UNIVERSITY HOSPITAL |  |  | D340 |  | Christina Smith
|  | WELCH ALLYN, INC. | WELCH ALLYN, INC. SURETEMP + 692 |  |  | LABOR & DELIVERY |  |  | excluded | 09/16/2010 |  |  |  |  | NO | NO |  |  |  |  | WELCH ALLYN, INC. 10364802 10331537 |  |  | Active |  | 99:99:99:99:99:99 |  | Equipment | PAAR:00-PVAR | 11/01/2019 |  | COOPER UNIVERSITY HOSPITAL |  |  | LABOR AND DELIVERY |  | JOANNA HORST
|  | WELCH ALLYN, INC. | WELCH ALLYN, INC. SURETEMP + 692 |  |  | PEDIATRIC INTENSIVE CARE UNIT |  |  | excluded | 04/09/2014 |  |  |  |  | NO | NO |  |  |  |  | WELCH ALLYN, INC. 10360483 14130846 |  |  | Active |  | 99:99:99:99:99:99 |  | Equipment | PAAR:00-PVAR | 11/01/2019 |  | COOPER UNIVERSITY HOSPITAL |  |  | PICU/ MEDI PREP RM | WOT00000000510615 | Susan Cannon | Disposition | Closed | Gene Amodei | 02/08/2018 | 05/24/2019 | Bulk Disposition CNL
|  | WELCH ALLYN, INC. | WELCH ALLYN, INC. SURETEMP + 692 |  |  | TRAUMA ICU |  |  | excluded | 09/08/2005 |  |  |  |  | NO | NO |  |  |  |  | WELCH ALLYN, INC. 10357248 04083155 |  |  | Active |  | 99:99:99:99:99:99 |  | Equipment | PAAR:00-PVAR | 11/02/2019 |  | COOPER UNIVERSITY HOSPITAL |  |  | HELIPAD | WOT00000000536855 | Diane Floyd | Disposition | Closed | Richard Jolly | 02/09/2018 | 05/24/2019 | Bulk Disposition CNL | Notification sent to technician and manager that this CEID has been marked as Could Not Locate (CNL). 33% SLA Warning: Notification sent to technician and manager that this CEID has been marked as Could Not Locate (CNL) for 30 days. 66% SLA Warning: Notification sent to technician and manager that this CEID has been marked as Could Not Locate (CNL) for 60 days. 99% SLA Warning: Notification sent to technician and manager that this CEID has been marked as Could Not Locate (CNL) for 90 days.
|  | WELCH ALLYN, INC. | WELCH ALLYN, INC. SURETEMP + 692 |  |  | INCU - KELEMEN S10 |  |  |  | 04/03/2014 |  |  |  |  | NO | NO |  |  |  |  | WELCH ALLYN, INC. 10356029 14130771 |  |  | Disposition |  | 99:99:99:99:99:99 |  | Equipment | PAAR:00-PVAR | 11/02/2019 |  | COOPER UNIVERSITY HOSPITAL |  |  | RM 1062 |  | Lisa Brooks
|  | WELCH ALLYN, INC. | WELCH ALLYN, INC. SURETEMP + 692 |  |  | CARDIAC CATH LAB |  |  | excluded | 11/02/2019 |  |  |  |  | NO | NO |  |  |  |  | WELCH ALLYN, INC. 30225113 09390386 |  |  | Active |  | 99:99:99:99:99:99 |  | Equipment | PAAR:00-PVAR | 11/02/2019 | 11/02/2019 | COOPER UNIVERSITY HOSPITAL |  |  | CCL - Moves |  | LINDA BEAN |  |  |  | 11/02/2019 | 11/02/2019 |  |  |  |  | 11/02/2019 | 11/02/2019
|  | WELCH ALLYN, INC. | WELCH ALLYN, INC. SURETEMP + 692 |  |  | MED/SURG 6 PAVILION |  |  | excluded | 10/31/2019 |  |  |  |  | NO | NO |  |  |  |  | WELCH ALLYN, INC. 30225107 15350986 |  |  | Active |  | 99:99:99:99:99:99 |  | Equipment | PAAR:00-PVAR | 10/31/2019 | 10/31/2019 | COOPER UNIVERSITY HOSPITAL |  |  |  | 0012677999 | BRIAN OSHAUGHNESSY | Performance Verification | Closed | Josh Harris | 10/31/2019 | 10/31/2019 | INCOMING INVENTORY | DEVICE INVENTORIED | 0D56ED48-4B6A-4F02-8FFA-351A2B8D3EFF | Labor | 10/31/2019 | 10/31/2019 | Josh Harris
|  | WELCH ALLYN, INC. | WELCH ALLYN, INC. SURETEMP + 692 |  |  | CCU - CORONARY CARE UNIT |  |  | excluded | 01/01/2005 |  |  |  |  | NO | NO |  |  |  |  | WELCH ALLYN, INC. 10355741 05388815 |  |  | Active |  | 99:99:99:99:99:99 |  | Equipment | PAAR:00-PVAR | 11/02/2019 |  | COOPER UNIVERSITY HOSPITAL |  |  | CCU | WOT00000000536835 | CAROLYN RUMELL | Disposition | Closed | Richard Jolly | 02/09/2018 | 05/15/2019 | Bulk Disposition CNL | Notification sent to technician and manager that this CEID has been marked as Could Not Locate (CNL). 33% SLA Warning: Notification sent to technician and manager that this CEID has been marked as Could Not Locate (CNL) for 30 days. 66% SLA Warning: Notification sent to technician and manager that this CEID has been marked as Could Not Locate (CNL) for 60 days. 99% SLA Warning: Notification sent to technician and manager that this CEID has been marked as Could Not Locate (CNL) for 90 days.
|  | WELCH ALLYN, INC. | WELCH ALLYN, INC. SURETEMP + 692 |  |  | TSDU - KELEMEN S7 |  |  | excluded | 01/01/2013 |  |  |  |  | NO | NO |  |  |  |  | WELCH ALLYN, INC. 10355646 09321183 |  |  | Active |  | 99:99:99:99:99:99 |  | Equipment | PAAR:00-PVAR | 11/01/2019 |  | COOPER UNIVERSITY HOSPITAL |  |  | TRAUMA STEP DOWN |  | JEN VANDER HORN
|  | WELCH ALLYN, INC. | WELCH ALLYN, INC. SURETEMP + 692 |  |  | LABOR & DELIVERY |  |  | excluded | 01/01/2012 |  |  |  |  | NO | NO |  |  |  |  | WELCH ALLYN, INC. 10355118 13041492 |  |  | Active |  | 99:99:99:99:99:99 |  | Equipment | PAAR:00-PVAR | 11/02/2019 |  | COOPER UNIVERSITY HOSPITAL |  |  | LABOR AND DELIVERY | WOT00000000509703 | JOANNA HORST | Disposition | Closed | Gene Amodei | 02/08/2018 | 05/13/2019 | Bulk Disposition CNL
|  | WELCH ALLYN, INC. | WELCH ALLYN, INC. SURETEMP + 692 |  |  | LABOR & DELIVERY |  |  | excluded | 06/24/2015 |  |  |  |  | NO | NO |  |  |  |  | WELCH ALLYN, INC. 10355050 10521127 |  |  | Active |  | 99:99:99:99:99:99 |  | Equipment | PAAR:00-PVAR | 11/02/2019 |  | COOPER UNIVERSITY HOSPITAL |  |  | D605 |  | JOANNA HORST
|  | WELCH ALLYN, INC. | WELCH ALLYN, INC. SURETEMP + 692 |  |  | ANTERPARTUM-INVITRO FERT |  |  | excluded | 06/24/2015 |  |  |  |  | NO | NO |  |  |  |  | WELCH ALLYN, INC. 10355035 11040552 |  |  | Active |  | 99:99:99:99:99:99 |  | Equipment | PAAR:00-PVAR | 11/02/2019 |  | COOPER UNIVERSITY HOSPITAL |  |  | d603 |  | GRACE SVEINBZORNSSON
|  | WELCH ALLYN, INC. | WELCH ALLYN, INC. SURETEMP + 692 |  |  | MATERNAL FETAL CARE UNIT |  |  | excluded | 05/01/2013 |  |  |  |  | NO | NO |  |  |  |  | WELCH ALLYN, INC. 10355013 13141532 |  |  | Active |  | 99:99:99:99:99:99 |  | Equipment | PAAR:00-PVAR | 11/01/2019 |  | COOPER UNIVERSITY HOSPITAL |  |  | D605 | WOT00000000509863 | JOANNA HORST | Disposition | Closed | Gene Amodei | 02/08/2018 | 05/14/2019 | Bulk Disposition CNL
|  | WELCH ALLYN, INC. | WELCH ALLYN, INC. SURETEMP + 692 |  |  | LABOR & DELIVERY |  |  | excluded | 06/24/2015 |  |  |  |  | NO | NO |  |  |  |  | WELCH ALLYN, INC. 10354941 10521523 |  |  | Active |  | 99:99:99:99:99:99 |  | Equipment | PAAR:00-PVAR | 11/01/2019 |  | COOPER UNIVERSITY HOSPITAL |  |  | SUITE 5 |  | JOANNA HORST
|  | WELCH ALLYN, INC. | WELCH ALLYN, INC. SURETEMP + 692 |  |  | KELEMEN 8 PCU |  |  | excluded | 04/01/2014 |  |  |  |  | NO | NO |  |  |  |  | WELCH ALLYN, INC. 10354912 14111285 |  |  | Active |  | 99:99:99:99:99:99 |  | Equipment | PAAR:00-PVAR | 11/02/2019 |  | COOPER UNIVERSITY HOSPITAL |  |  | N8/S8 |  | BYRON WELLS
|  | WELCH ALLYN, INC. | WELCH ALLYN, INC. SURETEMP + 692 |  |  | COOPER CANCER-- EGG HARBOR |  |  | excluded | 10/31/2019 |  |  |  |  | NO | NO |  |  |  |  | WELCH ALLYN, INC. 30212588 |  |  | Active |  | 99:99:99:99:99:99 |  | Equipment | PAAR:00-PVAR | 10/31/2019 | 10/31/2019 | COOPER AMBULATORY OFF-SITES |  |  |  | 0012024156 | VIOLET YACOVELLI | Preventative Maintenance | Closed | Josh Harris | 10/31/2019 | 10/31/2019 | PERFORMANCE ASSURANCE AT INVENTORY | INVENTORIED DEVICE AND ENSURED DEVICE WAS FUNCTIONING PROPERLY. | F6A9E99B-B1BC-45A5-8792-8E45E5FB6FC0 | Labor | 10/31/2019 | 10/31/2019 | Josh Harris
|  | WELCH ALLYN, INC. | WELCH ALLYN, INC. SURETEMP + 692 |  |  | COOPER CANCER-- EGG HARBOR |  |  | excluded | 10/31/2019 |  |  |  |  | NO | NO |  |  |  |  | WELCH ALLYN, INC. 30212587 |  |  | Active |  | 99:99:99:99:99:99 |  | Equipment | PAAR:00-PVAR | 10/31/2019 | 10/31/2019 | COOPER AMBULATORY OFF-SITES |  |  |  | 0012025415 | VIOLET YACOVELLI | Preventative Maintenance | Closed | Josh Harris | 10/31/2019 | 10/31/2019 | PERFORMANCE ASSURANCE AT INVENTORY | INVENTORIED DEVICE AND ENSURED DEVICE WAS FUNCTIONING PROPERLY. | 22756818-54B8-49DB-B210-9C6D911C2682 | Labor | 10/31/2019 | 10/31/2019 | Josh Harris
|  | WELCH ALLYN, INC. | WELCH ALLYN, INC. SURETEMP + 692 |  |  | COOPER CANCER-- EGG HARBOR |  |  | excluded | 10/31/2019 |  |  |  |  | NO | NO |  |  |  |  | WELCH ALLYN, INC. 30212586 |  |  | Active |  | 99:99:99:99:99:99 |  | Equipment | PAAR:00-PVAR | 10/31/2019 | 10/31/2019 | COOPER AMBULATORY OFF-SITES |  |  |  | 0012025423 | VIOLET YACOVELLI | Preventative Maintenance | Closed | Josh Harris | 10/31/2019 | 10/31/2019 | PERFORMANCE ASSURANCE AT INVENTORY | INVENTORIED DEVICE AND ENSURED DEVICE WAS FUNCTIONING PROPERLY. | 793694DE-97EA-4425-83AB-DB6347378967 | Labor | 10/31/2019 | 10/31/2019 | Josh Harris
|  | WELCH ALLYN, INC. | WELCH ALLYN, INC. SURETEMP + 692 |  |  | 3 COOPER-MULTISPECIALTY CENTER |  |  | excluded | 09/10/2015 |  |  |  |  | NO | NO |  |  |  |  | WELCH ALLYN, INC. 10349159 13151396 |  |  | Active |  | 99:99:99:99:99:99 |  | Equipment | PAAR:00-PVAR | 10/31/2019 |  | COOPER AMBULATORY OFF-SITES |  |  | SUITE 104 - MOVES |  | MARGIE OUTLER
|  | WELCH ALLYN, INC. | WELCH ALLYN, INC. SURETEMP + 692 |  |  | EMERGENCY ROOM |  |  | excluded | 10/31/2019 |  |  |  |  | NO | NO |  |  |  |  | WELCH ALLYN, INC. 30212510 14111286 |  |  | Active |  | 99:99:99:99:99:99 |  | Equipment | PAAR:00-PVAR | 10/31/2019 | 10/31/2019 | COOPER UNIVERSITY HOSPITAL |  |  |  | 0011487866 | KAREN GRUBER | Performance Verification | Closed | Bonnie Aichroth | 10/31/2019 | 10/31/2019 | INCOMING INVENTORY | DEVICE INVENTORIED | 113BF41C-BFC6-4E58-8BF0-B0F418541A9C | Labor | 10/31/2019 | 10/31/2019 | Bonnie Aichroth
|  | WELCH ALLYN, INC. | WELCH ALLYN, INC. SURETEMP + 692 |  |  | LABOR & DELIVERY |  |  | excluded | 10/31/2019 |  |  |  |  | NO | NO |  |  |  |  | WELCH ALLYN, INC. 3016242 16221767 |  |  | Active |  | 99:99:99:99:99:99 |  | Equipment | PAAR:00-PVAR | 10/31/2019 | 10/31/2019 | COOPER UNIVERSITY HOSPITAL |  |  |  | 0011494804 | JOANNA HORST | Performance Verification | Closed | Bonnie Aichroth | 10/31/2019 | 10/31/2019 | INCOMING INVENTORY | DEVICE INVENTORIED | 5E39D534-8497-43B3-ABBE-98E4693E76D8 | Labor | 10/31/2019 | 10/31/2019 | Bonnie Aichroth
|  | WELCH ALLYN, INC. | WELCH ALLYN, INC. SURETEMP + 692 |  |  | CCU - CORONARY CARE UNIT |  |  | excluded | 10/31/2019 |  |  |  |  | NO | NO |  |  |  |  | WELCH ALLYN, INC. 30149628 15060760 |  |  | Active |  | 99:99:99:99:99:99 |  | Equipment | PAAR:00-PVAR | 10/31/2019 | 10/31/2019 | COOPER UNIVERSITY HOSPITAL |  |  | TRAUMA ADMIT |  | CAROLYN RUMELL |  |  |  | 10/31/2019 | 10/31/2019 |  |  |  |  | 10/31/2019 | 10/31/2019
|  | WELCH ALLYN, INC. | WELCH ALLYN, INC. SURETEMP + 692 |  |  | CCU - CORONARY CARE UNIT |  |  | excluded | 10/31/2019 |  |  |  |  | NO | NO |  |  |  |  | WELCH ALLYN, INC. 30149625 15060765 |  |  | Active |  | 99:99:99:99:99:99 |  | Equipment | PAAR:00-PVAR | 10/31/2019 | 10/31/2019 | COOPER UNIVERSITY HOSPITAL |  |  | TRAUMA ADMIT |  | CAROLYN RUMELL |  |  |  | 10/31/2019 | 10/31/2019 |  |  |  |  | 10/31/2019 | 10/31/2019
|  | WELCH ALLYN, INC. | WELCH ALLYN, INC. SURETEMP + 692 |  |  | CCU - CORONARY CARE UNIT |  |  | excluded | 10/31/2019 |  |  |  |  | NO | NO |  |  |  |  | WELCH ALLYN, INC. 30149626 15060758 |  |  | Active |  | 99:99:99:99:99:99 |  | Equipment | PAAR:00-PVAR | 10/31/2019 | 10/31/2019 | COOPER UNIVERSITY HOSPITAL |  |  | TRAUMA ADMIT |  | CAROLYN RUMELL |  |  |  | 10/31/2019 | 10/31/2019 |  |  |  |  | 10/31/2019 | 10/31/2019
|  | WELCH ALLYN, INC. | WELCH ALLYN, INC. SURETEMP + 692 |  |  | CCU - CORONARY CARE UNIT |  |  | excluded | 10/31/2019 |  |  |  |  | NO | NO |  |  |  |  | WELCH ALLYN, INC. 30149627 15060761 |  |  | Active |  | 99:99:99:99:99:99 |  | Equipment | PAAR:00-PVAR | 10/31/2019 | 10/31/2019 | COOPER UNIVERSITY HOSPITAL |  |  | TRAUMA ADMIT |  | CAROLYN RUMELL |  |  |  | 10/31/2019 | 10/31/2019 |  |  |  |  | 10/31/2019 | 10/31/2019
|  | WELCH ALLYN, INC. | WELCH ALLYN, INC. SURETEMP + 692 |  |  | CCU - CORONARY CARE UNIT |  |  | excluded | 10/31/2019 |  |  |  |  | NO | NO |  |  |  |  | WELCH ALLYN, INC. 30149624 15060764 |  |  | Active |  | 99:99:99:99:99:99 |  | Equipment | PAAR:00-PVAR | 10/31/2019 | 10/31/2019 | COOPER UNIVERSITY HOSPITAL |  |  | L&D |  | CAROLYN RUMELL |  |  |  | 10/31/2019 | 10/31/2019 |  |  |  |  | 10/31/2019 | 10/31/2019
|  | WELCH ALLYN, INC. | WELCH ALLYN, INC. SURETEMP + 692 |  |  | CCU - CORONARY CARE UNIT |  |  | excluded | 10/31/2019 |  |  |  |  | NO | NO |  |  |  |  | WELCH ALLYN, INC. 30149623 15060753 |  |  | Active |  | 99:99:99:99:99:99 |  | Equipment | PAAR:00-PVAR | 10/31/2019 | 10/31/2019 | COOPER UNIVERSITY HOSPITAL |  |  | L&D |  | CAROLYN RUMELL |  |  |  | 10/31/2019 | 10/31/2019 |  |  |  |  | 10/31/2019 | 10/31/2019
|  | WELCH ALLYN, INC. | WELCH ALLYN, INC. SURETEMP + 692 |  |  | CCU - CORONARY CARE UNIT |  |  | excluded | 10/31/2019 |  |  |  |  | NO | NO |  |  |  |  | WELCH ALLYN, INC. 30149622 15060754 |  |  | Active |  | 99:99:99:99:99:99 |  | Equipment | PAAR:00-PVAR | 10/31/2019 | 10/31/2019 | COOPER UNIVERSITY HOSPITAL |  |  | BIOMED |  | CAROLYN RUMELL |  |  |  | 10/31/2019 | 10/31/2019 |  |  |  |  | 10/31/2019 | 10/31/2019
|  | WELCH ALLYN, INC. | WELCH ALLYN, INC. SURETEMP + 692 |  |  | CCU - CORONARY CARE UNIT |  |  | excluded | 10/31/2019 |  |  |  |  | NO | NO |  |  |  |  | WELCH ALLYN, INC. 30149621 15060767 |  |  | Active |  | 99:99:99:99:99:99 |  | Equipment | PAAR:00-PVAR | 10/31/2019 | 10/31/2019 | COOPER UNIVERSITY HOSPITAL |  |  | ER |  | CAROLYN RUMELL |  |  |  | 10/31/2019 | 10/31/2019 |  |  |  |  | 10/31/2019 | 10/31/2019
|  | WELCH ALLYN, INC. | WELCH ALLYN, INC. SURETEMP + 692 |  |  | CCU - CORONARY CARE UNIT |  |  | excluded | 10/31/2019 |  |  |  |  | NO | NO |  |  |  |  | WELCH ALLYN, INC. 30149620 15060501 |  |  | Active |  | 99:99:99:99:99:99 |  | Equipment | PAAR:00-PVAR | 10/31/2019 | 10/31/2019 | COOPER UNIVERSITY HOSPITAL |  |  | PEDS ER |  | CAROLYN RUMELL |  |  |  | 10/31/2019 | 10/31/2019 |  |  |  |  | 10/31/2019 | 10/31/2019
|  | WELCH ALLYN, INC. | WELCH ALLYN, INC. SURETEMP + 692 |  |  | CCU - CORONARY CARE UNIT |  |  | excluded | 10/31/2019 |  |  |  |  | NO | NO |  |  |  |  | WELCH ALLYN, INC. 30149619 15060768 |  |  | Active |  | 99:99:99:99:99:99 |  | Equipment | PAAR:00-PVAR | 10/31/2019 | 10/31/2019 | COOPER UNIVERSITY HOSPITAL |  |  | CCU 11 |  | CAROLYN RUMELL |  |  |  | 10/31/2019 | 10/31/2019 |  |  |  |  | 10/31/2019 | 10/31/2019
|  | WELCH ALLYN, INC. | WELCH ALLYN, INC. SURETEMP + 692 |  |  | CCU - CORONARY CARE UNIT |  |  | excluded | 10/31/2019 |  |  |  |  | NO | NO |  |  |  |  | WELCH ALLYN, INC. 30149618 15060504 |  |  | Active |  | 99:99:99:99:99:99 |  | Equipment | PAAR:00-PVAR | 10/31/2019 | 10/31/2019 | COOPER UNIVERSITY HOSPITAL |  |  | ccu nurse desk |  | CAROLYN RUMELL |  |  |  | 10/31/2019 | 10/31/2019 |  |  |  |  | 10/31/2019 | 10/31/2019
|  | WELCH ALLYN, INC. | WELCH ALLYN, INC. SURETEMP + 692 |  |  | 3 COOPER-PREADMISSION TESTING |  |  | excluded | 10/31/2019 |  |  |  |  | NO | NO |  |  |  |  | WELCH ALLYN, INC. 30149617 15060763 |  |  | Active |  | 99:99:99:99:99:99 |  | Equipment | PAAR:00-PVAR | 10/31/2019 | 10/31/2019 | COOPER AMBULATORY OFF-SITES |  |  | Suite 116 - Exam 116D |  | Karen Capone |  |  |  | 10/31/2019 | 10/31/2019 |  |  |  |  | 10/31/2019 | 10/31/2019
|  | WELCH ALLYN, INC. | WELCH ALLYN, INC. SURETEMP + 692 |  |  | PAVILION 8 |  |  | excluded | 11/02/2019 |  |  |  |  | NO | NO |  |  |  |  | WELCH ALLYN, INC. 30149590 14290736 |  |  | Active |  | 99:99:99:99:99:99 |  | Equipment | PAAR:00-PVAR | 11/02/2019 | 11/02/2019 | COOPER UNIVERSITY HOSPITAL |  |  | pavilion 8 | WOT00000000510728 | BRIAN OSHAUGHNESSY | Disposition | Closed | Gene Amodei | 11/02/2019 | 11/02/2019 | Bulk Disposition CNL |  |  |  | 11/02/2019 | 11/02/2019
|  | WELCH ALLYN, INC. | WELCH ALLYN, INC. SURETEMP + 692 |  |  | RIPPA CENTER-OB/GYN |  |  | excluded | 10/31/2019 |  |  |  |  | NO | NO |  |  |  |  | WELCH ALLYN, INC. 30149579 15032414 |  |  | Active |  | 99:99:99:99:99:99 |  | Equipment | PAAR:00-PVAR | 10/31/2019 | 10/31/2019 | COOPER AMBULATORY OFF-SITES |  |  |  |  | PATRICIA HUFF |  |  |  | 10/31/2019 | 10/31/2019 |  |  |  |  | 10/31/2019 | 10/31/2019
|  | WELCH ALLYN, INC. | WELCH ALLYN, INC. SURETEMP + 692 |  | NOT KNOWN | KELEMEN 8 PCU |  |  | excluded | 11/01/2019 |  |  |  |  | NO | NO |  |  |  |  | WELCH ALLYN, INC. 30149568 NOT KNOWN |  |  | Active |  | 99:99:99:99:99:99 |  | Equipment | PAAR:00-PVAR | 11/01/2019 | 11/01/2019 | COOPER UNIVERSITY HOSPITAL |  |  | RM 811 | WOT00000000514056 | BYRON WELLS | Disposition | Closed | Michael Youch | 11/01/2019 | 11/01/2019 | Bulk Disposition CNL |  |  |  | 11/01/2019 | 11/01/2019
|  | WELCH ALLYN, INC. | WELCH ALLYN, INC. SURETEMP + 692 |  |  | PAVILION 8 |  |  | excluded | 11/02/2019 |  |  |  |  | NO | NO |  |  |  |  | WELCH ALLYN, INC. 30149573 14290734 |  |  | Active |  | 99:99:99:99:99:99 |  | Equipment | PAAR:00-PVAR | 11/02/2019 | 11/02/2019 | COOPER UNIVERSITY HOSPITAL |  |  | pavilion 8 |  | BRIAN OSHAUGHNESSY |  |  |  | 11/02/2019 | 11/02/2019 |  |  |  |  | 11/02/2019 | 11/02/2019
|  | WELCH ALLYN, INC. | WELCH ALLYN, INC. SURETEMP + 692 |  |  | EMERGENCY ROOM |  |  | excluded | 11/01/2019 |  |  |  |  | NO | NO |  |  |  |  | WELCH ALLYN, INC. 30149570 09011366 |  |  | Active |  | 99:99:99:99:99:99 |  | Equipment | PAAR:00-PVAR | 11/01/2019 | 11/01/2019 | COOPER UNIVERSITY HOSPITAL |  |  | ER | WOT00000000536957 | KAREN GRUBER | Disposition | Closed | Richard Jolly | 11/01/2019 | 11/01/2019 | Bulk Disposition CNL | Notification sent to technician and manager that this CEID has been marked as Could Not Locate (CNL). 33% SLA Warning: Notification sent to technician and manager that this CEID has been marked as Could Not Locate (CNL) for 30 days. 66% SLA Warning: Notification sent to technician and manager that this CEID has been marked as Could Not Locate (CNL) for 60 days. 99% SLA Warning: Notification sent to technician and manager that this CEID has been marked as Could Not Locate (CNL) for 90 days. |  |  | 11/01/2019 | 11/01/2019
|  | WELCH ALLYN, INC. | WELCH ALLYN, INC. SURETEMP + 692 |  |  | TRAUMA ADMIT |  |  | excluded | 11/02/2019 |  |  |  |  | NO | NO |  |  |  |  | WELCH ALLYN, INC. 30149565 09330002 |  |  | Active |  | 99:99:99:99:99:99 |  | Equipment | PAAR:00-PVAR | 11/02/2019 | 11/02/2019 | COOPER UNIVERSITY HOSPITAL |  |  | TRAUMA ADMIT | WOT00000000536956 | Diane Floyd | Disposition | Closed | Richard Jolly | 11/02/2019 | 11/02/2019 | Bulk Disposition CNL | Notification sent to technician and manager that this CEID has been marked as Could Not Locate (CNL). 33% SLA Warning: Notification sent to technician and manager that this CEID has been marked as Could Not Locate (CNL) for 30 days. 66% SLA Warning: Notification sent to technician and manager that this CEID has been marked as Could Not Locate (CNL) for 60 days. 99% SLA Warning: Notification sent to technician and manager that this CEID has been marked as Could Not Locate (CNL) for 90 days. |  |  | 11/02/2019 | 11/02/2019
|  | WELCH ALLYN, INC. | WELCH ALLYN, INC. SURETEMP + 692 |  |  | EMERGENCY ROOM |  |  |  | 11/01/2019 |  |  |  |  | NO | NO |  |  |  |  | WELCH ALLYN, INC. 30149563 09381744 |  |  | Disposition |  | 99:99:99:99:99:99 |  | Equipment | PAAR:00-PVAR | 11/01/2019 | 11/01/2019 | COOPER UNIVERSITY HOSPITAL |  |  | ER |  | KAREN GRUBER |  |  |  | 11/01/2019 | 11/01/2019 |  |  |  |  | 11/01/2019 | 11/01/2019
|  | WELCH ALLYN, INC. | WELCH ALLYN, INC. SURETEMP + 692 |  |  | EMERGENCY ROOM |  |  | excluded | 11/02/2019 |  |  |  |  | NO | NO |  |  |  |  | WELCH ALLYN, INC. 30149560 14130918 |  |  | Active |  | 99:99:99:99:99:99 |  | Equipment | PAAR:00-PVAR | 11/02/2019 | 11/02/2019 | COOPER UNIVERSITY HOSPITAL |  |  | ER | WOT00000000510621 | KAREN GRUBER | Disposition | Closed | Richard Jolly | 11/02/2019 | 11/02/2019 | Bulk Disposition CNL |  |  |  | 11/02/2019 | 11/02/2019
|  | WELCH ALLYN, INC. | WELCH ALLYN, INC. SURETEMP + 692 |  |  | EMERGENCY ROOM |  |  | excluded | 11/02/2019 |  |  |  |  | NO | NO |  |  |  |  | WELCH ALLYN, INC. 30149559 09480498 |  |  | Active |  | 99:99:99:99:99:99 |  | Equipment | PAAR:00-PVAR | 11/02/2019 | 11/02/2019 | COOPER UNIVERSITY HOSPITAL |  |  | EMERGENCY DEPARTMENT |  | KAREN GRUBER |  |  |  | 11/02/2019 | 11/02/2019 |  |  |  |  | 11/02/2019 | 11/02/2019
|  | WELCH ALLYN, INC. | WELCH ALLYN, INC. SURETEMP + 692 |  |  | EMERGENCY ROOM |  |  | excluded | 11/01/2019 |  |  |  |  | NO | NO |  |  |  |  | WELCH ALLYN, INC. 30149557 13160942 |  |  | Active |  | 99:99:99:99:99:99 |  | Equipment | PAAR:00-PVAR | 11/01/2019 | 11/01/2019 | COOPER UNIVERSITY HOSPITAL |  |  | ER | WOT00000000509884 | KAREN GRUBER | Disposition | Closed | Richard Jolly | 11/01/2019 | 11/01/2019 | Bulk Disposition CNL |  |  |  | 11/01/2019 | 11/01/2019
|  | WELCH ALLYN, INC. | WELCH ALLYN, INC. SURETEMP + 692 |  |  | EMERGENCY ROOM |  |  | excluded | 11/02/2019 |  |  |  |  | NO | NO |  |  |  |  | WELCH ALLYN, INC. 30149558 12203383 |  |  | Active |  | 99:99:99:99:99:99 |  | Equipment | PAAR:00-PVAR | 11/02/2019 | 11/02/2019 | COOPER UNIVERSITY HOSPITAL |  |  | ER |  | KAREN GRUBER |  |  |  | 11/02/2019 | 11/02/2019 |  |  |  |  | 11/02/2019 | 11/02/2019
|  | WELCH ALLYN, INC. | WELCH ALLYN, INC. SURETEMP + 692 |  |  | EMERGENCY ROOM |  |  | excluded | 11/02/2019 |  |  |  |  | NO | NO |  |  |  |  | WELCH ALLYN, INC. 30149554 13051758 |  |  | Active |  | 99:99:99:99:99:99 |  | Equipment | PAAR:00-PVAR | 11/02/2019 | 11/02/2019 | COOPER UNIVERSITY HOSPITAL |  |  | ER | WOT00000000509717 | KAREN GRUBER | Disposition | Closed | Richard Jolly | 11/02/2019 | 11/02/2019 | Bulk Disposition CNL |  |  |  | 11/02/2019 | 11/02/2019
|  | WELCH ALLYN, INC. | WELCH ALLYN, INC. SURETEMP + 692 |  |  | EMERGENCY ROOM |  |  | excluded | 11/02/2019 |  |  |  |  | NO | NO |  |  |  |  | WELCH ALLYN, INC. 30149556 13161220 |  |  | Active |  | 99:99:99:99:99:99 |  | Equipment | PAAR:00-PVAR | 11/02/2019 | 11/02/2019 | COOPER UNIVERSITY HOSPITAL |  |  | ER | WOT00000000509886 | KAREN GRUBER | Disposition | Closed | Richard Jolly | 11/02/2019 | 11/02/2019 | Bulk Disposition CNL |  |  |  | 11/02/2019 | 11/02/2019
|  | WELCH ALLYN, INC. | WELCH ALLYN, INC. SURETEMP + 692 |  |  | EMERGENCY ROOM |  |  | excluded | 11/01/2019 |  |  |  |  | NO | NO |  |  |  |  | WELCH ALLYN, INC. 30149555 13051737 |  |  | Active |  | 99:99:99:99:99:99 |  | Equipment | PAAR:00-PVAR | 11/01/2019 | 11/01/2019 | COOPER UNIVERSITY HOSPITAL |  |  | ER | WOT00000000509710 | KAREN GRUBER | Disposition | Closed | Richard Jolly | 11/01/2019 | 11/01/2019 | Bulk Disposition CNL |  |  |  | 11/01/2019 | 11/01/2019
|  | WELCH ALLYN, INC. | WELCH ALLYN, INC. SURETEMP + 692 |  |  | EMERGENCY ROOM |  |  | excluded | 11/01/2019 |  |  |  |  | NO | NO |  |  |  |  | WELCH ALLYN, INC. 30149553 13051744 |  |  | Active |  | 99:99:99:99:99:99 |  | Equipment | PAAR:00-PVAR | 11/01/2019 | 11/01/2019 | COOPER UNIVERSITY HOSPITAL |  |  | ER | WOT00000000509712 | KAREN GRUBER | Disposition | Closed | Richard Jolly | 11/01/2019 | 11/01/2019 | Bulk Disposition CNL |  |  |  | 11/01/2019 | 11/01/2019
|  | WELCH ALLYN, INC. | WELCH ALLYN, INC. SURETEMP + 692 |  |  | EMERGENCY ROOM |  |  | excluded | 11/02/2019 |  |  |  |  | NO | NO |  |  |  |  | WELCH ALLYN, INC. 30149552 13051740 |  |  | Active |  | 99:99:99:99:99:99 |  | Equipment | PAAR:00-PVAR | 11/02/2019 | 11/02/2019 | COOPER UNIVERSITY HOSPITAL |  |  | EMERGENCY DEPARTMENT | WOT00000000509711 | KAREN GRUBER | Disposition | Closed | Richard Jolly | 11/02/2019 | 11/02/2019 | Bulk Disposition CNL |  |  |  | 11/02/2019 | 11/02/2019
|  | WELCH ALLYN, INC. | WELCH ALLYN, INC. SURETEMP + 692 |  |  | EMERGENCY ROOM |  |  | excluded | 11/02/2019 |  |  |  |  | NO | NO |  |  |  |  | WELCH ALLYN, INC. 30149551 13051746 |  |  | Active |  | 99:99:99:99:99:99 |  | Equipment | PAAR:00-PVAR | 11/02/2019 | 11/02/2019 | COOPER UNIVERSITY HOSPITAL |  |  | ER | WOT00000000509713 | KAREN GRUBER | Disposition | Closed | Richard Jolly | 11/02/2019 | 11/02/2019 | Bulk Disposition CNL |  |  |  | 11/02/2019 | 11/02/2019
|  | WELCH ALLYN, INC. | WELCH ALLYN, INC. SURETEMP + 692 |  |  | EMERGENCY ROOM |  |  | excluded | 11/01/2019 |  |  |  |  | NO | NO |  |  |  |  | WELCH ALLYN, INC. 30149544 11271777 |  |  | Active |  | 99:99:99:99:99:99 |  | Equipment | PAAR:00-PVAR | 11/01/2019 | 11/01/2019 | COOPER UNIVERSITY HOSPITAL |  |  | PEDI ER |  | KAREN GRUBER |  |  |  | 11/01/2019 | 11/01/2019 |  |  |  |  | 11/01/2019 | 11/01/2019
|  | WELCH ALLYN, INC. | WELCH ALLYN, INC. SURETEMP + 692 |  |  | EMERGENCY ROOM |  |  | excluded | 11/01/2019 |  |  |  |  | NO | NO |  |  |  |  | WELCH ALLYN, INC. 30149543 13260100 |  |  | Active |  | 99:99:99:99:99:99 |  | Equipment | PAAR:00-PVAR | 11/01/2019 | 11/01/2019 | COOPER UNIVERSITY HOSPITAL |  |  | PED ER | WOT00000000509967 | KAREN GRUBER | Disposition | Closed | Richard Jolly | 11/01/2019 | 11/01/2019 | Bulk Disposition CNL |  |  |  | 11/01/2019 | 11/01/2019
|  | WELCH ALLYN, INC. | WELCH ALLYN, INC. SURETEMP + 692 |  |  | EMERGENCY ROOM |  |  | excluded | 11/02/2019 |  |  |  |  | NO | NO |  |  |  |  | WELCH ALLYN, INC. 30149538 09480487 |  |  | Active |  | 99:99:99:99:99:99 |  | Equipment | PAAR:00-PVAR | 11/02/2019 | 11/02/2019 | COOPER UNIVERSITY HOSPITAL |  |  | EMERGENCY DEPARTMENT |  | KAREN GRUBER |  |  |  | 11/02/2019 | 11/02/2019 |  |  |  |  | 11/02/2019 | 11/02/2019
|  | WELCH ALLYN, INC. | WELCH ALLYN, INC. SURETEMP + 692 |  |  | CDU - CLINICAL DECISION UNIT-9 KELEMEN |  |  | excluded | 11/02/2019 |  |  |  |  | NO | NO |  |  |  |  | WELCH ALLYN, INC. 30149534 11021725 |  |  | Active |  | 99:99:99:99:99:99 |  | Equipment | PAAR:00-PVAR | 11/02/2019 | 11/02/2019 | COOPER UNIVERSITY HOSPITAL |  |  | 1st floor |  | KAREN GRUBER |  |  |  | 11/02/2019 | 11/02/2019 |  |  |  |  | 11/02/2019 | 11/02/2019
|  | WELCH ALLYN, INC. | WELCH ALLYN, INC. SURETEMP + 692 |  |  | TRAUMA ICU |  |  | excluded | 11/02/2019 |  |  |  |  | NO | NO |  |  |  |  | WELCH ALLYN, INC. 30146492 07165046 |  |  | Active |  | 99:99:99:99:99:99 |  | Equipment | PAAR:00-PVAR | 11/02/2019 | 11/02/2019 | COOPER UNIVERSITY HOSPITAL |  |  | TRAUMA ICU |  | Diane Floyd |  |  |  | 11/02/2019 | 11/02/2019 |  |  |  |  | 11/02/2019 | 11/02/2019
|  | WELCH ALLYN, INC. | WELCH ALLYN, INC. SURETEMP + 692 |  |  | MATERNAL FETAL CARE UNIT |  |  | excluded | 05/01/2013 |  |  |  |  | NO | NO |  |  |  |  | WELCH ALLYN, INC. 10347673 13151378 |  |  | Active |  | 99:99:99:99:99:99 |  | Equipment | PAAR:00-PVAR | 11/02/2019 |  | COOPER UNIVERSITY HOSPITAL |  |  | labor and delivery 1 |  | JOANNA HORST
|  | WELCH ALLYN, INC. | WELCH ALLYN, INC. SURETEMP + 692 |  |  | TRAUMA ICU |  |  | excluded | 10/31/2019 |  |  |  |  | NO | NO |  |  |  |  | WELCH ALLYN, INC. 30146437 16282327 |  |  | Active |  | 99:99:99:99:99:99 |  | Equipment | PAAR:00-PVAR | 10/31/2019 | 10/31/2019 | COOPER UNIVERSITY HOSPITAL |  |  |  |  | Diane Floyd |  |  |  | 10/31/2019 | 10/31/2019 |  |  |  |  | 10/31/2019 | 10/31/2019
|  | WELCH ALLYN, INC. | WELCH ALLYN, INC. SURETEMP + 692 |  |  | TRAUMA ICU |  |  | excluded | 10/31/2019 |  |  |  |  | NO | NO |  |  |  |  | WELCH ALLYN, INC. 30146436 16211499 |  |  | Active |  | 99:99:99:99:99:99 |  | Equipment | PAAR:00-PVAR | 10/31/2019 | 10/31/2019 | COOPER UNIVERSITY HOSPITAL |  |  |  |  | Diane Floyd |  |  |  | 10/31/2019 | 10/31/2019 |  |  |  |  | 10/31/2019 | 10/31/2019
|  | WELCH ALLYN, INC. | WELCH ALLYN, INC. SURETEMP + 692 |  |  | AUDUBON URGENT CARE |  |  | excluded | 10/31/2019 |  |  |  |  | NO | NO |  |  |  |  | WELCH ALLYN, INC. 30146361 13251666 |  |  | Active |  | 99:99:99:99:99:99 |  | Equipment | PAAR:00-PVAR | 10/31/2019 | 10/31/2019 | COOPER AMBULATORY OFF-SITES |  |  |  |  | MELISSA PORTOBANCO |  |  |  | 10/31/2019 | 10/31/2019 |  |  |  |  | 10/31/2019 | 10/31/2019
|  | WELCH ALLYN, INC. | WELCH ALLYN, INC. SURETEMP + 692 |  |  | PAVILION 8 |  |  | excluded | 11/02/2019 |  |  |  |  | NO | NO |  |  |  |  | WELCH ALLYN, INC. 30144987 141290770 |  |  | Active |  | 99:99:99:99:99:99 |  | Equipment | PAAR:00-PVAR | 11/02/2019 | 11/02/2019 | COOPER UNIVERSITY HOSPITAL |  |  | pavillion 8 |  | BRIAN OSHAUGHNESSY |  |  |  | 11/02/2019 | 11/02/2019 |  |  |  |  | 11/02/2019 | 11/02/2019
|  | WELCH ALLYN, INC. | WELCH ALLYN, INC. SURETEMP + 692 |  |  | TRAUMA ICU |  |  | excluded | 11/02/2019 |  |  |  |  | NO | NO |  |  |  |  | WELCH ALLYN, INC. 30144966 09330007 |  |  | Active |  | 99:99:99:99:99:99 |  | Equipment | PAAR:00-PVAR | 11/02/2019 | 11/02/2019 | COOPER UNIVERSITY HOSPITAL |  |  | TICU Bed 10 | WOT00000000536949 | Diane Floyd | Disposition | Closed | Richard Jolly | 11/02/2019 | 11/02/2019 | Bulk Disposition CNL | Notification sent to technician and manager that this CEID has been marked as Could Not Locate (CNL). 33% SLA Warning: Notification sent to technician and manager that this CEID has been marked as Could Not Locate (CNL) for 30 days. 66% SLA Warning: Notification sent to technician and manager that this CEID has been marked as Could Not Locate (CNL) for 60 days. 99% SLA Warning: Notification sent to technician and manager that this CEID has been marked as Could Not Locate (CNL) for 90 days. |  |  | 11/02/2019 | 11/02/2019
|  | WELCH ALLYN, INC. | WELCH ALLYN, INC. SURETEMP + 692 |  |  | VOORHEES PEDIATRICS |  |  | excluded | 01/18/2012 |  |  |  |  | NO | NO |  |  |  |  | WELCH ALLYN, INC. 10347016 11511735 |  |  | Active |  | 99:99:99:99:99:99 |  | Equipment | PAAR:00-PVAR | 11/02/2019 |  | COOPER AMBULATORY OFF-SITES |  |  | PEDS CENTER 6400 MAIN |  | MAUREEN OBRIEN
|  | WELCH ALLYN, INC. | WELCH ALLYN, INC. SURETEMP + 692 |  |  | 3 COOPER - MEDICINE DEPARTMENT |  |  | excluded | 10/06/2014 |  |  |  |  | NO | NO |  |  |  |  | WELCH ALLYN, INC. 10346986 14251274 |  |  | Active |  | 99:99:99:99:99:99 |  | Equipment | PAAR:00-PVAR | 11/02/2019 |  | COOPER AMBULATORY OFF-SITES |  |  | Suite 215 - Nurses Station Cabin |  | NANCY LOUIS
|  | WELCH ALLYN, INC. | WELCH ALLYN, INC. SURETEMP + 692 |  |  | 3 COOPER - MEDICINE DEPARTMENT |  |  | excluded | 11/14/2014 |  |  |  |  | NO | NO |  |  |  |  | WELCH ALLYN, INC. 10346985 16399111 |  |  | Active |  | 99:99:99:99:99:99 |  | Equipment | PAAR:00-PVAR | 11/02/2019 |  | COOPER AMBULATORY OFF-SITES |  |  | SUITE 215 - MOVES |  | NANCY LOUIS
|  | WELCH ALLYN, INC. | WELCH ALLYN, INC. SURETEMP + 692 |  |  | CDU - CLINICAL DECISION UNIT-9 KELEMEN |  |  | excluded | 04/12/2011 |  |  |  |  | NO | NO |  |  |  |  | WELCH ALLYN, INC. 10346968 11123296 |  |  | Active |  | 99:99:99:99:99:99 |  | Equipment | PAAR:00-PVAR | 11/02/2019 |  | COOPER UNIVERSITY HOSPITAL |  |  | CDU | WOT00000000508292 | KAREN GRUBER | Disposition | Closed | Richard Jolly | 02/08/2018 | 05/15/2019 | Bulk Disposition CNL
|  | WELCH ALLYN, INC. | WELCH ALLYN, INC. SURETEMP + 692 |  |  | 3 COOPER - MEDICINE DEPARTMENT |  |  | excluded | 10/06/2014 |  |  |  |  | NO | NO |  |  |  |  | WELCH ALLYN, INC. 10346927 13431724 |  |  | Active |  | 99:99:99:99:99:99 |  | Equipment | PAAR:00-PVAR | 11/02/2019 |  | COOPER AMBULATORY OFF-SITES |  |  | Suite 215 - Nurses Station Cabin |  | NANCY LOUIS
|  | WELCH ALLYN, INC. | WELCH ALLYN, INC. SURETEMP + 692 |  |  | 3 COOPER - MEDICINE DEPARTMENT |  |  | excluded | 10/06/2014 |  |  |  |  | NO | NO |  |  |  |  | WELCH ALLYN, INC. 10346907 14251273 |  |  | Active |  | 99:99:99:99:99:99 |  | Equipment | PAAR:00-PVAR | 11/02/2019 |  | COOPER AMBULATORY OFF-SITES |  |  | Suite 215 - Nurses Station Cabin |  | NANCY LOUIS
|  | WELCH ALLYN, INC. | WELCH ALLYN, INC. SURETEMP + 692 |  |  | BRACHFIELD MEDICAL ASSOCIATES-MEDICINE |  |  | excluded | 11/02/2019 |  |  |  |  | NO | NO |  |  |  |  | WELCH ALLYN, INC. 30144709 14331796 |  |  | Active |  | 99:99:99:99:99:99 |  | Equipment | PAAR:00-PVAR | 11/02/2019 | 11/02/2019 | COOPER AMBULATORY OFF-SITES |  |  | ENDO - Holding |  | CATHY CRAWFORD |  |  |  | 11/02/2019 | 11/02/2019 |  |  |  |  | 11/02/2019 | 11/02/2019
|  | WELCH ALLYN, INC. | WELCH ALLYN, INC. SURETEMP + 692 |  |  | BRACHFIELD MEDICAL ASSOCIATES-MEDICINE |  |  | excluded | 11/02/2019 |  |  |  |  | NO | NO |  |  |  |  | WELCH ALLYN, INC. 30144705 14321940 |  |  | Active |  | 99:99:99:99:99:99 |  | Equipment | PAAR:00-PVAR | 11/02/2019 | 11/02/2019 | COOPER AMBULATORY OFF-SITES |  |  | ENDO - Holding |  | CATHY CRAWFORD |  |  |  | 11/02/2019 | 11/02/2019 |  |  |  |  | 11/02/2019 | 11/02/2019
|  | WELCH ALLYN, INC. | WELCH ALLYN, INC. SURETEMP + 692 |  |  | WILLINGBORO COOPER UNIVERSITY PHYSICIANS |  |  | excluded | 11/02/2019 |  |  |  |  | NO | NO |  |  |  |  | WELCH ALLYN, INC. 30144700 09500290 |  |  | Active |  | 99:99:99:99:99:99 |  | Equipment | PAAR:00-PVAR | 11/02/2019 | 11/02/2019 | COOPER AMBULATORY OFF-SITES |  |  | INT MED NURSE STAT 138 |  | PATTY LEWIS |  |  |  | 11/02/2019 | 11/02/2019 |  |  |  |  | 11/02/2019 | 11/02/2019
|  | WELCH ALLYN, INC. | WELCH ALLYN, INC. SURETEMP + 692 |  |  | BRACHFIELD MEDICAL ASSOCIATES-MEDICINE |  |  | excluded | 11/01/2019 |  |  |  |  | NO | NO |  |  |  |  | WELCH ALLYN, INC. 30144690 11100929 |  |  | Active |  | 99:99:99:99:99:99 |  | Equipment | PAAR:00-PVAR | 11/01/2019 | 11/01/2019 | COOPER AMBULATORY OFF-SITES |  |  | A Nurses Station |  | CATHY CRAWFORD |  |  |  | 11/01/2019 | 11/01/2019 |  |  |  |  | 11/01/2019 | 11/01/2019
|  | WELCH ALLYN, INC. | WELCH ALLYN, INC. SURETEMP + 692 |  |  | GLOUCESTER-MEDICINE |  |  |  | 11/02/2019 |  |  |  |  | NO | NO |  |  |  |  | WELCH ALLYN, INC. 30144670 14470243 |  |  | Disposition |  |  |  | Equipment | PAAR:00-PVAR | 11/02/2019 | 11/02/2019 | COOPER AMBULATORY OFF-SITES |  |  | DISPOSITION |  | KELLIE STOUT |  |  |  | 11/02/2019 | 11/02/2019 |  |  |  |  | 11/02/2019 | 11/02/2019
|  | WELCH ALLYN, INC. | WELCH ALLYN, INC. SURETEMP + 692 |  |  | BUNKER HILL-PEDIATRICS |  |  | excluded | 11/02/2019 |  |  |  |  | NO | NO |  |  |  |  | WELCH ALLYN, INC. 30144662 12090162 |  |  | Active |  | 99:99:99:99:99:99 |  | Equipment | PAAR:00-PVAR | 11/02/2019 | 11/02/2019 | COOPER AMBULATORY OFF-SITES |  |  | NURSE STAT NXT TO EXAM 2 |  | MAUREEN OBRIEN |  |  |  | 11/02/2019 | 11/02/2019 |  |  |  |  | 11/02/2019 | 11/02/2019
|  | WELCH ALLYN, INC. | WELCH ALLYN, INC. SURETEMP + 692 |  |  | BUNKER HILL-PEDIATRICS |  |  | excluded | 11/02/2019 |  |  |  |  | NO | NO |  |  |  |  | WELCH ALLYN, INC. 30144663 14171170 |  |  | Active |  | 99:99:99:99:99:99 |  | Equipment | PAAR:00-PVAR | 11/02/2019 | 11/02/2019 | COOPER AMBULATORY OFF-SITES |  |  | NURSE STATION |  | MAUREEN OBRIEN |  |  |  | 11/02/2019 | 11/02/2019 |  |  |  |  | 11/02/2019 | 11/02/2019
|  | WELCH ALLYN, INC. | WELCH ALLYN, INC. SURETEMP + 692 |  |  | BUNKER HILL-PEDIATRICS |  |  | excluded | 11/02/2019 |  |  |  |  | NO | NO |  |  |  |  | WELCH ALLYN, INC. 30144661 14171167 |  |  | Active |  | 99:99:99:99:99:99 |  | Equipment | PAAR:00-PVAR | 11/02/2019 | 11/02/2019 | COOPER AMBULATORY OFF-SITES |  |  | nurse stat |  | MAUREEN OBRIEN |  |  |  | 11/02/2019 | 11/02/2019 |  |  |  |  | 11/02/2019 | 11/02/2019
|  | WELCH ALLYN, INC. | WELCH ALLYN, INC. SURETEMP + 692 |  |  | BUNKER HILL-INTERNAL MEDICINE |  |  | excluded | 11/02/2019 |  |  |  |  | NO | NO |  |  |  |  | WELCH ALLYN, INC. 30144660 12362211 |  |  | Active |  | 99:99:99:99:99:99 |  | Equipment | PAAR:00-PVAR | 11/02/2019 | 11/02/2019 | COOPER AMBULATORY OFF-SITES |  |  | MOVES |  | SUSAN BABCOCK |  |  |  | 11/02/2019 | 11/02/2019 |  |  |  |  | 11/02/2019 | 11/02/2019
|  | WELCH ALLYN, INC. | WELCH ALLYN, INC. SURETEMP + 692 |  |  | BUNKER HILL-INTERNAL MEDICINE |  |  | excluded | 11/02/2019 |  |  |  |  | NO | NO |  |  |  |  | WELCH ALLYN, INC. 30144659 14442821 |  |  | Active |  | 99:99:99:99:99:99 |  | Equipment | PAAR:00-PVAR | 11/02/2019 | 11/02/2019 | COOPER AMBULATORY OFF-SITES |  |  | MOVES |  | SUSAN BABCOCK |  |  |  | 11/02/2019 | 11/02/2019 |  |  |  |  | 11/02/2019 | 11/02/2019
|  | WELCH ALLYN, INC. | WELCH ALLYN, INC. SURETEMP + 692 |  |  | BUNKER HILL-INTERNAL MEDICINE |  |  | excluded | 11/02/2019 |  |  |  |  | NO | NO |  |  |  |  | WELCH ALLYN, INC. 30144658 12403149 |  |  | Active |  | 99:99:99:99:99:99 |  | Equipment | PAAR:00-PVAR | 11/02/2019 | 11/02/2019 | COOPER AMBULATORY OFF-SITES |  |  | MOVES |  | SUSAN BABCOCK |  |  |  | 11/02/2019 | 11/02/2019 |  |  |  |  | 11/02/2019 | 11/02/2019
|  | WELCH ALLYN, INC. | WELCH ALLYN, INC. SURETEMP + 692 |  |  | BUNKER HILL-INTERNAL MEDICINE |  |  | excluded | 11/02/2019 |  |  |  |  | NO | NO |  |  |  |  | WELCH ALLYN, INC. 30144655 15051098 |  |  | Active |  | 99:99:99:99:99:99 |  | Equipment | PAAR:00-PVAR | 11/02/2019 | 11/02/2019 | COOPER AMBULATORY OFF-SITES |  |  | MOVES |  | SUSAN BABCOCK |  |  |  | 11/02/2019 | 11/02/2019 |  |  |  |  | 11/02/2019 | 11/02/2019
|  | WELCH ALLYN, INC. | WELCH ALLYN, INC. SURETEMP + 692 |  |  | BUNKER HILL-INTERNAL MEDICINE |  |  | excluded | 11/02/2019 |  |  |  |  | NO | NO |  |  |  |  | WELCH ALLYN, INC. 30144656 12411089 |  |  | Active |  | 99:99:99:99:99:99 |  | Equipment | PAAR:00-PVAR | 11/02/2019 | 11/02/2019 | COOPER AMBULATORY OFF-SITES |  |  | MOVES |  | SUSAN BABCOCK |  |  |  | 11/02/2019 | 11/02/2019 |  |  |  |  | 11/02/2019 | 11/02/2019
|  | WELCH ALLYN, INC. | WELCH ALLYN, INC. SURETEMP + 692 |  |  | BUNKER HILL-INTERNAL MEDICINE |  |  | excluded | 11/02/2019 |  |  |  |  | NO | NO |  |  |  |  | WELCH ALLYN, INC. 30144654 12362148 |  |  | Active |  | 99:99:99:99:99:99 |  | Equipment | PAAR:00-PVAR | 11/02/2019 | 11/02/2019 | COOPER AMBULATORY OFF-SITES |  |  | MOVES |  | SUSAN BABCOCK |  |  |  | 11/02/2019 | 11/02/2019 |  |  |  |  | 11/02/2019 | 11/02/2019
|  | WELCH ALLYN, INC. | WELCH ALLYN, INC. SURETEMP + 692 |  |  | CARDIAC CATH LAB |  |  | excluded | 11/02/2019 |  |  |  |  | NO | NO |  |  |  |  | WELCH ALLYN, INC. 30144386 09390446 |  |  | Active |  | 99:99:99:99:99:99 |  | Equipment | PAAR:00-PVAR | 11/02/2019 | 11/02/2019 | COOPER UNIVERSITY HOSPITAL |  |  | CCL - Moves | WOT00000002885283 | LINDA BEAN | Repair | Closed | Stephen Zubrzycki | 11/02/2019 | 11/02/2019 | cover won't snap on the probe | Analyzed unit. Probe was defective. Replaced probe with Cooper stock and ordered a new one and charged CCL | EXP3132315 | Labor | 11/02/2019 | 11/02/2019 | Stephen Zubrzycki
|  | WELCH ALLYN, INC. | WELCH ALLYN, INC. SURETEMP + 692 |  |  | CARDIAC CATH LAB |  |  |  | 11/02/2019 |  |  |  |  | NO | NO |  |  |  |  | WELCH ALLYN, INC. 30144384 09390388 |  |  | Disposition |  | 99:99:99:99:99:99 |  | Equipment | PAAR:00-PVAR | 11/02/2019 | 11/02/2019 | COOPER UNIVERSITY HOSPITAL |  |  | CNL | WOT00000000944084 | LINDA BEAN | Disposition | Closed | Stephen Zubrzycki | 11/02/2019 | 11/02/2019 | Equipment Disposition | CNL unit for past 2 years. Inactivating unit | EXP0603431 | Labor | 11/02/2019 | 11/02/2019 | Stephen Zubrzycki
|  | WELCH ALLYN, INC. | WELCH ALLYN, INC. SURETEMP + 692 |  |  | MED/SURG 6 PAVILION |  |  | excluded | 11/02/2019 |  |  |  |  | NO | NO |  |  |  |  | WELCH ALLYN, INC. 30144378 14093417 |  |  | Active |  | 99:99:99:99:99:99 |  | Equipment | PAAR:00-PVAR | 11/02/2019 | 11/02/2019 | COOPER UNIVERSITY HOSPITAL |  |  | PAV 6 | WOT00000002204220 | BRIAN OSHAUGHNESSY | Disposition | Closed | Michael Youch | 11/02/2019 | 11/02/2019 | Bulk Disposition CNL |  |  |  | 11/02/2019 | 11/02/2019
|  | WELCH ALLYN, INC. | WELCH ALLYN, INC. SURETEMP + 692 |  |  | NEURO/ORTHO/MEDSURG/7 PAV |  |  | excluded | 11/02/2019 |  |  |  |  | NO | NO |  |  |  |  | WELCH ALLYN, INC. 30144365 14093504 |  |  | Active |  | 99:99:99:99:99:99 |  | Equipment | PAAR:00-PVAR | 11/02/2019 | 11/02/2019 | COOPER UNIVERSITY HOSPITAL |  |  | PAV 6 - med room | WOT00000000510486 | Pam Young | Disposition | Closed | Gene Amodei | 11/02/2019 | 11/02/2019 | Bulk Disposition CNL |  |  |  | 11/02/2019 | 11/02/2019
|  | WELCH ALLYN, INC. | WELCH ALLYN, INC. SURETEMP + 692 |  |  | NEURO/ORTHO/MEDSURG/7 PAV |  |  | excluded | 11/02/2019 |  |  |  |  | NO | NO |  |  |  |  | WELCH ALLYN, INC. 30144364 14093477 |  |  | Active |  | 99:99:99:99:99:99 |  | Equipment | PAAR:00-PVAR | 11/02/2019 | 11/02/2019 | COOPER UNIVERSITY HOSPITAL |  |  | PAV 7 - med room | WOT00000000510485 | Pam Young | Disposition | Closed | Gene Amodei | 11/02/2019 | 11/02/2019 | Bulk Disposition CNL |  |  |  | 11/02/2019 | 11/02/2019
|  | WELCH ALLYN, INC. | WELCH ALLYN, INC. SURETEMP + 692 |  |  | CARDIAC CATH LAB |  |  | excluded | 11/02/2019 |  |  |  |  | NO | NO |  |  |  |  | WELCH ALLYN, INC. 30144329 07150891 |  |  | Active |  | 99:99:99:99:99:99 |  | Equipment | PAAR:00-PVAR | 11/02/2019 | 11/02/2019 | COOPER UNIVERSITY HOSPITAL |  |  | CCL - Moves | WOT00000000536944 | LINDA BEAN | Disposition | Closed | Zhan Kiselev | 11/02/2019 | 11/02/2019 | Bulk Disposition CNL | Notification sent to technician and manager that this CEID has been marked as Could Not Locate (CNL). 33% SLA Warning: Notification sent to technician and manager that this CEID has been marked as Could Not Locate (CNL) for 30 days. 66% SLA Warning: Notification sent to technician and manager that this CEID has been marked as Could Not Locate (CNL) for 60 days. 99% SLA Warning: Notification sent to technician and manager that this CEID has been marked as Could Not Locate (CNL) for 90 days. |  |  | 11/02/2019 | 11/02/2019
|  | WELCH ALLYN, INC. | WELCH ALLYN, INC. SURETEMP + 692 |  |  | TRAUMA ADMIT |  |  | excluded | 11/02/2019 |  |  |  |  | NO | NO |  |  |  |  | WELCH ALLYN, INC. 30144328 10060624 |  |  | Active |  | 99:99:99:99:99:99 |  | Equipment | PAAR:00-PVAR | 11/02/2019 | 11/02/2019 | COOPER UNIVERSITY HOSPITAL |  |  | TICU |  | Diane Floyd |  |  |  | 11/02/2019 | 11/02/2019 |  |  |  |  | 11/02/2019 | 11/02/2019
|  | WELCH ALLYN, INC. | WELCH ALLYN, INC. SURETEMP + 692 |  |  | TRAUMA ADMIT |  |  | excluded | 11/02/2019 |  |  |  |  | NO | NO |  |  |  |  | WELCH ALLYN, INC. 30144327 09230532 |  |  | Active |  | 99:99:99:99:99:99 |  | Equipment | PAAR:00-PVAR | 11/02/2019 | 11/02/2019 | COOPER UNIVERSITY HOSPITAL |  |  | bed 16 | WOT00000000536943 | Diane Floyd | Disposition | Closed | Richard Jolly | 11/02/2019 | 11/02/2019 | Bulk Disposition CNL | Notification sent to technician and manager that this CEID has been marked as Could Not Locate (CNL). 33% SLA Warning: Notification sent to technician and manager that this CEID has been marked as Could Not Locate (CNL) for 30 days. 66% SLA Warning: Notification sent to technician and manager that this CEID has been marked as Could Not Locate (CNL) for 60 days. 99% SLA Warning: Notification sent to technician and manager that this CEID has been marked as Could Not Locate (CNL) for 90 days. |  |  | 11/02/2019 | 11/02/2019
|  | WELCH ALLYN, INC. | WELCH ALLYN, INC. SURETEMP + 692 |  |  | EMERGENCY ROOM |  |  | excluded | 11/02/2019 |  |  |  |  | NO | NO |  |  |  |  | WELCH ALLYN, INC. 30144053 14130907 |  |  | Active |  | 99:99:99:99:99:99 |  | Equipment | PAAR:00-PVAR | 11/02/2019 | 11/02/2019 | COOPER UNIVERSITY HOSPITAL |  |  | Rm 28 |  | KAREN GRUBER |  |  |  | 11/02/2019 | 11/02/2019 |  |  |  |  | 11/02/2019 | 11/02/2019
|  | WELCH ALLYN, INC. | WELCH ALLYN, INC. SURETEMP + 692 |  |  | COOPER CANCER CENTER-MULTIDISCIPLINARY CLINIC |  |  | excluded | 11/02/2019 |  |  |  |  | NO | NO |  |  |  |  | WELCH ALLYN, INC. 30143612 12152782 |  |  | Active |  | 99:99:99:99:99:99 |  | Equipment | PAAR:00-PVAR | 11/02/2019 | 11/02/2019 | COOPER AMBULATORY OFF-SITES |  |  | MULTI DISC - MOVES |  | ROXANNE BERGER |  |  |  | 11/02/2019 | 11/02/2019 |  |  |  |  | 11/02/2019 | 11/02/2019
|  | WELCH ALLYN, INC. | WELCH ALLYN, INC. SURETEMP + 692 |  |  | 3 COOPER - SURGERY DEPARTMENT |  |  | excluded | 06/10/2015 |  |  |  |  | NO | NO |  |  |  |  | WELCH ALLYN, INC. 10346806 11030281 |  |  | Active |  | 99:99:99:99:99:99 |  | Equipment | PAAR:00-PVAR | 10/31/2019 |  | COOPER AMBULATORY OFF-SITES |  |  | SUITE 403 - Moves |  | ANNE MAIER
|  | WELCH ALLYN, INC. | WELCH ALLYN, INC. SURETEMP + 692 |  |  | LABOR & DELIVERY |  |  | excluded | 11/01/2019 |  |  |  |  | NO | NO |  |  |  |  | WELCH ALLYN, INC. 30143513 11040559 |  |  | Active |  | 99:99:99:99:99:99 |  | Equipment | PAAR:00-PVAR | 11/01/2019 | 11/01/2019 | COOPER UNIVERSITY HOSPITAL |  |  | LABOR AND DELIVERY | WOT00000000508131 | JOANNA HORST | Disposition | Closed | Gene Amodei | 11/01/2019 | 11/01/2019 | Bulk Disposition CNL |  |  |  | 11/01/2019 | 11/01/2019
|  | WELCH ALLYN, INC. | WELCH ALLYN, INC. SURETEMP + 692 |  |  | LABOR & DELIVERY |  |  | excluded | 11/02/2019 |  |  |  |  | NO | NO |  |  |  |  | WELCH ALLYN, INC. 30143510 12161892 |  |  | Active |  | 99:99:99:99:99:99 |  | Equipment | PAAR:00-PVAR | 11/02/2019 | 11/02/2019 | COOPER UNIVERSITY HOSPITAL |  |  | D6 | WOT00000000509007 | JOANNA HORST | Disposition | Closed | Gene Amodei | 11/02/2019 | 11/02/2019 | Bulk Disposition CNL |  |  |  | 11/02/2019 | 11/02/2019
|  | WELCH ALLYN, INC. | WELCH ALLYN, INC. SURETEMP + 692 |  |  | LABOR & DELIVERY |  |  | excluded | 11/02/2019 |  |  |  |  | NO | NO |  |  |  |  | WELCH ALLYN, INC. 30143502 13041488 |  |  | Active |  | 99:99:99:99:99:99 |  | Equipment | PAAR:00-PVAR | 11/02/2019 | 11/02/2019 | COOPER UNIVERSITY HOSPITAL |  |  | LABOR & DELIVERY | WOT00000000509702 | JOANNA HORST | Disposition | Closed | Gene Amodei | 11/02/2019 | 11/02/2019 | Bulk Disposition CNL |  |  |  | 11/02/2019 | 11/02/2019
|  | WELCH ALLYN, INC. | WELCH ALLYN, INC. SURETEMP + 692 |  |  | MOTHER INFANT UNIT |  |  | excluded | 11/02/2019 |  |  |  |  | NO | NO |  |  |  |  | WELCH ALLYN, INC. 30143475 13110500 |  |  | Active |  | 99:99:99:99:99:99 |  | Equipment | PAAR:00-PVAR | 11/02/2019 | 11/02/2019 | COOPER UNIVERSITY HOSPITAL |  |  |  | WOT00000000509796 | Christina Smith | Disposition | Closed | Gene Amodei | 11/02/2019 | 11/02/2019 | Bulk Disposition CNL |  |  |  | 11/02/2019 | 11/02/2019
|  | WELCH ALLYN, INC. | WELCH ALLYN, INC. SURETEMP + 692 |  |  | CARDIAC CATH LAB |  |  | excluded | 11/02/2019 |  |  |  |  | NO | NO |  |  |  |  | WELCH ALLYN, INC. 30143463 09390421 |  |  | Active |  | 99:99:99:99:99:99 |  | Equipment | PAAR:00-PVAR | 11/02/2019 | 11/02/2019 | COOPER UNIVERSITY HOSPITAL |  |  | CCL - Moves | WOT00000000945503 | LINDA BEAN | Repair | Closed | Stephen Zubrzycki | 11/02/2019 | 11/02/2019 | Broken probe | Acknowledged. Replaced temp probe. Charged dept for consumable. | EXP0620028 | Labor | 11/02/2019 | 11/02/2019 | Stephen Zubrzycki
|  | WELCH ALLYN, INC. | WELCH ALLYN, INC. SURETEMP + 692 |  |  | PEDIATRICS SOUTH 7 |  |  | excluded | 11/02/2019 |  |  |  |  | NO | NO |  |  |  |  | WELCH ALLYN, INC. 30143380 11420914 |  |  | Active |  | 99:99:99:99:99:99 |  | Equipment | PAAR:00-PVAR | 11/02/2019 | 11/02/2019 | COOPER UNIVERSITY HOSPITAL |  |  | 7TH FLOOR |  | JOANNE FOX |  |  |  | 11/02/2019 | 11/02/2019 |  |  |  |  | 11/02/2019 | 11/02/2019
|  | WELCH ALLYN, INC. | WELCH ALLYN, INC. SURETEMP + 692 |  |  | KELEMEN 8 PCU |  |  | excluded | 11/02/2019 |  |  |  |  | NO | NO |  |  |  |  | WELCH ALLYN, INC. 30143264 14130763 |  |  | Active |  | 99:99:99:99:99:99 |  | Equipment | PAAR:00-PVAR | 11/02/2019 | 11/02/2019 | COOPER UNIVERSITY HOSPITAL |  |  | s9 nurse station |  | BYRON WELLS |  |  |  | 11/02/2019 | 11/02/2019 |  |  |  |  | 11/02/2019 | 11/02/2019
|  | WELCH ALLYN, INC. | WELCH ALLYN, INC. SURETEMP + 692 |  |  | TRAUMA ICU |  |  |  | 11/01/2019 |  |  |  |  | NO | NO |  |  |  |  | WELCH ALLYN, INC. 3014326 09311272 |  |  | Disposition |  | 99:99:99:99:99:99 |  | Equipment | PAAR:00-PVAR | 11/01/2019 | 11/01/2019 | COOPER UNIVERSITY HOSPITAL |  |  | TICU | WOT00000000536940 | Diane Floyd | Disposition | Closed | Richard Jolly | 11/01/2019 | 11/01/2019 | Bulk Disposition CNL | Notification sent to technician and manager that this CEID has been marked as Could Not Locate (CNL). 33% SLA Warning: Notification sent to technician and manager that this CEID has been marked as Could Not Locate (CNL) for 30 days. 66% SLA Warning: Notification sent to technician and manager that this CEID has been marked as Could Not Locate (CNL) for 60 days. 99% SLA Warning: Notification sent to technician and manager that this CEID has been marked as Could Not Locate (CNL) for 90 days. | EXP3425874 | Labor | 11/01/2019 | 11/01/2019 | Richard Jolly
|  | WELCH ALLYN, INC. | WELCH ALLYN, INC. SURETEMP + 692 |  |  | INCU - KELEMEN S10 |  |  |  | 10/16/2019 |  |  |  |  | NO | NO |  |  |  |  | WELCH ALLYN, INC. 30143253 14130775 |  |  | Disposition |  | 99:99:99:99:99:99 |  | Equipment | PAAR:00-PVAR | 10/16/2019 | 10/16/2019 | COOPER UNIVERSITY HOSPITAL |  |  | n/s10 |  | Lisa Brooks |  |  |  | 10/16/2019 | 10/16/2019 |  |  |  |  | 10/16/2019 | 10/16/2019
|  | WELCH ALLYN, INC. | WELCH ALLYN, INC. SURETEMP + 692 |  |  | INCU - KELEMEN S10 |  |  |  | 11/02/2019 |  |  |  |  | NO | NO |  |  |  |  | WELCH ALLYN, INC. 30143256 14120489 |  |  | Disposition |  | 99:99:99:99:99:99 |  | Equipment | PAAR:00-PVAR | 11/02/2019 | 11/02/2019 | COOPER UNIVERSITY HOSPITAL |  |  | NURSES STATION | WOT00000000510589 | Lisa Brooks | Disposition | Closed | Zhan Kiselev | 11/02/2019 | 11/02/2019 | Bulk Disposition CNL |  |  |  | 11/02/2019 | 11/02/2019
|  | WELCH ALLYN, INC. | WELCH ALLYN, INC. SURETEMP + 692 |  |  | EMERGENCY ROOM |  |  | excluded | 11/01/2019 |  |  |  |  | NO | NO |  |  |  |  | WELCH ALLYN, INC. 30143140 09480491 |  |  | Active |  | 99:99:99:99:99:99 |  | Equipment | PAAR:00-PVAR | 11/01/2019 | 11/01/2019 | COOPER UNIVERSITY HOSPITAL |  |  | EMERGENCY DEPARTMENT |  | KAREN GRUBER |  |  |  | 11/01/2019 | 11/01/2019 |  |  |  |  | 11/01/2019 | 11/01/2019
|  | WELCH ALLYN, INC. | WELCH ALLYN, INC. SURETEMP + 692 |  |  | EMERGENCY ROOM |  |  | excluded | 11/01/2019 |  |  |  |  | NO | NO |  |  |  |  | WELCH ALLYN, INC. 30143137 13161224 |  |  | Active |  | 99:99:99:99:99:99 |  | Equipment | PAAR:00-PVAR | 11/01/2019 | 11/01/2019 | COOPER UNIVERSITY HOSPITAL |  |  | ER 31 | WOT00000000509887 | KAREN GRUBER | Disposition | Closed | Richard Jolly | 11/01/2019 | 11/01/2019 | Bulk Disposition CNL |  |  |  | 11/01/2019 | 11/01/2019
|  | WELCH ALLYN, INC. | WELCH ALLYN, INC. SURETEMP + 692 |  |  | EMERGENCY ROOM |  |  | excluded | 11/02/2019 |  |  |  |  | NO | NO |  |  |  |  | WELCH ALLYN, INC. 30143138 14130913 |  |  | Active |  | 99:99:99:99:99:99 |  | Equipment | PAAR:00-PVAR | 11/02/2019 | 11/02/2019 | COOPER UNIVERSITY HOSPITAL |  |  | ER | WOT00000000510619 | KAREN GRUBER | Disposition | Closed | Richard Jolly | 11/02/2019 | 11/02/2019 | Bulk Disposition CNL |  |  |  | 11/02/2019 | 11/02/2019
|  | WELCH ALLYN, INC. | WELCH ALLYN, INC. SURETEMP + 692 |  |  | EMERGENCY ROOM |  |  | excluded | 11/02/2019 |  |  |  |  | NO | NO |  |  |  |  | WELCH ALLYN, INC. 30143135 12204514 |  |  | Active |  | 99:99:99:99:99:99 |  | Equipment | PAAR:00-PVAR | 11/02/2019 | 11/02/2019 | COOPER UNIVERSITY HOSPITAL |  |  | ER | WOT00000000509042 | KAREN GRUBER | Disposition | Closed | Richard Jolly | 11/02/2019 | 11/02/2019 | Bulk Disposition CNL |  |  |  | 11/02/2019 | 11/02/2019
|  | WELCH ALLYN, INC. | WELCH ALLYN, INC. SURETEMP + 692 |  | Not Known | EMERGENCY ROOM |  |  | excluded | 11/02/2019 |  |  |  |  | NO | NO |  |  |  |  | WELCH ALLYN, INC. 30143133 Not Known |  |  | Active |  | 99:99:99:99:99:99 |  | Equipment | PAAR:00-PVAR | 11/02/2019 | 11/02/2019 | COOPER UNIVERSITY HOSPITAL |  |  | ER | WOT00000000529947 | KAREN GRUBER | Disposition | Closed | Richard Jolly | 11/02/2019 | 11/02/2019 | Bulk Disposition CNL |  |  |  | 11/02/2019 | 11/02/2019
|  | WELCH ALLYN, INC. | WELCH ALLYN, INC. SURETEMP + 692 |  |  | EMERGENCY ROOM |  |  | excluded | 11/02/2019 |  |  |  |  | NO | NO |  |  |  |  | WELCH ALLYN, INC. 30143132 13411664 |  |  | Active |  | 99:99:99:99:99:99 |  | Equipment | PAAR:00-PVAR | 11/02/2019 | 11/02/2019 | COOPER UNIVERSITY HOSPITAL |  |  | ER | WOT00000000510068 | KAREN GRUBER | Disposition | Closed | Richard Jolly | 11/02/2019 | 11/02/2019 | Bulk Disposition CNL |  |  |  | 11/02/2019 | 11/02/2019
|  | WELCH ALLYN, INC. | WELCH ALLYN, INC. SURETEMP + 692 |  |  | EMERGENCY ROOM |  |  | excluded | 11/02/2019 |  |  |  |  | NO | NO |  |  |  |  | WELCH ALLYN, INC. 30143129 13051741 |  |  | Active |  | 99:99:99:99:99:99 |  | Equipment | PAAR:00-PVAR | 11/02/2019 | 11/02/2019 | COOPER UNIVERSITY HOSPITAL |  |  | ER | WOT00000002203139 | KAREN GRUBER | Disposition | Closed | Richard Jolly | 11/02/2019 | 11/02/2019 | Bulk Disposition CNL |  |  |  | 11/02/2019 | 11/02/2019
|  | WELCH ALLYN, INC. | WELCH ALLYN, INC. SURETEMP + 692 |  |  | EMERGENCY ROOM |  |  | excluded | 11/01/2019 |  |  |  |  | NO | NO |  |  |  |  | WELCH ALLYN, INC. 30143130 13051755 |  |  | Active |  | 99:99:99:99:99:99 |  | Equipment | PAAR:00-PVAR | 11/01/2019 | 11/01/2019 | COOPER UNIVERSITY HOSPITAL |  |  | ER | WOT00000000509716 | KAREN GRUBER | Disposition | Closed | Richard Jolly | 11/01/2019 | 11/01/2019 | Bulk Disposition CNL |  |  |  | 11/01/2019 | 11/01/2019
|  | WELCH ALLYN, INC. | WELCH ALLYN, INC. SURETEMP + 692 |  |  | EMERGENCY ROOM |  |  | excluded | 11/01/2019 |  |  |  |  | NO | NO |  |  |  |  | WELCH ALLYN, INC. 30143128 13051753 |  |  | Active |  | 99:99:99:99:99:99 |  | Equipment | PAAR:00-PVAR | 11/01/2019 | 11/01/2019 | COOPER UNIVERSITY HOSPITAL |  |  | ER | WOT00000000509714 | KAREN GRUBER | Disposition | Closed | Richard Jolly | 11/01/2019 | 11/01/2019 | Bulk Disposition CNL |  |  |  | 11/01/2019 | 11/01/2019
|  | WELCH ALLYN, INC. | WELCH ALLYN, INC. SURETEMP + 692 |  |  | EMERGENCY ROOM |  |  | excluded | 11/01/2019 |  |  |  |  | NO | NO |  |  |  |  | WELCH ALLYN, INC. 30143126 12203557 |  |  | Active |  | 99:99:99:99:99:99 |  | Equipment | PAAR:00-PVAR | 11/01/2019 | 11/01/2019 | COOPER UNIVERSITY HOSPITAL |  |  | ER | WOT00000000509040 | KAREN GRUBER | Disposition | Closed | Richard Jolly | 11/01/2019 | 11/01/2019 | Bulk Disposition CNL |  |  |  | 11/01/2019 | 11/01/2019
|  | WELCH ALLYN, INC. | WELCH ALLYN, INC. SURETEMP + 692 |  |  | TRAUMA ICU |  |  | excluded | 02/17/2010 |  |  |  |  | NO | NO |  |  |  |  | WELCH ALLYN, INC. 10346484 10050798 |  |  | Active |  | 99:99:99:99:99:99 |  | Equipment | PAAR:00-PVAR | 11/02/2019 |  | COOPER UNIVERSITY HOSPITAL |  |  | TICU-BED11 |  | Diane Floyd
|  | WELCH ALLYN, INC. | WELCH ALLYN, INC. SURETEMP + 692 |  |  | TRAUMA ICU |  |  | excluded | 07/29/2008 |  |  |  |  | NO | NO |  |  |  |  | WELCH ALLYN, INC. 10346483 04391544 |  |  | Active |  | 99:99:99:99:99:99 |  | Equipment | PAAR:00-PVAR | 11/02/2019 |  | COOPER UNIVERSITY HOSPITAL |  |  | TICU-BED07 |  | Diane Floyd
|  | WELCH ALLYN, INC. | WELCH ALLYN, INC. SURETEMP + 692 |  |  | TRAUMA ICU |  |  | excluded | 01/01/2001 |  |  |  |  | NO | NO |  |  |  |  | WELCH ALLYN, INC. 10346466 09492349 |  |  | Active |  | 99:99:99:99:99:99 |  | Equipment | PAAR:00-PVAR | 11/01/2019 |  | COOPER UNIVERSITY HOSPITAL |  |  | TICU-BED08 | WOT00000000536809 | Diane Floyd | Disposition | Closed | Richard Jolly | 02/09/2018 | 05/15/2019 | Bulk Disposition CNL | Notification sent to technician and manager that this CEID has been marked as Could Not Locate (CNL). 33% SLA Warning: Notification sent to technician and manager that this CEID has been marked as Could Not Locate (CNL) for 30 days. 66% SLA Warning: Notification sent to technician and manager that this CEID has been marked as Could Not Locate (CNL) for 60 days. 99% SLA Warning: Notification sent to technician and manager that this CEID has been marked as Could Not Locate (CNL) for 90 days.
|  | WELCH ALLYN, INC. | WELCH ALLYN, INC. SURETEMP + 692 |  |  | TRAUMA ICU |  |  | excluded | 10/02/2008 |  |  |  |  | NO | NO |  |  |  |  | WELCH ALLYN, INC. 10346455 06268409 |  |  | Active |  | 99:99:99:99:99:99 |  | Equipment | PAAR:00-PVAR | 11/02/2019 |  | COOPER UNIVERSITY HOSPITAL |  |  | TICU-BED09 | WOT00000000536808 | Diane Floyd | Disposition | Closed | Richard Jolly | 02/09/2018 | 05/17/2019 | Bulk Disposition CNL | Notification sent to technician and manager that this CEID has been marked as Could Not Locate (CNL). 33% SLA Warning: Notification sent to technician and manager that this CEID has been marked as Could Not Locate (CNL) for 30 days. 66% SLA Warning: Notification sent to technician and manager that this CEID has been marked as Could Not Locate (CNL) for 60 days. 99% SLA Warning: Notification sent to technician and manager that this CEID has been marked as Could Not Locate (CNL) for 90 days.
|  | WELCH ALLYN, INC. | WELCH ALLYN, INC. SURETEMP + 692 |  |  | TRAUMA ICU |  |  | excluded | 01/01/1900 |  |  |  |  | NO | NO |  |  |  |  | WELCH ALLYN, INC. 10346446 09011364 |  |  | Active |  | 99:99:99:99:99:99 |  | Equipment | PAAR:00-PVAR | 11/01/2019 |  | COOPER UNIVERSITY HOSPITAL |  |  | TICU-BED04 |  | Diane Floyd
|  | WELCH ALLYN, INC. | WELCH ALLYN, INC. SURETEMP + 692 |  |  | CDU - CLINICAL DECISION UNIT-9 KELEMEN |  |  | excluded | 11/02/2019 |  |  |  |  | NO | NO |  |  |  |  | WELCH ALLYN, INC. 30143098 11131224 |  |  | Active |  | 99:99:99:99:99:99 |  | Equipment | PAAR:00-PVAR | 11/02/2019 | 11/02/2019 | COOPER UNIVERSITY HOSPITAL |  |  | CDU |  | KAREN GRUBER |  |  |  | 11/02/2019 | 11/02/2019 |  |  |  |  | 11/02/2019 | 11/02/2019
|  | WELCH ALLYN, INC. | WELCH ALLYN, INC. SURETEMP + 692 |  |  | PENNSVILLE-MEDICINE |  |  | excluded | 01/01/1900 |  |  |  |  | NO | NO |  |  |  |  | WELCH ALLYN, INC. 10345922 14451557 |  |  | Active |  | 99:99:99:99:99:99 |  | Equipment | PAAR:00-PVAR | 11/02/2019 |  | COOPER AMBULATORY OFF-SITES |  |  | Exam 17 |  | Heather Rhodes
|  | WELCH ALLYN, INC. | WELCH ALLYN, INC. SURETEMP + 692 |  |  | TRAUMA ICU |  |  | excluded | 11/02/2019 |  |  |  |  | NO | NO |  |  |  |  | WELCH ALLYN, INC. 30142926 06284798 |  |  | Active |  | 99:99:99:99:99:99 |  | Equipment | PAAR:00-PVAR | 11/02/2019 | 11/02/2019 | COOPER UNIVERSITY HOSPITAL |  |  | TICU Bed 2 | WOT00000000536936 | Diane Floyd | Disposition | Closed | Richard Jolly | 11/02/2019 | 11/02/2019 | Bulk Disposition CNL | Notification sent to technician and manager that this CEID has been marked as Could Not Locate (CNL). 33% SLA Warning: Notification sent to technician and manager that this CEID has been marked as Could Not Locate (CNL) for 30 days. 66% SLA Warning: Notification sent to technician and manager that this CEID has been marked as Could Not Locate (CNL) for 60 days. 99% SLA Warning: Notification sent to technician and manager that this CEID has been marked as Could Not Locate (CNL) for 90 days. |  |  | 11/02/2019 | 11/02/2019
|  | WELCH ALLYN, INC. | WELCH ALLYN, INC. SURETEMP + 692 |  |  | TRAUMA ICU |  |  | excluded | 11/02/2019 |  |  |  |  | NO | NO |  |  |  |  | WELCH ALLYN, INC. 30142927 09311269 |  |  | Active |  | 99:99:99:99:99:99 |  | Equipment | PAAR:00-PVAR | 11/02/2019 | 11/02/2019 | COOPER UNIVERSITY HOSPITAL |  |  | TICU BED 1 |  | Diane Floyd |  |  |  | 11/02/2019 | 11/02/2019 |  |  |  |  | 11/02/2019 | 11/02/2019
|  | WELCH ALLYN, INC. | WELCH ALLYN, INC. SURETEMP + 692 |  |  | INTENSIVE CARE UNIT |  |  | excluded | 11/02/2019 |  |  |  |  | NO | NO |  |  |  |  | WELCH ALLYN, INC. 30142910 12520498 |  |  | Active |  | 99:99:99:99:99:99 |  | Equipment | PAAR:00-PVAR | 11/02/2019 | 11/02/2019 | COOPER UNIVERSITY HOSPITAL |  |  | P419 | WOT00000000509418 | CAROLYN RUMELL | Disposition | Closed | Richard Jolly | 11/02/2019 | 11/02/2019 | Bulk Disposition CNL |  |  |  | 11/02/2019 | 11/02/2019
|  | WELCH ALLYN, INC. | WELCH ALLYN, INC. SURETEMP + 692 |  |  | EMERGENCY ROOM |  |  | excluded | 11/02/2019 |  |  |  |  | NO | NO |  |  |  |  | WELCH ALLYN, INC. 30142887 14340963 |  |  | Active |  | 99:99:99:99:99:99 |  | Equipment | PAAR:00-PVAR | 11/02/2019 | 11/02/2019 | COOPER UNIVERSITY HOSPITAL |  |  | PED ER RM 4 | WOT00000000510751 | KAREN GRUBER | Disposition | Closed | Richard Jolly | 11/02/2019 | 11/02/2019 | Bulk Disposition CNL |  |  |  | 11/02/2019 | 11/02/2019
|  | WELCH ALLYN, INC. | WELCH ALLYN, INC. SURETEMP + 692 |  |  | PENNSVILLE-MEDICINE |  |  | excluded | 08/17/2016 |  |  |  |  | NO | NO |  |  |  |  | WELCH ALLYN, INC. 10345913 17401485 |  |  | Active |  | 99:99:99:99:99:99 |  | Equipment | PAAR:00-PVAR | 10/31/2019 |  | COOPER AMBULATORY OFF-SITES |  |  | MOVED |  | Heather Rhodes
|  | WELCH ALLYN, INC. | WELCH ALLYN, INC. SURETEMP + 692 |  |  | PENNSVILLE-MEDICINE |  |  | excluded | 01/01/1900 |  |  |  |  | NO | NO |  |  |  |  | WELCH ALLYN, INC. 10345914 12401483 |  |  | Active |  | 99:99:99:99:99:99 |  | Equipment | PAAR:00-PVAR | 11/02/2019 |  | COOPER AMBULATORY OFF-SITES |  |  | Moves - Room 17/Drawers |  | Heather Rhodes
|  | WELCH ALLYN, INC. | WELCH ALLYN, INC. SURETEMP + 692 |  |  | PENNSVILLE-MEDICINE |  |  | excluded | 01/01/1900 |  |  |  |  | NO | NO |  |  |  |  | WELCH ALLYN, INC. 10345916 14463260 |  |  | Active |  | 99:99:99:99:99:99 |  | Equipment | PAAR:00-PVAR | 11/02/2019 |  | COOPER AMBULATORY OFF-SITES |  |  | Moves - Room 17/Drawers | WOT00000002905603 | Heather Rhodes | Alert | Closed | Michael Youch | 06/17/2019 | 06/24/2019 | ALT001364 - BD/Carefusion - Alaris Pump Module 8100 - Increased Or Decreased Flow Can Occur Due To Separation Of Bezel Assembly | Erroneously opened Alert WOT against incorrect MMD - This model is not affected HMHeather McKeeWork Notes?2019-06-18 09:38:4624m agoErroneously opened Alert WOT against incorrect MMD - This model is not affected | EXP3181278 | Labor | 06/18/2019 | 06/18/2019 | Michael Youch
|  | WELCH ALLYN, INC. | WELCH ALLYN, INC. SURETEMP + 692 |  |  | MT. LAUREL-FAMILY MEDICINE |  |  | excluded | 01/01/2001 |  |  |  |  | NO | NO |  |  |  |  | WELCH ALLYN, INC. 10345871 11120937 |  |  | Active |  | 99:99:99:99:99:99 |  | Equipment | PAAR:00-PVAR | 11/02/2019 |  | COOPER AMBULATORY OFF-SITES |  |  | HALLWAY |  | SUE MAKO
|  | WELCH ALLYN, INC. | WELCH ALLYN, INC. SURETEMP + 692 |  |  | MT. LAUREL-FAMILY MEDICINE |  |  | excluded | 01/01/2001 |  |  |  |  | NO | NO |  |  |  |  | WELCH ALLYN, INC. 10345865 11120939 |  |  | Active |  | 99:99:99:99:99:99 |  | Equipment | PAAR:00-PVAR | 11/02/2019 |  | COOPER AMBULATORY OFF-SITES |  |  | HALLWAY |  | SUE MAKO
|  | WELCH ALLYN, INC. | WELCH ALLYN, INC. SURETEMP + 692 |  |  | COOPER FAMILY MEDICINE AT CAMDEN COUNTY COLLEGE |  |  | excluded | 01/01/1900 |  |  |  |  | NO | NO |  |  |  |  | WELCH ALLYN, INC. 10345728 12121453 |  |  | Active |  | 99:99:99:99:99:99 |  | Equipment | PAAR:00-PVAR | 11/02/2019 |  | COOPER AMBULATORY OFF-SITES |  |  | Exam 6 |  | KATHLEEN CLIFFORD
|  | WELCH ALLYN, INC. | WELCH ALLYN, INC. SURETEMP + 692 |  |  | 3 COOPER-PEDIATRICS |  |  | excluded | 06/17/2014 |  |  |  |  | NO | NO |  |  |  |  | WELCH ALLYN, INC. 10345679 14161221 |  |  | Active |  | 99:99:99:99:99:99 |  | Equipment | PAAR:00-PVAR | 11/02/2019 |  | COOPER AMBULATORY OFF-SITES |  |  | Suite 200 - Exam 209 | WOT00000001957654 | MAUREEN OBRIEN | Repair | Closed | Stephen Zubrzycki | 01/07/2019 | 05/01/2019 | Turns off when the probe is taken out, Changed battery, No change | CND problem. Analyzed unit. Though they just replaced batteries the batteries were only reading 1.4V. Verified that there was no issue with probe. Replaced batteries with ones reading 1.6V and VPO of unit. | EXP2019020 | Labor | 01/08/2019 | 01/08/2019 | Stephen Zubrzycki
|  | WELCH ALLYN, INC. | WELCH ALLYN, INC. SURETEMP + 692 |  |  | 3 COOPER-MULTISPECIALTY CENTER |  |  | excluded | 04/01/2013 |  |  |  |  | NO | NO |  |  |  |  | WELCH ALLYN, INC. 10345549 13151391 |  |  | Active |  | 99:99:99:99:99:99 |  | Equipment | PAAR:00-PVAR | 11/02/2019 |  | COOPER AMBULATORY OFF-SITES |  |  | SUITE 104 - MOVES |  | MARGIE OUTLER
|  | WELCH ALLYN, INC. | WELCH ALLYN, INC. SURETEMP + 692 |  |  | 3 COOPER-MULTISPECIALTY CENTER |  |  | excluded | 04/10/2013 |  |  |  |  | NO | NO |  |  |  |  | WELCH ALLYN, INC. 10345535 13142198 |  |  | Active |  | 99:99:99:99:99:99 |  | Equipment | PAAR:00-PVAR | 11/02/2019 |  | COOPER AMBULATORY OFF-SITES |  |  | SUITE 104 - MOVES |  | MARGIE OUTLER
|  | WELCH ALLYN, INC. | WELCH ALLYN, INC. SURETEMP + 692 |  |  | 3 COOPER-MULTISPECIALTY CENTER |  |  | excluded | 04/10/2013 |  |  |  |  | NO | NO |  |  |  |  | WELCH ALLYN, INC. 10345534 13151395 |  |  | Active |  | 99:99:99:99:99:99 |  | Equipment | PAAR:00-PVAR | 11/02/2019 |  | COOPER AMBULATORY OFF-SITES |  |  | SUITE 104 - MOVES | 0012295854 | MARGIE OUTLER | Repair | Closed | Michael Youch | 10/13/2017 | 10/20/2017 | THERMOMETER - SHUTS OFF AFTER TURNING ON, WON'T STAY ON - MULTI SPECIALTY STE 104 | 10/13/2017 4:20:00 PM MDYOUCH (MDYOUCH 10/13/2017 3:35 PM) VERIFIED WITH KYLA THAT SHE CHECKED THE BATTERIES. SCHEDULED FOR MONDAY 10/20/2017 2:19:41 PM MDYOUCH (MDYOUCH 10/20/2017 1:00 PM) FOUND PROBE IS AT FAULT WHEN BORROWED FROM ANOTHER UNIT. THEY WILL ORDER REPLACEMENT | 185E595A-9491-436C-BF6F-F879EC764CCB | Labor | 10/20/2017 | 10/20/2017 | Michael Youch
|  | WELCH ALLYN, INC. | WELCH ALLYN, INC. SURETEMP + 692 |  |  | EXPRESS ADMIT UNIT |  |  | excluded | 11/02/2019 |  |  |  |  | NO | NO |  |  |  |  | WELCH ALLYN, INC. 30142830 14321934 |  |  | Active |  | 99:99:99:99:99:99 |  | Equipment | PAAR:00-PVAR | 11/02/2019 | 11/02/2019 | COOPER UNIVERSITY HOSPITAL |  |  | 5th floor | WOT00000000510742 | KAREN GRUBER | Disposition | Closed | Richard Jolly | 11/02/2019 | 11/02/2019 | Bulk Disposition CNL |  |  |  | 11/02/2019 | 11/02/2019
|  | WELCH ALLYN, INC. | WELCH ALLYN, INC. SURETEMP + 692 |  |  | EXPRESS ADMIT UNIT |  |  | excluded | 11/02/2019 |  |  |  |  | NO | NO |  |  |  |  | WELCH ALLYN, INC. 30142827 14321925 |  |  | Active |  | 99:99:99:99:99:99 |  | Equipment | PAAR:00-PVAR | 11/02/2019 | 11/02/2019 | COOPER UNIVERSITY HOSPITAL |  |  | 5th floor | 0012012364 | KAREN GRUBER | Repair | Closed | Michael Youch | 11/02/2019 | 11/02/2019 | THERMOMETER - PROBE NEEDS REPLACED, COVERS NOT FITTING, CRACKED - NORTH 5 SHORT PROCEDURES RM 528 | 8/7/2017 1:38:11 PM MDYOUCH (MDYOUCH 8/7/2017 12:50 PM) THEY WILL ORDER NEW PROBE. W/A 02893-000 | FF9C74F2-5404-4674-9E16-226508C29051 | Labor | 11/02/2019 | 11/02/2019 | Michael Youch
|  | WELCH ALLYN, INC. | WELCH ALLYN, INC. SURETEMP + 692 |  |  | CCU - CORONARY CARE UNIT |  |  | excluded | 11/01/2019 |  |  |  |  | NO | NO |  |  |  |  | WELCH ALLYN, INC. 30142824 06268288 |  |  | Active |  | 99:99:99:99:99:99 |  | Equipment | PAAR:00-PVAR | 11/01/2019 | 11/01/2019 | COOPER UNIVERSITY HOSPITAL |  |  | CCU NURSE STATION |  | CAROLYN RUMELL |  |  |  | 11/01/2019 | 11/01/2019 |  |  |  |  | 11/01/2019 | 11/01/2019
|  | WELCH ALLYN, INC. | WELCH ALLYN, INC. SURETEMP + 692 |  |  | CCU - CORONARY CARE UNIT |  |  | excluded | 11/02/2019 |  |  |  |  | NO | NO |  |  |  |  | WELCH ALLYN, INC. 30142823 14501123 |  |  | Active |  | 99:99:99:99:99:99 |  | Equipment | PAAR:00-PVAR | 11/02/2019 | 11/02/2019 | COOPER UNIVERSITY HOSPITAL |  |  | CCU NURSE STATION | WOT00000000510828 | CAROLYN RUMELL | Disposition | Closed | Richard Jolly | 11/02/2019 | 11/02/2019 | Bulk Disposition CNL |  |  |  | 11/02/2019 | 11/02/2019
|  | WELCH ALLYN, INC. | WELCH ALLYN, INC. SURETEMP + 692 |  |  | PEDIATRIC INTENSIVE CARE UNIT |  |  | excluded | 11/02/2019 |  |  |  |  | NO | NO |  |  |  |  | WELCH ALLYN, INC. 30142819 14130856 |  |  | Active |  | 99:99:99:99:99:99 |  | Equipment | PAAR:00-PVAR | 11/02/2019 | 11/02/2019 | COOPER UNIVERSITY HOSPITAL |  |  | PICU | WOT00000000510617 | Susan Cannon | Disposition | Closed | Gene Amodei | 11/02/2019 | 11/02/2019 | Bulk Disposition CNL |  |  |  | 11/02/2019 | 11/02/2019
|  | WELCH ALLYN, INC. | WELCH ALLYN, INC. SURETEMP + 692 |  |  | KELEMEN 8 PCU |  |  | excluded | 11/02/2019 |  |  |  |  | NO | NO |  |  |  |  | WELCH ALLYN, INC. 30142818 14130854 |  |  | Active |  | 99:99:99:99:99:99 |  | Equipment | PAAR:00-PVAR | 11/02/2019 | 11/02/2019 | COOPER UNIVERSITY HOSPITAL |  |  | PICU | WOT00000000510616 | BYRON WELLS | Disposition | Closed | Michael Youch | 11/02/2019 | 11/02/2019 | Bulk Disposition CNL |  |  |  | 11/02/2019 | 11/02/2019
|  | WELCH ALLYN, INC. | WELCH ALLYN, INC. SURETEMP + 692 |  |  | CCU - CORONARY CARE UNIT |  |  | excluded | 11/02/2019 |  |  |  |  | NO | NO |  |  |  |  | WELCH ALLYN, INC. 30142815 06284812 |  |  | Active |  | 99:99:99:99:99:99 |  | Equipment | PAAR:00-PVAR | 11/02/2019 | 11/02/2019 | COOPER UNIVERSITY HOSPITAL |  |  | CCU | WOT00000000536934 | CAROLYN RUMELL | Disposition | Closed | Richard Jolly | 11/02/2019 | 11/02/2019 | Bulk Disposition CNL | Notification sent to technician and manager that this CEID has been marked as Could Not Locate (CNL). 33% SLA Warning: Notification sent to technician and manager that this CEID has been marked as Could Not Locate (CNL) for 30 days. 66% SLA Warning: Notification sent to technician and manager that this CEID has been marked as Could Not Locate (CNL) for 60 days. 99% SLA Warning: Notification sent to technician and manager that this CEID has been marked as Could Not Locate (CNL) for 90 days. |  |  | 11/02/2019 | 11/02/2019
|  | WELCH ALLYN, INC. | WELCH ALLYN, INC. SURETEMP + 692 |  |  | PEDIATRIC INTENSIVE CARE UNIT |  |  | excluded | 11/02/2019 |  |  |  |  | NO | NO |  |  |  |  | WELCH ALLYN, INC. 30142817 14093438 |  |  | Active |  | 99:99:99:99:99:99 |  | Equipment | PAAR:00-PVAR | 11/02/2019 | 11/02/2019 | COOPER UNIVERSITY HOSPITAL |  |  | PICU | WOT00000000510484 | Susan Cannon | Disposition | Closed | Gene Amodei | 11/02/2019 | 11/02/2019 | Bulk Disposition CNL |  |  |  | 11/02/2019 | 11/02/2019
|  | WELCH ALLYN, INC. | WELCH ALLYN, INC. SURETEMP + 692 |  |  | TSDU - KELEMEN S7 |  |  | excluded | 11/02/2019 |  |  |  |  | NO | NO |  |  |  |  | WELCH ALLYN, INC. 30142774 10260680 |  |  | Active |  | 99:99:99:99:99:99 |  | Equipment | PAAR:00-PVAR | 11/02/2019 | 11/02/2019 | COOPER UNIVERSITY HOSPITAL |  |  | 7n |  | JEN VANDER HORN |  |  |  | 11/02/2019 | 11/02/2019 |  |  |  |  | 11/02/2019 | 11/02/2019
|  | WELCH ALLYN, INC. | WELCH ALLYN, INC. SURETEMP + 692 |  |  | TSDU - KELEMEN S7 |  |  | excluded | 11/01/2019 |  |  |  |  | NO | NO |  |  |  |  | WELCH ALLYN, INC. 30142767 10260685 |  |  | Active |  | 99:99:99:99:99:99 |  | Equipment | PAAR:00-PVAR | 11/01/2019 | 11/01/2019 | COOPER UNIVERSITY HOSPITAL |  |  | TSDU/7N | 0012321639 | JEN VANDER HORN | Repair | Closed | Richard Jolly | 11/01/2019 | 11/01/2019 | THERMOMETER - NOT TAKING TEMP - TRAUMA STEP DOWN NURSE STATION | 10/27/2017 3:15:16 PM RCJOLLY (RCJOLLY 10/26/2017 10:00 AM) UNIT NEEDS TIO BUY NEW PROBE | D4E3B5E6-D409-4579-94E8-055F076EE852 | Labor | 11/01/2019 | 11/01/2019 | Richard Jolly
|  | WELCH ALLYN, INC. | WELCH ALLYN, INC. SURETEMP + 692 |  |  | KELEMEN 8 PCU |  |  | excluded | 11/02/2019 |  |  |  |  | NO | NO |  |  |  |  | WELCH ALLYN, INC. 30142768 14120565 |  |  | Active |  | 99:99:99:99:99:99 |  | Equipment | PAAR:00-PVAR | 11/02/2019 | 11/02/2019 | COOPER UNIVERSITY HOSPITAL |  |  | PCU/8N | WOT00000000510593 | BYRON WELLS | Disposition | Closed | Michael Youch | 11/02/2019 | 11/02/2019 | Bulk Disposition CNL |  |  |  | 11/02/2019 | 11/02/2019
|  | WELCH ALLYN, INC. | WELCH ALLYN, INC. SURETEMP + 692 |  |  | KELEMEN 8 PCU |  |  | excluded | 11/02/2019 |  |  |  |  | NO | NO |  |  |  |  | WELCH ALLYN, INC. 30142765 14120584 |  |  | Active |  | 99:99:99:99:99:99 |  | Equipment | PAAR:00-PVAR | 11/02/2019 | 11/02/2019 | COOPER UNIVERSITY HOSPITAL |  |  | 8th North | WOT00000000510596 | BYRON WELLS | Disposition | Closed | Michael Youch | 11/02/2019 | 11/02/2019 | Bulk Disposition CNL |  |  |  | 11/02/2019 | 11/02/2019
|  | WELCH ALLYN, INC. | WELCH ALLYN, INC. SURETEMP + 692 |  |  | KELEMEN 8 PCU |  |  | excluded | 11/02/2019 |  |  |  |  | NO | NO |  |  |  |  | WELCH ALLYN, INC. 30142761 14111262 |  |  | Active |  | 99:99:99:99:99:99 |  | Equipment | PAAR:00-PVAR | 11/02/2019 | 11/02/2019 | COOPER UNIVERSITY HOSPITAL |  |  | 8th North | WOT00000000510507 | BYRON WELLS | Disposition | Closed | Michael Youch | 11/02/2019 | 11/02/2019 | Bulk Disposition CNL |  |  |  | 11/02/2019 | 11/02/2019
|  | WELCH ALLYN, INC. | WELCH ALLYN, INC. SURETEMP + 692 |  |  | KELEMEN 8 PCU |  |  | excluded | 11/02/2019 |  |  |  |  | NO | NO |  |  |  |  | WELCH ALLYN, INC. 30142760 14111271 |  |  | Active |  | 99:99:99:99:99:99 |  | Equipment | PAAR:00-PVAR | 11/02/2019 | 11/02/2019 | COOPER UNIVERSITY HOSPITAL |  |  | 8th North | WOT00000000510508 | BYRON WELLS | Disposition | Closed | Michael Youch | 11/02/2019 | 11/02/2019 | Bulk Disposition CNL |  |  |  | 11/02/2019 | 11/02/2019
|  | WELCH ALLYN, INC. | WELCH ALLYN, INC. SURETEMP + 692 |  |  | KELEMEN N10 |  |  |  | 11/02/2019 |  |  |  |  | NO | NO |  |  |  |  | WELCH ALLYN, INC. 30142758 14130762 |  |  | Disposition |  | 99:99:99:99:99:99 |  | Equipment | PAAR:00-PVAR | 11/02/2019 | 11/02/2019 | COOPER UNIVERSITY HOSPITAL |  |  | MedSurg 10 | WOT00000000510607 | Lisa Brooks | Disposition | Closed | Zhan Kiselev | 11/02/2019 | 11/02/2019 | Bulk Disposition CNL |  |  |  | 11/02/2019 | 11/02/2019
|  | WELCH ALLYN, INC. | WELCH ALLYN, INC. SURETEMP + 692 |  |  | KELEMEN N10 |  |  |  | 11/02/2019 |  |  |  |  | NO | NO |  |  |  |  | WELCH ALLYN, INC. 30142756 14130765 |  |  | Disposition |  | 99:99:99:99:99:99 |  | Equipment | PAAR:00-PVAR | 11/02/2019 | 11/02/2019 | COOPER UNIVERSITY HOSPITAL |  |  | MedSurg 10 |  | Lisa Brooks |  |  |  | 11/02/2019 | 11/02/2019 |  |  |  |  | 11/02/2019 | 11/02/2019
|  | WELCH ALLYN, INC. | WELCH ALLYN, INC. SURETEMP + 692 |  |  | KELEMEN N10 |  |  | excluded | 11/05/2019 |  |  |  |  | NO | NO |  |  |  |  | WELCH ALLYN, INC. 30142755 14120595 |  |  | Active |  | 99:99:99:99:99:99 |  | Equipment | PAAR:00-PVAR | 11/05/2019 | 11/05/2019 | COOPER UNIVERSITY HOSPITAL |  |  | MEDSURG - 10TH | WOT00000000510599 | Lisa Brooks | Disposition | Closed | Zhan Kiselev | 11/05/2019 | 11/05/2019 | Bulk Disposition CNL |  |  |  | 11/05/2019 | 11/05/2019
|  | WELCH ALLYN, INC. | WELCH ALLYN, INC. SURETEMP + 692 |  |  | KELEMEN N10 |  |  |  | 11/02/2019 |  |  |  |  | NO | NO |  |  |  |  | WELCH ALLYN, INC. 30142754 14120583 |  |  | Disposition |  | 99:99:99:99:99:99 |  | Equipment | PAAR:00-PVAR | 11/02/2019 | 11/02/2019 | COOPER UNIVERSITY HOSPITAL |  |  | MedSurg 10th | WOT00000002202195 | Lisa Brooks | Disposition | Closed | Zhan Kiselev | 11/02/2019 | 11/02/2019 | Bulk Disposition CNL | Searched for thermometers with Linda Baile. Unit no longer in the department. | EXP3544501 | Labor | 11/02/2019 | 11/02/2019 | Zhan Kiselev
|  | WELCH ALLYN, INC. | WELCH ALLYN, INC. SURETEMP + 692 |  |  | KELEMEN N10 |  |  |  | 11/02/2019 |  |  |  |  | NO | NO |  |  |  |  | WELCH ALLYN, INC. 30142753 14120596 |  |  | Disposition |  | 99:99:99:99:99:99 |  | Equipment | PAAR:00-PVAR | 11/02/2019 | 11/02/2019 | COOPER UNIVERSITY HOSPITAL |  |  | 10th - 1014 | WOT00000000510600 | Lisa Brooks | Disposition | Closed | Zhan Kiselev | 11/02/2019 | 11/02/2019 | Bulk Disposition CNL |  |  |  | 11/02/2019 | 11/02/2019
|  | WELCH ALLYN, INC. | WELCH ALLYN, INC. SURETEMP + 692 |  |  | PEDIATRICS SOUTH 7 |  |  | excluded | 10/31/2019 |  |  |  |  | NO | NO |  |  |  |  | WELCH ALLYN, INC. 30142227 15470084 |  |  | Active |  | 99:99:99:99:99:99 |  | Equipment | PAAR:00-PVAR | 10/31/2019 | 10/31/2019 | COOPER UNIVERSITY HOSPITAL |  |  |  | 0011494810 | JOANNE FOX | Performance Verification | Closed | Bonnie Aichroth | 10/31/2019 | 10/31/2019 | INCOMING INVENTORY | DEVICE INVENTORIED | FCE563BC-6312-4394-A4FB-30023FF2006E | Labor | 10/31/2019 | 10/31/2019 | Bonnie Aichroth
|  | WELCH ALLYN, INC. | WELCH ALLYN, INC. SURETEMP + 692 |  |  | MOORESTOWN-FAMILY MEDICINE |  |  | excluded | 10/31/2019 |  |  |  |  | NO | NO |  |  |  |  | WELCH ALLYN, INC. 30142144 16071838 |  |  | Active |  | 99:99:99:99:99:99 |  | Equipment | PAAR:00-PVAR | 10/31/2019 | 10/31/2019 | COOPER AMBULATORY OFF-SITES |  |  |  |  | LYNNE DEJOSEPH |  |  |  | 10/31/2019 | 10/31/2019 |  |  |  |  | 10/31/2019 | 10/31/2019
|  | WELCH ALLYN, INC. | WELCH ALLYN, INC. SURETEMP + 692 |  |  | VOORHEES RHEUMATOLOGY |  |  | excluded | 01/01/1900 |  |  |  |  | NO | NO |  |  |  |  | WELCH ALLYN, INC. 10344982 13241859 |  |  | Active |  | 99:99:99:99:99:99 |  | Equipment | PAAR:00-PVAR | 11/02/2019 |  | COOPER AMBULATORY OFF-SITES |  |  | bdlg 2 suite 203 NURSE STAT |  | GILA DAVIS
|  | WELCH ALLYN, INC. | WELCH ALLYN, INC. SURETEMP + 692 |  |  | MT. LAUREL-FAMILY MEDICINE |  |  | excluded | 10/31/2019 |  |  |  |  | NO | NO |  |  |  |  | WELCH ALLYN, INC. 30142116 15421417 |  |  | Active |  | 99:99:99:99:99:99 |  | Equipment | PAAR:00-PVAR | 10/31/2019 | 10/31/2019 | COOPER AMBULATORY OFF-SITES |  |  | 3820 CHURCH ROAD |  | SUE MAKO |  |  |  | 10/31/2019 | 10/31/2019 |  |  |  |  | 10/31/2019 | 10/31/2019
|  | WELCH ALLYN, INC. | WELCH ALLYN, INC. SURETEMP + 692 |  |  | MT. LAUREL-FAMILY MEDICINE |  |  | excluded | 10/31/2019 |  |  |  |  | NO | NO |  |  |  |  | WELCH ALLYN, INC. 30142115 15440951 |  |  | Active |  | 99:99:99:99:99:99 |  | Equipment | PAAR:00-PVAR | 10/31/2019 | 10/31/2019 | COOPER AMBULATORY OFF-SITES |  |  | 3820 CHURCH ROAD |  | SUE MAKO |  |  |  | 10/31/2019 | 10/31/2019 |  |  |  |  | 10/31/2019 | 10/31/2019
|  | WELCH ALLYN, INC. | WELCH ALLYN, INC. SURETEMP + 692 |  |  | MT. LAUREL-FAMILY MEDICINE |  |  | excluded | 10/31/2019 |  |  |  |  | NO | NO |  |  |  |  | WELCH ALLYN, INC. 30142114 15440958 |  |  | Active |  | 99:99:99:99:99:99 |  | Equipment | PAAR:00-PVAR | 10/31/2019 | 10/31/2019 | COOPER AMBULATORY OFF-SITES |  |  | 3820 CHURCH ROAD |  | SUE MAKO |  |  |  | 10/31/2019 | 10/31/2019 |  |  |  |  | 10/31/2019 | 10/31/2019
|  | WELCH ALLYN, INC. | WELCH ALLYN, INC. SURETEMP + 692 |  |  | KELEMEN 9 |  |  | excluded | 10/31/2019 |  |  |  |  | NO | NO |  |  |  |  | WELCH ALLYN, INC. 30142111 14120585 |  |  | Active |  | 99:99:99:99:99:99 |  | Equipment | PAAR:00-PVAR | 10/31/2019 | 10/31/2019 | COOPER UNIVERSITY HOSPITAL |  |  | cdu k9 |  | LAURA ZIMMERMAN |  |  |  | 10/31/2019 | 10/31/2019 |  |  |  |  | 10/31/2019 | 10/31/2019
|  | WELCH ALLYN, INC. | WELCH ALLYN, INC. SURETEMP + 692 |  |  | KELEMEN N6 |  |  | excluded | 10/31/2019 |  |  |  |  | NO | NO |  |  |  |  | WELCH ALLYN, INC. 30142086 16173120 |  |  | Active |  | 99:99:99:99:99:99 |  | Equipment | PAAR:00-PVAR | 10/31/2019 | 10/31/2019 | COOPER UNIVERSITY HOSPITAL |  |  |  |  | Susan Cannon |  |  |  | 10/31/2019 | 10/31/2019 |  |  |  |  | 10/31/2019 | 10/31/2019
|  | WELCH ALLYN, INC. | WELCH ALLYN, INC. SURETEMP + 692 |  |  | PEDIATRICS SOUTH 7 |  |  | excluded | 10/31/2019 |  |  |  |  | NO | NO |  |  |  |  | WELCH ALLYN, INC. 30142070 14432671 |  |  | Active |  | 99:99:99:99:99:99 |  | Equipment | PAAR:00-PVAR | 10/31/2019 | 10/31/2019 | COOPER UNIVERSITY HOSPITAL |  |  | BIOMED |  | JOANNE FOX |  |  |  | 10/31/2019 | 10/31/2019 |  |  |  |  | 10/31/2019 | 10/31/2019
|  | WELCH ALLYN, INC. | WELCH ALLYN, INC. SURETEMP + 692 |  |  | PEDIATRICS SOUTH 7 |  |  | excluded | 10/31/2019 |  |  |  |  | NO | NO |  |  |  |  | WELCH ALLYN, INC. 30142069 14432703 |  |  | Active |  | 99:99:99:99:99:99 |  | Equipment | PAAR:00-PVAR | 10/31/2019 | 10/31/2019 | COOPER UNIVERSITY HOSPITAL |  |  | BIOMED |  | JOANNE FOX |  |  |  | 10/31/2019 | 10/31/2019 |  |  |  |  | 10/31/2019 | 10/31/2019
|  | WELCH ALLYN, INC. | WELCH ALLYN, INC. SURETEMP + 692 |  |  | INCU - KELEMEN S10 |  |  | excluded | 11/02/2019 |  |  |  |  | NO | NO |  |  |  |  | WELCH ALLYN, INC. 30142062 14111282 |  |  | Active |  | 99:99:99:99:99:99 |  | Equipment | PAAR:00-PVAR | 11/02/2019 | 11/02/2019 | COOPER UNIVERSITY HOSPITAL |  |  | s10 | WOT00000002202012 | Lisa Brooks | Disposition | Closed | Zhan Kiselev | 11/02/2019 | 11/02/2019 | Bulk Disposition CNL |  |  |  | 11/02/2019 | 11/02/2019
|  | WELCH ALLYN, INC. | WELCH ALLYN, INC. SURETEMP + 692 |  |  | EMERGENCY ROOM |  |  | excluded | 11/02/2019 |  |  |  |  | NO | NO |  |  |  |  | WELCH ALLYN, INC. 30142063 14120541 |  |  | Active |  | 99:99:99:99:99:99 |  | Equipment | PAAR:00-PVAR | 11/02/2019 | 11/02/2019 | COOPER UNIVERSITY HOSPITAL |  |  | NURSES STATION |  | KAREN GRUBER |  |  |  | 11/02/2019 | 11/02/2019 |  |  |  |  | 11/02/2019 | 11/02/2019
|  | WELCH ALLYN, INC. | WELCH ALLYN, INC. SURETEMP + 692 |  |  | CARDIAC CATH LAB |  |  | excluded | 11/02/2019 |  |  |  |  | NO | NO |  |  |  |  | WELCH ALLYN, INC. 30142052 13321028 |  |  | Active |  | 99:99:99:99:99:99 |  | Equipment | PAAR:00-PVAR | 11/02/2019 | 11/02/2019 | COOPER UNIVERSITY HOSPITAL |  |  | CCL - Moves | WOT00000001860127 | LINDA BEAN | Repair | Closed | Stephen Zubrzycki | 11/02/2019 | 11/02/2019 | Won't stay on, lights up for a second then shuts off, changed batteries but still not working | Analyzed unit. Needed probe. Replaced and order new one through Cooper and charged dept for consumable. | EXP1948080 | Labor | 11/02/2019 | 11/02/2019 | Stephen Zubrzycki
|  | WELCH ALLYN, INC. | WELCH ALLYN, INC. SURETEMP + 692 |  |  | CDU - CLINICAL DECISION UNIT-9 KELEMEN |  |  | excluded | 11/02/2019 |  |  |  |  | NO | NO |  |  |  |  | WELCH ALLYN, INC. 30142048 14130770 |  |  | Active |  | 99:99:99:99:99:99 |  | Equipment | PAAR:00-PVAR | 11/02/2019 | 11/02/2019 | COOPER UNIVERSITY HOSPITAL |  |  | RM 813 | WOT00000000510611 | KAREN GRUBER | Disposition | Closed | Richard Jolly | 11/02/2019 | 11/02/2019 | Bulk Disposition CNL |  |  |  | 11/02/2019 | 11/02/2019
|  | WELCH ALLYN, INC. | WELCH ALLYN, INC. SURETEMP + 692 |  |  | CDU - CLINICAL DECISION UNIT-9 KELEMEN |  |  | excluded | 11/02/2019 |  |  |  |  | NO | NO |  |  |  |  | WELCH ALLYN, INC. 30142046 14120591 |  |  | Active |  | 99:99:99:99:99:99 |  | Equipment | PAAR:00-PVAR | 11/02/2019 | 11/02/2019 | COOPER UNIVERSITY HOSPITAL |  |  | RM 820 | WOT00000000510598 | KAREN GRUBER | Disposition | Closed | Richard Jolly | 11/02/2019 | 11/02/2019 | Bulk Disposition CNL |  |  |  | 11/02/2019 | 11/02/2019
|  | WELCH ALLYN, INC. | WELCH ALLYN, INC. SURETEMP + 692 |  |  | CDU - CLINICAL DECISION UNIT-9 KELEMEN |  |  | excluded | 11/02/2019 |  |  |  |  | NO | NO |  |  |  |  | WELCH ALLYN, INC. 30142045 14120574 |  |  | Active |  | 99:99:99:99:99:99 |  | Equipment | PAAR:00-PVAR | 11/02/2019 | 11/02/2019 | COOPER UNIVERSITY HOSPITAL |  |  | PCU | WOT00000000510594 | KAREN GRUBER | Disposition | Closed | Richard Jolly | 11/02/2019 | 11/02/2019 | Bulk Disposition CNL |  |  |  | 11/02/2019 | 11/02/2019
|  | WELCH ALLYN, INC. | WELCH ALLYN, INC. SURETEMP + 692 |  |  | CDU - CLINICAL DECISION UNIT-9 KELEMEN |  |  | excluded | 11/01/2019 |  |  |  |  | NO | NO |  |  |  |  | WELCH ALLYN, INC. 30142044 14130769 |  |  | Active |  | 99:99:99:99:99:99 |  | Equipment | PAAR:00-PVAR | 11/01/2019 | 11/01/2019 | COOPER UNIVERSITY HOSPITAL |  |  | RM 824 | WOT00000000510610 | KAREN GRUBER | Disposition | Closed | Richard Jolly | 11/01/2019 | 11/01/2019 | Bulk Disposition CNL |  |  |  | 11/01/2019 | 11/01/2019
|  | WELCH ALLYN, INC. | WELCH ALLYN, INC. SURETEMP + 692 |  |  | CDU - CLINICAL DECISION UNIT-9 KELEMEN |  |  | excluded | 11/02/2019 |  |  |  |  | NO | NO |  |  |  |  | WELCH ALLYN, INC. 30142043 14120578 |  |  | Active |  | 99:99:99:99:99:99 |  | Equipment | PAAR:00-PVAR | 11/02/2019 | 11/02/2019 | COOPER UNIVERSITY HOSPITAL |  |  | RM 825 | WOT00000000510595 | KAREN GRUBER | Disposition | Closed | Richard Jolly | 11/02/2019 | 11/02/2019 | Bulk Disposition CNL |  |  |  | 11/02/2019 | 11/02/2019
|  | WELCH ALLYN, INC. | WELCH ALLYN, INC. SURETEMP + 692 |  |  | CDU - CLINICAL DECISION UNIT-9 KELEMEN |  |  | excluded | 11/02/2019 |  |  |  |  | NO | NO |  |  |  |  | WELCH ALLYN, INC. 30142041 11123298 |  |  | Active |  | 99:99:99:99:99:99 |  | Equipment | PAAR:00-PVAR | 11/02/2019 | 11/02/2019 | COOPER UNIVERSITY HOSPITAL |  |  | 8 NORTH | WOT00000000508293 | KAREN GRUBER | Disposition | Closed | Richard Jolly | 11/02/2019 | 11/02/2019 | Bulk Disposition CNL |  |  |  | 11/02/2019 | 11/02/2019
|  | WELCH ALLYN, INC. | WELCH ALLYN, INC. SURETEMP 679 |  |  | BRACHFIELD MEDICAL ASSOCIATES-MEDICINE |  |  | excluded | 01/01/2012 |  |  |  |  | NO | NO |  |  |  |  | WELCH ALLYN, INC. 10367015 1295981 |  |  | Active |  | 99:99:99:99:99:99 |  | Equipment | PAAR:00-PVAR | 11/02/2019 |  | COOPER AMBULATORY OFF-SITES |  |  | A Nurses Station |  | CATHY CRAWFORD
|  | WELCH ALLYN, INC. | WELCH ALLYN, INC. SURETEMP 679 |  |  | BRACHFIELD MEDICAL ASSOCIATES-MEDICINE |  |  | excluded | 01/01/1900 |  |  |  |  | NO | NO |  |  |  |  | WELCH ALLYN, INC. 10367009 02379707 |  |  | Active |  | 99:99:99:99:99:99 |  | Equipment | PAAR:00-PVAR | 11/02/2019 |  | COOPER AMBULATORY OFF-SITES |  |  | A Nurses Station |  | CATHY CRAWFORD
|  | WELCH ALLYN, INC. | WELCH ALLYN, INC. SURETEMP 679 |  |  | KROC CENTER-FAMILY MEDICINE |  |  | excluded | 11/07/2008 |  |  |  |  | NO | NO |  |  |  |  | WELCH ALLYN, INC. 10365722 01443420 |  |  | Active |  | 99:99:99:99:99:99 |  | Equipment | PAAR:00-PVAR | 11/02/2019 |  | COOPER AMBULATORY OFF-SITES |  |  | NURSING STATION |  | JESSICA NIEVES
|  | WELCH ALLYN, INC. | WELCH ALLYN, INC. SURETEMP 679 |  |  | 3 COOPER-PEDIATRICS |  |  | excluded | 06/26/2015 |  |  |  |  | NO | NO |  |  |  |  | WELCH ALLYN, INC. 10348780 02504080 |  |  | Active |  | 99:99:99:99:99:99 |  | Equipment | PAAR:00-PVAR | 11/02/2019 |  | COOPER AMBULATORY OFF-SITES |  |  | Suite 200 - Nurses Station - R |  | MAUREEN OBRIEN
|  | WELCH ALLYN, INC. | WELCH ALLYN, INC. SURETEMP 679 |  |  | BRACHFIELD MEDICAL ASSOCIATES-MEDICINE |  |  |  | 11/01/2019 |  |  |  |  | NO | NO |  |  |  |  | WELCH ALLYN, INC. 30144687 02454857 |  |  | Disposition |  |  |  | Equipment | PAAR:00-PVAR | 11/01/2019 | 11/01/2019 | COOPER AMBULATORY OFF-SITES |  |  | DISPOSITION |  | CATHY CRAWFORD |  |  |  | 11/01/2019 | 11/01/2019 |  |  |  |  | 11/01/2019 | 11/01/2019
|  | WELCH ALLYN, INC. | WELCH ALLYN, INC. SURETEMP 679 |  |  | GLOUCESTER-MEDICINE |  |  |  | 11/02/2019 |  |  |  |  | NO | NO |  |  |  |  | WELCH ALLYN, INC. 30144668 03395919 |  |  | Disposition |  |  |  | Equipment | PAAR:00-PVAR | 11/02/2019 | 11/02/2019 | COOPER AMBULATORY OFF-SITES |  |  | DISPOSITION |  | KELLIE STOUT |  |  |  | 11/02/2019 | 11/02/2019 |  |  |  |  | 11/02/2019 | 11/02/2019
|  | WELCH ALLYN, INC. | WELCH ALLYN, INC. SURETEMP 679 |  |  | 3 COOPER-PEDIATRICS |  |  | excluded | 01/01/1900 |  |  |  |  | NO | NO |  |  |  |  | WELCH ALLYN, INC. 10345668 02379192 |  |  | Active |  | 99:99:99:99:99:99 |  | Equipment | PAAR:00-PVAR | 11/02/2019 |  | COOPER AMBULATORY OFF-SITES |  |  | Suite 200 - Nurses Station - R |  | MAUREEN OBRIEN
|  | WELCH ALLYN, INC. | WELCH ALLYN, INC. SURETEMP 679 |  |  | 3 COOPER-MULTISPECIALTY CENTER |  |  |  | 12/16/2014 |  |  |  |  | NO | NO |  |  |  |  | WELCH ALLYN, INC. 10345562 02091409 |  |  | Disposition |  |  |  | Equipment | PAAR:00-PVAR | 11/01/2019 |  | COOPER AMBULATORY OFF-SITES |  |  | DISPOSITION | 0011613427 | MARGIE OUTLER | Repair | Closed | Stephen Zubrzycki | 05/04/2017 | 05/04/2017 | DISPOSITION | 5/4/2017 4:44:33 PM SJZUBRZYCKI (SJZUBRZYCKI 5/4/2017 12:00 AM) DEPT ASKED ME TO REMOVE THIS UNIT FROM SERVICE WHILE DOING EQUIPMENT VALIDATION. IT IS VERY OLD AND THEY NO LONGER WANT IT 5/4/2017 4:44:42 PM SJZUBRZYCKI This device has been removed from an active status with the RSQ Database, and physically removed from the facility. Device retired on 5/4/2017; Authorized By: YES; Nature of Retirement: NO LONGER NEEDED; Days In Service: 700 | 05146297-58DB-4C44-9875-488BF7EFAF85 | Labor | 05/04/2017 | 05/04/2017 | Stephen Zubrzycki
|  | WELCH ALLYN, INC. | WELCH ALLYN, INC. SURETEMP 679 |  |  | VOORHEES RHEUMATOLOGY |  |  | excluded | 01/01/1900 |  |  |  |  | NO | NO |  |  |  |  | WELCH ALLYN, INC. 10344984 01373145 |  |  | Active |  | 99:99:99:99:99:99 |  | Equipment | PAAR:00-PVAR | 11/02/2019 |  | COOPER AMBULATORY OFF-SITES |  |  | bdlg 2 suite 203 NURSE STAT |  | GILA DAVIS
|  | WELCH ALLYN, INC. | WELCH ALLYN, INC. SURETEMP 679 |  |  | VOORHEES SURGERY CENTER-HEM/ONC |  |  | excluded | 04/01/2005 |  |  |  |  | NO | NO |  |  |  |  | WELCH ALLYN, INC. 10344800 02285914 |  |  | Active |  | 99:99:99:99:99:99 |  | Equipment | PAAR:00-PVAR | 11/02/2019 |  | COOPER AMBULATORY OFF-SITES |  |  | HEM/ONC SUITE M |  | MEGAN MCCAFFERTY
|  | WELCH ALLYN, INC. | WELCH ALLYN, INC. SURETEMP 679 |  |  | VOORHEES SURGERY CENTER-HEM/ONC |  |  | excluded | 01/01/1900 |  |  |  |  | NO | NO |  |  |  |  | WELCH ALLYN, INC. 10344799 02159599 |  |  | Active |  | 99:99:99:99:99:99 |  | Equipment | PAAR:00-PVAR | 11/02/2019 |  | COOPER AMBULATORY OFF-SITES |  |  | SUITE M |  | MEGAN MCCAFFERTY
|  | WELCH ALLYN, INC. | WELCH ALLYN, INC. SURETEMP 767 |  |  | MOTHER INFANT UNIT |  |  | excluded | 05/01/2010 |  |  |  |  | NO | NO |  |  |  |  | WELCH ALLYN, INC. 10364846 10422217 |  |  | Active |  | 99:99:99:99:99:99 |  | Equipment | PAAR:00-PVAR | 11/02/2019 |  | COOPER UNIVERSITY HOSPITAL |  |  | D5 |  | Christina Smith
|  | WELCH ALLYN, INC. | WELCH ALLYN, INC. SURETEMP 986 |  |  | CDU - CLINICAL DECISION UNIT-9 KELEMEN |  |  | excluded | 11/02/2019 |  |  |  |  | NO | NO |  |  |  |  | WELCH ALLYN, INC. 30143107 11022520 |  |  | Active |  | 99:99:99:99:99:99 |  | Equipment | PAAR:00-PVAR | 11/02/2019 | 11/02/2019 | COOPER UNIVERSITY HOSPITAL |  |  | CDU | 0011731500 | KAREN GRUBER | Repair | Closed | Michael Youch | 11/02/2019 | 11/02/2019 | THERMOMETER - NOT READING TEMP - CDU KELEMEN BLDG NURSE STATION | 6/2/2017 12:44:06 PM MDYOUCH (MDYOUCH 6/2/2017 9:00 AM) PROVIDED ORDERING INFO FOR NEW PROBE. | D667D712-E7B0-4205-8FC3-6B339B6346DC | Labor | 11/02/2019 | 11/02/2019 | Michael Youch
|  | WELCH ALLYN, INC. | WELCH ALLYN, INC. SURETEMP PLUS 690 |  |  | 3 COOPER-PEDIATRICS |  |  | excluded | 10/31/2019 |  |  |  |  | NO | NO |  |  |  |  | WELCH ALLYN, INC. 30126232 16203230 |  |  | Active |  | 99:99:99:99:99:99 |  | Equipment | PAAR:00-PVAR | 10/31/2019 | 10/31/2019 | COOPER AMBULATORY OFF-SITES |  |  | Suite 200 - Exam 25 |  | MAUREEN OBRIEN |  |  |  | 10/31/2019 | 10/31/2019 |  |  |  |  | 10/31/2019 | 10/31/2019
|  | WELCH ALLYN, INC. | WELCH ALLYN, INC. SURETEMP PLUS 690 |  |  | 3 COOPER-PEDIATRICS |  |  | excluded | 10/31/2019 |  |  |  |  | NO | NO |  |  |  |  | WELCH ALLYN, INC. 30126231 16203236 |  |  | Active |  | 99:99:99:99:99:99 |  | Equipment | PAAR:00-PVAR | 10/31/2019 | 10/31/2019 | COOPER AMBULATORY OFF-SITES |  |  | Suite 200 - Exam 10 |  | MAUREEN OBRIEN |  |  |  | 10/31/2019 | 10/31/2019 |  |  |  |  | 10/31/2019 | 10/31/2019
|  | WELCH ALLYN, INC. | WELCH ALLYN, INC. SURETEMP PLUS 690 |  |  | 3 COOPER - SURGERY DEPARTMENT |  |  | excluded | 10/31/2019 |  |  |  |  | NO | NO |  |  |  |  | WELCH ALLYN, INC. 30126222 15090855 |  |  | Active |  | 99:99:99:99:99:99 |  | Equipment | PAAR:00-PVAR | 10/31/2019 | 10/31/2019 | COOPER AMBULATORY OFF-SITES |  |  | Suite 403 - Moves |  | ANNE MAIER |  |  |  | 10/31/2019 | 10/31/2019 |  |  |  |  | 10/31/2019 | 10/31/2019
|  | WELCH ALLYN, INC. | WELCH ALLYN, INC. SURETEMP PLUS 690 |  |  | 3 COOPER - MEDICINE DEPARTMENT |  |  | excluded | 10/31/2019 |  |  |  |  | NO | NO |  |  |  |  | WELCH ALLYN, INC. 30126213 16133252 |  |  | Active |  | 99:99:99:99:99:99 |  | Equipment | PAAR:00-PVAR | 10/31/2019 | 10/31/2019 | COOPER AMBULATORY OFF-SITES |  |  | SUITE 215 - MOVES |  | NANCY LOUIS |  |  |  | 10/31/2019 | 10/31/2019 |  |  |  |  | 10/31/2019 | 10/31/2019
|  | WELCH ALLYN, INC. | WELCH ALLYN, INC. SURETEMP PLUS 690 |  | NOT KNOWN | COOPER FAMILY MEDICINE AT CAMDEN COUNTY COLLEGE |  |  |  | 10/16/2019 |  |  |  |  | NO | NO |  |  |  |  | WELCH ALLYN, INC. 30126185 NOT KNOWN |  |  | Disposition |  | 99:99:99:99:99:99 |  | Equipment | PAAR:00-PVAR | 10/16/2019 | 10/16/2019 | COOPER AMBULATORY OFF-SITES |  |  | Exam 6 |  | KATHLEEN CLIFFORD |  |  |  | 10/16/2019 | 10/16/2019 |  |  |  |  | 10/16/2019 | 10/16/2019
|  | WELCH ALLYN, INC. | WELCH ALLYN, INC. SURETEMP PLUS 690 |  | Not Known | COOPER FAMILY MEDICINE AT CAMDEN COUNTY COLLEGE |  |  | excluded | 10/31/2019 |  |  |  |  | NO | NO |  |  |  |  | WELCH ALLYN, INC. 30126183 Not Known |  |  | Active |  | 99:99:99:99:99:99 |  | Equipment | PAAR:00-PVAR | 10/31/2019 | 10/31/2019 | COOPER AMBULATORY OFF-SITES |  |  | Exam 5 |  | KATHLEEN CLIFFORD |  |  |  | 10/31/2019 | 10/31/2019 |  |  |  |  | 10/31/2019 | 10/31/2019
|  | WELCH ALLYN, INC. | WELCH ALLYN, INC. SURETEMP PLUS 690 |  | Not Known | COOPER FAMILY MEDICINE AT CAMDEN COUNTY COLLEGE |  |  | excluded | 10/31/2019 |  |  |  |  | NO | NO |  |  |  |  | WELCH ALLYN, INC. 30126181 Not Known |  |  | Active |  | 99:99:99:99:99:99 |  | Equipment | PAAR:00-PVAR | 10/31/2019 | 10/31/2019 | COOPER AMBULATORY OFF-SITES |  |  | Exam 4 |  | KATHLEEN CLIFFORD |  |  |  | 10/31/2019 | 10/31/2019 |  |  |  |  | 10/31/2019 | 10/31/2019
|  | WELCH ALLYN, INC. | WELCH ALLYN, INC. SURETEMP PLUS 690 |  | Not Known | COOPER FAMILY MEDICINE AT CAMDEN COUNTY COLLEGE |  |  | excluded | 10/31/2019 |  |  |  |  | NO | NO |  |  |  |  | WELCH ALLYN, INC. 30126179 Not Known |  |  | Active |  | 99:99:99:99:99:99 |  | Equipment | PAAR:00-PVAR | 10/31/2019 | 10/31/2019 | COOPER AMBULATORY OFF-SITES |  |  | Exam 1 |  | KATHLEEN CLIFFORD |  |  |  | 10/31/2019 | 10/31/2019 |  |  |  |  | 10/31/2019 | 10/31/2019
|  | WELCH ALLYN, INC. | WELCH ALLYN, INC. SURETEMP PLUS 690 |  | Not Known | COOPER FAMILY MEDICINE AT CAMDEN COUNTY COLLEGE |  |  | excluded | 10/31/2019 |  |  |  |  | NO | NO |  |  |  |  | WELCH ALLYN, INC. 30126177 Not Known |  |  | Active |  | 99:99:99:99:99:99 |  | Equipment | PAAR:00-PVAR | 10/31/2019 | 10/31/2019 | COOPER AMBULATORY OFF-SITES |  |  | Exam 2 |  | KATHLEEN CLIFFORD |  |  |  | 10/31/2019 | 10/31/2019 |  |  |  |  | 10/31/2019 | 10/31/2019
|  | WELCH ALLYN, INC. | WELCH ALLYN, INC. SURETEMP PLUS 690 |  | Not Known | COOPER FAMILY MEDICINE AT CAMDEN COUNTY COLLEGE |  |  | excluded | 10/31/2019 |  |  |  |  | NO | NO |  |  |  |  | WELCH ALLYN, INC. 30126175 Not Known |  |  | Active |  | 99:99:99:99:99:99 |  | Equipment | PAAR:00-PVAR | 10/31/2019 | 10/31/2019 | COOPER AMBULATORY OFF-SITES |  |  | Exam 3 |  | KATHLEEN CLIFFORD |  |  |  | 10/31/2019 | 10/31/2019 |  |  |  |  | 10/31/2019 | 10/31/2019
|  | WELCH ALLYN, INC. | WELCH ALLYN, INC. SURETEMP PLUS 690 |  |  | 6017 MAIN ST-PLASTICS |  |  | excluded | 11/01/2019 |  |  |  |  | NO | NO |  |  |  |  | WELCH ALLYN, INC. 30071411 13031851 |  |  | Active |  | 99:99:99:99:99:99 |  | Equipment | PAAR:00-PVAR | 11/01/2019 | 11/01/2019 | COOPER AMBULATORY OFF-SITES |  |  | EXAM ROOM 9 |  | ANNE MAIER |  |  |  | 11/01/2019 | 11/01/2019 |  |  |  |  | 11/01/2019 | 11/01/2019
|  | WELCH ALLYN, INC. | WELCH ALLYN, INC. SURETEMP PLUS 690 |  |  | 6017 MAIN ST-PLASTICS |  |  | excluded | 11/02/2019 |  |  |  |  | NO | NO |  |  |  |  | WELCH ALLYN, INC. 30071315 13032462 |  |  | Active |  | 99:99:99:99:99:99 |  | Equipment | PAAR:00-PVAR | 11/02/2019 | 11/02/2019 | COOPER AMBULATORY OFF-SITES |  |  | EXAM ROOM 4 |  | ANNE MAIER |  |  |  | 11/02/2019 | 11/02/2019 |  |  |  |  | 11/02/2019 | 11/02/2019
|  | WELCH ALLYN, INC. | WELCH ALLYN, INC. SURETEMP PLUS 690 |  | 21 18087050 | INTENSIVE CARE UNIT |  |  | excluded | 10/31/2019 |  |  |  |  | NO | NO |  |  |  |  | WELCH ALLYN, INC. 11222154 21 18087050 |  |  | Active |  | 99:99:99:99:99:99 |  | Equipment | PAAR:00-PVAR | 10/31/2019 | 10/31/2019 | COOPER UNIVERSITY HOSPITAL |  |  | icu p-4 | WOT00000001582507 | CAROLYN RUMELL | Performance Verification | Closed | Richard Jolly | 10/31/2019 | 10/31/2019 | Performance Verification for WELCH ALLYN, INC. 11222154 21 18087050 | Initial Install of Performance Verification. Device is ready for patient use. |  |  | 10/31/2019 | 10/31/2019
|  | WELCH ALLYN, INC. | WELCH ALLYN, INC. SURETEMP PLUS 690 |  | 21 18396830 | INTENSIVE CARE UNIT |  |  | excluded | 10/31/2019 |  |  |  |  | NO | NO |  |  |  |  | WELCH ALLYN, INC. 11222155 21 18396830 |  |  | Active |  | 99:99:99:99:99:99 |  | Equipment | PAAR:00-PVAR | 10/31/2019 | 10/31/2019 | COOPER UNIVERSITY HOSPITAL |  |  |  | WOT00000001582528 | CAROLYN RUMELL | Performance Verification | Closed | Richard Jolly | 10/31/2019 | 10/31/2019 | CEID Record Completion for WELCH ALLYN, INC. 11222155 21 18396830 | new equipment | EXP1625313 | Labor | 10/31/2019 | 10/31/2019 | Richard Jolly
|  | WELCH ALLYN, INC. | WELCH ALLYN, INC. SURETEMP PLUS 690 |  | 21. 18087099 | INTENSIVE CARE UNIT |  |  | excluded | 10/31/2019 |  |  |  |  | NO | NO |  |  |  |  | WELCH ALLYN, INC. 11222153 21. 18087099 |  |  | Active |  | 99:99:99:99:99:99 |  | Equipment | PAAR:00-PVAR | 10/31/2019 | 10/31/2019 | COOPER UNIVERSITY HOSPITAL |  |  | icu P4 | WOT00000001582487 | CAROLYN RUMELL | Performance Verification | Closed | Richard Jolly | 10/31/2019 | 10/31/2019 | CEID Record Completion for WELCH ALLYN, INC. 11222153 21. 18087099 | new equipment install | EXP1625374 | Labor | 10/31/2019 | 10/31/2019 | Richard Jolly
|  | WELCH ALLYN, INC. | WELCH ALLYN, INC. SURETEMP PLUS 690 |  |  | COOPER CANCER CENTER-MULTIDISCIPLINARY CLINIC |  |  | excluded | 10/31/2019 |  |  |  |  | NO | NO |  |  |  |  | WELCH ALLYN, INC. 11221774 18286140 |  |  | Active |  | 99:99:99:99:99:99 |  | Equipment | PAAR:00-PVAR | 10/31/2019 | 10/31/2019 | COOPER AMBULATORY OFF-SITES |  |  | Exam 13 | WOT00000001616597 | ROXANNE BERGER | Performance Verification | Closed | Josh Harris | 10/31/2019 | 10/31/2019 | Performance Verification for WELCH ALLYN, INC. 11221774 18286140 | Initial Install of Performance Verification. Device is ready for patient use. |  |  | 10/31/2019 | 10/31/2019
|  | WELCH ALLYN, INC. | WELCH ALLYN, INC. SURETEMP PLUS 690 |  |  | COOPER CANCER CENTER-MULTIDISCIPLINARY CLINIC |  |  | excluded | 10/31/2019 |  |  |  |  | NO | NO |  |  |  |  | WELCH ALLYN, INC. 11221770 18346485 |  |  | Active |  | 99:99:99:99:99:99 |  | Equipment | PAAR:00-PVAR | 10/31/2019 | 10/31/2019 | COOPER AMBULATORY OFF-SITES |  |  | Exam 11 | WOT00000001616592 | ROXANNE BERGER | Performance Verification | Closed | Josh Harris | 10/31/2019 | 10/31/2019 | CEID Record Completion for WELCH ALLYN, INC. 11221770 18346485 | Inventoried new item. VPO> RTS. | EXP1643511 | Labor | 10/31/2019 | 10/31/2019 | Josh Harris
|  | WELCH ALLYN, INC. | WELCH ALLYN, INC. SURETEMP PLUS 690 |  |  | COOPER CANCER CENTER-MULTIDISCIPLINARY CLINIC |  |  | excluded | 10/31/2019 |  |  |  |  | NO | NO |  |  |  |  | WELCH ALLYN, INC. 11221772 18285736 |  |  | Active |  | 99:99:99:99:99:99 |  | Equipment | PAAR:00-PVAR | 10/31/2019 | 10/31/2019 | COOPER AMBULATORY OFF-SITES |  |  | Exam 12 | WOT00000001616593 | ROXANNE BERGER | Performance Verification | Closed | Josh Harris | 10/31/2019 | 10/31/2019 | Performance Verification for WELCH ALLYN, INC. 11221772 18285736 | Initial Install of Performance Verification. Device is ready for patient use. |  |  | 10/31/2019 | 10/31/2019
|  | WELCH ALLYN, INC. | WELCH ALLYN, INC. SURETEMP PLUS 690 |  |  | COOPER CANCER CENTER-MULTIDISCIPLINARY CLINIC |  |  | excluded | 10/31/2019 |  |  |  |  | NO | NO |  |  |  |  | WELCH ALLYN, INC. 11221768 18286143 |  |  | Active |  | 99:99:99:99:99:99 |  | Equipment | PAAR:00-PVAR | 10/31/2019 | 10/31/2019 | COOPER AMBULATORY OFF-SITES |  |  | Exam 10 | WOT00000001616589 | ROXANNE BERGER | Performance Verification | Closed | Josh Harris | 10/31/2019 | 10/31/2019 | Performance Verification for WELCH ALLYN, INC. 11221768 18286143 | Initial Install of Performance Verification. Device is ready for patient use. |  |  | 10/31/2019 | 10/31/2019
|  | WELCH ALLYN, INC. | WELCH ALLYN, INC. SURETEMP PLUS 690 |  |  | COOPER CANCER CENTER-MULTIDISCIPLINARY CLINIC |  |  | excluded | 10/31/2019 |  |  |  |  | NO | NO |  |  |  |  | WELCH ALLYN, INC. 11221766 18286139 |  |  | Active |  | 99:99:99:99:99:99 |  | Equipment | PAAR:00-PVAR | 10/31/2019 | 10/31/2019 | COOPER AMBULATORY OFF-SITES |  |  | Exam 9 | WOT00000001616587 | ROXANNE BERGER | Performance Verification | Closed | Josh Harris | 10/31/2019 | 10/31/2019 | CEID Record Completion for WELCH ALLYN, INC. 11221766 18286139 | Inventoried new item. VPO> RTS. | EXP1643512 | Labor | 10/31/2019 | 10/31/2019 | Josh Harris
|  | WELCH ALLYN, INC. | WELCH ALLYN, INC. SURETEMP PLUS 690 |  |  | COOPER CANCER CENTER-MULTIDISCIPLINARY CLINIC |  |  | excluded | 10/31/2019 |  |  |  |  | NO | NO |  |  |  |  | WELCH ALLYN, INC. 11221764 18286250 |  |  | Active |  | 99:99:99:99:99:99 |  | Equipment | PAAR:00-PVAR | 10/31/2019 | 10/31/2019 | COOPER AMBULATORY OFF-SITES |  |  | Exam 8 | WOT00000001616583 | ROXANNE BERGER | Performance Verification | Closed | Josh Harris | 10/31/2019 | 10/31/2019 | Performance Verification for WELCH ALLYN, INC. 11221764 18286250 | Initial Install of Performance Verification. Device is ready for patient use. |  |  | 10/31/2019 | 10/31/2019
|  | WELCH ALLYN, INC. | WELCH ALLYN, INC. SURETEMP PLUS 690 |  |  | COOPER CANCER CENTER-MULTIDISCIPLINARY CLINIC |  |  | excluded | 10/31/2019 |  |  |  |  | NO | NO |  |  |  |  | WELCH ALLYN, INC. 11221760 18286216 |  |  | Active |  | 99:99:99:99:99:99 |  | Equipment | PAAR:00-PVAR | 10/31/2019 | 10/31/2019 | COOPER AMBULATORY OFF-SITES |  |  | Exam 6 | WOT00000001616577 | ROXANNE BERGER | Performance Verification | Closed | Josh Harris | 10/31/2019 | 10/31/2019 | Performance Verification for WELCH ALLYN, INC. 11221760 18286216 | Initial Install of Performance Verification. Device is ready for patient use. |  |  | 10/31/2019 | 10/31/2019
|  | WELCH ALLYN, INC. | WELCH ALLYN, INC. SURETEMP PLUS 690 |  |  | COOPER CANCER CENTER-MULTIDISCIPLINARY CLINIC |  |  | excluded | 10/31/2019 |  |  |  |  | NO | NO |  |  |  |  | WELCH ALLYN, INC. 11221762 18286238 |  |  | Active |  | 99:99:99:99:99:99 |  | Equipment | PAAR:00-PVAR | 10/31/2019 | 10/31/2019 | COOPER AMBULATORY OFF-SITES |  |  | Exam 7 | WOT00000001616580 | ROXANNE BERGER | Performance Verification | Closed | Josh Harris | 10/31/2019 | 10/31/2019 | Performance Verification for WELCH ALLYN, INC. 11221762 18286238 | Initial Install of Performance Verification. Device is ready for patient use. |  |  | 10/31/2019 | 10/31/2019
|  | WELCH ALLYN, INC. | WELCH ALLYN, INC. SURETEMP PLUS 690 |  |  | COOPER CANCER CENTER-MULTIDISCIPLINARY CLINIC |  |  | excluded | 10/31/2019 |  |  |  |  | NO | NO |  |  |  |  | WELCH ALLYN, INC. 11221758 18346481 |  |  | Active |  | 99:99:99:99:99:99 |  | Equipment | PAAR:00-PVAR | 10/31/2019 | 10/31/2019 | COOPER AMBULATORY OFF-SITES |  |  | Exam 5 | WOT00000001616575 | ROXANNE BERGER | Performance Verification | Closed | Josh Harris | 10/31/2019 | 10/31/2019 | Performance Verification for WELCH ALLYN, INC. 11221758 18346481 | Initial Install of Performance Verification. Device is ready for patient use. |  |  | 10/31/2019 | 10/31/2019
|  | WELCH ALLYN, INC. | WELCH ALLYN, INC. SURETEMP PLUS 690 |  |  | COOPER CANCER CENTER-MULTIDISCIPLINARY CLINIC |  |  | excluded | 10/31/2019 |  |  |  |  | NO | NO |  |  |  |  | WELCH ALLYN, INC. 11221750 18346482 |  |  | Active |  | 99:99:99:99:99:99 |  | Equipment | PAAR:00-PVAR | 10/31/2019 | 10/31/2019 | COOPER AMBULATORY OFF-SITES |  |  | Exam 1 | WOT00000001616567 | ROXANNE BERGER | Performance Verification | Closed | Josh Harris | 10/31/2019 | 10/31/2019 | Performance Verification for WELCH ALLYN, INC. 11221750 18346482 | Initial Install of Performance Verification. Device is ready for patient use. |  |  | 10/31/2019 | 10/31/2019
|  | WELCH ALLYN, INC. | WELCH ALLYN, INC. SURETEMP PLUS 690 |  |  | COOPER CANCER CENTER-MULTIDISCIPLINARY CLINIC |  |  | excluded | 10/31/2019 |  |  |  |  | NO | NO |  |  |  |  | WELCH ALLYN, INC. 11221752 18286141 |  |  | Active |  | 99:99:99:99:99:99 |  | Equipment | PAAR:00-PVAR | 10/31/2019 | 10/31/2019 | COOPER AMBULATORY OFF-SITES |  |  | Exam 2 | WOT00000001616569 | ROXANNE BERGER | Performance Verification | Closed | Josh Harris | 10/31/2019 | 10/31/2019 | Performance Verification for WELCH ALLYN, INC. 11221752 18286141 | Initial Install of Performance Verification. Device is ready for patient use. |  |  | 10/31/2019 | 10/31/2019
|  | WELCH ALLYN, INC. | WELCH ALLYN, INC. SURETEMP PLUS 690 |  |  | COOPER CANCER CENTER-MULTIDISCIPLINARY CLINIC |  |  | excluded | 10/31/2019 |  |  |  |  | NO | NO |  |  |  |  | WELCH ALLYN, INC. 11221754 18286252 |  |  | Active |  | 99:99:99:99:99:99 |  | Equipment | PAAR:00-PVAR | 10/31/2019 | 10/31/2019 | COOPER AMBULATORY OFF-SITES |  |  | Exam 3 | WOT00000001616571 | ROXANNE BERGER | Performance Verification | Closed | Josh Harris | 10/31/2019 | 10/31/2019 | Performance Verification for WELCH ALLYN, INC. 11221754 18286252 | Initial Install of Performance Verification. Device is ready for patient use. |  |  | 10/31/2019 | 10/31/2019
|  | WELCH ALLYN, INC. | WELCH ALLYN, INC. SURETEMP PLUS 690 |  |  | COOPER CANCER CENTER-MULTIDISCIPLINARY CLINIC |  |  | excluded | 10/31/2019 |  |  |  |  | NO | NO |  |  |  |  | WELCH ALLYN, INC. 11221756 18286234 |  |  | Active |  | 99:99:99:99:99:99 |  | Equipment | PAAR:00-PVAR | 10/31/2019 | 10/31/2019 | COOPER AMBULATORY OFF-SITES |  |  | Exam 4 | WOT00000001616573 | ROXANNE BERGER | Performance Verification | Closed | Josh Harris | 10/31/2019 | 10/31/2019 | Performance Verification for WELCH ALLYN, INC. 11221756 18286234 | Initial Install of Performance Verification. Device is ready for patient use. |  |  | 10/31/2019 | 10/31/2019
|  | WELCH ALLYN, INC. | WELCH ALLYN, INC. SURETEMP PLUS 690 |  |  | COOPER CANCER CENTER-MULTIDISCIPLINARY CLINIC |  |  | excluded | 10/31/2019 |  |  |  |  | NO | NO |  |  |  |  | WELCH ALLYN, INC. 11221748 18286229 |  |  | Active |  | 99:99:99:99:99:99 |  | Equipment | PAAR:00-PVAR | 10/31/2019 | 10/31/2019 | COOPER AMBULATORY OFF-SITES |  |  | Procedure Room | WOT00000001616564 | ROXANNE BERGER | Performance Verification | Closed | Josh Harris | 10/31/2019 | 10/31/2019 | Performance Verification for WELCH ALLYN, INC. 11221748 18286229 | Initial Install of Performance Verification. Device is ready for patient use. |  |  | 10/31/2019 | 10/31/2019
|  | WELCH ALLYN, INC. | WELCH ALLYN, INC. SURETEMP PLUS 690 |  |  | BUNKER HILL-INTERNAL MEDICINE |  |  | excluded | 10/31/2019 |  |  |  |  | NO | NO |  |  |  |  | WELCH ALLYN, INC. 11208042 2117426795 |  |  | Active |  |  |  | Equipment | PAAR:00-PVAR | 10/31/2019 | 10/31/2019 | COOPER AMBULATORY OFF-SITES |  |  | Exam rm 12 | WOT00000002497181 | SUSAN BABCOCK | Performance Verification | Closed | Michael Youch | 10/31/2019 | 10/31/2019 | Performance Verification for WELCH ALLYN, INC. 11208042 2117426795 | Initial Install of Performance Verification. Device is ready for patient use. |  |  | 10/31/2019 | 10/31/2019
|  | WELCH ALLYN, INC. | WELCH ALLYN, INC. SURETEMP PLUS 690 |  |  | BUNKER HILL-INTERNAL MEDICINE |  |  | excluded | 10/31/2019 |  |  |  |  | NO | NO |  |  |  |  | WELCH ALLYN, INC. 11208037 2117427145 |  |  | Active |  |  |  | Equipment | PAAR:00-PVAR | 10/31/2019 | 10/31/2019 | COOPER AMBULATORY OFF-SITES |  |  | Exam rm 7 | WOT00000002497809 | SUSAN BABCOCK | Performance Verification | Closed | Michael Youch | 10/31/2019 | 10/31/2019 | Performance Verification for WELCH ALLYN, INC. 11208037 2117427145 | Initial Install of Performance Verification. Device is ready for patient use. |  |  | 10/31/2019 | 10/31/2019
|  | WELCH ALLYN, INC. | WELCH ALLYN, INC. SURETEMP PLUS 690 |  |  | BUNKER HILL-INTERNAL MEDICINE |  |  | excluded | 10/31/2019 |  |  |  |  | NO | NO |  |  |  |  | WELCH ALLYN, INC. 11208034 1217278352 |  |  | Active |  |  |  | Equipment | PAAR:00-PVAR | 10/31/2019 | 10/31/2019 | COOPER AMBULATORY OFF-SITES |  |  | Exam rm 9 | WOT00000002497709 | SUSAN BABCOCK | Performance Verification | Closed | Michael Youch | 10/31/2019 | 10/31/2019 | Performance Verification for WELCH ALLYN, INC. 11208034 1217278352 | Initial Install of Performance Verification. Device is ready for patient use. |  |  | 10/31/2019 | 10/31/2019
|  | WELCH ALLYN, INC. | WELCH ALLYN, INC. SURETEMP PLUS 690 |  |  | BUNKER HILL-INTERNAL MEDICINE |  |  | excluded | 10/31/2019 |  |  |  |  | NO | NO |  |  |  |  | WELCH ALLYN, INC. 11208031 2117427146 |  |  | Active |  |  |  | Equipment | PAAR:00-PVAR | 10/31/2019 | 10/31/2019 | COOPER AMBULATORY OFF-SITES |  |  | Exam rm 11 | WOT00000002497602 | SUSAN BABCOCK | Performance Verification | Closed | Michael Youch | 10/31/2019 | 10/31/2019 | Performance Verification for WELCH ALLYN, INC. 11208031 2117427146 | Initial Install of Performance Verification. Device is ready for patient use. |  |  | 10/31/2019 | 10/31/2019
|  | WELCH ALLYN, INC. | WELCH ALLYN, INC. SURETEMP PLUS 690 |  |  | BUNKER HILL-INTERNAL MEDICINE |  |  | excluded | 10/31/2019 |  |  |  |  | NO | NO |  |  |  |  | WELCH ALLYN, INC. 11208028 2117426781 |  |  | Active |  |  |  | Equipment | PAAR:00-PVAR | 10/31/2019 | 10/31/2019 | COOPER AMBULATORY OFF-SITES |  |  | Exam rm 11 | WOT00000002497521 | SUSAN BABCOCK | Performance Verification | Closed | Michael Youch | 10/31/2019 | 10/31/2019 | Performance Verification for WELCH ALLYN, INC. 11208028 2117426781 | Initial Install of Performance Verification. Device is ready for patient use. |  |  | 10/31/2019 | 10/31/2019
|  | WELCH ALLYN, INC. | WELCH ALLYN, INC. SURETEMP PLUS 690 |  |  | BUNKER HILL-INTERNAL MEDICINE |  |  | excluded | 10/31/2019 |  |  |  |  | NO | NO |  |  |  |  | WELCH ALLYN, INC. 11208025 2117427154 |  |  | Active |  |  |  | Equipment | PAAR:00-PVAR | 10/31/2019 | 10/31/2019 | COOPER AMBULATORY OFF-SITES |  |  | Exam 8 | WOT00000002496998 | SUSAN BABCOCK | Performance Verification | Closed | Michael Youch | 10/31/2019 | 10/31/2019 | Performance Verification for WELCH ALLYN, INC. 11208025 2117427154 | Initial Install of Performance Verification. Device is ready for patient use. |  |  | 10/31/2019 | 10/31/2019
|  | WELCH ALLYN, INC. | WELCH ALLYN, INC. SURETEMP PLUS 690 |  |  | 3 COOPER-CARDIAC DIAGNOSTIC CENTER |  |  | excluded | 10/31/2019 |  |  |  |  | NO | NO |  |  |  |  | WELCH ALLYN, INC. 11208021 17426769 |  |  | Active |  | 99:99:99:99:99:99 |  | Equipment | PAAR:00-PVAR | 10/31/2019 | 10/31/2019 | COOPER AMBULATORY OFF-SITES |  |  | Exam 3 | WOT00000001845057 | CARLA TRUELL | Performance Verification | Closed | Michael Youch | 10/31/2019 | 10/31/2019 | Performance Verification for WELCH ALLYN, INC. 11208021 17426769 | Initial Install of Performance Verification. Device is ready for patient use. |  |  | 10/31/2019 | 10/31/2019
|  | WELCH ALLYN, INC. | WELCH ALLYN, INC. SURETEMP PLUS 690 |  |  | BUNKER HILL-INTERNAL MEDICINE |  |  | excluded | 10/31/2019 |  |  |  |  | NO | NO |  |  |  |  | WELCH ALLYN, INC. 11208019 18012087 |  |  | Active |  | 99:99:99:99:99:99 |  | Equipment | PAAR:00-PVAR | 10/31/2019 | 10/31/2019 | COOPER AMBULATORY OFF-SITES |  |  | Exam 6 | WOT00000001844797 | SUSAN BABCOCK | Performance Verification | Closed | Michael Youch | 10/31/2019 | 10/31/2019 | Performance Verification for WELCH ALLYN, INC. 11208019 18012087 | Initial Install of Performance Verification. Device is ready for patient use. |  |  | 10/31/2019 | 10/31/2019
|  | WELCH ALLYN, INC. | WELCH ALLYN, INC. SURETEMP PLUS 690 |  |  | BUNKER HILL-INTERNAL MEDICINE |  |  | excluded | 10/31/2019 |  |  |  |  | NO | NO |  |  |  |  | WELCH ALLYN, INC. 11208014 18011953 |  |  | Active |  | 99:99:99:99:99:99 |  | Equipment | PAAR:00-PVAR | 10/31/2019 | 10/31/2019 | COOPER AMBULATORY OFF-SITES |  |  | Exam 4 | WOT00000001844576 | SUSAN BABCOCK | Performance Verification | Closed | Michael Youch | 10/31/2019 | 10/31/2019 | Performance Verification for WELCH ALLYN, INC. 11208014 18011953 | Initial Install of Performance Verification. Device is ready for patient use. |  |  | 10/31/2019 | 10/31/2019
|  | WELCH ALLYN, INC. | WELCH ALLYN, INC. SURETEMP PLUS 690 |  |  | BUNKER HILL-INTERNAL MEDICINE |  |  | excluded | 10/31/2019 |  |  |  |  | NO | NO |  |  |  |  | WELCH ALLYN, INC. 11208016 17428777 |  |  | Active |  | 99:99:99:99:99:99 |  | Equipment | PAAR:00-PVAR | 10/31/2019 | 10/31/2019 | COOPER AMBULATORY OFF-SITES |  |  | Exam 1 | WOT00000001844659 | SUSAN BABCOCK | Performance Verification | Closed | Michael Youch | 10/31/2019 | 10/31/2019 | Performance Verification for WELCH ALLYN, INC. 11208016 17428777 | Initial Install of Performance Verification. Device is ready for patient use. |  |  | 10/31/2019 | 10/31/2019
|  | WELCH ALLYN, INC. | WELCH ALLYN, INC. SURETEMP PLUS 690 |  |  | BUNKER HILL-INTERNAL MEDICINE |  |  | excluded | 10/31/2019 |  |  |  |  | NO | NO |  |  |  |  | WELCH ALLYN, INC. 11208010 17248818 |  |  | Active |  | 99:99:99:99:99:99 |  | Equipment | PAAR:00-PVAR | 10/31/2019 | 10/31/2019 | COOPER AMBULATORY OFF-SITES |  |  | Exam 2 | WOT00000001844111 | SUSAN BABCOCK | Performance Verification | Closed | Michael Youch | 10/31/2019 | 10/31/2019 | Performance Verification for WELCH ALLYN, INC. 11208010 17248818 | Initial Install of Performance Verification. Device is ready for patient use. |  |  | 10/31/2019 | 10/31/2019
|  | WELCH ALLYN, INC. | WELCH ALLYN, INC. SURETEMP PLUS 690 |  |  | MOTHER INFANT UNIT |  |  | excluded | 10/31/2019 |  |  |  |  | NO | NO |  |  |  |  | WELCH ALLYN, INC. 11207660 19145233 |  |  | Active |  |  |  | Equipment | PAAR:00-PVAR | 10/31/2019 | 10/31/2019 | COOPER UNIVERSITY HOSPITAL |  |  |  | WOT00000003243849 | Christina Smith | Performance Verification | Completed | Gene Amodei | 10/31/2019 | 10/31/2019 | Performance Verification for WELCH ALLYN, INC. 11207660 19145233 | Initial Install of Performance Verification. Device is ready for patient use. |  |  | 10/31/2019 | 10/31/2019
|  | WELCH ALLYN, INC. | WELCH ALLYN, INC. SURETEMP PLUS 690 |  |  | MATERNAL FETAL CARE UNIT |  |  | excluded | 10/31/2019 |  |  |  |  | NO | NO |  |  |  |  | WELCH ALLYN, INC. 11207662 19145249 |  |  | Active |  |  |  | Equipment | PAAR:00-PVAR | 10/31/2019 | 10/31/2019 | COOPER UNIVERSITY HOSPITAL |  |  | Performance Verification | WOT00000003244016 | JOANNA HORST | Performance Verification | Closed | Gene Amodei | 10/31/2019 | 10/31/2019 | Performance Verification for WELCH ALLYN, INC. 11207662 19145249 | Initial Install of Performance Verification. Device is ready for patient use. |  |  | 10/31/2019 | 10/31/2019
|  | WELCH ALLYN, INC. | WELCH ALLYN, INC. SURETEMP PLUS 690 |  |  | MOTHER INFANT UNIT |  |  | excluded | 10/31/2019 |  |  |  |  | NO | NO |  |  |  |  | WELCH ALLYN, INC. 11207661 19144786 |  |  | Active |  |  |  | Equipment | PAAR:00-PVAR | 10/31/2019 | 10/31/2019 | COOPER UNIVERSITY HOSPITAL |  |  |  | WOT00000003243931 | Christina Smith | Performance Verification | Open | Gene Amodei | 10/31/2019 | 10/31/2019 | CEID Record Completion for WELCH ALLYN, INC. 11207661 19144786 |  |  |  | 10/31/2019 | 10/31/2019
|  | WELCH ALLYN, INC. | WELCH ALLYN, INC. SURETEMP PLUS 690 |  | (22)19119374 | VOORHEES INTERNAL MEDICINE |  |  | excluded | 11/07/2019 |  |  |  |  | NO | NO |  |  |  |  | WELCH ALLYN, INC. 11200119 (22)19119374 |  |  | Active |  |  |  | Equipment | PAAR:00-PVAR | 11/07/2019 | 11/07/2019 | COOPER AMBULATORY OFF-SITES |  |  | Performance Verification | WOT00000004281483 | JENNY BETLER | Performance Verification | Completed | Kirk Lis | 11/07/2019 | 11/07/2019 | Performance Verification for WELCH ALLYN, INC. 11200119 (22)19119374 | Initial Install of Performance Verification. Device is ready for patient use. |  |  | 11/07/2019 | 11/07/2019
|  | WELCH ALLYN, INC. | WELCH ALLYN, INC. SURETEMP PLUS 690 |  | (21)19119398 | VOORHEES INTERNAL MEDICINE |  |  | excluded | 11/07/2019 |  |  |  |  | NO | NO |  |  |  |  | WELCH ALLYN, INC. 11200118 (21)19119398 |  |  | Active |  |  |  | Equipment | PAAR:00-PVAR | 11/07/2019 | 11/07/2019 | COOPER AMBULATORY OFF-SITES |  |  | Performance Verification | WOT00000004281395 | JENNY BETLER | Performance Verification | Completed | Kirk Lis | 11/07/2019 | 11/07/2019 | Performance Verification for WELCH ALLYN, INC. 11200118 (21)19119398 | Initial Install of Performance Verification. Device is ready for patient use. |  |  | 11/07/2019 | 11/07/2019
|  | WELCH ALLYN, INC. | WELCH ALLYN, INC. SURETEMP PLUS 690 |  |  | HADDON HEIGHTS-FAMILY MEDICINE |  |  | excluded | 10/31/2019 |  |  |  |  | NO | NO |  |  |  |  | WELCH ALLYN, INC. 11200101 2119199538 |  |  | Active |  |  |  | Equipment | PAAR:00-PVAR | 10/31/2019 | 10/31/2019 | COOPER AMBULATORY OFF-SITES |  |  | RM 5 | WOT00000003981582 | KELLIE STOUT | Performance Verification | Completed | Kirk Lis | 10/31/2019 | 10/31/2019 | Performance Verification for WELCH ALLYN, INC. 11200101 2119199538 | Initial Install of Performance Verification. Device is ready for patient use. |  |  | 10/31/2019 | 10/31/2019
|  | WELCH ALLYN, INC. | WELCH ALLYN, INC. SURETEMP PLUS 690 |  |  | HADDON HEIGHTS-FAMILY MEDICINE |  |  | excluded | 10/31/2019 |  |  |  |  | NO | NO |  |  |  |  | WELCH ALLYN, INC. 11200100 2119199429 |  |  | Active |  |  |  | Equipment | PAAR:00-PVAR | 10/31/2019 | 10/31/2019 | COOPER AMBULATORY OFF-SITES |  |  | RM. 1 | WOT00000003981432 | KELLIE STOUT | Performance Verification | Completed | Kirk Lis | 10/31/2019 | 10/31/2019 | Performance Verification for WELCH ALLYN, INC. 11200100 2119199429 | Initial Install of Performance Verification. Device is ready for patient use. |  |  | 10/31/2019 | 10/31/2019
|  | WELCH ALLYN, INC. | WELCH ALLYN, INC. SURETEMP PLUS 690 |  |  | HADDON HEIGHTS-FAMILY MEDICINE |  |  | excluded | 10/31/2019 |  |  |  |  | NO | NO |  |  |  |  | WELCH ALLYN, INC. 11200099 2119199557 |  |  | Active |  |  |  | Equipment | PAAR:00-PVAR | 10/31/2019 | 10/31/2019 | COOPER AMBULATORY OFF-SITES |  |  | RM. 3 | WOT00000003981356 | KELLIE STOUT | Performance Verification | Completed | Kirk Lis | 10/31/2019 | 10/31/2019 | Performance Verification for WELCH ALLYN, INC. 11200099 2119199557 | Initial Install of Performance Verification. Device is ready for patient use. |  |  | 10/31/2019 | 10/31/2019
|  | WELCH ALLYN, INC. | WELCH ALLYN, INC. SURETEMP PLUS 690 |  | (21)18490969 | VOORHEES SURGERY CENTER-HEM/ONC |  |  | excluded | 10/31/2019 |  |  |  |  | NO | NO |  |  |  |  | WELCH ALLYN, INC. 11182574 (21)18490969 |  |  | Active |  |  |  | Equipment | PAAR:00-PVAR | 10/31/2019 | 10/31/2019 | COOPER AMBULATORY OFF-SITES |  |  | Exam #9 | WOT00000003443785 | MEGAN MCCAFFERTY | Performance Verification | Closed | Kirk Lis | 10/31/2019 | 10/31/2019 | Performance Verification for WELCH ALLYN, INC. 11182574 (21)18490969 | Initial Install of Performance Verification. Device is ready for patient use. |  |  | 10/31/2019 | 10/31/2019
|  | WELCH ALLYN, INC. | WELCH ALLYN, INC. SURETEMP PLUS 690 |  | (21)18490954 | VOORHEES SURGERY CENTER-HEM/ONC |  |  | excluded | 10/31/2019 |  |  |  |  | NO | NO |  |  |  |  | WELCH ALLYN, INC. 11182577 (21)18490954 |  |  | Active |  |  |  | Equipment | PAAR:00-PVAR | 10/31/2019 | 10/31/2019 | COOPER AMBULATORY OFF-SITES |  |  | Exam #10 | WOT00000003443787 | MEGAN MCCAFFERTY | Performance Verification | Closed | Kirk Lis | 10/31/2019 | 10/31/2019 | Performance Verification for WELCH ALLYN, INC. 11182577 (21)18490954 | Initial Install of Performance Verification. Device is ready for patient use. |  |  | 10/31/2019 | 10/31/2019
|  | WELCH ALLYN, INC. | WELCH ALLYN, INC. SURETEMP PLUS 690 |  | (21)18490963 | VOORHEES SURGERY CENTER-HEM/ONC |  |  | excluded | 10/31/2019 |  |  |  |  | NO | NO |  |  |  |  | WELCH ALLYN, INC. 11182569 (21)18490963 |  |  | Active |  |  |  | Equipment | PAAR:00-PVAR | 10/31/2019 | 10/31/2019 | COOPER AMBULATORY OFF-SITES |  |  | Exam #32 | WOT00000003443781 | MEGAN MCCAFFERTY | Performance Verification | Closed | Kirk Lis | 10/31/2019 | 10/31/2019 | Performance Verification for WELCH ALLYN, INC. 11182569 (21)18490963 | Initial Install of Performance Verification. Device is ready for patient use. |  |  | 10/31/2019 | 10/31/2019
|  | WELCH ALLYN, INC. | WELCH ALLYN, INC. SURETEMP PLUS 690 |  | (21)18491037 | VOORHEES SURGERY CENTER-HEM/ONC |  |  | excluded | 10/31/2019 |  |  |  |  | NO | NO |  |  |  |  | WELCH ALLYN, INC. 11182571 (21)18491037 |  |  | Active |  |  |  | Equipment | PAAR:00-PVAR | 10/31/2019 | 10/31/2019 | COOPER AMBULATORY OFF-SITES |  |  | Exam #33 | WOT00000003443783 | MEGAN MCCAFFERTY | Performance Verification | Closed | Kirk Lis | 10/31/2019 | 10/31/2019 | Performance Verification for WELCH ALLYN, INC. 11182571 (21)18491037 | Initial Install of Performance Verification. Device is ready for patient use. |  |  | 10/31/2019 | 10/31/2019
|  | WELCH ALLYN, INC. | WELCH ALLYN, INC. SURETEMP PLUS 690 |  | (21)18493449 | VOORHEES SURGERY CENTER-HEM/ONC |  |  | excluded | 10/31/2019 |  |  |  |  | NO | NO |  |  |  |  | WELCH ALLYN, INC. 11182566 (21)18493449 |  |  | Active |  |  |  | Equipment | PAAR:00-PVAR | 10/31/2019 | 10/31/2019 | COOPER AMBULATORY OFF-SITES |  |  | Exam #31 | WOT00000003443778 | MEGAN MCCAFFERTY | Performance Verification | Closed | Kirk Lis | 10/31/2019 | 10/31/2019 | Performance Verification for WELCH ALLYN, INC. 11182566 (21)18493449 | Initial Install of Performance Verification. Device is ready for patient use. |  |  | 10/31/2019 | 10/31/2019
|  | WELCH ALLYN, INC. | WELCH ALLYN, INC. SURETEMP PLUS 690 |  | (21)18491065 | VOORHEES SURGERY CENTER-HEM/ONC |  |  | excluded | 10/31/2019 |  |  |  |  | NO | NO |  |  |  |  | WELCH ALLYN, INC. 11182563 (21)18491065 |  |  | Active |  |  |  | Equipment | PAAR:00-PVAR | 10/31/2019 | 10/31/2019 | COOPER AMBULATORY OFF-SITES |  |  | Exam #30 | WOT00000003443774 | MEGAN MCCAFFERTY | Performance Verification | Closed | Kirk Lis | 10/31/2019 | 10/31/2019 | Performance Verification for WELCH ALLYN, INC. 11182563 (21)18491065 | Initial Install of Performance Verification. Device is ready for patient use. |  |  | 10/31/2019 | 10/31/2019
|  | WELCH ALLYN, INC. | WELCH ALLYN, INC. SURETEMP PLUS 690 |  | (21)18493482 | VOORHEES SURGERY CENTER-HEM/ONC |  |  | excluded | 10/31/2019 |  |  |  |  | NO | NO |  |  |  |  | WELCH ALLYN, INC. 11182560 (21)18493482 |  |  | Active |  |  |  | Equipment | PAAR:00-PVAR | 10/31/2019 | 10/31/2019 | COOPER AMBULATORY OFF-SITES |  |  | Exam #29 | WOT00000003443772 | MEGAN MCCAFFERTY | Performance Verification | Closed | Kirk Lis | 10/31/2019 | 10/31/2019 | Performance Verification for WELCH ALLYN, INC. 11182560 (21)18493482 | Initial Install of Performance Verification. Device is ready for patient use. |  |  | 10/31/2019 | 10/31/2019
|  | WELCH ALLYN, INC. | WELCH ALLYN, INC. SURETEMP PLUS 690 |  | (21)18487336 | VOORHEES SURGERY CENTER-HEM/ONC |  |  | excluded | 10/31/2019 |  |  |  |  | NO | NO |  |  |  |  | WELCH ALLYN, INC. 11182558 (21)18487336 |  |  | Active |  |  |  | Equipment | PAAR:00-PVAR | 10/31/2019 | 10/31/2019 | COOPER AMBULATORY OFF-SITES |  |  | Exam #28 | WOT00000003443769 | MEGAN MCCAFFERTY | Performance Verification | Closed | Kirk Lis | 10/31/2019 | 10/31/2019 | Performance Verification for WELCH ALLYN, INC. 11182558 (21)18487336 | Initial Install of Performance Verification. Device is ready for patient use. |  |  | 10/31/2019 | 10/31/2019
|  | WELCH ALLYN, INC. | WELCH ALLYN, INC. SURETEMP PLUS 690 |  | (21)18490950 | VOORHEES SURGERY CENTER-HEM/ONC |  |  | excluded | 10/31/2019 |  |  |  |  | NO | NO |  |  |  |  | WELCH ALLYN, INC. 11182552 (21)18490950 |  |  | Active |  |  |  | Equipment | PAAR:00-PVAR | 10/31/2019 | 10/31/2019 | COOPER AMBULATORY OFF-SITES |  |  | Exam #11 | WOT00000003443762 | MEGAN MCCAFFERTY | Performance Verification | Closed | Kirk Lis | 10/31/2019 | 10/31/2019 | Performance Verification for WELCH ALLYN, INC. 11182552 (21)18490950 | Initial Install of Performance Verification. Device is ready for patient use. |  |  | 10/31/2019 | 10/31/2019
|  | WELCH ALLYN, INC. | WELCH ALLYN, INC. SURETEMP PLUS 690 |  | (21)18490955 | VOORHEES SURGERY CENTER-HEM/ONC |  |  | excluded | 10/31/2019 |  |  |  |  | NO | NO |  |  |  |  | WELCH ALLYN, INC. 11182555 (21)18490955 |  |  | Active |  |  |  | Equipment | PAAR:00-PVAR | 10/31/2019 | 10/31/2019 | COOPER AMBULATORY OFF-SITES |  |  | Exam #27 | WOT00000003443766 | MEGAN MCCAFFERTY | Performance Verification | Closed | Kirk Lis | 10/31/2019 | 10/31/2019 | Performance Verification for WELCH ALLYN, INC. 11182555 (21)18490955 | Initial Install of Performance Verification. Device is ready for patient use. |  |  | 10/31/2019 | 10/31/2019
|  | WELCH ALLYN, INC. | WELCH ALLYN, INC. SURETEMP PLUS 690 |  | (21)18469180 | VOORHEES SURGERY CENTER-HEM/ONC |  |  | excluded | 10/31/2019 |  |  |  |  | NO | NO |  |  |  |  | WELCH ALLYN, INC. 11182549 (21)18469180 |  |  | Active |  |  |  | Equipment | PAAR:00-PVAR | 10/31/2019 | 10/31/2019 | COOPER AMBULATORY OFF-SITES |  |  | Exam #12 | WOT00000003443760 | MEGAN MCCAFFERTY | Performance Verification | Closed | Kirk Lis | 10/31/2019 | 10/31/2019 | Performance Verification for WELCH ALLYN, INC. 11182549 (21)18469180 | Initial Install of Performance Verification. Device is ready for patient use. |  |  | 10/31/2019 | 10/31/2019
|  | WELCH ALLYN, INC. | WELCH ALLYN, INC. SURETEMP PLUS 690 |  | (21)18493479 | VOORHEES SURGERY CENTER-HEM/ONC |  |  | excluded | 10/31/2019 |  |  |  |  | NO | NO |  |  |  |  | WELCH ALLYN, INC. 11182546 (21)18493479 |  |  | Active |  |  |  | Equipment | PAAR:00-PVAR | 10/31/2019 | 10/31/2019 | COOPER AMBULATORY OFF-SITES |  |  | Exam #13 | WOT00000003443756 | MEGAN MCCAFFERTY | Performance Verification | Closed | Kirk Lis | 10/31/2019 | 10/31/2019 | Performance Verification for WELCH ALLYN, INC. 11182546 (21)18493479 | Initial Install of Performance Verification. Device is ready for patient use. |  |  | 10/31/2019 | 10/31/2019
|  | WELCH ALLYN, INC. | WELCH ALLYN, INC. SURETEMP PLUS 690 |  | (21)18490959 | VOORHEES SURGERY CENTER-HEM/ONC |  |  | excluded | 10/31/2019 |  |  |  |  | NO | NO |  |  |  |  | WELCH ALLYN, INC. 11182544 (21)18490959 |  |  | Active |  |  |  | Equipment | PAAR:00-PVAR | 10/31/2019 | 10/31/2019 | COOPER AMBULATORY OFF-SITES |  |  | Exam #5 | WOT00000003443754 | MEGAN MCCAFFERTY | Performance Verification | Closed | Kirk Lis | 10/31/2019 | 10/31/2019 | Performance Verification for WELCH ALLYN, INC. 11182544 (21)18490959 | Initial Install of Performance Verification. Device is ready for patient use. |  |  | 10/31/2019 | 10/31/2019
|  | WELCH ALLYN, INC. | WELCH ALLYN, INC. SURETEMP PLUS 690 |  | (21)18439575 | VOORHEES SURGERY CENTER-HEM/ONC |  |  | excluded | 10/31/2019 |  |  |  |  | NO | NO |  |  |  |  | WELCH ALLYN, INC. 11182541 (21)18439575 |  |  | Active |  |  |  | Equipment | PAAR:00-PVAR | 10/31/2019 | 10/31/2019 | COOPER AMBULATORY OFF-SITES |  |  | Exam #6 | WOT00000003443752 | MEGAN MCCAFFERTY | Performance Verification | Closed | Kirk Lis | 10/31/2019 | 10/31/2019 | Performance Verification for WELCH ALLYN, INC. 11182541 (21)18439575 | Initial Install of Performance Verification. Device is ready for patient use. |  |  | 10/31/2019 | 10/31/2019
|  | WELCH ALLYN, INC. | WELCH ALLYN, INC. SURETEMP PLUS 690 |  | (21)18491054 | VOORHEES SURGERY CENTER-HEM/ONC |  |  | excluded | 10/31/2019 |  |  |  |  | NO | NO |  |  |  |  | WELCH ALLYN, INC. 11182538 (21)18491054 |  |  | Active |  |  |  | Equipment | PAAR:00-PVAR | 10/31/2019 | 10/31/2019 | COOPER AMBULATORY OFF-SITES |  |  | Exam #8 | WOT00000003443750 | MEGAN MCCAFFERTY | Performance Verification | Closed | Kirk Lis | 10/31/2019 | 10/31/2019 | Performance Verification for WELCH ALLYN, INC. 11182538 (21)18491054 | Initial Install of Performance Verification. Device is ready for patient use. |  |  | 10/31/2019 | 10/31/2019
|  | WELCH ALLYN, INC. | WELCH ALLYN, INC. SURETEMP PLUS 690 |  | (21)18491044 | VOORHEES SURGERY CENTER-HEM/ONC |  |  | excluded | 10/31/2019 |  |  |  |  | NO | NO |  |  |  |  | WELCH ALLYN, INC. 11182536 (21)18491044 |  |  | Active |  |  |  | Equipment | PAAR:00-PVAR | 10/31/2019 | 10/31/2019 | COOPER AMBULATORY OFF-SITES |  |  | Exam #14 | WOT00000003443747 | MEGAN MCCAFFERTY | Performance Verification | Closed | Kirk Lis | 10/31/2019 | 10/31/2019 | Performance Verification for WELCH ALLYN, INC. 11182536 (21)18491044 | Initial Install of Performance Verification. Device is ready for patient use. |  |  | 10/31/2019 | 10/31/2019
|  | WELCH ALLYN, INC. | WELCH ALLYN, INC. SURETEMP PLUS 690 |  | (21)18490968 | VOORHEES SURGERY CENTER-HEM/ONC |  |  | excluded | 10/31/2019 |  |  |  |  | NO | NO |  |  |  |  | WELCH ALLYN, INC. 11182533 (21)18490968 |  |  | Active |  |  |  | Equipment | PAAR:00-PVAR | 10/31/2019 | 10/31/2019 | COOPER AMBULATORY OFF-SITES |  |  | Exam #15 | WOT00000003443746 | MEGAN MCCAFFERTY | Performance Verification | Closed | Kirk Lis | 10/31/2019 | 10/31/2019 | CEID Record Completion for WELCH ALLYN, INC. 11182533 (21)18490968 | Inventoried New Equipment. | EXP3671481 | Labor | 10/31/2019 | 10/31/2019 | Kenneth Krips
|  | WELCH ALLYN, INC. | WELCH ALLYN, INC. SURETEMP PLUS 690 |  | (21)18491010 | VOORHEES SURGERY CENTER-HEM/ONC |  |  | excluded | 10/31/2019 |  |  |  |  | NO | NO |  |  |  |  | WELCH ALLYN, INC. 11182527 (21)18491010 |  |  | Active |  |  |  | Equipment | PAAR:00-PVAR | 10/31/2019 | 10/31/2019 | COOPER AMBULATORY OFF-SITES |  |  | Exam #17 | WOT00000003443740 | MEGAN MCCAFFERTY | Performance Verification | Closed | Kirk Lis | 10/31/2019 | 10/31/2019 | Performance Verification for WELCH ALLYN, INC. 11182527 (21)18491010 | Initial Install of Performance Verification. Device is ready for patient use. |  |  | 10/31/2019 | 10/31/2019
|  | WELCH ALLYN, INC. | WELCH ALLYN, INC. SURETEMP PLUS 690 |  | (21)18487343 | VOORHEES SURGERY CENTER-HEM/ONC |  |  | excluded | 10/31/2019 |  |  |  |  | NO | NO |  |  |  |  | WELCH ALLYN, INC. 11182530 (21)18487343 |  |  | Active |  |  |  | Equipment | PAAR:00-PVAR | 10/31/2019 | 10/31/2019 | COOPER AMBULATORY OFF-SITES |  |  | Exam #16 | WOT00000003443743 | MEGAN MCCAFFERTY | Performance Verification | Closed | Kirk Lis | 10/31/2019 | 10/31/2019 | Performance Verification for WELCH ALLYN, INC. 11182530 (21)18487343 | Initial Install of Performance Verification. Device is ready for patient use. |  |  | 10/31/2019 | 10/31/2019
|  | WELCH ALLYN, INC. | WELCH ALLYN, INC. SURETEMP PLUS 690 |  | (21)18490938 | VOORHEES SURGERY CENTER-HEM/ONC |  |  | excluded | 10/31/2019 |  |  |  |  | NO | NO |  |  |  |  | WELCH ALLYN, INC. 11182524 (21)18490938 |  |  | Active |  |  |  | Equipment | PAAR:00-PVAR | 10/31/2019 | 10/31/2019 | COOPER AMBULATORY OFF-SITES |  |  | Exam #18 | WOT00000003443738 | MEGAN MCCAFFERTY | Performance Verification | Closed | Kirk Lis | 10/31/2019 | 10/31/2019 | Performance Verification for WELCH ALLYN, INC. 11182524 (21)18490938 | Initial Install of Performance Verification. Device is ready for patient use. |  |  | 10/31/2019 | 10/31/2019
|  | WELCH ALLYN, INC. | WELCH ALLYN, INC. SURETEMP PLUS 690 |  | (21)18491068 | VOORHEES SURGERY CENTER-HEM/ONC |  |  | excluded | 10/31/2019 |  |  |  |  | NO | NO |  |  |  |  | WELCH ALLYN, INC. 11182521 (21)18491068 |  |  | Active |  |  |  | Equipment | PAAR:00-PVAR | 10/31/2019 | 10/31/2019 | COOPER AMBULATORY OFF-SITES |  |  | Exam #19 | WOT00000003443735 | MEGAN MCCAFFERTY | Performance Verification | Closed | Kirk Lis | 10/31/2019 | 10/31/2019 | CEID Record Completion for WELCH ALLYN, INC. 11182521 (21)18491068 | Inventoried New Equipment. | EXP3671489 | Labor | 10/31/2019 | 10/31/2019 | Kenneth Krips
|  | WELCH ALLYN, INC. | WELCH ALLYN, INC. SURETEMP PLUS 690 |  | (21)18493467 | VOORHEES SURGERY CENTER-HEM/ONC |  |  | excluded | 10/31/2019 |  |  |  |  | NO | NO |  |  |  |  | WELCH ALLYN, INC. 11182518 (21)18493467 |  |  | Active |  |  |  | Equipment | PAAR:00-PVAR | 10/31/2019 | 10/31/2019 | COOPER AMBULATORY OFF-SITES |  |  | Exam #20 | WOT00000003443732 | MEGAN MCCAFFERTY | Performance Verification | Closed | Kirk Lis | 10/31/2019 | 10/31/2019 | Performance Verification for WELCH ALLYN, INC. 11182518 (21)18493467 | Initial Install of Performance Verification. Device is ready for patient use. |  |  | 10/31/2019 | 10/31/2019
|  | WELCH ALLYN, INC. | WELCH ALLYN, INC. SURETEMP PLUS 690 |  | (21)18490951 | VOORHEES SURGERY CENTER-HEM/ONC |  |  | excluded | 10/31/2019 |  |  |  |  | NO | NO |  |  |  |  | WELCH ALLYN, INC. 11182512 (21)18490951 |  |  | Active |  |  |  | Equipment | PAAR:00-PVAR | 10/31/2019 | 10/31/2019 | COOPER AMBULATORY OFF-SITES |  |  | Exam #23 | WOT00000003443725 | MEGAN MCCAFFERTY | Performance Verification | Closed | Kirk Lis | 10/31/2019 | 10/31/2019 | Performance Verification for WELCH ALLYN, INC. 11182512 (21)18490951 | Initial Install of Performance Verification. Device is ready for patient use. |  |  | 10/31/2019 | 10/31/2019
|  | WELCH ALLYN, INC. | WELCH ALLYN, INC. SURETEMP PLUS 690 |  | (21)18491069 | VOORHEES SURGERY CENTER-HEM/ONC |  |  | excluded | 10/31/2019 |  |  |  |  | NO | NO |  |  |  |  | WELCH ALLYN, INC. 11182515 (21)18491069 |  |  | Active |  |  |  | Equipment | PAAR:00-PVAR | 10/31/2019 | 10/31/2019 | COOPER AMBULATORY OFF-SITES |  |  | Exam #21 | WOT00000003443728 | MEGAN MCCAFFERTY | Performance Verification | Closed | Kirk Lis | 10/31/2019 | 10/31/2019 | Performance Verification for WELCH ALLYN, INC. 11182515 (21)18491069 | Initial Install of Performance Verification. Device is ready for patient use. |  |  | 10/31/2019 | 10/31/2019
|  | WELCH ALLYN, INC. | WELCH ALLYN, INC. SURETEMP PLUS 690 |  | (21)18490973 | VOORHEES SURGERY CENTER-HEM/ONC |  |  | excluded | 10/31/2019 |  |  |  |  | NO | NO |  |  |  |  | WELCH ALLYN, INC. 11182509 (21)18490973 |  |  | Active |  |  |  | Equipment | PAAR:00-PVAR | 10/31/2019 | 10/31/2019 | COOPER AMBULATORY OFF-SITES |  |  | Exam #24 | WOT00000003443723 | MEGAN MCCAFFERTY | Performance Verification | Closed | Kirk Lis | 10/31/2019 | 10/31/2019 | Performance Verification for WELCH ALLYN, INC. 11182509 (21)18490973 | Initial Install of Performance Verification. Device is ready for patient use. |  |  | 10/31/2019 | 10/31/2019
|  | WELCH ALLYN, INC. | WELCH ALLYN, INC. SURETEMP PLUS 690 |  | (21)18490946 | VOORHEES SURGERY CENTER-HEM/ONC |  |  | excluded | 10/31/2019 |  |  |  |  | NO | NO |  |  |  |  | WELCH ALLYN, INC. 11182507 (21)18490946 |  |  | Active |  |  |  | Equipment | PAAR:00-PVAR | 10/31/2019 | 10/31/2019 | COOPER AMBULATORY OFF-SITES |  |  | Exam #25 | WOT00000003443721 | MEGAN MCCAFFERTY | Performance Verification | Closed | Kirk Lis | 10/31/2019 | 10/31/2019 | Performance Verification for WELCH ALLYN, INC. 11182507 (21)18490946 | Initial Install of Performance Verification. Device is ready for patient use. |  |  | 10/31/2019 | 10/31/2019
|  | WELCH ALLYN, INC. | WELCH ALLYN, INC. SURETEMP PLUS 690 |  | (21)18491055 | VOORHEES SURGERY CENTER-HEM/ONC |  |  | excluded | 10/31/2019 |  |  |  |  | NO | NO |  |  |  |  | WELCH ALLYN, INC. 11182504 (21)18491055 |  |  | Active |  |  |  | Equipment | PAAR:00-PVAR | 10/31/2019 | 10/31/2019 | COOPER AMBULATORY OFF-SITES |  |  | Exam #26 | WOT00000003443718 | MEGAN MCCAFFERTY | Performance Verification | Closed | Kirk Lis | 10/31/2019 | 10/31/2019 | Performance Verification for WELCH ALLYN, INC. 11182504 (21)18491055 | Initial Install of Performance Verification. Device is ready for patient use. |  |  | 10/31/2019 | 10/31/2019
|  | WELCH ALLYN, INC. | WELCH ALLYN, INC. SURETEMP PLUS 690 |  | (21)19123027 | CHIP - 9 PAVILION |  |  | excluded | 10/31/2019 |  |  |  |  | NO | NO |  |  |  |  | WELCH ALLYN, INC. 11135789 (21)19123027 |  |  | Active |  |  |  | Equipment | PAAR:00-PVAR | 10/31/2019 | 10/31/2019 | COOPER UNIVERSITY HOSPITAL |  |  | Performance Verification | WOT00000003511797 | KIM HUMMEL | Performance Verification | Closed | Michael Youch | 10/31/2019 | 10/31/2019 | Performance Verification for WELCH ALLYN, INC. 11135789 (21)19123027 | Initial Install of Performance Verification. Device is ready for patient use. |  |  | 10/31/2019 | 10/31/2019
|  | WELCH ALLYN, INC. | WELCH ALLYN, INC. SURETEMP PLUS 690 |  | (21)19259509 | CHIP - 9 PAVILION |  |  | excluded | 10/31/2019 |  |  |  |  | NO | NO |  |  |  |  | WELCH ALLYN, INC. 11135790 (21)19259509 |  |  | Active |  |  |  | Equipment | PAAR:00-PVAR | 10/31/2019 | 10/31/2019 | COOPER UNIVERSITY HOSPITAL |  |  | Performance Verification | WOT00000003511803 | KIM HUMMEL | Performance Verification | Closed | Michael Youch | 10/31/2019 | 10/31/2019 | Performance Verification for WELCH ALLYN, INC. 11135790 (21)19259509 | Initial Install of Performance Verification. Device is ready for patient use. |  |  | 10/31/2019 | 10/31/2019
|  | WELCH ALLYN, INC. | WELCH ALLYN, INC. SURETEMP PLUS 690 |  | (21)19259888 | CHIP - 9 PAVILION |  |  | excluded | 10/31/2019 |  |  |  |  | NO | NO |  |  |  |  | WELCH ALLYN, INC. 11135794 (21)19259888 |  |  | Active |  |  |  | Equipment | PAAR:00-PVAR | 10/31/2019 | 10/31/2019 | COOPER UNIVERSITY HOSPITAL |  |  | Performance Verification | WOT00000003511823 | KIM HUMMEL | Performance Verification | Closed | Michael Youch | 10/31/2019 | 10/31/2019 | Performance Verification for WELCH ALLYN, INC. 11135794 (21)19259888 | Initial Install of Performance Verification. Device is ready for patient use. |  |  | 10/31/2019 | 10/31/2019
|  | WELCH ALLYN, INC. | WELCH ALLYN, INC. SURETEMP PLUS 690 |  | (21)19259893 | CHIP - 9 PAVILION |  |  | excluded | 10/31/2019 |  |  |  |  | NO | NO |  |  |  |  | WELCH ALLYN, INC. 11135795 (21)19259893 |  |  | Active |  |  |  | Equipment | PAAR:00-PVAR | 10/31/2019 | 10/31/2019 | COOPER UNIVERSITY HOSPITAL |  |  | Performance Verification | WOT00000003511826 | KIM HUMMEL | Performance Verification | Closed | Michael Youch | 10/31/2019 | 10/31/2019 | Performance Verification for WELCH ALLYN, INC. 11135795 (21)19259893 | Initial Install of Performance Verification. Device is ready for patient use. |  |  | 10/31/2019 | 10/31/2019
|  | WELCH ALLYN, INC. | WELCH ALLYN, INC. SURETEMP PLUS 690 |  | (21)19259894 | CHIP - 9 PAVILION |  |  | excluded | 10/31/2019 |  |  |  |  | NO | NO |  |  |  |  | WELCH ALLYN, INC. 11135796 (21)19259894 |  |  | Active |  |  |  | Equipment | PAAR:00-PVAR | 10/31/2019 | 10/31/2019 | COOPER UNIVERSITY HOSPITAL |  |  | Performance Verification | WOT00000003511828 | KIM HUMMEL | Performance Verification | Closed | Michael Youch | 10/31/2019 | 10/31/2019 | Performance Verification for WELCH ALLYN, INC. 11135796 (21)19259894 | Initial Install of Performance Verification. Device is ready for patient use. |  |  | 10/31/2019 | 10/31/2019
|  | WELCH ALLYN, INC. | WELCH ALLYN, INC. SURETEMP PLUS 690 |  | (21)19259898 | CHIP - 9 PAVILION |  |  | excluded | 10/31/2019 |  |  |  |  | NO | NO |  |  |  |  | WELCH ALLYN, INC. 11135797 (21)19259898 |  |  | Active |  |  |  | Equipment | PAAR:00-PVAR | 10/31/2019 | 10/31/2019 | COOPER UNIVERSITY HOSPITAL |  |  | Performance Verification | WOT00000003511832 | KIM HUMMEL | Performance Verification | Closed | Michael Youch | 10/31/2019 | 10/31/2019 | CEID Record Completion for WELCH ALLYN, INC. 11135797 (21)19259898 | Inventoried new unit. | EXP3816195 | Labor | 10/31/2019 | 10/31/2019 | Josh Harris
|  | WELCH ALLYN, INC. | WELCH ALLYN, INC. SURETEMP PLUS 690 |  | (21)19259904 | CHIP - 9 PAVILION |  |  | excluded | 10/31/2019 |  |  |  |  | NO | NO |  |  |  |  | WELCH ALLYN, INC. 11135798 (21)19259904 |  |  | Active |  |  |  | Equipment | PAAR:00-PVAR | 10/31/2019 | 10/31/2019 | COOPER UNIVERSITY HOSPITAL |  |  | Performance Verification | WOT00000003511833 | KIM HUMMEL | Performance Verification | Closed | Michael Youch | 10/31/2019 | 10/31/2019 | Performance Verification for WELCH ALLYN, INC. 11135798 (21)19259904 | Initial Install of Performance Verification. Device is ready for patient use. |  |  | 10/31/2019 | 10/31/2019
|  | WELCH ALLYN, INC. | WELCH ALLYN, INC. SURETEMP PLUS 690 |  | (21)19259529 | CHIP - 9 PAVILION |  |  | excluded | 10/31/2019 |  |  |  |  | NO | NO |  |  |  |  | WELCH ALLYN, INC. 11135792 (21)19259529 |  |  | Active |  |  |  | Equipment | PAAR:00-PVAR | 10/31/2019 | 10/31/2019 | COOPER UNIVERSITY HOSPITAL |  |  | Performance Verification | WOT00000003511810 | KIM HUMMEL | Performance Verification | Closed | Michael Youch | 10/31/2019 | 10/31/2019 | Performance Verification for WELCH ALLYN, INC. 11135792 (21)19259529 | Initial Install of Performance Verification. Device is ready for patient use. |  |  | 10/31/2019 | 10/31/2019
|  | WELCH ALLYN, INC. | WELCH ALLYN, INC. SURETEMP PLUS 690 |  | (21)19259846 | CHIP - 9 PAVILION |  |  | excluded | 10/31/2019 |  |  |  |  | NO | NO |  |  |  |  | WELCH ALLYN, INC. 11135793 (21)19259846 |  |  | Active |  |  |  | Equipment | PAAR:00-PVAR | 10/31/2019 | 10/31/2019 | COOPER UNIVERSITY HOSPITAL |  |  | Performance Verification | WOT00000003511820 | KIM HUMMEL | Performance Verification | Closed | Michael Youch | 10/31/2019 | 10/31/2019 | Performance Verification for WELCH ALLYN, INC. 11135793 (21)19259846 | Initial Install of Performance Verification. Device is ready for patient use. |  |  | 10/31/2019 | 10/31/2019
|  | WELCH ALLYN, INC. | WELCH ALLYN, INC. SURETEMP PLUS 690 |  | (21)19010864 | CHIP - 9 PAVILION |  |  | excluded | 10/31/2019 |  |  |  |  | NO | NO |  |  |  |  | WELCH ALLYN, INC. 11135784 (21)19010864 |  |  | Active |  |  |  | Equipment | PAAR:00-PVAR | 10/31/2019 | 10/31/2019 | COOPER UNIVERSITY HOSPITAL |  |  | Performance Verification | WOT00000003511780 | KIM HUMMEL | Performance Verification | Closed | Michael Youch | 10/31/2019 | 10/31/2019 | Performance Verification for WELCH ALLYN, INC. 11135784 (21)19010864 | Initial Install of Performance Verification. Device is ready for patient use. |  |  | 10/31/2019 | 10/31/2019
|  | WELCH ALLYN, INC. | WELCH ALLYN, INC. SURETEMP PLUS 690 |  | (21)19010871 | CHIP - 9 PAVILION |  |  | excluded | 10/31/2019 |  |  |  |  | NO | NO |  |  |  |  | WELCH ALLYN, INC. 11135785 (21)19010871 |  |  | Active |  |  |  | Equipment | PAAR:00-PVAR | 10/31/2019 | 10/31/2019 | COOPER UNIVERSITY HOSPITAL |  |  | Performance Verification | WOT00000003511783 | KIM HUMMEL | Performance Verification | Closed | Michael Youch | 10/31/2019 | 10/31/2019 | Performance Verification for WELCH ALLYN, INC. 11135785 (21)19010871 | Initial Install of Performance Verification. Device is ready for patient use. |  |  | 10/31/2019 | 10/31/2019
|  | WELCH ALLYN, INC. | WELCH ALLYN, INC. SURETEMP PLUS 690 |  | (21)19259513 | CHIP - 9 PAVILION |  |  | excluded | 10/31/2019 |  |  |  |  | NO | NO |  |  |  |  | WELCH ALLYN, INC. 11135791 (21)19259513 |  |  | Active |  |  |  | Equipment | PAAR:00-PVAR | 10/31/2019 | 10/31/2019 | COOPER UNIVERSITY HOSPITAL |  |  | Performance Verification | WOT00000003511808 | KIM HUMMEL | Performance Verification | Closed | Michael Youch | 10/31/2019 | 10/31/2019 | Performance Verification for WELCH ALLYN, INC. 11135791 (21)19259513 | Initial Install of Performance Verification. Device is ready for patient use. |  |  | 10/31/2019 | 10/31/2019
|  | WELCH ALLYN, INC. | WELCH ALLYN, INC. SURETEMP PLUS 690 |  | (21)19122315 | CHIP - 9 PAVILION |  |  | excluded | 10/31/2019 |  |  |  |  | NO | NO |  |  |  |  | WELCH ALLYN, INC. 11135787 (21)19122315 |  |  | Active |  |  |  | Equipment | PAAR:00-PVAR | 10/31/2019 | 10/31/2019 | COOPER UNIVERSITY HOSPITAL |  |  | Performance Verification | WOT00000003511790 | KIM HUMMEL | Performance Verification | Closed | Michael Youch | 10/31/2019 | 10/31/2019 | CEID Record Completion for WELCH ALLYN, INC. 11135787 (21)19122315 | Inventoried new unit. | EXP3815367 | Labor | 10/31/2019 | 10/31/2019 | Josh Harris
|  | WELCH ALLYN, INC. | WELCH ALLYN, INC. SURETEMP PLUS 690 |  | (21)19122317 | CHIP - 9 PAVILION |  |  | excluded | 10/31/2019 |  |  |  |  | NO | NO |  |  |  |  | WELCH ALLYN, INC. 11135788 (21)19122317 |  |  | Active |  |  |  | Equipment | PAAR:00-PVAR | 10/31/2019 | 10/31/2019 | COOPER UNIVERSITY HOSPITAL |  |  | Performance Verification | WOT00000003511794 | KIM HUMMEL | Performance Verification | Closed | Michael Youch | 10/31/2019 | 10/31/2019 | Performance Verification for WELCH ALLYN, INC. 11135788 (21)19122317 | Initial Install of Performance Verification. Device is ready for patient use. |  |  | 10/31/2019 | 10/31/2019
|  | WELCH ALLYN, INC. | WELCH ALLYN, INC. SURETEMP PLUS 690 |  | (21)19122314 | CHIP - 9 PAVILION |  |  | excluded | 10/31/2019 |  |  |  |  | NO | NO |  |  |  |  | WELCH ALLYN, INC. 11135786 (21)19122314 |  |  | Active |  |  |  | Equipment | PAAR:00-PVAR | 10/31/2019 | 10/31/2019 | COOPER UNIVERSITY HOSPITAL |  |  | Performance Verification | WOT00000003511786 | KIM HUMMEL | Performance Verification | Closed | Michael Youch | 10/31/2019 | 10/31/2019 | Performance Verification for WELCH ALLYN, INC. 11135786 (21)19122314 | Initial Install of Performance Verification. Device is ready for patient use. |  |  | 10/31/2019 | 10/31/2019
10W5185 |  | WELCH ALLYN, INC. | WELCH ALLYN, INC. SURETEMP PLUS 690 |  |  | VOORHEES SURGERY CENTER-SURGERY DEPT |  |  | excluded | 10/31/2019 |  |  |  |  | NO | NO |  |  |  |  | WELCH ALLYN, INC. 10W5185 17483280 |  |  | Active |  | 99:99:99:99:99:99 |  | Equipment | PAAR:00-PVAR | 10/31/2019 | 10/31/2019 | COOPER AMBULATORY OFF-SITES |  |  | Performance Verification | WOT00000000826275 | Theresa Megali | Performance Verification | Closed | Kirk Lis | 10/31/2019 | 10/31/2019 | Performance Verification for WELCH ALLYN, INC. 10W5185 17483280 | Initial Install of Performance Verification. Device is ready for patient use. |  |  | 10/31/2019 | 10/31/2019
|  | WELCH ALLYN, INC. | WELCH ALLYN, INC. SURETEMP PLUS 690 |  |  | COOPER PRIMARY CARE |  |  | excluded | 10/31/2019 |  |  |  |  | NO | NO |  |  |  |  | WELCH ALLYN, INC. 10769678 2116449680 |  |  | Active |  | 99:99:99:99:99:99 |  | Equipment | PAAR:00-PVAR | 10/31/2019 | 10/31/2019 | COOPER AMBULATORY OFF-SITES |  |  | RUNNEMEDE | 0012056246 | CINDY PATTEN | Performance Verification | Closed | Richard Jolly | 10/31/2019 | 10/31/2019 | INCOMING INVENTORY | DEVICE INVENTORIED | 4E85CD47-1A5F-476D-A7B8-41C435493B58 | Labor | 10/31/2019 | 10/31/2019 | Bonnie Aichroth
|  | WELCH ALLYN, INC. | WELCH ALLYN, INC. SURETEMP PLUS 690 |  |  | RUNNEMEDE URGENT CARE |  |  | excluded | 10/31/2019 |  |  |  |  | NO | NO |  |  |  |  | WELCH ALLYN, INC. 10769677 2116449776 |  |  | Active |  | 99:99:99:99:99:99 |  | Equipment | PAAR:00-PVAR | 10/31/2019 | 10/31/2019 | COOPER AMBULATORY OFF-SITES |  |  |  | 0012056252 | MELISSA PORTOBANCO | Preventative Maintenance | Closed | Richard Jolly | 10/31/2019 | 10/31/2019 | PERFORMANCE ASSURANCE AT INVENTORY | INVENTORIED DEVICE AND ENSURED DEVICE WAS FUNCTIONING PROPERLY. | 26B4846D-6F4D-466B-87DE-43A2909E98EF | Labor | 10/31/2019 | 10/31/2019 | Richard Jolly
|  | WELCH ALLYN, INC. | WELCH ALLYN, INC. SURETEMP PLUS 690 |  |  | COOPER PRIMARY CARE |  |  | excluded | 10/31/2019 |  |  |  |  | NO | NO |  |  |  |  | WELCH ALLYN, INC. 10769674 16449684 |  |  | Active |  | 99:99:99:99:99:99 |  | Equipment | PAAR:00-PVAR | 10/31/2019 | 10/31/2019 | COOPER AMBULATORY OFF-SITES |  |  | RUNNEMEDE | 0012056270 | CINDY PATTEN | Performance Verification | Closed | Richard Jolly | 10/31/2019 | 10/31/2019 | INCOMING INVENTORY | DEVICE INVENTORIED | CEA9496F-4585-42F4-9E6D-0AFA152B0F03 | Labor | 10/31/2019 | 10/31/2019 | Bonnie Aichroth
|  | WELCH ALLYN, INC. | WELCH ALLYN, INC. SURETEMP PLUS 690 |  |  | COOPER PRIMARY CARE |  |  | excluded | 10/31/2019 |  |  |  |  | NO | NO |  |  |  |  | WELCH ALLYN, INC. 10769670 16449780 |  |  | Active |  | 99:99:99:99:99:99 |  | Equipment | PAAR:00-PVAR | 10/31/2019 | 10/31/2019 | COOPER AMBULATORY OFF-SITES |  |  | RUNNEMEDE | 0012056283 | CINDY PATTEN | Performance Verification | Closed | Kirk Lis | 10/31/2019 | 10/31/2019 | INCOMING INVENTORY | DEVICE INVENTORIED | 74B714E7-00AD-4B63-991A-546BB913D2BE | Labor | 10/31/2019 | 10/31/2019 | Bonnie Aichroth
|  | WELCH ALLYN, INC. | WELCH ALLYN, INC. SURETEMP PLUS 690 |  |  | RUNNEMEDE URGENT CARE |  |  | excluded | 10/31/2019 |  |  |  |  | NO | NO |  |  |  |  | WELCH ALLYN, INC. 10769669 16449779 |  |  | Active |  | 99:99:99:99:99:99 |  | Equipment | PAAR:00-PVAR | 10/31/2019 | 10/31/2019 | COOPER AMBULATORY OFF-SITES |  |  |  | 0012056276 | MELISSA PORTOBANCO | Performance Verification | Closed | Kirk Lis | 10/31/2019 | 10/31/2019 | INCOMING INVENTORY | DEVICE INVENTORIED | C8F26751-D229-476E-9A8B-0C0E5EFF4896 | Labor | 10/31/2019 | 10/31/2019 | Bonnie Aichroth
|  | WELCH ALLYN, INC. | WELCH ALLYN, INC. SURETEMP PLUS 690 |  |  | RUNNEMEDE URGENT CARE |  |  | excluded | 10/31/2019 |  |  |  |  | NO | NO |  |  |  |  | WELCH ALLYN, INC. 10769666 16449685 |  |  | Active |  | 99:99:99:99:99:99 |  | Equipment | PAAR:00-PVAR | 10/31/2019 | 10/31/2019 | COOPER AMBULATORY OFF-SITES |  |  |  | 0012056274 | MELISSA PORTOBANCO | Preventative Maintenance | Closed | Kirk Lis | 10/31/2019 | 10/31/2019 | PERFORMANCE ASSURANCE AT INVENTORY | INVENTORIED DEVICE AND ENSURED DEVICE WAS FUNCTIONING PROPERLY. | E16FAD2A-55E6-48E4-A158-B7389BEE16B0 | Labor | 10/31/2019 | 10/31/2019 | Richard Jolly
|  | WELCH ALLYN, INC. | WELCH ALLYN, INC. SURETEMP PLUS 690 |  |  | COOPER PRIMARY CARE |  |  | excluded | 06/27/2017 |  |  |  |  | NO | NO |  |  |  |  | WELCH ALLYN, INC. 10769662 16449682 |  |  | Active |  | 99:99:99:99:99:99 |  | Equipment | PAAR:00-PVAR | 10/31/2019 |  | COOPER AMBULATORY OFF-SITES |  |  | RUNNEMEDE | 0012056234 | CINDY PATTEN | Performance Verification | Closed | Bonnie Aichroth | 08/22/2017 | 08/22/2017 | INCOMING INVENTORY | DEVICE INVENTORIED | B8D92338-B2A2-4F74-82E6-CDF633D4ADA9 | Labor | 08/22/2017 | 08/22/2017 | Bonnie Aichroth
|  | WELCH ALLYN, INC. | WELCH ALLYN, INC. SURETEMP PLUS 690 |  |  | INCU - KELEMEN S10 |  |  | excluded | 06/10/2015 |  |  |  |  | NO | NO |  |  |  |  | WELCH ALLYN, INC. 10769622 12401484 |  |  | Active |  | 99:99:99:99:99:99 |  | Equipment | PAAR:00-PVAR | 10/31/2019 |  | COOPER UNIVERSITY HOSPITAL |  |  |  | 0012527509 | Lisa Brooks | Performance Verification | Closed | Josh Harris | 12/26/2017 | 12/26/2017 | INCOMING INVENTORY | DEVICE INVENTORIED | 2F933295-37D7-42AE-A0C6-E489C63B7CF9 | Labor | 12/26/2017 | 12/26/2017 | Josh Harris
|  | WELCH ALLYN, INC. | WELCH ALLYN, INC. SURETEMP PLUS 690 |  |  | VOORHEES SURGERY CENTER-HEM/ONC |  |  | excluded | 06/10/2015 |  |  |  |  | NO | NO |  |  |  |  | WELCH ALLYN, INC. 10769404 04304959 |  |  | Active |  | 99:99:99:99:99:99 |  | Equipment | PAAR:00-PVAR | 10/31/2019 |  | COOPER AMBULATORY OFF-SITES |  |  | SUITE M CEMO SUITE | 0011459342 | MEGAN MCCAFFERTY | Performance Verification | Closed | Bonnie Aichroth | 04/06/2017 | 04/06/2017 | INCOMING INVENTORY | DEVICE INVENTORIED | 4DA25500-4269-438D-99D2-32F7075C9649 | Labor | 04/06/2017 | 04/06/2017 | Bonnie Aichroth
|  | WELCH ALLYN, INC. | WELCH ALLYN, INC. SURETEMP PLUS 690 |  |  | PEDIATRIC INTENSIVE CARE UNIT |  |  | excluded | 04/02/2018 |  |  |  |  | NO | NO |  |  |  |  | WELCH ALLYN, INC. 10752536 18051746 |  |  | Active |  | 99:99:99:99:99:99 |  | Equipment | PAAR:00-PVAR | 10/31/2019 |  | COOPER UNIVERSITY HOSPITAL |  |  | Kel 6 | WOT00000000757081 | Susan Cannon | Performance Verification | Closed | Gene Amodei | 04/02/2018 | 07/30/2018 | Performance Verification for WELCH ALLYN, INC. 10752536 18051746 | Initial Install of Performance Verification. Device is ready for patient use.
|  | WELCH ALLYN, INC. | WELCH ALLYN, INC. SURETEMP PLUS 690 |  |  | EMERGENCY ROOM |  |  | excluded | 06/10/2015 |  |  |  |  | NO | NO |  |  |  |  | WELCH ALLYN, INC. 10752516 16080808 |  |  | Active |  | 99:99:99:99:99:99 |  | Equipment | PAAR:00-PVAR | 10/31/2019 |  | COOPER UNIVERSITY HOSPITAL |  |  |  | 0012740484 | KAREN GRUBER | Performance Verification | Closed | Josh Harris | 01/30/2018 | 01/30/2018 | INCOMING INVENTORY | DEVICE INVENTORIED | 50825158-025E-4A77-B2E2-83EE4E405F87 | Labor | 01/30/2018 | 01/30/2018 | Josh Harris
|  | WELCH ALLYN, INC. | WELCH ALLYN, INC. SURETEMP PLUS 690 |  |  | EMERGENCY ROOM |  |  | excluded | 06/10/2015 |  |  |  |  | NO | NO |  |  |  |  | WELCH ALLYN, INC. 10752515 16130678 |  |  | Active |  | 99:99:99:99:99:99 |  | Equipment | PAAR:00-PVAR | 10/31/2019 |  | COOPER UNIVERSITY HOSPITAL |  |  |  | 0012740478 | KAREN GRUBER | Performance Verification | Closed | Josh Harris | 01/30/2018 | 01/30/2018 | INCOMING INVENTORY | DEVICE INVENTORIED | 087C509B-4250-4C23-B74A-715AC5386227 | Labor | 01/30/2018 | 01/30/2018 | Josh Harris
|  | WELCH ALLYN, INC. | WELCH ALLYN, INC. SURETEMP PLUS 690 |  |  | PEDIATRIC INTENSIVE CARE UNIT |  |  | excluded | 03/27/2018 |  |  |  |  | NO | NO |  |  |  |  | WELCH ALLYN, INC. 10732443 17373691 |  |  | Active |  | 99:99:99:99:99:99 |  | Equipment | PAAR:00-PVAR | 10/31/2019 |  | COOPER UNIVERSITY HOSPITAL |  |  | Kel 6N | WOT00000000546555 | Susan Cannon | Service Request | Closed | Gene Amodei | 02/14/2018 | 09/28/2018 | thermometer - new needs tagged and checked | inventoried units | EXP1304369 | Labor | 02/13/2018 | 02/13/2018 | Gene Amodei
|  | WELCH ALLYN, INC. | WELCH ALLYN, INC. SURETEMP PLUS 690 |  |  | LABOR & DELIVERY |  |  | excluded | 06/10/2015 |  |  |  |  | NO | NO |  |  |  |  | WELCH ALLYN, INC. 10732440 16292242 |  |  | Active |  | 99:99:99:99:99:99 |  | Equipment | PAAR:00-PVAR | 10/31/2019 |  | COOPER UNIVERSITY HOSPITAL |  |  |  | 0012493628 | JOANNA HORST | Performance Verification | Closed | Josh Harris | 12/08/2017 | 12/08/2017 | INCOMING INVENTORY | DEVICE INVENTORIED | 658624A9-246F-4145-9146-2A2D72982280 | Labor | 12/08/2017 | 12/08/2017 | Josh Harris
|  | WELCH ALLYN, INC. | WELCH ALLYN, INC. SURETEMP PLUS 690 |  |  | VOORHEES PEDIATRICS |  |  | excluded | 03/07/2013 |  |  |  |  | NO | NO |  |  |  |  | WELCH ALLYN, INC. 10732218 13052655 |  |  | Active |  | 99:99:99:99:99:99 |  | Equipment | PAAR:00-PVAR | 11/02/2019 |  | COOPER AMBULATORY OFF-SITES |  |  | B Pod Nurses Station |  | MAUREEN OBRIEN
|  | WELCH ALLYN, INC. | WELCH ALLYN, INC. SURETEMP PLUS 690 |  |  | BRACE ROAD-CARDIOLOGY |  |  | excluded | 11/28/2017 |  |  |  |  | NO | NO |  |  |  |  | WELCH ALLYN, INC. 10732202 12280033 |  |  | Active |  | 99:99:99:99:99:99 |  | Equipment | PAAR:00-PVAR | 10/31/2019 |  | COOPER AMBULATORY OFF-SITES |  |  |  | 0012651294 | Beth Mook | Performance Verification | Closed | Josh Harris | 01/12/2018 | 01/12/2018 | INCOMING INVENTORY | DEVICE INVENTORIED | CA1766E4-7102-4D57-81ED-F6309A7622B0 | Labor | 01/12/2018 | 01/12/2018 | Josh Harris
|  | WELCH ALLYN, INC. | WELCH ALLYN, INC. SURETEMP PLUS 690 |  |  | 1050 KINGS HIGHWAY-MEDICINE |  |  | excluded | 10/26/2017 |  |  |  |  | NO | NO |  |  |  |  | WELCH ALLYN, INC. 10732178 17320935 |  |  | Active |  | 99:99:99:99:99:99 |  | Equipment | PAAR:00-PVAR | 10/31/2019 |  | COOPER AMBULATORY OFF-SITES |  |  |  | 0012482741 | Leah Willis | Preventative Maintenance | Closed | Josh Harris | 12/04/2017 | 12/04/2017 | PERFORMANCE ASSURANCE AT INVENTORY | INVENTORIED DEVICE AND ENSURED DEVICE WAS FUNCTIONING PROPERLY. | E03E1B53-4F5A-43E8-B8BF-5DAE72DDDB5A | Labor | 10/26/2017 | 10/26/2017 | Kirk Lis
|  | WELCH ALLYN, INC. | WELCH ALLYN, INC. SURETEMP PLUS 690 |  |  | 1050 KINGS HIGHWAY-MEDICINE |  |  | excluded | 10/26/2017 |  |  |  |  | NO | NO |  |  |  |  | WELCH ALLYN, INC. 10732173 17318456 |  |  | Active |  | 99:99:99:99:99:99 |  | Equipment | PAAR:00-PVAR | 10/31/2019 |  | COOPER AMBULATORY OFF-SITES |  |  |  | 0012482744 | Leah Willis | Performance Verification | Closed | Josh Harris | 12/04/2017 | 12/04/2017 | INCOMING INVENTORY | DEVICE INVENTORIED | E8B220CA-6697-428C-88C7-49D6FFFEBB78 | Labor | 12/04/2017 | 12/04/2017 | Josh Harris
|  | WELCH ALLYN, INC. | WELCH ALLYN, INC. SURETEMP PLUS 690 |  |  | 1050 KINGS HIGHWAY-MEDICINE |  |  | excluded | 10/26/2017 |  |  |  |  | NO | NO |  |  |  |  | WELCH ALLYN, INC. 10732171 17292859 |  |  | Active |  | 99:99:99:99:99:99 |  | Equipment | PAAR:00-PVAR | 10/31/2019 |  | COOPER AMBULATORY OFF-SITES |  |  |  | 0012482751 | Leah Willis | Performance Verification | Closed | Josh Harris | 12/04/2017 | 12/04/2017 | INCOMING INVENTORY | DEVICE INVENTORIED | A53CD876-B364-4B4B-8444-54BA7585AE3D | Labor | 12/04/2017 | 12/04/2017 | Josh Harris
|  | WELCH ALLYN, INC. | WELCH ALLYN, INC. SURETEMP PLUS 690 |  |  | RIPPA CENTER-OB/GYN |  |  | excluded | 10/04/2017 |  |  |  |  | NO | NO |  |  |  |  | WELCH ALLYN, INC. 10732166 17360265 |  |  | Active |  | 99:99:99:99:99:99 |  | Equipment | PAAR:00-PVAR | 10/31/2019 |  | COOPER AMBULATORY OFF-SITES |  |  |  | 0012488596 | PATRICIA HUFF | Performance Verification | Closed | Josh Harris | 12/06/2017 | 12/06/2017 | INCOMING INVENTORY | DEVICE INVENTORIED | DE96798E-868F-47CE-B941-1A302A674A5D | Labor | 12/06/2017 | 12/06/2017 | Josh Harris
|  | WELCH ALLYN, INC. | WELCH ALLYN, INC. SURETEMP PLUS 690 |  |  | CHERRY HILL SPECIALITY HUB |  |  | excluded | 09/28/2017 |  |  |  |  | NO | NO |  |  |  |  | WELCH ALLYN, INC. 10732159 15440196 |  |  | Active |  | 99:99:99:99:99:99 |  | Equipment | PAAR:00-PVAR | 10/31/2019 |  | COOPER AMBULATORY OFF-SITES |  |  |  | 0012501100 | APRIL DIXON | Preventative Maintenance | Closed | Josh Harris | 12/12/2017 | 12/12/2017 | PERFORMANCE ASSURANCE AT INVENTORY | INVENTORIED DEVICE AND ENSURED DEVICE WAS FUNCTIONING PROPERLY. | 023F3566-3C2F-4289-BBCC-C7C4B08607D2 | Labor | 09/28/2017 | 09/28/2017 | Kirk Lis
|  | WELCH ALLYN, INC. | WELCH ALLYN, INC. SURETEMP PLUS 690 |  |  | PULMONARY DEPARTMENT |  |  | excluded | 09/20/2017 |  |  |  |  | NO | NO |  |  |  |  | WELCH ALLYN, INC. 10732154 17320895 |  |  | Active |  | 99:99:99:99:99:99 |  | Equipment | PAAR:00-PVAR | 10/31/2019 |  | COOPER AMBULATORY OFF-SITES |  |  |  | 0012386560 | MEGAN AVILA | Performance Verification | Closed | Josh Harris | 11/06/2017 | 11/06/2017 | INCOMING INVENTORY | DEVICE INVENTORIED | 8A732E71-960C-4209-885F-F2BA0BB2F641 | Labor | 11/06/2017 | 11/06/2017 | Josh Harris
10732152` |  | WELCH ALLYN, INC. | WELCH ALLYN, INC. SURETEMP PLUS 690 |  |  | PULMONARY DEPARTMENT |  |  | excluded | 09/20/2017 |  |  |  |  | NO | NO |  |  |  |  | WELCH ALLYN, INC. 10732152` 17320957 |  |  | Active |  | 99:99:99:99:99:99 |  | Equipment | PAAR:00-PVAR | 10/31/2019 |  | COOPER AMBULATORY OFF-SITES |  |  |  | 0012386564 | MEGAN AVILA | Performance Verification | Closed | Josh Harris | 11/06/2017 | 11/06/2017 | INCOMING INVENTORY | DEVICE INVENTORIED | 7E7C1860-F7E1-4023-84B7-A7B650DD579D | Labor | 11/06/2017 | 11/06/2017 | Josh Harris
|  | WELCH ALLYN, INC. | WELCH ALLYN, INC. SURETEMP PLUS 690 |  |  | PULMONARY DEPARTMENT |  |  | excluded | 09/20/2017 |  |  |  |  | NO | NO |  |  |  |  | WELCH ALLYN, INC. 10732150 17320924 |  |  | Active |  | 99:99:99:99:99:99 |  | Equipment | PAAR:00-PVAR | 10/31/2019 |  | COOPER AMBULATORY OFF-SITES |  |  |  | 0012386567 | MEGAN AVILA | Performance Verification | Closed | Josh Harris | 11/06/2017 | 11/06/2017 | INCOMING INVENTORY | DEVICE INVENTORIED | D65B540A-B80B-4F12-9522-7893215EF0E9 | Labor | 11/06/2017 | 11/06/2017 | Josh Harris
|  | WELCH ALLYN, INC. | WELCH ALLYN, INC. SURETEMP PLUS 690 |  |  | PULMONARY DEPARTMENT |  |  | excluded | 09/20/2017 |  |  |  |  | NO | NO |  |  |  |  | WELCH ALLYN, INC. 10732148 17320898 |  |  | Active |  | 99:99:99:99:99:99 |  | Equipment | PAAR:00-PVAR | 10/31/2019 |  | COOPER AMBULATORY OFF-SITES |  |  |  | 0012386572 | MEGAN AVILA | Performance Verification | Closed | Josh Harris | 11/06/2017 | 11/06/2017 | INCOMING INVENTORY | DEVICE INVENTORIED | 54BF530F-5F41-4BDF-ABC3-E3108909439B | Labor | 11/06/2017 | 11/06/2017 | Josh Harris
|  | WELCH ALLYN, INC. | WELCH ALLYN, INC. SURETEMP PLUS 690 |  |  | BRACE ROAD-MEDICINE |  |  | excluded | 09/26/2017 |  |  |  |  | NO | NO |  |  |  |  | WELCH ALLYN, INC. 10732146 17294808 |  |  | Active |  | 99:99:99:99:99:99 |  | Equipment | PAAR:00-PVAR | 10/31/2019 |  | COOPER AMBULATORY OFF-SITES |  |  |  | 0012386065 | Cheryl Peck | Preventative Maintenance | Closed | Josh Harris | 11/06/2017 | 11/06/2017 | PERFORMANCE ASSURANCE AT INVENTORY | INVENTORIED DEVICE AND ENSURED DEVICE WAS FUNCTIONING PROPERLY. | 2F3AF574-E998-4477-926A-B539C2FA729C | Labor | 09/26/2017 | 09/26/2017 | Kirk Lis
|  | WELCH ALLYN, INC. | WELCH ALLYN, INC. SURETEMP PLUS 690 |  |  | BRACE ROAD-MEDICINE |  |  | excluded | 09/26/2017 |  |  |  |  | NO | NO |  |  |  |  | WELCH ALLYN, INC. 10732144 17292844 |  |  | Active |  | 99:99:99:99:99:99 |  | Equipment | PAAR:00-PVAR | 10/31/2019 |  | COOPER AMBULATORY OFF-SITES |  |  |  | 0012386060 | Cheryl Peck | Performance Verification | Closed | Josh Harris | 11/06/2017 | 11/06/2017 | INCOMING INVENTORY | DEVICE INVENTORIED | 04C1C07A-69D8-424B-8D1A-A72BEF3F703F | Labor | 11/06/2017 | 11/06/2017 | Josh Harris
|  | WELCH ALLYN, INC. | WELCH ALLYN, INC. SURETEMP PLUS 690 |  |  | MULTI SPECIALTY CARE AT MARLTON |  |  | excluded | 06/09/2017 |  |  |  |  | NO | NO |  |  |  |  | WELCH ALLYN, INC. 10732133 16437303 |  |  | Active |  | 99:99:99:99:99:99 |  | Equipment | PAAR:00-PVAR | 10/31/2019 |  | COOPER AMBULATORY OFF-SITES |  |  |  | 0012389807 | SUSAN MAKO | Preventative Maintenance | Closed | Josh Harris | 11/07/2017 | 11/07/2017 | PERFORMANCE ASSURANCE AT INVENTORY | INVENTORIED DEVICE AND ENSURED DEVICE WAS FUNCTIONING PROPERLY. | 38E112DD-FEF4-405B-B91A-866D5D90ECCB | Labor | 06/09/2017 | 06/09/2017 | Kirk Lis
|  | WELCH ALLYN, INC. | WELCH ALLYN, INC. SURETEMP PLUS 690 |  |  | MULTI SPECIALTY CARE AT MARLTON |  |  | excluded | 06/09/2017 |  |  |  |  | NO | NO |  |  |  |  | WELCH ALLYN, INC. 10732106 16413131 |  |  | Active |  | 99:99:99:99:99:99 |  | Equipment | PAAR:00-PVAR | 10/31/2019 |  | COOPER AMBULATORY OFF-SITES |  |  |  | 0011910563 | SUSAN MAKO | Preventative Maintenance | Closed | Bonnie Aichroth | 07/19/2017 | 07/19/2017 | PERFORMANCE ASSURANCE AT INVENTORY | INVENTORIED DEVICE AND ENSURED DEVICE WAS FUNCTIONING PROPERLY. | 6C8CB1D0-09D2-4E5B-9B75-2EDEB466504C | Labor | 06/09/2017 | 06/09/2017 | Kirk Lis
|  | WELCH ALLYN, INC. | WELCH ALLYN, INC. SURETEMP PLUS 690 |  |  | MULTI SPECIALTY CARE AT MARLTON |  |  | excluded | 06/09/2017 |  |  |  |  | NO | NO |  |  |  |  | WELCH ALLYN, INC. 10732097 16437637 |  |  | Active |  | 99:99:99:99:99:99 |  | Equipment | PAAR:00-PVAR | 10/31/2019 |  | COOPER AMBULATORY OFF-SITES |  |  |  | 0011910571 | SUSAN MAKO | Preventative Maintenance | Closed | Bonnie Aichroth | 07/19/2017 | 07/19/2017 | PERFORMANCE ASSURANCE AT INVENTORY | INVENTORIED DEVICE AND ENSURED DEVICE WAS FUNCTIONING PROPERLY. | A85DB553-7081-43AC-889E-4FF0FF256B1B | Labor | 06/09/2017 | 06/09/2017 | Kirk Lis
|  | WELCH ALLYN, INC. | WELCH ALLYN, INC. SURETEMP PLUS 690 |  |  | MULTI SPECIALTY CARE AT MARLTON |  |  | excluded | 06/09/2017 |  |  |  |  | NO | NO |  |  |  |  | WELCH ALLYN, INC. 10732112 16413137 |  |  | Active |  | 99:99:99:99:99:99 |  | Equipment | PAAR:00-PVAR | 10/31/2019 |  | COOPER AMBULATORY OFF-SITES |  |  |  | 0011910545 | SUSAN MAKO | Performance Verification | Closed | Bonnie Aichroth | 07/19/2017 | 07/19/2017 | INCOMING INVENTORY | DEVICE INVENTORIED | 110CD2F1-51A5-46E4-9C3F-29E8C54F9B45 | Labor | 07/19/2017 | 07/19/2017 | Bonnie Aichroth
|  | WELCH ALLYN, INC. | WELCH ALLYN, INC. SURETEMP PLUS 690 |  |  | MULTI SPECIALTY CARE AT MARLTON |  |  | excluded | 06/09/2017 |  |  |  |  | NO | NO |  |  |  |  | WELCH ALLYN, INC. 10732108 16437425 |  |  | Active |  | 99:99:99:99:99:99 |  | Equipment | PAAR:00-PVAR | 10/31/2019 |  | COOPER AMBULATORY OFF-SITES |  |  |  | 0011910557 | SUSAN MAKO | Performance Verification | Closed | Bonnie Aichroth | 07/19/2017 | 07/19/2017 | INCOMING INVENTORY | DEVICE INVENTORIED | DB8537DF-AB12-4713-9263-1ECA2F802E3F | Labor | 07/19/2017 | 07/19/2017 | Bonnie Aichroth
|  | WELCH ALLYN, INC. | WELCH ALLYN, INC. SURETEMP PLUS 690 |  |  | MULTI SPECIALTY CARE AT MARLTON |  |  | excluded | 06/09/2017 |  |  |  |  | NO | NO |  |  |  |  | WELCH ALLYN, INC. 10732103 16437612 |  |  | Active |  | 99:99:99:99:99:99 |  | Equipment | PAAR:00-PVAR | 10/31/2019 |  | COOPER AMBULATORY OFF-SITES |  |  |  | 0011910564 | SUSAN MAKO | Performance Verification | Closed | Bonnie Aichroth | 07/19/2017 | 07/19/2017 | INCOMING INVENTORY | DEVICE INVENTORIED | 85BAF1BF-C6AE-4226-87BE-9739B7B1CCA2 | Labor | 07/19/2017 | 07/19/2017 | Bonnie Aichroth
|  | WELCH ALLYN, INC. | WELCH ALLYN, INC. SURETEMP PLUS 690 |  |  | MULTI SPECIALTY CARE AT MARLTON |  |  | excluded | 06/09/2017 |  |  |  |  | NO | NO |  |  |  |  | WELCH ALLYN, INC. 10732099 16437288 |  |  | Active |  | 99:99:99:99:99:99 |  | Equipment | PAAR:00-PVAR | 10/31/2019 |  | COOPER AMBULATORY OFF-SITES |  |  |  | 0011910566 | SUSAN MAKO | Performance Verification | Closed | Bonnie Aichroth | 07/19/2017 | 07/19/2017 | INCOMING INVENTORY | DEVICE INVENTORIED | CA81EA0A-33B9-4CDC-A6B2-A551E1BEFEEF | Labor | 07/19/2017 | 07/19/2017 | Bonnie Aichroth
|  | WELCH ALLYN, INC. | WELCH ALLYN, INC. SURETEMP PLUS 690 |  |  | MULTI SPECIALTY CARE AT MARLTON |  |  | excluded | 06/09/2017 |  |  |  |  | NO | NO |  |  |  |  | WELCH ALLYN, INC. 10732092 16437430 |  |  | Active |  | 99:99:99:99:99:99 |  | Equipment | PAAR:00-PVAR | 10/31/2019 |  | COOPER AMBULATORY OFF-SITES |  |  |  | 0011910596 | SUSAN MAKO | Performance Verification | Closed | Bonnie Aichroth | 07/19/2017 | 07/19/2017 | INCOMING INVENTORY | DEVICE INVENTORIED | E71EA24C-D87E-4850-BE3E-C48B3C98D72F | Labor | 07/19/2017 | 07/19/2017 | Bonnie Aichroth
|  | WELCH ALLYN, INC. | WELCH ALLYN, INC. SURETEMP PLUS 690 |  |  | MULTI SPECIALTY CARE AT MARLTON |  |  | excluded | 06/09/2017 |  |  |  |  | NO | NO |  |  |  |  | WELCH ALLYN, INC. 10732090 16437420 |  |  | Active |  | 99:99:99:99:99:99 |  | Equipment | PAAR:00-PVAR | 10/31/2019 |  | COOPER AMBULATORY OFF-SITES |  |  |  | 0011910593 | SUSAN MAKO | Preventative Maintenance | Closed | Bonnie Aichroth | 07/19/2017 | 07/19/2017 | PERFORMANCE ASSURANCE AT INVENTORY | INVENTORIED DEVICE AND ENSURED DEVICE WAS FUNCTIONING PROPERLY. | 769AB2F5-4142-48CD-A2EC-0106050695AF | Labor | 06/09/2017 | 06/09/2017 | Kirk Lis
|  | WELCH ALLYN, INC. | WELCH ALLYN, INC. SURETEMP PLUS 690 |  |  | MULTI SPECIALTY CARE AT MARLTON |  |  | excluded | 06/09/2017 |  |  |  |  | NO | NO |  |  |  |  | WELCH ALLYN, INC. 10732087 16437307 |  |  | Active |  | 99:99:99:99:99:99 |  | Equipment | PAAR:00-PVAR | 10/31/2019 |  | COOPER AMBULATORY OFF-SITES |  |  |  | 0011910589 | SUSAN MAKO | Performance Verification | Closed | Bonnie Aichroth | 07/19/2017 | 07/19/2017 | INCOMING INVENTORY | DEVICE INVENTORIED | E0CD0814-AB71-46ED-8EB6-573DDEE771AF | Labor | 07/19/2017 | 07/19/2017 | Bonnie Aichroth
|  | WELCH ALLYN, INC. | WELCH ALLYN, INC. SURETEMP PLUS 690 |  |  | MULTI SPECIALTY CARE AT MARLTON |  |  | excluded | 06/09/2017 |  |  |  |  | NO | NO |  |  |  |  | WELCH ALLYN, INC. 10732086 16437640 |  |  | Active |  | 99:99:99:99:99:99 |  | Equipment | PAAR:00-PVAR | 10/31/2019 |  | COOPER AMBULATORY OFF-SITES |  |  |  | 0011910584 | SUSAN MAKO | Performance Verification | Closed | Bonnie Aichroth | 07/19/2017 | 07/19/2017 | INCOMING INVENTORY | DEVICE INVENTORIED | D679AD77-0153-4A11-B5CF-0E0239BA6A4A | Labor | 07/19/2017 | 07/19/2017 | Bonnie Aichroth
|  | WELCH ALLYN, INC. | WELCH ALLYN, INC. SURETEMP PLUS 690 |  |  | MULTI SPECIALTY CARE AT MARLTON |  |  | excluded | 06/09/2017 |  |  |  |  | NO | NO |  |  |  |  | WELCH ALLYN, INC. 10732080 16437315 |  |  | Active |  | 99:99:99:99:99:99 |  | Equipment | PAAR:00-PVAR | 10/31/2019 |  | COOPER AMBULATORY OFF-SITES |  |  |  | 0011910692 | SUSAN MAKO | Performance Verification | Closed | Bonnie Aichroth | 07/19/2017 | 07/19/2017 | INCOMING INVENTORY | DEVICE INVENTORIED | 2AD97AF1-E3FD-4FAD-9979-5DD2511C39F0 | Labor | 07/19/2017 | 07/19/2017 | Bonnie Aichroth
|  | WELCH ALLYN, INC. | WELCH ALLYN, INC. SURETEMP PLUS 690 |  |  | MULTI SPECIALTY CARE AT MARLTON |  |  | excluded | 06/09/2017 |  |  |  |  | NO | NO |  |  |  |  | WELCH ALLYN, INC. 10732084 16437424 |  |  | Active |  | 99:99:99:99:99:99 |  | Equipment | PAAR:00-PVAR | 10/31/2019 |  | COOPER AMBULATORY OFF-SITES |  |  |  | 0011910576 | SUSAN MAKO | Performance Verification | Closed | Bonnie Aichroth | 07/19/2017 | 07/19/2017 | INCOMING INVENTORY | DEVICE INVENTORIED | C002D1BF-21D9-4610-B69F-1A08F64C4E77 | Labor | 07/19/2017 | 07/19/2017 | Bonnie Aichroth
|  | WELCH ALLYN, INC. | WELCH ALLYN, INC. SURETEMP PLUS 690 |  |  | MULTI SPECIALTY CARE AT MARLTON |  |  | excluded | 06/09/2017 |  |  |  |  | NO | NO |  |  |  |  | WELCH ALLYN, INC. 10732078 16437437 |  |  | Active |  | 99:99:99:99:99:99 |  | Equipment | PAAR:00-PVAR | 10/31/2019 |  | COOPER AMBULATORY OFF-SITES |  |  |  | 0011910620 | SUSAN MAKO | Performance Verification | Closed | Bonnie Aichroth | 07/19/2017 | 07/19/2017 | INCOMING INVENTORY | DEVICE INVENTORIED | 090E702A-20CB-4196-B293-52A31772DB95 | Labor | 07/19/2017 | 07/19/2017 | Bonnie Aichroth
|  | WELCH ALLYN, INC. | WELCH ALLYN, INC. SURETEMP PLUS 690 |  |  | MULTI SPECIALTY CARE AT MARLTON |  |  | excluded | 06/09/2017 |  |  |  |  | NO | NO |  |  |  |  | WELCH ALLYN, INC. 10732075 16437631 |  |  | Active |  | 99:99:99:99:99:99 |  | Equipment | PAAR:00-PVAR | 10/31/2019 |  | COOPER AMBULATORY OFF-SITES |  |  |  | 0011910730 | SUSAN MAKO | Preventative Maintenance | Closed | Bonnie Aichroth | 07/19/2017 | 07/19/2017 | PERFORMANCE ASSURANCE AT INVENTORY | INVENTORIED DEVICE AND ENSURED DEVICE WAS FUNCTIONING PROPERLY. | C8684C52-2CEC-412D-B3A0-BCC867A6EEDE | Labor | 06/09/2017 | 06/09/2017 | Kirk Lis
|  | WELCH ALLYN, INC. | WELCH ALLYN, INC. SURETEMP PLUS 690 |  |  | MULTI SPECIALTY CARE AT MARLTON |  |  | excluded | 06/09/2017 |  |  |  |  | NO | NO |  |  |  |  | WELCH ALLYN, INC. 10732073 16437429 |  |  | Active |  | 99:99:99:99:99:99 |  | Equipment | PAAR:00-PVAR | 10/31/2019 |  | COOPER AMBULATORY OFF-SITES |  |  |  | 0011910697 | SUSAN MAKO | Performance Verification | Closed | Bonnie Aichroth | 07/19/2017 | 07/19/2017 | INCOMING INVENTORY | DEVICE INVENTORIED | 9E492519-FA5A-486A-A7C5-A320CB1AE1B0 | Labor | 07/19/2017 | 07/19/2017 | Bonnie Aichroth
|  | WELCH ALLYN, INC. | WELCH ALLYN, INC. SURETEMP PLUS 690 |  |  | MULTI SPECIALTY CARE AT MARLTON |  |  | excluded | 06/09/2017 |  |  |  |  | NO | NO |  |  |  |  | WELCH ALLYN, INC. 10732070 16437292 |  |  | Active |  | 99:99:99:99:99:99 |  | Equipment | PAAR:00-PVAR | 10/31/2019 |  | COOPER AMBULATORY OFF-SITES |  |  |  | 0011910600 | SUSAN MAKO | Performance Verification | Closed | Bonnie Aichroth | 07/19/2017 | 07/19/2017 | INCOMING INVENTORY | DEVICE INVENTORIED | D4407238-31AC-4F4C-AD51-896C75688CF1 | Labor | 07/19/2017 | 07/19/2017 | Bonnie Aichroth
|  | WELCH ALLYN, INC. | WELCH ALLYN, INC. SURETEMP PLUS 690 |  |  | CINNAMINSON URGENT CARE |  |  | excluded | 05/12/2017 |  |  |  |  | NO | NO |  |  |  |  | WELCH ALLYN, INC. 10732068 16519282 |  |  | Active |  | 99:99:99:99:99:99 |  | Equipment | PAAR:00-PVAR | 10/31/2019 |  | COOPER AMBULATORY OFF-SITES |  |  |  | 0011656449 | MELISSA PORTOBANCO | Preventative Maintenance | Closed | Bonnie Aichroth | 05/23/2017 | 05/23/2017 | PERFORMANCE ASSURANCE AT INVENTORY | INVENTORIED DEVICE AND ENSURED DEVICE WAS FUNCTIONING PROPERLY. | 6C3531F8-15F4-43CB-B5EC-A7E63364176B | Labor | 05/12/2017 | 05/12/2017 | Richard Jolly
|  | WELCH ALLYN, INC. | WELCH ALLYN, INC. SURETEMP PLUS 690 |  |  | MULTI SPECIALTY CARE AT MARLTON |  |  | excluded | 06/09/2017 |  |  |  |  | NO | NO |  |  |  |  | WELCH ALLYN, INC. 10732061 16437304 |  |  | Active |  | 99:99:99:99:99:99 |  | Equipment | PAAR:00-PVAR | 10/31/2019 |  | COOPER AMBULATORY OFF-SITES |  |  |  | 0011910615 | SUSAN MAKO | Preventative Maintenance | Closed | Bonnie Aichroth | 07/19/2017 | 07/19/2017 | PERFORMANCE ASSURANCE AT INVENTORY | INVENTORIED DEVICE AND ENSURED DEVICE WAS FUNCTIONING PROPERLY. | 3C4C9F4D-1232-419A-A87A-2AF720A7D22C | Labor | 06/09/2017 | 06/09/2017 | Bonnie Aichroth
|  | WELCH ALLYN, INC. | WELCH ALLYN, INC. SURETEMP PLUS 690 |  |  | CINNAMINSON URGENT CARE |  |  | excluded | 05/12/2017 |  |  |  |  | NO | NO |  |  |  |  | WELCH ALLYN, INC. 10732064 16519287 |  |  | Active |  | 99:99:99:99:99:99 |  | Equipment | PAAR:00-PVAR | 10/31/2019 |  | COOPER AMBULATORY OFF-SITES |  |  |  | 0011656437 | MELISSA PORTOBANCO | Performance Verification | Closed | Bonnie Aichroth | 05/23/2017 | 05/23/2017 | INCOMING INVENTORY | DEVICE INVENTORIED | BCAC7FF4-E32C-4FAB-85D5-F751AE131BF2 | Labor | 05/23/2017 | 05/23/2017 | Bonnie Aichroth
|  | WELCH ALLYN, INC. | WELCH ALLYN, INC. SURETEMP PLUS 690 |  |  | CINNAMINSON URGENT CARE |  |  | excluded | 05/12/2017 |  |  |  |  | NO | NO |  |  |  |  | WELCH ALLYN, INC. 10732046 16521418 |  |  | Active |  | 99:99:99:99:99:99 |  | Equipment | PAAR:00-PVAR | 10/31/2019 |  | COOPER AMBULATORY OFF-SITES |  |  |  | 0011656475 | MELISSA PORTOBANCO | Preventative Maintenance | Closed | Bonnie Aichroth | 05/23/2017 | 05/23/2017 | PERFORMANCE ASSURANCE AT INVENTORY | INVENTORIED DEVICE AND ENSURED DEVICE WAS FUNCTIONING PROPERLY. | B23B6312-6E96-44DF-9D7C-4EEE6D985103 | Labor | 05/12/2017 | 05/12/2017 | Kirk Lis
|  | WELCH ALLYN, INC. | WELCH ALLYN, INC. SURETEMP PLUS 690 |  |  | CINNAMINSON URGENT CARE |  |  | excluded | 05/12/2017 |  |  |  |  | NO | NO |  |  |  |  | WELCH ALLYN, INC. 10732042 17010547 |  |  | Active |  | 99:99:99:99:99:99 |  | Equipment | PAAR:00-PVAR | 10/31/2019 |  | COOPER AMBULATORY OFF-SITES |  |  |  | 0011656463 | MELISSA PORTOBANCO | Preventative Maintenance | Closed | Bonnie Aichroth | 05/23/2017 | 05/23/2017 | PERFORMANCE ASSURANCE AT INVENTORY | INVENTORIED DEVICE AND ENSURED DEVICE WAS FUNCTIONING PROPERLY. | D7BCF216-409C-490E-A997-7176CE1E9051 | Labor | 05/12/2017 | 05/12/2017 | Kirk Lis
|  | WELCH ALLYN, INC. | WELCH ALLYN, INC. SURETEMP PLUS 690 |  |  | CINNAMINSON URGENT CARE |  |  | excluded | 05/12/2017 |  |  |  |  | NO | NO |  |  |  |  | WELCH ALLYN, INC. 10732041 16521359 |  |  | Active |  | 99:99:99:99:99:99 |  | Equipment | PAAR:00-PVAR | 10/31/2019 |  | COOPER AMBULATORY OFF-SITES |  |  |  | 0011656468 | MELISSA PORTOBANCO | Preventative Maintenance | Closed | Bonnie Aichroth | 05/23/2017 | 05/23/2017 | PERFORMANCE ASSURANCE AT INVENTORY | INVENTORIED DEVICE AND ENSURED DEVICE WAS FUNCTIONING PROPERLY. | 09779EE0-59BD-4F5C-811B-3E98AF7A02EC | Labor | 05/12/2017 | 05/12/2017 | Kirk Lis
|  | WELCH ALLYN, INC. | WELCH ALLYN, INC. SURETEMP PLUS 690 |  |  | CINNAMINSON URGENT CARE |  |  | excluded | 05/12/2017 |  |  |  |  | NO | NO |  |  |  |  | WELCH ALLYN, INC. 10732038 16519597 |  |  | Active |  | 99:99:99:99:99:99 |  | Equipment | PAAR:00-PVAR | 10/31/2019 |  | COOPER AMBULATORY OFF-SITES |  |  |  | 0011656450 | MELISSA PORTOBANCO | Performance Verification | Closed | Bonnie Aichroth | 05/23/2017 | 05/23/2017 | INCOMING INVENTORY | DEVICE INVENTORIED | C1B3116C-24E9-44A1-B196-3F5B542241A7 | Labor | 05/23/2017 | 05/23/2017 | Bonnie Aichroth
|  | WELCH ALLYN, INC. | WELCH ALLYN, INC. SURETEMP PLUS 690 |  |  | CINNAMINSON URGENT CARE |  |  | excluded | 05/12/2017 |  |  |  |  | NO | NO |  |  |  |  | WELCH ALLYN, INC. 10732036 16521360 |  |  | Active |  | 99:99:99:99:99:99 |  | Equipment | PAAR:00-PVAR | 10/31/2019 |  | COOPER AMBULATORY OFF-SITES |  |  |  | 0011656455 | MELISSA PORTOBANCO | Performance Verification | Closed | Bonnie Aichroth | 05/23/2017 | 05/23/2017 | INCOMING INVENTORY | DEVICE INVENTORIED | FC3151D7-54E8-4DC2-8A38-8F7D0A0CFB23 | Labor | 05/23/2017 | 05/23/2017 | Bonnie Aichroth
|  | WELCH ALLYN, INC. | WELCH ALLYN, INC. SURETEMP PLUS 690 |  |  | VOORHEES SURGERY CENTER-SURGERY DEPT |  |  | excluded | 04/26/2018 |  |  |  |  | NO | NO |  |  |  |  | WELCH ALLYN, INC. 10725193 1750784 |  |  | Active |  | 99:99:99:99:99:99 |  | Equipment | PAAR:00-PVAR | 10/31/2019 |  | COOPER AMBULATORY OFF-SITES |  |  | Exam room 4 | WOT00000000826379 | Theresa Megali | Performance Verification | Closed | Kirk Lis | 04/26/2018 | 06/29/2019 | Performance Verification for WELCH ALLYN, INC. 10725193 1750784 | Initial Install of Performance Verification. Device is ready for patient use.
|  | WELCH ALLYN, INC. | WELCH ALLYN, INC. SURETEMP PLUS 690 |  |  | VOORHEES SURGERY CENTER-SURGERY DEPT |  |  | excluded | 04/26/2018 |  |  |  |  | NO | NO |  |  |  |  | WELCH ALLYN, INC. 10725191 17509357 |  |  | Active |  | 99:99:99:99:99:99 |  | Equipment | PAAR:00-PVAR | 10/31/2019 |  | COOPER AMBULATORY OFF-SITES |  |  | Exam room six | WOT00000000826353 | Theresa Megali | Performance Verification | Closed | Kirk Lis | 04/26/2018 | 06/06/2019 | Performance Verification for WELCH ALLYN, INC. 10725191 17509357 | Initial Install of Performance Verification. Device is ready for patient use.
|  | WELCH ALLYN, INC. | WELCH ALLYN, INC. SURETEMP PLUS 690 |  |  | VOORHEES SURGERY CENTER-SURGERY DEPT |  |  | excluded | 04/26/2018 |  |  |  |  | NO | NO |  |  |  |  | WELCH ALLYN, INC. 10725189 17507645 |  |  | Active |  | 99:99:99:99:99:99 |  | Equipment | PAAR:00-PVAR | 10/31/2019 |  | COOPER AMBULATORY OFF-SITES |  |  | Procedure room a | WOT00000000826322 | Theresa Megali | Performance Verification | Closed | Kirk Lis | 04/26/2018 | 06/29/2019 | Performance Verification for WELCH ALLYN, INC. 10725189 17507645 | Initial Install of Performance Verification. Device is ready for patient use.
|  | WELCH ALLYN, INC. | WELCH ALLYN, INC. SURETEMP PLUS 690 |  |  | VOORHEES SURGERY CENTER-SURGERY DEPT |  |  | excluded | 04/26/2018 |  |  |  |  | NO | NO |  |  |  |  | WELCH ALLYN, INC. 10725187 175077824 |  |  | Active |  | 99:99:99:99:99:99 |  | Equipment | PAAR:00-PVAR | 10/31/2019 |  | COOPER AMBULATORY OFF-SITES |  |  | RM 16 | WOT00000000826289 | Theresa Megali | Performance Verification | Closed | Kirk Lis | 04/26/2018 | 06/29/2019 | Performance Verification for WELCH ALLYN, INC. 10725187 175077824 | Initial Install of Performance Verification. Device is ready for patient use.
|  | WELCH ALLYN, INC. | WELCH ALLYN, INC. SURETEMP PLUS 690 |  |  | VOORHEES SURGERY CENTER-SURGERY DEPT |  |  | excluded | 04/26/2018 |  |  |  |  | NO | NO |  |  |  |  | WELCH ALLYN, INC. 10725182 17507837 |  |  | Active |  | 99:99:99:99:99:99 |  | Equipment | PAAR:00-PVAR | 10/31/2019 |  | COOPER AMBULATORY OFF-SITES |  |  | Performance Verification | WOT00000000826213 | Theresa Megali | Performance Verification | Closed | Kirk Lis | 04/26/2018 | 06/29/2019 | Performance Verification for WELCH ALLYN, INC. 10725182 17507837 | Initial Install of Performance Verification. Device is ready for patient use.
|  | WELCH ALLYN, INC. | WELCH ALLYN, INC. SURETEMP PLUS 690 |  |  | VOORHEES SURGERY CENTER-SURGERY DEPT |  |  | excluded | 04/26/2018 |  |  |  |  | NO | NO |  |  |  |  | WELCH ALLYN, INC. 10725183 17507835 |  |  | Active |  | 99:99:99:99:99:99 |  | Equipment | PAAR:00-PVAR | 10/31/2019 |  | COOPER AMBULATORY OFF-SITES |  |  | Performance Verification | WOT00000000826233 | Theresa Megali | Performance Verification | Closed | Kirk Lis | 04/26/2018 | 06/24/2019 | Performance Verification for WELCH ALLYN, INC. 10725183 17507835 | Initial Install of Performance Verification. Device is ready for patient use.
|  | WELCH ALLYN, INC. | WELCH ALLYN, INC. SURETEMP PLUS 690 |  |  | VOORHEES SURGERY CENTER-SURGERY DEPT |  |  | excluded | 04/26/2018 |  |  |  |  | NO | NO |  |  |  |  | WELCH ALLYN, INC. 10725179 17483286 |  |  | Active |  | 99:99:99:99:99:99 |  | Equipment | PAAR:00-PVAR | 10/31/2019 |  | COOPER AMBULATORY OFF-SITES |  |  |  | WOT00000000826117 | Theresa Megali | Performance Verification | Closed | Kirk Lis | 04/26/2018 | 06/06/2019 | Performance Verification for WELCH ALLYN, INC. 10725179 17483286 | Initial Install of Performance Verification. Device is ready for patient use.
|  | WELCH ALLYN, INC. | WELCH ALLYN, INC. SURETEMP PLUS 690 |  |  | VOORHEES SURGERY CENTER-SURGERY DEPT |  |  | excluded | 04/26/2018 |  |  |  |  | NO | NO |  |  |  |  | WELCH ALLYN, INC. 10725177 17483321 |  |  | Active |  | 99:99:99:99:99:99 |  | Equipment | PAAR:00-PVAR | 10/31/2019 |  | COOPER AMBULATORY OFF-SITES |  |  |  | WOT00000000825956 | Theresa Megali | Performance Verification | Closed | Kirk Lis | 04/26/2018 | 06/06/2019 | Performance Verification for WELCH ALLYN, INC. 10725177 17483321 | Initial Install of Performance Verification. Device is ready for patient use.
|  | WELCH ALLYN, INC. | WELCH ALLYN, INC. SURETEMP PLUS 690 |  |  | SURGICAL CARE UNIT |  |  | excluded | 12/20/2016 |  |  |  |  | NO | NO |  |  |  |  | WELCH ALLYN, INC. 10649807 16470427 |  |  | Active |  | 99:99:99:99:99:99 |  | Equipment | PAAR:00-PVAR | 10/31/2019 |  | COOPER UNIVERSITY HOSPITAL |  |  |  | 0011491247 | Lisa Geoghegan | Performance Verification | Closed | Bonnie Aichroth | 04/18/2017 | 04/18/2017 | INCOMING INVENTORY | DEVICE INVENTORIED | BD5B6E15-FC5A-46D6-96EF-19847E52AD5A | Labor | 04/18/2017 | 04/18/2017 | Bonnie Aichroth
|  | WELCH ALLYN, INC. | WELCH ALLYN, INC. SURETEMP PLUS 690 |  |  | CHERRY HILL SPECIALITY HUB |  |  | excluded | 06/16/2016 |  |  |  |  | NO | NO |  |  |  |  | WELCH ALLYN, INC. 105055076 16030096 |  |  | Active |  | 99:99:99:99:99:99 |  | Equipment | PAAR:00-PVAR | 10/31/2019 |  | COOPER AMBULATORY OFF-SITES |  |  | 1935 RT 70 |  | APRIL DIXON
|  | WELCH ALLYN, INC. | WELCH ALLYN, INC. SURETEMP PLUS 690 |  |  | PENNSVILLE-MEDICINE |  |  | excluded | 08/17/2016 |  |  |  |  | NO | NO |  |  |  |  | WELCH ALLYN, INC. 10505498 08072430 |  |  | Active |  | 99:99:99:99:99:99 |  | Equipment | PAAR:00-PVAR | 10/31/2019 |  | COOPER AMBULATORY OFF-SITES |  |  | MOVES |  | Heather Rhodes
|  | WELCH ALLYN, INC. | WELCH ALLYN, INC. SURETEMP PLUS 690 |  |  | GLOUCESTER-MEDICINE |  |  | excluded | 08/08/2016 |  |  |  |  | NO | NO |  |  |  |  | WELCH ALLYN, INC. 10505484 15180331 |  |  | Active |  | 99:99:99:99:99:99 |  | Equipment | PAAR:00-PVAR | 10/31/2019 |  | COOPER AMBULATORY OFF-SITES |  |  | 430 S. BROADWAY-NURSES STATION |  | KELLIE STOUT
|  | WELCH ALLYN, INC. | WELCH ALLYN, INC. SURETEMP PLUS 690 |  |  | THOROFARE-INTERNAL MEDICINE |  |  | excluded | 06/01/2013 |  |  |  |  | NO | NO |  |  |  |  | WELCH ALLYN, INC. 10505483 15422796 |  |  | Active |  | 99:99:99:99:99:99 |  | Equipment | PAAR:00-PVAR | 11/02/2019 |  | COOPER AMBULATORY OFF-SITES |  |  | NURSES STATION |  | Cheryl Peck
|  | WELCH ALLYN, INC. | WELCH ALLYN, INC. SURETEMP PLUS 690 |  |  | THOROFARE-INTERNAL MEDICINE |  |  | excluded | 01/01/2011 |  |  |  |  | NO | NO |  |  |  |  | WELCH ALLYN, INC. 10505482 15422978 |  |  | Active |  | 99:99:99:99:99:99 |  | Equipment | PAAR:00-PVAR | 11/02/2019 |  | COOPER AMBULATORY OFF-SITES |  |  | NURSES STATION |  | Cheryl Peck
|  | WELCH ALLYN, INC. | WELCH ALLYN, INC. SURETEMP PLUS 690 |  | Not Known | GLOUCESTER-MEDICINE |  |  | excluded | 08/08/2016 |  |  |  |  | NO | NO |  |  |  |  | WELCH ALLYN, INC. 10505480 Not Known |  |  | Active |  | 99:99:99:99:99:99 |  | Equipment | PAAR:00-PVAR | 10/31/2019 |  | COOPER AMBULATORY OFF-SITES |  |  | 430 S. BROADWAY-EXAM ROOM 3 |  | KELLIE STOUT
|  | WELCH ALLYN, INC. | WELCH ALLYN, INC. SURETEMP PLUS 690 |  | Not Known | GLOUCESTER-MEDICINE |  |  | excluded | 08/08/2016 |  |  |  |  | NO | NO |  |  |  |  | WELCH ALLYN, INC. 10505477 Not Known |  |  | Active |  | 99:99:99:99:99:99 |  | Equipment | PAAR:00-PVAR | 10/31/2019 |  | COOPER AMBULATORY OFF-SITES |  |  | 430 S. BROADWAY-EXAM ROOM 6 |  | KELLIE STOUT
|  | WELCH ALLYN, INC. | WELCH ALLYN, INC. SURETEMP PLUS 690 |  | Not Known | GLOUCESTER-MEDICINE |  |  | excluded | 08/08/2016 |  |  |  |  | NO | NO |  |  |  |  | WELCH ALLYN, INC. 10505473 Not Known |  |  | Active |  | 99:99:99:99:99:99 |  | Equipment | PAAR:00-PVAR | 10/31/2019 |  | COOPER AMBULATORY OFF-SITES |  |  | 430 S. BROADWAY-EXAM ROOM 5 |  | KELLIE STOUT
|  | WELCH ALLYN, INC. | WELCH ALLYN, INC. SURETEMP PLUS 690 |  |  | GLOUCESTER-MEDICINE |  |  | excluded | 08/08/2016 |  |  |  |  | NO | NO |  |  |  |  | WELCH ALLYN, INC. 10505474 15381527 |  |  | Active |  | 99:99:99:99:99:99 |  | Equipment | PAAR:00-PVAR | 10/31/2019 |  | COOPER AMBULATORY OFF-SITES |  |  | 430 S. BROADWAY-NURSES STATION |  | KELLIE STOUT
|  | WELCH ALLYN, INC. | WELCH ALLYN, INC. SURETEMP PLUS 690 |  | Not Known | GLOUCESTER-MEDICINE |  |  | excluded | 08/08/2016 |  |  |  |  | NO | NO |  |  |  |  | WELCH ALLYN, INC. 10505471 Not Known |  |  | Active |  | 99:99:99:99:99:99 |  | Equipment | PAAR:00-PVAR | 10/31/2019 |  | COOPER AMBULATORY OFF-SITES |  |  | 430 S. BROADWAY-EXAM ROOM 4 |  | KELLIE STOUT
|  | WELCH ALLYN, INC. | WELCH ALLYN, INC. SURETEMP PLUS 690 |  | Not Known | GLOUCESTER-MEDICINE |  |  | excluded | 08/08/2016 |  |  |  |  | NO | NO |  |  |  |  | WELCH ALLYN, INC. 10505469 Not Known |  |  | Active |  | 99:99:99:99:99:99 |  | Equipment | PAAR:00-PVAR | 10/31/2019 |  | COOPER AMBULATORY OFF-SITES |  |  | 430 S. BROADWAY-EXAM ROOM 2 |  | KELLIE STOUT
|  | WELCH ALLYN, INC. | WELCH ALLYN, INC. SURETEMP PLUS 690 |  | Not Known | GLOUCESTER-MEDICINE |  |  | excluded | 08/08/2016 |  |  |  |  | NO | NO |  |  |  |  | WELCH ALLYN, INC. 10505466 Not Known |  |  | Active |  | 99:99:99:99:99:99 |  | Equipment | PAAR:00-PVAR | 10/31/2019 |  | COOPER AMBULATORY OFF-SITES |  |  | 430 S. BROADWAY-EXAM ROOM 1 |  | KELLIE STOUT
|  | WELCH ALLYN, INC. | WELCH ALLYN, INC. SURETEMP PLUS 690 |  |  | CHERRY HILL SPECIALITY HUB |  |  | excluded | 11/16/2016 |  |  |  |  | NO | NO |  |  |  |  | WELCH ALLYN, INC. 10505139 15431954 |  |  | Active |  | 99:99:99:99:99:99 |  | Equipment | PAAR:00-PVAR | 10/31/2019 |  | COOPER AMBULATORY OFF-SITES |  |  |  | 0011494875 | APRIL DIXON | Performance Verification | Closed | Bonnie Aichroth | 04/19/2017 | 04/19/2017 | INCOMING INVENTORY | DEVICE INVENTORIED | A1547010-280A-48A9-B9EB-BB170A125AF4 | Labor | 04/19/2017 | 04/19/2017 | Bonnie Aichroth
|  | WELCH ALLYN, INC. | WELCH ALLYN, INC. SURETEMP PLUS 690 |  |  | CHERRY HILL SPECIALITY HUB |  |  | excluded | 11/16/2016 |  |  |  |  | NO | NO |  |  |  |  | WELCH ALLYN, INC. 10505137 16210308 |  |  | Active |  | 99:99:99:99:99:99 |  | Equipment | PAAR:00-PVAR | 10/31/2019 |  | COOPER AMBULATORY OFF-SITES |  |  |  | 0011494859 | APRIL DIXON | Preventative Maintenance | Closed | Bonnie Aichroth | 04/19/2017 | 04/19/2017 | PERFORMANCE ASSURANCE AT INVENTORY | INVENTORIED DEVICE AND ENSURED DEVICE WAS FUNCTIONING PROPERLY. | F0E1877D-0065-4CAB-BCA2-A31C01408915 | Labor | 11/16/2016 | 11/16/2016 | Kirk Lis
|  | WELCH ALLYN, INC. | WELCH ALLYN, INC. SURETEMP PLUS 690 |  |  | CHERRY HILL SPECIALITY HUB |  |  | excluded | 11/16/2016 |  |  |  |  | NO | NO |  |  |  |  | WELCH ALLYN, INC. 10505136 15431960 |  |  | Active |  | 99:99:99:99:99:99 |  | Equipment | PAAR:00-PVAR | 10/31/2019 |  | COOPER AMBULATORY OFF-SITES |  |  |  | 0011494873 | APRIL DIXON | Performance Verification | Closed | Bonnie Aichroth | 04/19/2017 | 04/19/2017 | INCOMING INVENTORY | DEVICE INVENTORIED | BB5A0087-EECC-4BC9-85D5-4F831C4DF29F | Labor | 04/19/2017 | 04/19/2017 | Bonnie Aichroth
|  | WELCH ALLYN, INC. | WELCH ALLYN, INC. SURETEMP PLUS 690 |  |  | CHERRY HILL SPECIALITY HUB |  |  | excluded | 06/16/2016 |  |  |  |  | NO | NO |  |  |  |  | WELCH ALLYN, INC. 10505082 1602315 |  |  | Active |  | 99:99:99:99:99:99 |  | Equipment | PAAR:00-PVAR | 10/31/2019 |  | COOPER AMBULATORY OFF-SITES |  |  | 1935 RT 70 |  | APRIL DIXON
|  | WELCH ALLYN, INC. | WELCH ALLYN, INC. SURETEMP PLUS 690 |  |  | CHERRY HILL SPECIALITY HUB |  |  | excluded | 06/16/2016 |  |  |  |  | NO | NO |  |  |  |  | WELCH ALLYN, INC. 10505080 16030089 |  |  | Active |  | 99:99:99:99:99:99 |  | Equipment | PAAR:00-PVAR | 10/31/2019 |  | COOPER AMBULATORY OFF-SITES |  |  | 1935 RT 70 |  | APRIL DIXON
|  | WELCH ALLYN, INC. | WELCH ALLYN, INC. SURETEMP PLUS 690 |  |  | CHERRY HILL SPECIALITY HUB |  |  | excluded | 06/16/2016 |  |  |  |  | NO | NO |  |  |  |  | WELCH ALLYN, INC. 10505078 1602317 |  |  | Active |  | 99:99:99:99:99:99 |  | Equipment | PAAR:00-PVAR | 10/31/2019 |  | COOPER AMBULATORY OFF-SITES |  |  | 1935 RT 70 |  | APRIL DIXON
|  | WELCH ALLYN, INC. | WELCH ALLYN, INC. SURETEMP PLUS 690 |  |  | CHERRY HILL SPECIALITY HUB |  |  | excluded | 06/16/2016 |  |  |  |  | NO | NO |  |  |  |  | WELCH ALLYN, INC. 10505075 16023220 |  |  | Active |  | 99:99:99:99:99:99 |  | Equipment | PAAR:00-PVAR | 10/31/2019 |  | COOPER AMBULATORY OFF-SITES |  |  | 1935 RT 70 |  | APRIL DIXON
|  | WELCH ALLYN, INC. | WELCH ALLYN, INC. SURETEMP PLUS 690 |  |  | CHERRY HILL SPECIALITY HUB |  |  | excluded | 06/16/2016 |  |  |  |  | NO | NO |  |  |  |  | WELCH ALLYN, INC. 10505073 16030236 |  |  | Active |  | 99:99:99:99:99:99 |  | Equipment | PAAR:00-PVAR | 10/31/2019 |  | COOPER AMBULATORY OFF-SITES |  |  | 1935 RT 70 |  | APRIL DIXON
|  | WELCH ALLYN, INC. | WELCH ALLYN, INC. SURETEMP PLUS 690 |  |  | PRINCETON-OB/GYN |  |  | excluded | 10/23/2015 |  |  |  |  | NO | NO |  |  |  |  | WELCH ALLYN, INC. 10480019 15010140 |  |  | Active |  | 99:99:99:99:99:99 |  | Equipment | PAAR:00-PVAR | 10/31/2019 |  | COOPER AMBULATORY OFF-SITES |  |  | NST |  | LINDA CARON
|  | WELCH ALLYN, INC. | WELCH ALLYN, INC. SURETEMP PLUS 690 |  | Not Known | PRINCETON-OB/GYN |  |  | excluded | 10/23/2015 |  |  |  |  | NO | NO |  |  |  |  | WELCH ALLYN, INC. 10480017 Not Known |  |  | Active |  | 99:99:99:99:99:99 |  | Equipment | PAAR:00-PVAR | 10/31/2019 |  | COOPER AMBULATORY OFF-SITES |  |  | EXAM ROOM 3 |  | LINDA CARON
|  | WELCH ALLYN, INC. | WELCH ALLYN, INC. SURETEMP PLUS 690 |  | Not Known | PRINCETON-OB/GYN |  |  | excluded | 10/23/2015 |  |  |  |  | NO | NO |  |  |  |  | WELCH ALLYN, INC. 10480015 Not Known |  |  | Active |  | 99:99:99:99:99:99 |  | Equipment | PAAR:00-PVAR | 10/31/2019 |  | COOPER AMBULATORY OFF-SITES |  |  | EXAM ROOM 2 |  | LINDA CARON
|  | WELCH ALLYN, INC. | WELCH ALLYN, INC. SURETEMP PLUS 690 |  |  | TRAUMA ICU |  |  | excluded | 01/01/2012 |  |  |  |  | NO | NO |  |  |  |  | WELCH ALLYN, INC. 10368210 08510715 |  |  | Active |  | 99:99:99:99:99:99 |  | Equipment | PAAR:00-PVAR | 11/02/2019 |  | COOPER UNIVERSITY HOSPITAL |  |  | TRAUMA ICU |  | Diane Floyd
|  | WELCH ALLYN, INC. | WELCH ALLYN, INC. SURETEMP PLUS 690 |  |  | EMERGENCY ROOM |  |  | excluded | 01/01/1900 |  |  |  |  | NO | NO |  |  |  |  | WELCH ALLYN, INC. 10368162 10368162 |  |  | Active |  | 99:99:99:99:99:99 |  | Equipment | PAAR:00-PVAR | 11/01/2019 |  | COOPER UNIVERSITY HOSPITAL |  |  | EXAM 30 | WOT00000000507490 | KAREN GRUBER | Disposition | Closed | Richard Jolly | 02/08/2018 | 05/16/2019 | Bulk Disposition CNL
|  | WELCH ALLYN, INC. | WELCH ALLYN, INC. SURETEMP PLUS 690 |  |  | TRAUMA ICU |  |  | excluded | 04/01/2014 |  |  |  |  | NO | NO |  |  |  |  | WELCH ALLYN, INC. 10368053 12082533 |  |  | Active |  | 99:99:99:99:99:99 |  | Equipment | PAAR:00-PVAR | 11/02/2019 |  | COOPER UNIVERSITY HOSPITAL |  |  | TICU-BED6 |  | Diane Floyd
|  | WELCH ALLYN, INC. | WELCH ALLYN, INC. SURETEMP PLUS 690 |  |  | CARDIAC CATH LAB |  |  |  | 09/11/2012 |  |  |  |  | NO | NO |  |  |  |  | WELCH ALLYN, INC. 10367797 12254737 |  |  | Disposition |  | 99:99:99:99:99:99 |  | Equipment | PAAR:00-PVAR | 11/02/2019 |  | COOPER UNIVERSITY HOSPITAL |  |  | CCL - MOVES |  | LINDA BEAN
|  | WELCH ALLYN, INC. | WELCH ALLYN, INC. SURETEMP PLUS 690 |  |  | PSYCHIATRIC UNIT |  |  | excluded | 12/19/2011 |  |  |  |  | NO | NO |  |  |  |  | WELCH ALLYN, INC. 10367482 12020054 |  |  | Active |  | 99:99:99:99:99:99 |  | Equipment | PAAR:00-PVAR | 11/02/2019 |  | COOPER UNIVERSITY HOSPITAL |  |  | 5TH FLOOR PSYCH |  | CATHERINE MELINIOTIS
|  | WELCH ALLYN, INC. | WELCH ALLYN, INC. SURETEMP PLUS 690 |  |  | EMERGENCY ROOM |  |  | excluded | 10/31/2019 |  |  |  |  | NO | NO |  |  |  |  | WELCH ALLYN, INC. 30294954 18023315 |  |  | Active |  | 99:99:99:99:99:99 |  | Equipment | PAAR:00-PVAR | 10/31/2019 | 10/31/2019 | COOPER UNIVERSITY HOSPITAL |  |  | Performance Verification | WOT00000000625909 | KAREN GRUBER | Performance Verification | Closed | Richard Jolly | 10/31/2019 | 10/31/2019 | Performance Verification for WELCH ALLYN, INC. 30294954 18023315 | Initial Install of Performance Verification. Device is ready for patient use. |  |  | 10/31/2019 | 10/31/2019
|  | WELCH ALLYN, INC. | WELCH ALLYN, INC. SURETEMP PLUS 690 |  |  | EMERGENCY ROOM |  |  | excluded | 10/31/2019 |  |  |  |  | NO | NO |  |  |  |  | WELCH ALLYN, INC. 30294953 18048233 |  |  | Active |  | 99:99:99:99:99:99 |  | Equipment | PAAR:00-PVAR | 10/31/2019 | 10/31/2019 | COOPER UNIVERSITY HOSPITAL |  |  | Performance Verification | WOT00000000625822 | KAREN GRUBER | Performance Verification | Closed | Richard Jolly | 10/31/2019 | 10/31/2019 | Performance Verification for WELCH ALLYN, INC. 30294953 18048233 | Initial Install of Performance Verification. Device is ready for patient use. |  |  | 10/31/2019 | 10/31/2019
|  | WELCH ALLYN, INC. | WELCH ALLYN, INC. SURETEMP PLUS 690 |  |  | EMERGENCY ROOM |  |  | excluded | 10/31/2019 |  |  |  |  | NO | NO |  |  |  |  | WELCH ALLYN, INC. 30294952 17507896 |  |  | Active |  | 99:99:99:99:99:99 |  | Equipment | PAAR:00-PVAR | 10/31/2019 | 10/31/2019 | COOPER UNIVERSITY HOSPITAL |  |  | Performance Verification | WOT00000000625858 | KAREN GRUBER | Performance Verification | Closed | Richard Jolly | 10/31/2019 | 10/31/2019 | Performance Verification for WELCH ALLYN, INC. 30294952 17507896 | Initial Install of Performance Verification. Device is ready for patient use. |  |  | 10/31/2019 | 10/31/2019
|  | WELCH ALLYN, INC. | WELCH ALLYN, INC. SURETEMP PLUS 690 |  |  | EMERGENCY ROOM |  |  | excluded | 10/31/2019 |  |  |  |  | NO | NO |  |  |  |  | WELCH ALLYN, INC. 30294950 18023328 |  |  | Active |  | 99:99:99:99:99:99 |  | Equipment | PAAR:00-PVAR | 10/31/2019 | 10/31/2019 | COOPER UNIVERSITY HOSPITAL |  |  | Performance Verification | WOT00000000625806 | KAREN GRUBER | Performance Verification | Closed | Richard Jolly | 10/31/2019 | 10/31/2019 | Performance Verification for WELCH ALLYN, INC. 30294950 18023328 | Initial Install of Performance Verification. Device is ready for patient use. |  |  | 10/31/2019 | 10/31/2019
|  | WELCH ALLYN, INC. | WELCH ALLYN, INC. SURETEMP PLUS 690 |  |  | EMERGENCY ROOM |  |  | excluded | 10/31/2019 |  |  |  |  | NO | NO |  |  |  |  | WELCH ALLYN, INC. 30294951 18048234 |  |  | Active |  | 99:99:99:99:99:99 |  | Equipment | PAAR:00-PVAR | 10/31/2019 | 10/31/2019 | COOPER UNIVERSITY HOSPITAL |  |  | Performance Verification | WOT00000000625878 | KAREN GRUBER | Performance Verification | Closed | Richard Jolly | 10/31/2019 | 10/31/2019 | Performance Verification for WELCH ALLYN, INC. 30294951 18048234 | Initial Install of Performance Verification. Device is ready for patient use. |  |  | 10/31/2019 | 10/31/2019
|  | WELCH ALLYN, INC. | WELCH ALLYN, INC. SURETEMP PLUS 690 |  | 21 19233318 | EMERGENCY ROOM |  |  | excluded | 10/31/2019 |  |  |  |  | NO | NO |  |  |  |  | WELCH ALLYN, INC. 30286081 21 19233318 |  |  | Active |  |  |  | Equipment | PAAR:00-PVAR | 10/31/2019 | 10/31/2019 | COOPER UNIVERSITY HOSPITAL |  |  | Performance Verification | WOT00000003787487 | KAREN GRUBER | Performance Verification | Completed | Richard Jolly | 10/31/2019 | 10/31/2019 | Performance Verification for WELCH ALLYN, INC. 30286081 21 19233318 | Initial Install of Performance Verification. Device is ready for patient use. |  |  | 10/31/2019 | 10/31/2019
|  | WELCH ALLYN, INC. | WELCH ALLYN, INC. SURETEMP PLUS 690 |  | 21 19264922 | EMERGENCY ROOM |  |  | excluded | 10/31/2019 |  |  |  |  | NO | NO |  |  |  |  | WELCH ALLYN, INC. 30286080 21 19264922 |  |  | Active |  |  |  | Equipment | PAAR:00-PVAR | 10/31/2019 | 10/31/2019 | COOPER UNIVERSITY HOSPITAL |  |  | Performance Verification | WOT00000003787535 | KAREN GRUBER | Performance Verification | Completed | Richard Jolly | 10/31/2019 | 10/31/2019 | Performance Verification for WELCH ALLYN, INC. 30286080 21 19264922 | Initial Install of Performance Verification. Device is ready for patient use. |  |  | 10/31/2019 | 10/31/2019
|  | WELCH ALLYN, INC. | WELCH ALLYN, INC. SURETEMP PLUS 690 |  | 21. 18090143 | EMERGENCY ROOM |  |  | excluded | 10/31/2019 |  |  |  |  | NO | NO |  |  |  |  | WELCH ALLYN, INC. 30286079 21. 18090143 |  |  | Active |  |  |  | Equipment | PAAR:00-PVAR | 10/31/2019 | 10/31/2019 | COOPER UNIVERSITY HOSPITAL |  |  | Performance Verification | WOT00000003787571 | KAREN GRUBER | Performance Verification | Completed | Richard Jolly | 10/31/2019 | 10/31/2019 | Performance Verification for WELCH ALLYN, INC. 30286079 21. 18090143 | Initial Install of Performance Verification. Device is ready for patient use. |  |  | 10/31/2019 | 10/31/2019
|  | WELCH ALLYN, INC. | WELCH ALLYN, INC. SURETEMP PLUS 690 |  |  | INTENSIVE CARE UNIT |  |  | excluded | 11/02/2019 |  |  |  |  | NO | NO |  |  |  |  | WELCH ALLYN, INC. 30286074 08331535 |  |  | Active |  | 99:99:99:99:99:99 |  | Equipment | PAAR:00-PVAR | 11/02/2019 | 11/02/2019 | COOPER UNIVERSITY HOSPITAL |  |  | ICU | WOT00000000536850 | CAROLYN RUMELL | Disposition | Closed | Richard Jolly | 11/02/2019 | 11/02/2019 | Bulk Disposition CNL | Notification sent to technician and manager that this CEID has been marked as Could Not Locate (CNL). 33% SLA Warning: Notification sent to technician and manager that this CEID has been marked as Could Not Locate (CNL) for 30 days. 66% SLA Warning: Notification sent to technician and manager that this CEID has been marked as Could Not Locate (CNL) for 60 days. 99% SLA Warning: Notification sent to technician and manager that this CEID has been marked as Could Not Locate (CNL) for 90 days. |  |  | 11/02/2019 | 11/02/2019
|  | WELCH ALLYN, INC. | WELCH ALLYN, INC. SURETEMP PLUS 690 |  |  | EMERGENCY ROOM |  |  | excluded | 10/31/2019 |  |  |  |  | NO | NO |  |  |  |  | WELCH ALLYN, INC. 30286060 18086902 |  |  | Active |  | 99:99:99:99:99:99 |  | Equipment | PAAR:00-PVAR | 10/31/2019 | 10/31/2019 | COOPER UNIVERSITY HOSPITAL |  |  |  | WOT00000001162164 | KAREN GRUBER | Performance Verification | Closed | Richard Jolly | 10/31/2019 | 10/31/2019 | Performance Verification for WELCH ALLYN, INC. 30286060 18086902 | Initial Install of Performance Verification. Device is ready for patient use. |  |  | 10/31/2019 | 10/31/2019
|  | WELCH ALLYN, INC. | WELCH ALLYN, INC. SURETEMP PLUS 690 |  | 21 18087088 | EMERGENCY ROOM |  |  | excluded | 10/31/2019 |  |  |  |  | NO | NO |  |  |  |  | WELCH ALLYN, INC. 30286059 21 18087088 |  |  | Active |  | 99:99:99:99:99:99 |  | Equipment | PAAR:00-PVAR | 10/31/2019 | 10/31/2019 | COOPER UNIVERSITY HOSPITAL |  |  | Performance Verification | WOT00000001298000 | KAREN GRUBER | Performance Verification | Closed | Josh Harris | 10/31/2019 | 10/31/2019 | CEID Record Completion for WELCH ALLYN, INC. 30286059 21 18087088 | Inventoried unit. | EXP3390235 | Labor | 10/31/2019 | 10/31/2019 | Josh Harris
|  | WELCH ALLYN, INC. | WELCH ALLYN, INC. SURETEMP PLUS 690 |  | 21 18090158 | EMERGENCY ROOM |  |  | excluded | 10/31/2019 |  |  |  |  | NO | NO |  |  |  |  | WELCH ALLYN, INC. 30286058 21 18090158 |  |  | Active |  | 99:99:99:99:99:99 |  | Equipment | PAAR:00-PVAR | 10/31/2019 | 10/31/2019 | COOPER UNIVERSITY HOSPITAL |  |  | Performance Verification | WOT00000001298024 | KAREN GRUBER | Performance Verification | Closed | Richard Jolly | 10/31/2019 | 10/31/2019 | Performance Verification for WELCH ALLYN, INC. 30286058 21 18090158 | Initial Install of Performance Verification. Device is ready for patient use. |  |  | 10/31/2019 | 10/31/2019
|  | WELCH ALLYN, INC. | WELCH ALLYN, INC. SURETEMP PLUS 690 |  | 21 17509640 | EMERGENCY ROOM |  |  | excluded | 10/31/2019 |  |  |  |  | NO | NO |  |  |  |  | WELCH ALLYN, INC. 30286049 21 17509640 |  |  | Active |  | 99:99:99:99:99:99 |  | Equipment | PAAR:00-PVAR | 10/31/2019 | 10/31/2019 | COOPER UNIVERSITY HOSPITAL |  |  | Performance Verification | WOT00000001042603 | KAREN GRUBER | Performance Verification | Closed | Richard Jolly | 10/31/2019 | 10/31/2019 | Performance Verification for WELCH ALLYN, INC. 30286049 21 17509640 | Initial Install of Performance Verification. Device is ready for patient use. |  |  | 10/31/2019 | 10/31/2019
|  | WELCH ALLYN, INC. | WELCH ALLYN, INC. SURETEMP PLUS 690 |  |  | EMERGENCY ROOM |  |  | excluded | 10/31/2019 |  |  |  |  | NO | NO |  |  |  |  | WELCH ALLYN, INC. 30286051 18086905 |  |  | Active |  | 99:99:99:99:99:99 |  | Equipment | PAAR:00-PVAR | 10/31/2019 | 10/31/2019 | COOPER UNIVERSITY HOSPITAL |  |  |  | WOT00000001162203 | KAREN GRUBER | Performance Verification | Closed | Richard Jolly | 10/31/2019 | 10/31/2019 | Performance Verification for WELCH ALLYN, INC. 30286051 18086905 | Initial Install of Performance Verification. Device is ready for patient use. |  |  | 10/31/2019 | 10/31/2019
|  | WELCH ALLYN, INC. | WELCH ALLYN, INC. SURETEMP PLUS 690 |  | 21 17509631 | EMERGENCY ROOM |  |  | excluded | 10/31/2019 |  |  |  |  | NO | NO |  |  |  |  | WELCH ALLYN, INC. 30286050 21 17509631 |  |  | Active |  | 99:99:99:99:99:99 |  | Equipment | PAAR:00-PVAR | 10/31/2019 | 10/31/2019 | COOPER UNIVERSITY HOSPITAL |  |  | Performance Verification | WOT00000001041213 | KAREN GRUBER | Performance Verification | Closed | Richard Jolly | 10/31/2019 | 10/31/2019 | Performance Verification for WELCH ALLYN, INC. 30286050 21 17509631 | Initial Install of Performance Verification. Device is ready for patient use. |  |  | 10/31/2019 | 10/31/2019
|  | WELCH ALLYN, INC. | WELCH ALLYN, INC. SURETEMP PLUS 690 |  | 21 16423737 | EMERGENCY ROOM |  |  | excluded | 10/31/2019 |  |  |  |  | NO | NO |  |  |  |  | WELCH ALLYN, INC. 30286048 21 16423737 |  |  | Active |  | 99:99:99:99:99:99 |  | Equipment | PAAR:00-PVAR | 10/31/2019 | 10/31/2019 | COOPER UNIVERSITY HOSPITAL |  |  |  | WOT00000001441799 | KAREN GRUBER | Performance Verification | Closed | Richard Jolly | 10/31/2019 | 10/31/2019 | Performance Verification for WELCH ALLYN, INC. 30286048 21 16423737 | Initial Install of Performance Verification. Device is ready for patient use. |  |  | 10/31/2019 | 10/31/2019
|  | WELCH ALLYN, INC. | WELCH ALLYN, INC. SURETEMP PLUS 690 |  | 21 16423901 | EMERGENCY ROOM |  |  | excluded | 10/31/2019 |  |  |  |  | NO | NO |  |  |  |  | WELCH ALLYN, INC. 30286047 21 16423901 |  |  | Active |  | 99:99:99:99:99:99 |  | Equipment | PAAR:00-PVAR | 10/31/2019 | 10/31/2019 | COOPER UNIVERSITY HOSPITAL |  |  | er | WOT00000001441842 | KAREN GRUBER | Performance Verification | Closed | Richard Jolly | 10/31/2019 | 10/31/2019 | Performance Verification for WELCH ALLYN, INC. 30286047 21 16423901 | Initial Install of Performance Verification. Device is ready for patient use. |  |  | 10/31/2019 | 10/31/2019
|  | WELCH ALLYN, INC. | WELCH ALLYN, INC. SURETEMP PLUS 690 |  | 21 17509696 | EMERGENCY ROOM |  |  | excluded | 10/31/2019 |  |  |  |  | NO | NO |  |  |  |  | WELCH ALLYN, INC. 30286043 21 17509696 |  |  | Active |  | 99:99:99:99:99:99 |  | Equipment | PAAR:00-PVAR | 10/31/2019 | 10/31/2019 | COOPER UNIVERSITY HOSPITAL |  |  | Performance Verification | WOT00000001049376 | KAREN GRUBER | Performance Verification | Closed | Richard Jolly | 10/31/2019 | 10/31/2019 | Performance Verification for WELCH ALLYN, INC. 30286043 21. 17509896 | Initial Install of Performance Verification. Device is ready for patient use. |  |  | 10/31/2019 | 10/31/2019
|  | WELCH ALLYN, INC. | WELCH ALLYN, INC. SURETEMP PLUS 690 |  | 21 17509647 | EMERGENCY ROOM |  |  | excluded | 10/31/2019 |  |  |  |  | NO | NO |  |  |  |  | WELCH ALLYN, INC. 30286041 21 17509647 |  |  | Active |  | 99:99:99:99:99:99 |  | Equipment | PAAR:00-PVAR | 10/31/2019 | 10/31/2019 | COOPER UNIVERSITY HOSPITAL |  |  | Performance Verification | WOT00000001041009 | KAREN GRUBER | Performance Verification | Closed | Richard Jolly | 10/31/2019 | 10/31/2019 | Performance Verification for WELCH ALLYN, INC. 30286041 21 17509647 | Initial Install of Performance Verification. Device is ready for patient use. |  |  | 10/31/2019 | 10/31/2019
|  | WELCH ALLYN, INC. | WELCH ALLYN, INC. SURETEMP PLUS 690 |  | 21 17509309 | EMERGENCY ROOM |  |  | excluded | 10/31/2019 |  |  |  |  | NO | NO |  |  |  |  | WELCH ALLYN, INC. 30286042 21 17509309 |  |  | Active |  | 99:99:99:99:99:99 |  | Equipment | PAAR:00-PVAR | 10/31/2019 | 10/31/2019 | COOPER UNIVERSITY HOSPITAL |  |  | Performance Verification | WOT00000001042523 | KAREN GRUBER | Performance Verification | Closed | Richard Jolly | 10/31/2019 | 10/31/2019 | Performance Verification for WELCH ALLYN, INC. 30286042 21 17509309 | Initial Install of Performance Verification. Device is ready for patient use. |  |  | 10/31/2019 | 10/31/2019
|  | WELCH ALLYN, INC. | WELCH ALLYN, INC. SURETEMP PLUS 690 |  |  | BUNKER HILL-SURGERY |  |  | excluded | 09/06/2007 |  |  |  |  | NO | NO |  |  |  |  | WELCH ALLYN, INC. 10366892 07151546 |  |  | Active |  | 99:99:99:99:99:99 |  | Equipment | PAAR:00-PVAR | 11/02/2019 |  | COOPER AMBULATORY OFF-SITES |  |  | Podiatry Nurses Station Closet |  | ANNE MAIER
|  | WELCH ALLYN, INC. | WELCH ALLYN, INC. SURETEMP PLUS 690 |  |  | EMERGENCY ROOM |  |  | excluded | 10/31/2019 |  |  |  |  | NO | NO |  |  |  |  | WELCH ALLYN, INC. 30286039 18087058 |  |  | Active |  | 99:99:99:99:99:99 |  | Equipment | PAAR:00-PVAR | 10/31/2019 | 10/31/2019 | COOPER UNIVERSITY HOSPITAL |  |  |  | WOT00000000921918 | KAREN GRUBER | Performance Verification | Closed | Richard Jolly | 10/31/2019 | 10/31/2019 | Performance Verification for WELCH ALLYN, INC. 30286039 18087058 | Initial Install of Performance Verification. Device is ready for patient use. |  |  | 10/31/2019 | 10/31/2019
|  | WELCH ALLYN, INC. | WELCH ALLYN, INC. SURETEMP PLUS 690 |  | 2 17509654 | EMERGENCY ROOM |  |  | excluded | 10/31/2019 |  |  |  |  | NO | NO |  |  |  |  | WELCH ALLYN, INC. 30286040 2 17509654 |  |  | Active |  | 99:99:99:99:99:99 |  | Equipment | PAAR:00-PVAR | 10/31/2019 | 10/31/2019 | COOPER UNIVERSITY HOSPITAL |  |  | Performance Verification | WOT00000001040885 | KAREN GRUBER | Performance Verification | Closed | Richard Jolly | 10/31/2019 | 10/31/2019 | Performance Verification for WELCH ALLYN, INC. 30286040 2 17509654 | Initial Install of Performance Verification. Device is ready for patient use. |  |  | 10/31/2019 | 10/31/2019
|  | WELCH ALLYN, INC. | WELCH ALLYN, INC. SURETEMP PLUS 690 |  |  | EMERGENCY ROOM |  |  | excluded | 10/31/2019 |  |  |  |  | NO | NO |  |  |  |  | WELCH ALLYN, INC. 30286011 18012054 |  |  | Active |  | 99:99:99:99:99:99 |  | Equipment | PAAR:00-PVAR | 10/31/2019 | 10/31/2019 | COOPER UNIVERSITY HOSPITAL |  |  | Performance Verification | WOT00000000644512 | KAREN GRUBER | Performance Verification | Closed | Richard Jolly | 10/31/2019 | 10/31/2019 | Performance Verification for WELCH ALLYN, INC. 30286011 18012054 | Initial Install of Performance Verification. Device is ready for patient use. |  |  | 10/31/2019 | 10/31/2019
|  | WELCH ALLYN, INC. | WELCH ALLYN, INC. SURETEMP PLUS 690 |  |  | EMERGENCY ROOM |  |  | excluded | 10/31/2019 |  |  |  |  | NO | NO |  |  |  |  | WELCH ALLYN, INC. 30286010 18040229 |  |  | Active |  | 99:99:99:99:99:99 |  | Equipment | PAAR:00-PVAR | 10/31/2019 | 10/31/2019 | COOPER UNIVERSITY HOSPITAL |  |  | Performance Verification | WOT00000000644551 | KAREN GRUBER | Performance Verification | Closed | Richard Jolly | 10/31/2019 | 10/31/2019 | Performance Verification for WELCH ALLYN, INC. 30286010 18040229 | Initial Install of Performance Verification. Device is ready for patient use. |  |  | 10/31/2019 | 10/31/2019
|  | WELCH ALLYN, INC. | WELCH ALLYN, INC. SURETEMP PLUS 690 |  |  | EMERGENCY ROOM |  |  | excluded | 10/31/2019 |  |  |  |  | NO | NO |  |  |  |  | WELCH ALLYN, INC. 30286009 18012063 |  |  | Active |  | 99:99:99:99:99:99 |  | Equipment | PAAR:00-PVAR | 10/31/2019 | 10/31/2019 | COOPER UNIVERSITY HOSPITAL |  |  | Performance Verification | WOT00000000644478 | KAREN GRUBER | Performance Verification | Closed | Richard Jolly | 10/31/2019 | 10/31/2019 | Performance Verification for WELCH ALLYN, INC. 30286009 18012063 | Initial Install of Performance Verification. Device is ready for patient use. |  |  | 10/31/2019 | 10/31/2019
|  | WELCH ALLYN, INC. | WELCH ALLYN, INC. SURETEMP PLUS 690 |  |  | EMERGENCY ROOM |  |  | excluded | 10/31/2019 |  |  |  |  | NO | NO |  |  |  |  | WELCH ALLYN, INC. 30286008 18040237 |  |  | Active |  | 99:99:99:99:99:99 |  | Equipment | PAAR:00-PVAR | 10/31/2019 | 10/31/2019 | COOPER UNIVERSITY HOSPITAL |  |  | Performance Verification | WOT00000000644535 | KAREN GRUBER | Performance Verification | Closed | Richard Jolly | 10/31/2019 | 10/31/2019 | Performance Verification for WELCH ALLYN, INC. 30286008 18040237 | Initial Install of Performance Verification. Device is ready for patient use. |  |  | 10/31/2019 | 10/31/2019
|  | WELCH ALLYN, INC. | WELCH ALLYN, INC. SURETEMP PLUS 690 |  | (21)19158164 | CHIP - 9 PAVILION |  |  | excluded | 10/31/2019 |  |  |  |  | NO | NO |  |  |  |  | WELCH ALLYN, INC. 30280051 (21)19158164 |  |  | Active |  |  |  | Equipment | PAAR:00-PVAR | 10/31/2019 | 10/31/2019 | COOPER UNIVERSITY HOSPITAL |  |  | Performance Verification | WOT00000003435693 | KIM HUMMEL | Performance Verification | Closed | Michael Youch | 10/31/2019 | 10/31/2019 | Performance Verification for WELCH ALLYN, INC. 30280051 (21)19158164 | Initial Install of Performance Verification. Device is ready for patient use. |  |  | 10/31/2019 | 10/31/2019
|  | WELCH ALLYN, INC. | WELCH ALLYN, INC. SURETEMP PLUS 690 |  | (21)19157746 | CHIP - 9 PAVILION |  |  | excluded | 10/31/2019 |  |  |  |  | NO | NO |  |  |  |  | WELCH ALLYN, INC. 30280050 (21)19157746 |  |  | Active |  |  |  | Equipment | PAAR:00-PVAR | 10/31/2019 | 10/31/2019 | COOPER UNIVERSITY HOSPITAL |  |  | Performance Verification | WOT00000003435691 | KIM HUMMEL | Performance Verification | Closed | Michael Youch | 10/31/2019 | 10/31/2019 | Performance Verification for WELCH ALLYN, INC. 30280050 (21)19157746 | Initial Install of Performance Verification. Device is ready for patient use. |  |  | 10/31/2019 | 10/31/2019
|  | WELCH ALLYN, INC. | WELCH ALLYN, INC. SURETEMP PLUS 690 |  | (21)19158070 | CHIP - 9 PAVILION |  |  | excluded | 10/31/2019 |  |  |  |  | NO | NO |  |  |  |  | WELCH ALLYN, INC. 30280048 (21)19158070 |  |  | Active |  |  |  | Equipment | PAAR:00-PVAR | 10/31/2019 | 10/31/2019 | COOPER UNIVERSITY HOSPITAL |  |  | Performance Verification | WOT00000003435687 | KIM HUMMEL | Performance Verification | Closed | Michael Youch | 10/31/2019 | 10/31/2019 | Performance Verification for WELCH ALLYN, INC. 30280048 (21)19158070 | Initial Install of Performance Verification. Device is ready for patient use. |  |  | 10/31/2019 | 10/31/2019
|  | WELCH ALLYN, INC. | WELCH ALLYN, INC. SURETEMP PLUS 690 |  | (21)19158003 | CHIP - 9 PAVILION |  |  | excluded | 10/31/2019 |  |  |  |  | NO | NO |  |  |  |  | WELCH ALLYN, INC. 30280049 (21)19158003 |  |  | Active |  |  |  | Equipment | PAAR:00-PVAR | 10/31/2019 | 10/31/2019 | COOPER UNIVERSITY HOSPITAL |  |  | Performance Verification | WOT00000003435689 | KIM HUMMEL | Performance Verification | Closed | Michael Youch | 10/31/2019 | 10/31/2019 | Performance Verification for WELCH ALLYN, INC. 30280049 (21)19158003 | Initial Install of Performance Verification. Device is ready for patient use. |  |  | 10/31/2019 | 10/31/2019
|  | WELCH ALLYN, INC. | WELCH ALLYN, INC. SURETEMP PLUS 690 |  | (21)19157737 | CHIP - 9 PAVILION |  |  | excluded | 10/31/2019 |  |  |  |  | NO | NO |  |  |  |  | WELCH ALLYN, INC. 30280046 (21)19157737 |  |  | Active |  |  |  | Equipment | PAAR:00-PVAR | 10/31/2019 | 10/31/2019 | COOPER UNIVERSITY HOSPITAL |  |  | Performance Verification | WOT00000003435677 | KIM HUMMEL | Performance Verification | Closed | Michael Youch | 10/31/2019 | 10/31/2019 | Performance Verification for WELCH ALLYN, INC. 30280046 (21)19157737 | Initial Install of Performance Verification. Device is ready for patient use. |  |  | 10/31/2019 | 10/31/2019
|  | WELCH ALLYN, INC. | WELCH ALLYN, INC. SURETEMP PLUS 690 |  | (21)19158331 | CHIP - 9 PAVILION |  |  | excluded | 10/31/2019 |  |  |  |  | NO | NO |  |  |  |  | WELCH ALLYN, INC. 30280047 (21)19158331 |  |  | Active |  |  |  | Equipment | PAAR:00-PVAR | 10/31/2019 | 10/31/2019 | COOPER UNIVERSITY HOSPITAL |  |  | Performance Verification | WOT00000003435683 | KIM HUMMEL | Performance Verification | Closed | Michael Youch | 10/31/2019 | 10/31/2019 | Performance Verification for WELCH ALLYN, INC. 30280047 (21)19158331 | Initial Install of Performance Verification. Device is ready for patient use. |  |  | 10/31/2019 | 10/31/2019
|  | WELCH ALLYN, INC. | WELCH ALLYN, INC. SURETEMP PLUS 690 |  | (21)19158161 | CHIP - 9 PAVILION |  |  | excluded | 10/31/2019 |  |  |  |  | NO | NO |  |  |  |  | WELCH ALLYN, INC. 30280045 (21)19158161 |  |  | Active |  |  |  | Equipment | PAAR:00-PVAR | 10/31/2019 | 10/31/2019 | COOPER UNIVERSITY HOSPITAL |  |  | Performance Verification | WOT00000003435675 | KIM HUMMEL | Performance Verification | Closed | Michael Youch | 10/31/2019 | 10/31/2019 | Performance Verification for WELCH ALLYN, INC. 30280045 (21)19158161 | Initial Install of Performance Verification. Device is ready for patient use. |  |  | 10/31/2019 | 10/31/2019
|  | WELCH ALLYN, INC. | WELCH ALLYN, INC. SURETEMP PLUS 690 |  | (21)19158436 | CHIP - 9 PAVILION |  |  | excluded | 10/31/2019 |  |  |  |  | NO | NO |  |  |  |  | WELCH ALLYN, INC. 30280044 (21)19158436 |  |  | Active |  |  |  | Equipment | PAAR:00-PVAR | 10/31/2019 | 10/31/2019 | COOPER UNIVERSITY HOSPITAL |  |  | Performance Verification | WOT00000003435674 | KIM HUMMEL | Performance Verification | Closed | Josh Harris | 10/31/2019 | 10/31/2019 | CEID Record Completion for WELCH ALLYN, INC. 30280044 (21)19158436 | Inventoried new unit. | EXP3641917 | Labor | 10/31/2019 | 10/31/2019 | Josh Harris
|  | WELCH ALLYN, INC. | WELCH ALLYN, INC. SURETEMP PLUS 690 |  | (21)19157691 | CHIP - 9 PAVILION |  |  | excluded | 10/31/2019 |  |  |  |  | NO | NO |  |  |  |  | WELCH ALLYN, INC. 30280042 (21)19157691 |  |  | Active |  |  |  | Equipment | PAAR:00-PVAR | 10/31/2019 | 10/31/2019 | COOPER UNIVERSITY HOSPITAL |  |  | Performance Verification | WOT00000003435668 | KIM HUMMEL | Performance Verification | Closed | Michael Youch | 10/31/2019 | 10/31/2019 | Performance Verification for WELCH ALLYN, INC. 30280042 (21)19157691 | Initial Install of Performance Verification. Device is ready for patient use. |  |  | 10/31/2019 | 10/31/2019
|  | WELCH ALLYN, INC. | WELCH ALLYN, INC. SURETEMP PLUS 690 |  | (21)19158336 | CHIP - 9 PAVILION |  |  | excluded | 10/31/2019 |  |  |  |  | NO | NO |  |  |  |  | WELCH ALLYN, INC. 30280043 (21)19158336 |  |  | Active |  |  |  | Equipment | PAAR:00-PVAR | 10/31/2019 | 10/31/2019 | COOPER UNIVERSITY HOSPITAL |  |  | Performance Verification | WOT00000003435670 | KIM HUMMEL | Performance Verification | Closed | Michael Youch | 10/31/2019 | 10/31/2019 | Performance Verification for WELCH ALLYN, INC. 30280043 (21)19158336 | Initial Install of Performance Verification. Device is ready for patient use. |  |  | 10/31/2019 | 10/31/2019
|  | WELCH ALLYN, INC. | WELCH ALLYN, INC. SURETEMP PLUS 690 |  | (21)19157742 | CHIP - 9 PAVILION |  |  | excluded | 10/31/2019 |  |  |  |  | NO | NO |  |  |  |  | WELCH ALLYN, INC. 30280040 (21)19157742 |  |  | Active |  |  |  | Equipment | PAAR:00-PVAR | 10/31/2019 | 10/31/2019 | COOPER UNIVERSITY HOSPITAL |  |  | Performance Verification | WOT00000003435663 | KIM HUMMEL | Performance Verification | Closed | Michael Youch | 10/31/2019 | 10/31/2019 | Performance Verification for WELCH ALLYN, INC. 30280040 (21)19157742 | Initial Install of Performance Verification. Device is ready for patient use. |  |  | 10/31/2019 | 10/31/2019
|  | WELCH ALLYN, INC. | WELCH ALLYN, INC. SURETEMP PLUS 690 |  | (21)19158170 | CHIP - 9 PAVILION |  |  | excluded | 10/31/2019 |  |  |  |  | NO | NO |  |  |  |  | WELCH ALLYN, INC. 30280041 (21)19158170 |  |  | Active |  |  |  | Equipment | PAAR:00-PVAR | 10/31/2019 | 10/31/2019 | COOPER UNIVERSITY HOSPITAL |  |  | Performance Verification | WOT00000003435665 | KIM HUMMEL | Performance Verification | Closed | Michael Youch | 10/31/2019 | 10/31/2019 | Performance Verification for WELCH ALLYN, INC. 30280041 (21)19158170 | Initial Install of Performance Verification. Device is ready for patient use. |  |  | 10/31/2019 | 10/31/2019
|  | WELCH ALLYN, INC. | WELCH ALLYN, INC. SURETEMP PLUS 690 |  | (21)19158083 | CHIP - 9 PAVILION |  |  | excluded | 10/31/2019 |  |  |  |  | NO | NO |  |  |  |  | WELCH ALLYN, INC. 30280039 (21)19158083 |  |  | Active |  |  |  | Equipment | PAAR:00-PVAR | 10/31/2019 | 10/31/2019 | COOPER UNIVERSITY HOSPITAL |  |  | Performance Verification | WOT00000003435657 | KIM HUMMEL | Performance Verification | Closed | Michael Youch | 10/31/2019 | 10/31/2019 | Performance Verification for WELCH ALLYN, INC. 30280039 (21)19158083 | Initial Install of Performance Verification. Device is ready for patient use. |  |  | 10/31/2019 | 10/31/2019
|  | WELCH ALLYN, INC. | WELCH ALLYN, INC. SURETEMP PLUS 690 |  | (21)19158332 | CHIP - 9 PAVILION |  |  | excluded | 10/31/2019 |  |  |  |  | NO | NO |  |  |  |  | WELCH ALLYN, INC. 30280038 (21)19158332 |  |  | Active |  |  |  | Equipment | PAAR:00-PVAR | 10/31/2019 | 10/31/2019 | COOPER UNIVERSITY HOSPITAL |  |  | Performance Verification | WOT00000003435655 | KIM HUMMEL | Performance Verification | Closed | Michael Youch | 10/31/2019 | 10/31/2019 | Performance Verification for WELCH ALLYN, INC. 30280038 (21)19158332 | Initial Install of Performance Verification. Device is ready for patient use. |  |  | 10/31/2019 | 10/31/2019
|  | WELCH ALLYN, INC. | WELCH ALLYN, INC. SURETEMP PLUS 690 |  | (21)19158347 | CHIP - 9 PAVILION |  |  | excluded | 10/31/2019 |  |  |  |  | NO | NO |  |  |  |  | WELCH ALLYN, INC. 30280037 (21)19158347 |  |  | Active |  |  |  | Equipment | PAAR:00-PVAR | 10/31/2019 | 10/31/2019 | COOPER UNIVERSITY HOSPITAL |  |  | Performance Verification | WOT00000003435653 | KIM HUMMEL | Performance Verification | Closed | Michael Youch | 10/31/2019 | 10/31/2019 | Performance Verification for WELCH ALLYN, INC. 30280037 (21)19158347 | Initial Install of Performance Verification. Device is ready for patient use. |  |  | 10/31/2019 | 10/31/2019
|  | WELCH ALLYN, INC. | WELCH ALLYN, INC. SURETEMP PLUS 690 |  | (21) 19276544 | 3 COOPER-CARDIAC DIAGNOSTIC CENTER |  |  | excluded | 11/21/2019 |  |  |  |  | NO | NO |  |  |  |  | WELCH ALLYN, INC. 30280030 (21) 19276544 |  |  | Active |  |  |  | Equipment | PAAR:00-PVAR | 11/21/2019 | 11/21/2019 | COOPER AMBULATORY OFF-SITES |  |  | Suite E - Exam E | WOT00000004359359 | CARLA TRUELL | Performance Verification | Completed | Stephen Zubrzycki | 11/21/2019 | 11/21/2019 | Performance Verification for WELCH ALLYN, INC. 30280030 (21) 19276544 | Initial Install of Performance Verification. Device is ready for patient use. |  |  | 11/21/2019 | 11/21/2019
|  | WELCH ALLYN, INC. | WELCH ALLYN, INC. SURETEMP PLUS 690 |  | (21) 19276980 | 3 COOPER-CARDIAC DIAGNOSTIC CENTER |  |  | excluded | 11/21/2019 |  |  |  |  | NO | NO |  |  |  |  | WELCH ALLYN, INC. 30280028 (21) 19276980 |  |  | Active |  |  |  | Equipment | PAAR:00-PVAR | 11/21/2019 | 11/21/2019 | COOPER AMBULATORY OFF-SITES |  |  | Suite 311 - Exam A | WOT00000004359280 | CARLA TRUELL | Performance Verification | Completed | Stephen Zubrzycki | 11/21/2019 | 11/21/2019 | Performance Verification for WELCH ALLYN, INC. 30280028 (21) 19276980 | Initial Install of Performance Verification. Device is ready for patient use. |  |  | 11/21/2019 | 11/21/2019
|  | WELCH ALLYN, INC. | WELCH ALLYN, INC. SURETEMP PLUS 690 |  | (21) 19276961 | 3 COOPER-CARDIAC DIAGNOSTIC CENTER |  |  | excluded | 11/21/2019 |  |  |  |  | NO | NO |  |  |  |  | WELCH ALLYN, INC. 30280026 (21) 19276961 |  |  | Active |  |  |  | Equipment | PAAR:00-PVAR | 11/21/2019 | 11/21/2019 | COOPER AMBULATORY OFF-SITES |  |  | Suite 311 - Exam B | WOT00000004359244 | CARLA TRUELL | Performance Verification | Completed | Stephen Zubrzycki | 11/21/2019 | 11/21/2019 | Performance Verification for WELCH ALLYN, INC. 30280026 (21) 19276961 | Initial Install of Performance Verification. Device is ready for patient use. |  |  | 11/21/2019 | 11/21/2019
|  | WELCH ALLYN, INC. | WELCH ALLYN, INC. SURETEMP PLUS 690 |  | (21) 19265475 | 3 COOPER-CARDIAC DIAGNOSTIC CENTER |  |  | excluded | 11/21/2019 |  |  |  |  | NO | NO |  |  |  |  | WELCH ALLYN, INC. 30280024 (21) 19265475 |  |  | Active |  |  |  | Equipment | PAAR:00-PVAR | 11/21/2019 | 11/21/2019 | COOPER AMBULATORY OFF-SITES |  |  | Suite 311 - Exam C | WOT00000004359199 | CARLA TRUELL | Performance Verification | Completed | Stephen Zubrzycki | 11/21/2019 | 11/21/2019 | Performance Verification for WELCH ALLYN, INC. 30280024 (21) 19265475 | Initial Install of Performance Verification. Device is ready for patient use. |  |  | 11/21/2019 | 11/21/2019
|  | WELCH ALLYN, INC. | WELCH ALLYN, INC. SURETEMP PLUS 690 |  | (21) 19276972 | 3 COOPER-CARDIAC DIAGNOSTIC CENTER |  |  | excluded | 11/21/2019 |  |  |  |  | NO | NO |  |  |  |  | WELCH ALLYN, INC. 30280022 (21) 19276972 |  |  | Active |  |  |  | Equipment | PAAR:00-PVAR | 11/21/2019 | 11/21/2019 | COOPER AMBULATORY OFF-SITES |  |  | Suite 311 - Exam D | WOT00000004359143 | CARLA TRUELL | Performance Verification | Completed | Stephen Zubrzycki | 11/21/2019 | 11/21/2019 | Performance Verification for WELCH ALLYN, INC. 30280022 (21) 19276972 | Initial Install of Performance Verification. Device is ready for patient use. |  |  | 11/21/2019 | 11/21/2019
|  | WELCH ALLYN, INC. | WELCH ALLYN, INC. SURETEMP PLUS 690 |  | (21) 19233458 | 3 COOPER-CARDIAC DIAGNOSTIC CENTER |  |  | excluded | 11/21/2019 |  |  |  |  | NO | NO |  |  |  |  | WELCH ALLYN, INC. 30280020 (21) 19233458 |  |  | Active |  |  |  | Equipment | PAAR:00-PVAR | 11/21/2019 | 11/21/2019 | COOPER AMBULATORY OFF-SITES |  |  | Suite 311 - Exam F | WOT00000004359102 | CARLA TRUELL | Performance Verification | Completed | Stephen Zubrzycki | 11/21/2019 | 11/21/2019 | Performance Verification for WELCH ALLYN, INC. 30280020 (21) 19233458 | Initial Install of Performance Verification. Device is ready for patient use. |  |  | 11/21/2019 | 11/21/2019
|  | WELCH ALLYN, INC. | WELCH ALLYN, INC. SURETEMP PLUS 690 |  |  | MD ANDERSON INPATIENT ONCOLOGY |  |  | excluded | 10/31/2019 |  |  |  |  | NO | NO |  |  |  |  | WELCH ALLYN, INC. 30244842 16161318 |  |  | Active |  | 99:99:99:99:99:99 |  | Equipment | PAAR:00-PVAR | 10/31/2019 | 10/31/2019 | COOPER UNIVERSITY HOSPITAL |  |  | P519 | WOT00000000954751 | MIRIAM ZIEGLER | Performance Verification | Closed | Stephen Zubrzycki | 10/31/2019 | 10/31/2019 | Performance Verification for WELCH ALLYN, INC. 30244842 16161318 | Initial Install of Performance Verification. Device is ready for patient use. |  |  | 10/31/2019 | 10/31/2019
|  | WELCH ALLYN, INC. | WELCH ALLYN, INC. SURETEMP PLUS 690 |  |  | KINGS HIGHWAY-MEDICINE |  |  | excluded | 12/13/2006 |  |  |  |  | NO | NO |  |  |  |  | WELCH ALLYN, INC. 10366292 05036206 |  |  | Active |  | 99:99:99:99:99:99 |  | Equipment | PAAR:00-PVAR | 11/02/2019 |  | COOPER AMBULATORY OFF-SITES |  |  | SUITE 203 |  | CHRISTINE MULLER
|  | WELCH ALLYN, INC. | WELCH ALLYN, INC. SURETEMP PLUS 690 |  |  | MOORESTOWN-FAMILY MEDICINE |  |  | excluded | 05/28/2009 |  |  |  |  | NO | NO |  |  |  |  | WELCH ALLYN, INC. 10366186 07192656 |  |  | Active |  | 99:99:99:99:99:99 |  | Equipment | PAAR:00-PVAR | 11/02/2019 |  | COOPER AMBULATORY OFF-SITES |  |  | Exam 7 |  | LYNNE DEJOSEPH
|  | WELCH ALLYN, INC. | WELCH ALLYN, INC. SURETEMP PLUS 690 |  |  | MOORESTOWN-FAMILY MEDICINE |  |  | excluded | 01/01/1900 |  |  |  |  | NO | NO |  |  |  |  | WELCH ALLYN, INC. 10366207 14171136 |  |  | Active |  | 99:99:99:99:99:99 |  | Equipment | PAAR:00-PVAR | 11/02/2019 |  | COOPER AMBULATORY OFF-SITES |  |  | EXAM 5 |  | LYNNE DEJOSEPH
|  | WELCH ALLYN, INC. | WELCH ALLYN, INC. SURETEMP PLUS 690 |  |  | MOORESTOWN-FAMILY MEDICINE |  |  | excluded | 05/28/2009 |  |  |  |  | NO | NO |  |  |  |  | WELCH ALLYN, INC. 10366202 08330118 |  |  | Active |  | 99:99:99:99:99:99 |  | Equipment | PAAR:00-PVAR | 11/02/2019 |  | COOPER AMBULATORY OFF-SITES |  |  | EXAM 2 |  | LYNNE DEJOSEPH
|  | WELCH ALLYN, INC. | WELCH ALLYN, INC. SURETEMP PLUS 690 |  |  | MOORESTOWN-FAMILY MEDICINE |  |  | excluded | 05/28/2009 |  |  |  |  | NO | NO |  |  |  |  | WELCH ALLYN, INC. 10366196 08472629 |  |  | Active |  | 99:99:99:99:99:99 |  | Equipment | PAAR:00-PVAR | 11/02/2019 |  | COOPER AMBULATORY OFF-SITES |  |  | exam 3 |  | LYNNE DEJOSEPH
|  | WELCH ALLYN, INC. | WELCH ALLYN, INC. SURETEMP PLUS 690 |  |  | MOORESTOWN-FAMILY MEDICINE |  |  | excluded | 05/28/2009 |  |  |  |  | NO | NO |  |  |  |  | WELCH ALLYN, INC. 10366193 07458787 |  |  | Active |  | 99:99:99:99:99:99 |  | Equipment | PAAR:00-PVAR | 11/02/2019 |  | COOPER AMBULATORY OFF-SITES |  |  | exam 4 | 0012503375 | LYNNE DEJOSEPH | Repair | Closed | Kirk Lis | 12/13/2017 | 12/14/2017 | THERMOMETER - MALFUNCTION MESSAGE, E5 - COOPER MOOR FAMILY MEDICINE | 12/14/2017 9:38:54 AM KALIS (KALIS 12/13/2017 12:00 AM) INSTRUCTED MA ON PROCEDURE ON ORDERING AND FOR REPLACING PROBE | 6ACFC68D-58DE-4545-90C7-03A91792A7C4 | Labor | 12/13/2017 | 12/13/2017 | Kirk Lis
|  | WELCH ALLYN, INC. | WELCH ALLYN, INC. SURETEMP PLUS 690 |  |  | MOORESTOWN-FAMILY MEDICINE |  |  | excluded | 05/28/2009 |  |  |  |  | NO | NO |  |  |  |  | WELCH ALLYN, INC. 10366183 08322341 |  |  | Active |  | 99:99:99:99:99:99 |  | Equipment | PAAR:00-PVAR | 11/02/2019 |  | COOPER AMBULATORY OFF-SITES |  |  | EXAM 6 | 0011502911 | LYNNE DEJOSEPH | Repair | Closed | Kirk Lis | 04/21/2017 | 04/26/2017 | THERMOMETER - BROKEN - MOORSTOWN FAM MED SUITE 503 110 MARTYR AVENUE | 4/26/2017 12:57:18 PM KALIS (KALIS 4/26/2017 12:00 AM) TRAVEL TIME (KALIS 4/26/2017 12:00 AM) FOUND PLASTIC PROBE SLEEVE CONNECTOR BROKEN ON PROBE. RESECURED BROKEN SECTION & GAVE MANAGER PART # FOR NEW ORAL PROBE. | 754060DF-268E-47F2-92D2-8CFDBD7DBD8D | Labor | 04/26/2017 | 04/26/2017 | Kirk Lis
|  | WELCH ALLYN, INC. | WELCH ALLYN, INC. SURETEMP PLUS 690 |  |  | MAPLE SHADE-FAMILY MEDICINE |  |  | excluded | 01/01/1900 |  |  |  |  | NO | NO |  |  |  |  | WELCH ALLYN, INC. 10366171 14213721 |  |  | Active |  | 99:99:99:99:99:99 |  | Equipment | PAAR:00-PVAR | 11/02/2019 |  | COOPER AMBULATORY OFF-SITES |  |  | MOVES |  | ANDREA GRAHAM
|  | WELCH ALLYN, INC. | WELCH ALLYN, INC. SURETEMP PLUS 690 |  |  | MOORESTOWN-PEDIATRICS |  |  | excluded | 08/27/2014 |  |  |  |  | NO | NO |  |  |  |  | WELCH ALLYN, INC. 10366147 14301284 |  |  | Active |  | 99:99:99:99:99:99 |  | Equipment | PAAR:00-PVAR | 11/01/2019 |  | COOPER AMBULATORY OFF-SITES |  |  | Triage |  | MAUREEN OBRIEN
|  | WELCH ALLYN, INC. | WELCH ALLYN, INC. SURETEMP PLUS 690 |  |  | MOORESTOWN-PEDIATRICS |  |  | excluded | 08/27/2014 |  |  |  |  | NO | NO |  |  |  |  | WELCH ALLYN, INC. 10366142 14260511 |  |  | Active |  | 99:99:99:99:99:99 |  | Equipment | PAAR:00-PVAR | 11/01/2019 |  | COOPER AMBULATORY OFF-SITES |  |  | EXAM 6 |  | MAUREEN OBRIEN
|  | WELCH ALLYN, INC. | WELCH ALLYN, INC. SURETEMP PLUS 690 |  |  | MOORESTOWN-PEDIATRICS |  |  | excluded | 08/27/2014 |  |  |  |  | NO | NO |  |  |  |  | WELCH ALLYN, INC. 10366140 14260488 |  |  | Active |  | 99:99:99:99:99:99 |  | Equipment | PAAR:00-PVAR | 11/02/2019 |  | COOPER AMBULATORY OFF-SITES |  |  | EXAM 5 |  | MAUREEN OBRIEN
|  | WELCH ALLYN, INC. | WELCH ALLYN, INC. SURETEMP PLUS 690 |  |  | MOORESTOWN-PEDIATRICS |  |  | excluded | 08/27/2014 |  |  |  |  | NO | NO |  |  |  |  | WELCH ALLYN, INC. 10366138 14260486 |  |  | Active |  | 99:99:99:99:99:99 |  | Equipment | PAAR:00-PVAR | 11/01/2019 |  | COOPER AMBULATORY OFF-SITES |  |  | exam 4 |  | MAUREEN OBRIEN
|  | WELCH ALLYN, INC. | WELCH ALLYN, INC. SURETEMP PLUS 690 |  |  | MOORESTOWN-PEDIATRICS |  |  | excluded | 08/27/2014 |  |  |  |  | NO | NO |  |  |  |  | WELCH ALLYN, INC. 10366136 14260512 |  |  | Active |  | 99:99:99:99:99:99 |  | Equipment | PAAR:00-PVAR | 11/02/2019 |  | COOPER AMBULATORY OFF-SITES |  |  | exam 3 |  | MAUREEN OBRIEN
|  | WELCH ALLYN, INC. | WELCH ALLYN, INC. SURETEMP PLUS 690 |  |  | MOORESTOWN-PEDIATRICS |  |  | excluded | 08/27/2014 |  |  |  |  | NO | NO |  |  |  |  | WELCH ALLYN, INC. 10366134 14260491 |  |  | Active |  | 99:99:99:99:99:99 |  | Equipment | PAAR:00-PVAR | 11/01/2019 |  | COOPER AMBULATORY OFF-SITES |  |  | EXAM 2 |  | MAUREEN OBRIEN
|  | WELCH ALLYN, INC. | WELCH ALLYN, INC. SURETEMP PLUS 690 |  |  | MOORESTOWN-PEDIATRICS |  |  | excluded | 08/27/2014 |  |  |  |  | NO | NO |  |  |  |  | WELCH ALLYN, INC. 10366132 14260492 |  |  | Active |  | 99:99:99:99:99:99 |  | Equipment | PAAR:00-PVAR | 11/02/2019 |  | COOPER AMBULATORY OFF-SITES |  |  | EXAM 1 |  | MAUREEN OBRIEN
|  | WELCH ALLYN, INC. | WELCH ALLYN, INC. SURETEMP PLUS 690 |  |  | 1050 KINGS HIGHWAY-MEDICINE |  |  | excluded | 01/01/1900 |  |  |  |  | NO | NO |  |  |  |  | WELCH ALLYN, INC. 10366060 04363616 |  |  | Active |  | 99:99:99:99:99:99 |  | Equipment | PAAR:00-PVAR | 11/02/2019 |  | COOPER AMBULATORY OFF-SITES |  |  | exam 3 |  | Leah Willis
|  | WELCH ALLYN, INC. | WELCH ALLYN, INC. SURETEMP PLUS 690 |  |  | 1050 KINGS HIGHWAY-MEDICINE |  |  | excluded | 01/07/2009 |  |  |  |  | NO | NO |  |  |  |  | WELCH ALLYN, INC. 10366047 05177723 |  |  | Active |  | 99:99:99:99:99:99 |  | Equipment | PAAR:00-PVAR | 11/02/2019 |  | COOPER AMBULATORY OFF-SITES |  |  | EXAM 5 |  | Leah Willis
|  | WELCH ALLYN, INC. | WELCH ALLYN, INC. SURETEMP PLUS 690 |  |  | 1050 KINGS HIGHWAY-MEDICINE |  |  | excluded | 03/08/2006 |  |  |  |  | NO | NO |  |  |  |  | WELCH ALLYN, INC. 10366038 05325669 |  |  | Active |  | 99:99:99:99:99:99 |  | Equipment | PAAR:00-PVAR | 11/02/2019 |  | COOPER AMBULATORY OFF-SITES |  |  | exam 4 |  | Leah Willis
|  | WELCH ALLYN, INC. | WELCH ALLYN, INC. SURETEMP PLUS 690 |  |  | 1050 KINGS HIGHWAY-MEDICINE |  |  | excluded | 03/08/2006 |  |  |  |  | NO | NO |  |  |  |  | WELCH ALLYN, INC. 10366036 04502038 |  |  | Active |  | 99:99:99:99:99:99 |  | Equipment | PAAR:00-PVAR | 11/02/2019 |  | COOPER AMBULATORY OFF-SITES |  |  | EXAM 2 |  | Leah Willis
|  | WELCH ALLYN, INC. | WELCH ALLYN, INC. SURETEMP PLUS 690 |  |  | BURLINGTON OB/GYN |  |  | excluded | 01/01/1900 |  |  |  |  | NO | NO |  |  |  |  | WELCH ALLYN, INC. 10365984 14171143 |  |  | Active |  | 99:99:99:99:99:99 |  | Equipment | PAAR:00-PVAR | 11/01/2019 |  | COOPER AMBULATORY OFF-SITES |  |  | NURSES STATION |  | Carey Myers
|  | WELCH ALLYN, INC. | WELCH ALLYN, INC. SURETEMP PLUS 690 |  |  | BURLINGTON OUTPATIENT PEDIATRICS |  |  | excluded | 01/31/2008 |  |  |  |  | NO | NO |  |  |  |  | WELCH ALLYN, INC. 10366000 06355077 |  |  | Active |  | 99:99:99:99:99:99 |  | Equipment | PAAR:00-PVAR | 11/02/2019 |  | COOPER AMBULATORY OFF-SITES |  |  | NURSES STATION |  | CHARMAINE RHETT
|  | WELCH ALLYN, INC. | WELCH ALLYN, INC. SURETEMP PLUS 690 |  |  | BURLINGTON OUTPATIENT PEDIATRICS |  |  | excluded | 01/31/2008 |  |  |  |  | NO | NO |  |  |  |  | WELCH ALLYN, INC. 10365997 07497455 |  |  | Active |  | 99:99:99:99:99:99 |  | Equipment | PAAR:00-PVAR | 11/02/2019 |  | COOPER AMBULATORY OFF-SITES |  |  | NURSES STATION |  | CHARMAINE RHETT
|  | WELCH ALLYN, INC. | WELCH ALLYN, INC. SURETEMP PLUS 690 |  |  | 127 CHURCH - SURGERY |  |  | excluded | 01/01/1900 |  |  |  |  | NO | NO |  |  |  |  | WELCH ALLYN, INC. 10365958 12410835 |  |  | Active |  | 99:99:99:99:99:99 |  | Equipment | PAAR:00-PVAR | 11/02/2019 |  | COOPER AMBULATORY OFF-SITES |  |  | NURSES STATION |  | Carmen Rivera
|  | WELCH ALLYN, INC. | WELCH ALLYN, INC. SURETEMP PLUS 690 |  |  | MULTI SPECIALTY CARE AT MARLTON |  |  | excluded | 06/14/2006 |  |  |  |  | NO | NO |  |  |  |  | WELCH ALLYN, INC. 10365904 05262907 |  |  | Active |  | 99:99:99:99:99:99 |  | Equipment | PAAR:00-PVAR | 11/02/2019 |  | COOPER AMBULATORY OFF-SITES |  |  | NURSES STATION |  | SUSAN MAKO
|  | WELCH ALLYN, INC. | WELCH ALLYN, INC. SURETEMP PLUS 690 |  |  | 127 CHURCH - OB/GYN |  |  | excluded | 01/01/1900 |  |  |  |  | NO | NO |  |  |  |  | WELCH ALLYN, INC. 10365905 14380052 |  |  | Active |  | 99:99:99:99:99:99 |  | Equipment | PAAR:00-PVAR | 11/01/2019 |  | COOPER AMBULATORY OFF-SITES |  |  | NURSES STATION |  | Shannan Friel
|  | WELCH ALLYN, INC. | WELCH ALLYN, INC. SURETEMP PLUS 690 |  |  | BRACE ROAD-MEDICINE |  |  | excluded | 06/21/2002 |  |  |  |  | NO | NO |  |  |  |  | WELCH ALLYN, INC. 10365877 06024835 |  |  | Active |  | 99:99:99:99:99:99 |  | Equipment | PAAR:00-PVAR | 11/02/2019 |  | COOPER AMBULATORY OFF-SITES |  |  | INTERNAL MEDICINE HALLWAY |  | Cheryl Peck
|  | WELCH ALLYN, INC. | WELCH ALLYN, INC. SURETEMP PLUS 690 |  |  | BRACE ROAD-MEDICINE |  |  | excluded | 01/01/1900 |  |  |  |  | NO | NO |  |  |  |  | WELCH ALLYN, INC. 10365878 12080143 |  |  | Active |  | 99:99:99:99:99:99 |  | Equipment | PAAR:00-PVAR | 11/02/2019 |  | COOPER AMBULATORY OFF-SITES |  |  | INTERNAL MEDICINE HALLWAY |  | Cheryl Peck
|  | WELCH ALLYN, INC. | WELCH ALLYN, INC. SURETEMP PLUS 690 |  |  | BRACE ROAD-MEDICINE |  |  | excluded | 01/01/1900 |  |  |  |  | NO | NO |  |  |  |  | WELCH ALLYN, INC. 10365852 13031860 |  |  | Active |  | 99:99:99:99:99:99 |  | Equipment | PAAR:00-PVAR | 11/01/2019 |  | COOPER AMBULATORY OFF-SITES |  |  | NEUROLOGY EMG1 |  | Cheryl Peck
|  | WELCH ALLYN, INC. | WELCH ALLYN, INC. SURETEMP PLUS 690 |  |  | BRACE ROAD-MEDICINE |  |  | excluded | 01/01/1900 |  |  |  |  | NO | NO |  |  |  |  | WELCH ALLYN, INC. 10365851 13031855 |  |  | Active |  | 99:99:99:99:99:99 |  | Equipment | PAAR:00-PVAR | 11/02/2019 |  | COOPER AMBULATORY OFF-SITES |  |  | Neurology EMG2 |  | Cheryl Peck
|  | WELCH ALLYN, INC. | WELCH ALLYN, INC. SURETEMP PLUS 690 |  |  | HADDON HEIGHTS-FAMILY MEDICINE |  |  | excluded | 09/09/2008 |  |  |  |  | NO | NO |  |  |  |  | WELCH ALLYN, INC. 10365801 05234394 |  |  | Active |  | 99:99:99:99:99:99 |  | Equipment | PAAR:00-PVAR | 11/02/2019 |  | COOPER AMBULATORY OFF-SITES |  |  | NURSES STATION |  | KELLIE STOUT
|  | WELCH ALLYN, INC. | WELCH ALLYN, INC. SURETEMP PLUS 690 |  |  | HADDON HEIGHTS-FAMILY MEDICINE |  |  |  | 06/18/2009 |  |  |  |  | NO | NO |  |  |  |  | WELCH ALLYN, INC. 10365792 0843768 |  |  | Disposition |  |  |  | Equipment | PAAR:00-PVAR | 11/02/2019 |  | COOPER AMBULATORY OFF-SITES |  |  | DISPOSITION |  | KELLIE STOUT
|  | WELCH ALLYN, INC. | WELCH ALLYN, INC. SURETEMP PLUS 690 |  |  | SICKLERVILLE-URGENT CARE |  |  | excluded | 01/01/1900 |  |  |  |  | NO | NO |  |  |  |  | WELCH ALLYN, INC. 10365782 4340968 |  |  | Active |  | 99:99:99:99:99:99 |  | Equipment | PAAR:00-PVAR | 11/02/2019 |  | COOPER AMBULATORY OFF-SITES |  |  | NURSES STATION |  | DR. BENDESKY
|  | WELCH ALLYN, INC. | WELCH ALLYN, INC. SURETEMP PLUS 690 |  |  | SICKLERVILLE-URGENT CARE |  |  | excluded | 01/01/1900 |  |  |  |  | NO | NO |  |  |  |  | WELCH ALLYN, INC. 10365783 14281285 |  |  | Active |  | 99:99:99:99:99:99 |  | Equipment | PAAR:00-PVAR | 10/31/2019 |  | COOPER AMBULATORY OFF-SITES |  |  | NURSES STATION |  | DR. BENDESKY
|  | WELCH ALLYN, INC. | WELCH ALLYN, INC. SURETEMP PLUS 690 |  |  | VOORHEES SURGERY CENTER-HEM/ONC |  |  | excluded | 01/01/1900 |  |  |  |  | NO | NO |  |  |  |  | WELCH ALLYN, INC. 10365554 13290066 |  |  | Active |  | 99:99:99:99:99:99 |  | Equipment | PAAR:00-PVAR | 11/02/2019 |  | COOPER AMBULATORY OFF-SITES |  |  | Infusion - Nurses Station | 0011794596 | MEGAN MCCAFFERTY | Repair | Closed | Josh Harris | 06/26/2017 | 07/14/2017 | THERMOMETER - GETTING ERROR E5.0 - INFUSION CENTER BUILDING 1 SUITE M | 7/14/2017 9:06:07 AM KALIS (KALIS 7/12/2017 12:00 AM) TRAVEL TIME (KALIS 7/12/2017 12:00 AM) CONFERRED WITH SHEILA TAGLAN ON ISSUE. SHE SAID UNIT WAS REPAIRED. IT WAS CLOSED OUT UNDER ANOTHER WORK ORDER. (KALIS 7/14/2017 12:00 AM) DOCUMENTATION | 631F013C-8318-44AE-94CD-0AE1D35D3BF1 | Labor | 07/12/2017 | 07/12/2017 | Kirk Lis
|  | WELCH ALLYN, INC. | WELCH ALLYN, INC. SURETEMP PLUS 690 |  |  | EMERGENCY ROOM |  |  | excluded | 10/31/2019 |  |  |  |  | NO | NO |  |  |  |  | WELCH ALLYN, INC. 30236365 2118144347 |  |  | Active |  | 99:99:99:99:99:99 |  | Equipment | PAAR:00-PVAR | 10/31/2019 | 10/31/2019 | COOPER UNIVERSITY HOSPITAL |  |  | Performance Verification | WOT00000001698008 | KAREN GRUBER | Performance Verification | Closed | Richard Jolly | 10/31/2019 | 10/31/2019 | Performance Verification for WELCH ALLYN, INC. 30236365 2118144347 | Initial Install of Performance Verification. Device is ready for patient use. |  |  | 10/31/2019 | 10/31/2019
|  | WELCH ALLYN, INC. | WELCH ALLYN, INC. SURETEMP PLUS 690 |  | 21. 18090148 | EMERGENCY ROOM |  |  | excluded | 10/31/2019 |  |  |  |  | NO | NO |  |  |  |  | WELCH ALLYN, INC. 30236366 21. 18090148 |  |  | Active |  | 99:99:99:99:99:99 |  | Equipment | PAAR:00-PVAR | 10/31/2019 | 10/31/2019 | COOPER UNIVERSITY HOSPITAL |  |  | Performance Verification | WOT00000001698035 | KAREN GRUBER | Performance Verification | Closed | Richard Jolly | 10/31/2019 | 10/31/2019 | Performance Verification for WELCH ALLYN, INC. 30236366 21. 18090148 | Initial Install of Performance Verification. Device is ready for patient use. |  |  | 10/31/2019 | 10/31/2019
|  | WELCH ALLYN, INC. | WELCH ALLYN, INC. SURETEMP PLUS 690 |  |  | EMERGENCY ROOM |  |  | excluded | 10/31/2019 |  |  |  |  | NO | NO |  |  |  |  | WELCH ALLYN, INC. 30225184 2118087027 |  |  | Active |  |  |  | Equipment | PAAR:00-PVAR | 10/31/2019 | 10/31/2019 | COOPER UNIVERSITY HOSPITAL |  |  | Performance Verification | WOT00000002571207 | KAREN GRUBER | Performance Verification | Closed | Richard Jolly | 10/31/2019 | 10/31/2019 | Performance Verification for WELCH ALLYN, INC. 30225184 2118087027 | Initial Install of Performance Verification. Device is ready for patient use. |  |  | 10/31/2019 | 10/31/2019
|  | WELCH ALLYN, INC. | WELCH ALLYN, INC. SURETEMP PLUS 690 |  |  | TRAUMA ADMIT |  |  | excluded | 04/01/2009 |  |  |  |  | NO | NO |  |  |  |  | WELCH ALLYN, INC. 10365437 08331572 |  |  | Active |  | 99:99:99:99:99:99 |  | Equipment | PAAR:00-PVAR | 11/02/2019 |  | COOPER UNIVERSITY HOSPITAL |  |  | ED TRUMA ROOMS | WOT00000000536880 | Diane Floyd | Disposition | Closed | Richard Jolly | 02/09/2018 | 05/23/2019 | Bulk Disposition CNL | Notification sent to technician and manager that this CEID has been marked as Could Not Locate (CNL). 33% SLA Warning: Notification sent to technician and manager that this CEID has been marked as Could Not Locate (CNL) for 30 days. 66% SLA Warning: Notification sent to technician and manager that this CEID has been marked as Could Not Locate (CNL) for 60 days. 99% SLA Warning: Notification sent to technician and manager that this CEID has been marked as Could Not Locate (CNL) for 90 days.
|  | WELCH ALLYN, INC. | WELCH ALLYN, INC. SURETEMP PLUS 690 |  |  | INTENSIVE CARE UNIT |  |  | excluded | 08/11/2011 |  |  |  |  | NO | NO |  |  |  |  | WELCH ALLYN, INC. 10365431 08331534 |  |  | Active |  | 99:99:99:99:99:99 |  | Equipment | PAAR:00-PVAR | 11/02/2019 |  | COOPER UNIVERSITY HOSPITAL |  |  | ICU | WOT00000000536879 | CAROLYN RUMELL | Disposition | Closed | Richard Jolly | 02/09/2018 | 05/15/2019 | Bulk Disposition CNL | Notification sent to technician and manager that this CEID has been marked as Could Not Locate (CNL). 33% SLA Warning: Notification sent to technician and manager that this CEID has been marked as Could Not Locate (CNL) for 30 days. 66% SLA Warning: Notification sent to technician and manager that this CEID has been marked as Could Not Locate (CNL) for 60 days. 99% SLA Warning: Notification sent to technician and manager that this CEID has been marked as Could Not Locate (CNL) for 90 days.
|  | WELCH ALLYN, INC. | WELCH ALLYN, INC. SURETEMP PLUS 690 |  |  | EMERGENCY ROOM |  |  | excluded | 06/23/2008 |  |  |  |  | NO | NO |  |  |  |  | WELCH ALLYN, INC. 10365420 08331570 |  |  | Active |  | 99:99:99:99:99:99 |  | Equipment | PAAR:00-PVAR | 11/02/2019 |  | COOPER UNIVERSITY HOSPITAL |  |  | ER |  | KAREN GRUBER
|  | WELCH ALLYN, INC. | WELCH ALLYN, INC. SURETEMP PLUS 690 |  |  | INTENSIVE CARE UNIT |  |  |  | 08/11/2011 |  |  |  |  | NO | NO |  |  |  |  | WELCH ALLYN, INC. 10365153 08331577 |  |  | Disposition |  |  |  | Equipment | PAAR:00-PVAR | 11/02/2019 |  | COOPER UNIVERSITY HOSPITAL |  |  | ICU |  | CAROLYN RUMELL
|  | WELCH ALLYN, INC. | WELCH ALLYN, INC. SURETEMP PLUS 690 |  |  | INTENSIVE CARE UNIT |  |  | excluded | 08/11/2011 |  |  |  |  | NO | NO |  |  |  |  | WELCH ALLYN, INC. 10365116 08331553 |  |  | Active |  | 99:99:99:99:99:99 |  | Equipment | PAAR:00-PVAR | 11/02/2019 |  | COOPER UNIVERSITY HOSPITAL |  |  | ICU |  | CAROLYN RUMELL
|  | WELCH ALLYN, INC. | WELCH ALLYN, INC. SURETEMP PLUS 690 |  |  | INTENSIVE CARE UNIT |  |  | excluded | 08/11/2011 |  |  |  |  | NO | NO |  |  |  |  | WELCH ALLYN, INC. 10365090 08331544 |  |  | Active |  | 99:99:99:99:99:99 |  | Equipment | PAAR:00-PVAR | 11/02/2019 |  | COOPER UNIVERSITY HOSPITAL |  |  | ICU | WOT00000000536869 | CAROLYN RUMELL | Disposition | Closed | Richard Jolly | 02/09/2018 | 05/15/2019 | Bulk Disposition CNL | Notification sent to technician and manager that this CEID has been marked as Could Not Locate (CNL). 33% SLA Warning: Notification sent to technician and manager that this CEID has been marked as Could Not Locate (CNL) for 30 days. 66% SLA Warning: Notification sent to technician and manager that this CEID has been marked as Could Not Locate (CNL) for 60 days. 99% SLA Warning: Notification sent to technician and manager that this CEID has been marked as Could Not Locate (CNL) for 90 days.
|  | WELCH ALLYN, INC. | WELCH ALLYN, INC. SURETEMP PLUS 690 |  |  | INTENSIVE CARE UNIT |  |  | excluded | 08/11/2011 |  |  |  |  | NO | NO |  |  |  |  | WELCH ALLYN, INC. 10365076 08331539 |  |  | Active |  | 99:99:99:99:99:99 |  | Equipment | PAAR:00-PVAR | 11/02/2019 |  | COOPER UNIVERSITY HOSPITAL |  |  | ICU | WOT00000000536868 | CAROLYN RUMELL | Disposition | Closed | Richard Jolly | 02/09/2018 | 05/21/2019 | Bulk Disposition CNL | Notification sent to technician and manager that this CEID has been marked as Could Not Locate (CNL). 33% SLA Warning: Notification sent to technician and manager that this CEID has been marked as Could Not Locate (CNL) for 30 days. 66% SLA Warning: Notification sent to technician and manager that this CEID has been marked as Could Not Locate (CNL) for 60 days. 99% SLA Warning: Notification sent to technician and manager that this CEID has been marked as Could Not Locate (CNL) for 90 days.
|  | WELCH ALLYN, INC. | WELCH ALLYN, INC. SURETEMP PLUS 690 |  |  | INTENSIVE CARE UNIT |  |  | excluded | 08/11/2011 |  |  |  |  | NO | NO |  |  |  |  | WELCH ALLYN, INC. 10365063 08331546 |  |  | Active |  | 99:99:99:99:99:99 |  | Equipment | PAAR:00-PVAR | 11/02/2019 |  | COOPER UNIVERSITY HOSPITAL |  |  | ICU |  | CAROLYN RUMELL
|  | WELCH ALLYN, INC. | WELCH ALLYN, INC. SURETEMP PLUS 690 |  |  | INTENSIVE CARE UNIT |  |  | excluded | 08/11/2011 |  |  |  |  | NO | NO |  |  |  |  | WELCH ALLYN, INC. 10365065 08331541 |  |  | Active |  | 99:99:99:99:99:99 |  | Equipment | PAAR:00-PVAR | 11/02/2019 |  | COOPER UNIVERSITY HOSPITAL |  |  | ICU bed 12 | WOT00000000536867 | CAROLYN RUMELL | Disposition | Closed | Richard Jolly | 02/09/2018 | 05/15/2019 | Bulk Disposition CNL | Notification sent to technician and manager that this CEID has been marked as Could Not Locate (CNL). 33% SLA Warning: Notification sent to technician and manager that this CEID has been marked as Could Not Locate (CNL) for 30 days. 66% SLA Warning: Notification sent to technician and manager that this CEID has been marked as Could Not Locate (CNL) for 60 days. 99% SLA Warning: Notification sent to technician and manager that this CEID has been marked as Could Not Locate (CNL) for 90 days.
|  | WELCH ALLYN, INC. | WELCH ALLYN, INC. SURETEMP PLUS 690 |  |  | INTENSIVE CARE UNIT |  |  | excluded | 08/11/2011 |  |  |  |  | NO | NO |  |  |  |  | WELCH ALLYN, INC. 10365038 08331588 |  |  | Active |  | 99:99:99:99:99:99 |  | Equipment | PAAR:00-PVAR | 11/02/2019 |  | COOPER UNIVERSITY HOSPITAL |  |  | pavilion 4 icu |  | CAROLYN RUMELL
|  | WELCH ALLYN, INC. | WELCH ALLYN, INC. SURETEMP PLUS 690 |  |  | CDU - CLINICAL DECISION UNIT-9 KELEMEN |  |  | excluded | 04/12/2011 |  |  |  |  | NO | NO |  |  |  |  | WELCH ALLYN, INC. 10364982 11021736 |  |  | Active |  | 99:99:99:99:99:99 |  | Equipment | PAAR:00-PVAR | 11/02/2019 |  | COOPER UNIVERSITY HOSPITAL |  |  | CDU |  | KAREN GRUBER
|  | WELCH ALLYN, INC. | WELCH ALLYN, INC. SURETEMP PLUS 690 |  |  | INTENSIVE CARE UNIT |  |  |  | 08/11/2011 |  |  |  |  | NO | NO |  |  |  |  | WELCH ALLYN, INC. 10364968 08331536 |  |  | Disposition |  | 99:99:99:99:99:99 |  | Equipment | PAAR:00-PVAR | 11/02/2019 |  | COOPER UNIVERSITY HOSPITAL |  |  | PAVILION ICU BED 10 |  | CAROLYN RUMELL
|  | WELCH ALLYN, INC. | WELCH ALLYN, INC. SURETEMP PLUS 690 |  |  | INTENSIVE CARE UNIT |  |  |  | 08/11/2011 |  |  |  |  | NO | NO |  |  |  |  | WELCH ALLYN, INC. 10364957 08331530 |  |  | Disposition |  | 99:99:99:99:99:99 |  | Equipment | PAAR:00-PVAR | 11/02/2019 |  | COOPER UNIVERSITY HOSPITAL |  |  | ICU | WOT00000000536864 | CAROLYN RUMELL | Disposition | Closed | Richard Jolly | 02/09/2018 | 05/22/2019 | Bulk Disposition CNL | Notification sent to technician and manager that this CEID has been marked as Could Not Locate (CNL). 33% SLA Warning: Notification sent to technician and manager that this CEID has been marked as Could Not Locate (CNL) for 30 days. 66% SLA Warning: Notification sent to technician and manager that this CEID has been marked as Could Not Locate (CNL) for 60 days. 99% SLA Warning: Notification sent to technician and manager that this CEID has been marked as Could Not Locate (CNL) for 90 days.
|  | WELCH ALLYN, INC. | WELCH ALLYN, INC. SURETEMP PLUS 690 |  |  | INTENSIVE CARE UNIT |  |  | excluded | 12/20/2010 |  |  |  |  | NO | NO |  |  |  |  | WELCH ALLYN, INC. 10364933 08331545 |  |  | Active |  | 99:99:99:99:99:99 |  | Equipment | PAAR:00-PVAR | 11/02/2019 |  | COOPER UNIVERSITY HOSPITAL |  |  | ICU |  | CAROLYN RUMELL
|  | WELCH ALLYN, INC. | WELCH ALLYN, INC. SURETEMP PLUS 690 |  |  | INTENSIVE CARE UNIT |  |  | excluded | 08/11/2011 |  |  |  |  | NO | NO |  |  |  |  | WELCH ALLYN, INC. 10364917 08331549 |  |  | Active |  | 99:99:99:99:99:99 |  | Equipment | PAAR:00-PVAR | 11/02/2019 |  | COOPER UNIVERSITY HOSPITAL |  |  | PAVILION icu bed 3 | WOT00000000536863 | CAROLYN RUMELL | Disposition | Closed | Richard Jolly | 02/09/2018 | 05/15/2019 | Bulk Disposition CNL | Notification sent to technician and manager that this CEID has been marked as Could Not Locate (CNL). 33% SLA Warning: Notification sent to technician and manager that this CEID has been marked as Could Not Locate (CNL) for 30 days. 66% SLA Warning: Notification sent to technician and manager that this CEID has been marked as Could Not Locate (CNL) for 60 days. 99% SLA Warning: Notification sent to technician and manager that this CEID has been marked as Could Not Locate (CNL) for 90 days.
|  | WELCH ALLYN, INC. | WELCH ALLYN, INC. SURETEMP PLUS 690 |  |  | INTENSIVE CARE UNIT |  |  | excluded | 01/01/2011 |  |  |  |  | NO | NO |  |  |  |  | WELCH ALLYN, INC. 10364901 08331576 |  |  | Active |  | 99:99:99:99:99:99 |  | Equipment | PAAR:00-PVAR | 11/02/2019 |  | COOPER UNIVERSITY HOSPITAL |  |  | ICU | WOT00000000536862 | CAROLYN RUMELL | Disposition | Closed | Richard Jolly | 02/09/2018 | 05/16/2019 | Bulk Disposition CNL | Notification sent to technician and manager that this CEID has been marked as Could Not Locate (CNL). 33% SLA Warning: Notification sent to technician and manager that this CEID has been marked as Could Not Locate (CNL) for 30 days. 66% SLA Warning: Notification sent to technician and manager that this CEID has been marked as Could Not Locate (CNL) for 60 days. 99% SLA Warning: Notification sent to technician and manager that this CEID has been marked as Could Not Locate (CNL) for 90 days.
|  | WELCH ALLYN, INC. | WELCH ALLYN, INC. SURETEMP PLUS 690 |  |  | INTENSIVE CARE UNIT |  |  |  | 01/01/2008 |  |  |  |  | NO | NO |  |  |  |  | WELCH ALLYN, INC. 10364858 08331556 |  |  | Disposition |  |  |  | Equipment | PAAR:00-PVAR | 11/02/2019 |  | COOPER UNIVERSITY HOSPITAL |  |  | ICU | 0011357091 | CAROLYN RUMELL | Repair | Closed | Richard Jolly | 03/17/2017 | 03/17/2017 | THERMOMETER - BEING RETIRED - TMX | 3/17/2017 3:30:15 PM RCJOLLY (RCJOLLY 3/17/2017 10:00 AM) WAS NOT ABLE TO FIX THIS DEVICE AND ITS BEYOND THE COST TO FIX THIS 3/17/2017 3:30:17 PM RCJOLLY This device has been removed from an active status with the RSQ Database, and physically removed from the facility. Device retired on 3/17/2017; Authorized By: YES; Nature of Retirement: BEYOND ECONOMICAL REPAIR; Days In Service: 651 | 3041CA5A-DE19-4538-AEBB-7368A2A5735A | Labor | 03/17/2017 | 03/17/2017 | Richard Jolly
|  | WELCH ALLYN, INC. | WELCH ALLYN, INC. SURETEMP PLUS 690 |  |  | INTENSIVE CARE UNIT |  |  | excluded | 08/11/2011 |  |  |  |  | NO | NO |  |  |  |  | WELCH ALLYN, INC. 10364883 08331587 |  |  | Active |  | 99:99:99:99:99:99 |  | Equipment | PAAR:00-PVAR | 11/02/2019 |  | COOPER UNIVERSITY HOSPITAL |  |  | ICU |  | CAROLYN RUMELL
|  | WELCH ALLYN, INC. | WELCH ALLYN, INC. SURETEMP PLUS 690 |  |  | INTENSIVE CARE UNIT |  |  | excluded | 01/01/2012 |  |  |  |  | NO | NO |  |  |  |  | WELCH ALLYN, INC. 10364849 06402857 |  |  | Active |  | 99:99:99:99:99:99 |  | Equipment | PAAR:00-PVAR | 11/02/2019 |  | COOPER UNIVERSITY HOSPITAL |  |  | ICU |  | CAROLYN RUMELL
|  | WELCH ALLYN, INC. | WELCH ALLYN, INC. SURETEMP PLUS 690 |  |  | COOPER CANCER CENTER-MULTIDISCIPLINARY CLINIC |  |  | excluded | 05/06/2015 |  |  |  |  | NO | NO |  |  |  |  | WELCH ALLYN, INC. 10360330 15012385 |  |  | Active |  | 99:99:99:99:99:99 |  | Equipment | PAAR:00-PVAR | 11/02/2019 |  | COOPER AMBULATORY OFF-SITES |  |  | MULTI DISC - MOVES |  | ROXANNE BERGER
|  | WELCH ALLYN, INC. | WELCH ALLYN, INC. SURETEMP PLUS 690 |  |  | COOPER CANCER CENTER-MULTIDISCIPLINARY CLINIC |  |  | excluded | 03/01/2015 |  |  |  |  | NO | NO |  |  |  |  | WELCH ALLYN, INC. 10360323 15012350 |  |  | Active |  | 99:99:99:99:99:99 |  | Equipment | PAAR:00-PVAR | 11/02/2019 |  | COOPER AMBULATORY OFF-SITES |  |  | Multi Disc - C2215 |  | ROXANNE BERGER
|  | WELCH ALLYN, INC. | WELCH ALLYN, INC. SURETEMP PLUS 690 |  |  | COOPER CANCER CENTER-MULTIDISCIPLINARY CLINIC |  |  | excluded | 01/01/1900 |  |  |  |  | NO | NO |  |  |  |  | WELCH ALLYN, INC. 10360317 1510185 |  |  | Active |  | 99:99:99:99:99:99 |  | Equipment | PAAR:00-PVAR | 10/31/2019 |  | COOPER AMBULATORY OFF-SITES |  |  | MULTI DISC - MOVES |  | ROXANNE BERGER
|  | WELCH ALLYN, INC. | WELCH ALLYN, INC. SURETEMP PLUS 690 |  |  | INTENSIVE CARE UNIT |  |  |  | 08/11/2011 |  |  |  |  | NO | NO |  |  |  |  | WELCH ALLYN, INC. 10357207 08331542 |  |  | Disposition |  | 99:99:99:99:99:99 |  | Equipment | PAAR:00-PVAR | 11/02/2019 |  | COOPER UNIVERSITY HOSPITAL |  |  | ICU | WOT00000000536851 | CAROLYN RUMELL | Disposition | Closed | Richard Jolly | 02/09/2018 | 05/16/2019 | Bulk Disposition CNL | Notification sent to technician and manager that this CEID has been marked as Could Not Locate (CNL). 33% SLA Warning: Notification sent to technician and manager that this CEID has been marked as Could Not Locate (CNL) for 30 days. 66% SLA Warning: Notification sent to technician and manager that this CEID has been marked as Could Not Locate (CNL) for 60 days. 99% SLA Warning: Notification sent to technician and manager that this CEID has been marked as Could Not Locate (CNL) for 90 days.
|  | WELCH ALLYN, INC. | WELCH ALLYN, INC. SURETEMP PLUS 690 |  |  | INTENSIVE CARE UNIT |  |  | excluded | 11/30/2009 |  |  |  |  | NO | NO |  |  |  |  | WELCH ALLYN, INC. 10357153 08331581 |  |  | Active |  | 99:99:99:99:99:99 |  | Equipment | PAAR:00-PVAR | 11/02/2019 |  | COOPER UNIVERSITY HOSPITAL |  |  | ICU |  | CAROLYN RUMELL
|  | WELCH ALLYN, INC. | WELCH ALLYN, INC. SURETEMP PLUS 690 |  |  | INTENSIVE CARE UNIT |  |  | excluded | 11/02/2010 |  |  |  |  | NO | NO |  |  |  |  | WELCH ALLYN, INC. 10357124 08331585 |  |  | Active |  | 99:99:99:99:99:99 |  | Equipment | PAAR:00-PVAR | 11/02/2019 |  | COOPER UNIVERSITY HOSPITAL |  |  | ICU | WOT00000000536847 | CAROLYN RUMELL | Disposition | Closed | Richard Jolly | 02/09/2018 | 05/15/2019 | Bulk Disposition CNL | Notification sent to technician and manager that this CEID has been marked as Could Not Locate (CNL). 33% SLA Warning: Notification sent to technician and manager that this CEID has been marked as Could Not Locate (CNL) for 30 days. 66% SLA Warning: Notification sent to technician and manager that this CEID has been marked as Could Not Locate (CNL) for 60 days. 99% SLA Warning: Notification sent to technician and manager that this CEID has been marked as Could Not Locate (CNL) for 90 days.
|  | WELCH ALLYN, INC. | WELCH ALLYN, INC. SURETEMP PLUS 690 |  |  | INTENSIVE CARE UNIT |  |  | excluded | 11/02/2010 |  |  |  |  | NO | NO |  |  |  |  | WELCH ALLYN, INC. 10357086 08331550 |  |  | Active |  | 99:99:99:99:99:99 |  | Equipment | PAAR:00-PVAR | 11/02/2019 |  | COOPER UNIVERSITY HOSPITAL |  |  | ICU |  | CAROLYN RUMELL
|  | WELCH ALLYN, INC. | WELCH ALLYN, INC. SURETEMP PLUS 690 |  |  | VOORHEES CARDIOLOGY SUITE 102 |  |  | excluded | 01/01/2014 |  |  |  |  | NO | NO |  |  |  |  | WELCH ALLYN, INC. 10356951 11462480 |  |  | Active |  | 99:99:99:99:99:99 |  | Equipment | PAAR:00-PVAR | 11/01/2019 |  | COOPER AMBULATORY OFF-SITES |  |  | Exam 7 | 0011890000 | MICHELE MOLINARI | Repair | Closed | Kirk Lis | 07/11/2017 | 07/14/2017 | THERMOMETER - ERROR CODE - 900 CENTENNIAL BLVD, INTERNAL MED | 7/14/2017 1:56:18 PM KALIS (KALIS 7/13/2017 12:00 AM) TRAVEL TIME (KALIS 7/13/2017 12:00 AM) TESTED UNIT COULD NOT DUPLICATE PROBLEM. CONFERRED WITH MA ON FINDINGS. PUT UNIT BACK IN SERVICE 7/14/2017 1:57:02 PM KALIS (KALIS 7/14/2017 12:00 AM) DOCUMENTATION | A8D1C8C3-E90E-4D2D-85E2-5B7BA2F27B0C | Labor | 07/13/2017 | 07/13/2017 | Kirk Lis
|  | WELCH ALLYN, INC. | WELCH ALLYN, INC. SURETEMP PLUS 690 |  |  | COOPER INTERNAL MEDICINE- 416 HADDON |  |  | excluded | 10/31/2019 |  |  |  |  | NO | NO |  |  |  |  | WELCH ALLYN, INC. 30225159 14440376 |  |  | Active |  | 99:99:99:99:99:99 |  | Equipment | PAAR:00-PVAR | 10/31/2019 | 10/31/2019 | COOPER AMBULATORY OFF-SITES |  |  | 416 Haddon Ave. - Exam Drawer | WOT00000001719119 |  | Performance Verification | Closed | Stephen Zubrzycki | 10/31/2019 | 10/31/2019 | Performance Verification for WELCH ALLYN, INC. 30225159 14440376 | Initial Install of Performance Verification. Device is ready for patient use. |  |  | 10/31/2019 | 10/31/2019
|  | WELCH ALLYN, INC. | WELCH ALLYN, INC. SURETEMP PLUS 690 |  |  | COOPER INTERNAL MEDICINE- 416 HADDON |  |  | excluded | 10/31/2019 |  |  |  |  | NO | NO |  |  |  |  | WELCH ALLYN, INC. 30225154 14433257 |  |  | Active |  | 99:99:99:99:99:99 |  | Equipment | PAAR:00-PVAR | 10/31/2019 | 10/31/2019 | COOPER AMBULATORY OFF-SITES |  |  | 416 Haddon Ave. - Exam Drawer | WOT00000001718983 |  | Performance Verification | Closed | Stephen Zubrzycki | 10/31/2019 | 10/31/2019 | Performance Verification for WELCH ALLYN, INC. 30225154 14433257 | Initial Install of Performance Verification. Device is ready for patient use. |  |  | 10/31/2019 | 10/31/2019
|  | WELCH ALLYN, INC. | WELCH ALLYN, INC. SURETEMP PLUS 690 |  | (21) 19159992 | 3 COOPER-CARDIAC DIAGNOSTIC CENTER |  |  | excluded | 10/31/2019 |  |  |  |  | NO | NO |  |  |  |  | WELCH ALLYN, INC. 30225148 (21) 19159992 |  |  | Active |  |  |  | Equipment | PAAR:00-PVAR | 10/31/2019 | 10/31/2019 | COOPER AMBULATORY OFF-SITES |  |  | Suite 311 - Moves | WOT00000002723617 | CARLA TRUELL | Performance Verification | Closed | Stephen Zubrzycki | 10/31/2019 | 10/31/2019 | Performance Verification for WELCH ALLYN, INC. 30225148 (21) 19159992 | Initial Install of Performance Verification. Device is ready for patient use. |  |  | 10/31/2019 | 10/31/2019
|  | WELCH ALLYN, INC. | WELCH ALLYN, INC. SURETEMP PLUS 690 |  | (21) 19159900 | 3 COOPER-CARDIAC DIAGNOSTIC CENTER |  |  | excluded | 10/31/2019 |  |  |  |  | NO | NO |  |  |  |  | WELCH ALLYN, INC. 30225147 (21) 19159900 |  |  | Active |  |  |  | Equipment | PAAR:00-PVAR | 10/31/2019 | 10/31/2019 | COOPER AMBULATORY OFF-SITES |  |  | Suite 311 - Moves | WOT00000002723579 | CARLA TRUELL | Performance Verification | Closed | Stephen Zubrzycki | 10/31/2019 | 10/31/2019 | Performance Verification for WELCH ALLYN, INC. 30225147 (21) 19159900 | Initial Install of Performance Verification. Device is ready for patient use. |  |  | 10/31/2019 | 10/31/2019
|  | WELCH ALLYN, INC. | WELCH ALLYN, INC. SURETEMP PLUS 690 |  | (21) 19159634 | 3 COOPER-CARDIAC DIAGNOSTIC CENTER |  |  | excluded | 10/31/2019 |  |  |  |  | NO | NO |  |  |  |  | WELCH ALLYN, INC. 30225146 (21) 19159634 |  |  | Active |  |  |  | Equipment | PAAR:00-PVAR | 10/31/2019 | 10/31/2019 | COOPER AMBULATORY OFF-SITES |  |  | Suite 311 - Moves | WOT00000002723544 | CARLA TRUELL | Performance Verification | Closed | Stephen Zubrzycki | 10/31/2019 | 10/31/2019 | Performance Verification for WELCH ALLYN, INC. 30225146 (21) 19159634 | Initial Install of Performance Verification. Device is ready for patient use. |  |  | 10/31/2019 | 10/31/2019
|  | WELCH ALLYN, INC. | WELCH ALLYN, INC. SURETEMP PLUS 690 |  |  | CHIP - 9 PAVILION |  |  | excluded | 05/16/2014 |  |  |  |  | NO | NO |  |  |  |  | WELCH ALLYN, INC. 10356542 14112443 |  |  | Active |  | 99:99:99:99:99:99 |  | Equipment | PAAR:00-PVAR | 11/02/2019 |  | COOPER UNIVERSITY HOSPITAL |  |  | ROOM 918 |  | KIM HUMMEL
|  | WELCH ALLYN, INC. | WELCH ALLYN, INC. SURETEMP PLUS 690 |  | (21) 17483772 | 3 COOPER-CARDIAC DIAGNOSTIC CENTER |  |  | excluded | 10/31/2019 |  |  |  |  | NO | NO |  |  |  |  | WELCH ALLYN, INC. 30225110 (21) 17483772 |  |  | Active |  | 99:99:99:99:99:99 |  | Equipment | PAAR:00-PVAR | 10/31/2019 | 10/31/2019 | COOPER AMBULATORY OFF-SITES |  |  |  | WOT00000000642541 | CARLA TRUELL | Performance Verification | Closed | Stephen Zubrzycki | 10/31/2019 | 10/31/2019 | Performance Verification for WELCH ALLYN, INC. 30225110 (21) 17483772 | Initial Install of Performance Verification. Device is ready for patient use. |  |  | 10/31/2019 | 10/31/2019
|  | WELCH ALLYN, INC. | WELCH ALLYN, INC. SURETEMP PLUS 690 |  |  | 3 COOPER-EARLY INTERVENTION PROGRAM |  |  | excluded | 10/31/2019 |  |  |  |  | NO | NO |  |  |  |  | WELCH ALLYN, INC. 30225104 17248614 |  |  | Active |  | 99:99:99:99:99:99 |  | Equipment | PAAR:00-PVAR | 10/31/2019 | 10/31/2019 | COOPER AMBULATORY OFF-SITES |  |  |  | 0012526878 | Sue Cooper | Preventative Maintenance | Closed | Josh Harris | 10/31/2019 | 10/31/2019 | PERFORMANCE ASSURANCE AT INVENTORY | INVENTORIED DEVICE AND ENSURED DEVICE WAS FUNCTIONING PROPERLY. | 626B7EB1-2A6D-423A-9A91-4BB8DD3D0B72 | Labor | 10/31/2019 | 10/31/2019 | Stephen Zubrzycki
|  | WELCH ALLYN, INC. | WELCH ALLYN, INC. SURETEMP PLUS 690 |  |  | PEDIATRICS SOUTH 7 |  |  | excluded | 10/31/2019 |  |  |  |  | NO | NO |  |  |  |  | WELCH ALLYN, INC. 30225106 17455397 |  |  | Active |  | 99:99:99:99:99:99 |  | Equipment | PAAR:00-PVAR | 10/31/2019 | 10/31/2019 | COOPER UNIVERSITY HOSPITAL |  |  |  | 0012740476 | JOANNE FOX | Performance Verification | Closed | Josh Harris | 10/31/2019 | 10/31/2019 | INCOMING INVENTORY | DEVICE INVENTORIED | 18F9A340-BC16-4DEE-92A8-699DDC401148 | Labor | 10/31/2019 | 10/31/2019 | Josh Harris
|  | WELCH ALLYN, INC. | WELCH ALLYN, INC. SURETEMP PLUS 690 |  |  | 3 COOPER-EARLY INTERVENTION PROGRAM |  |  | excluded | 10/31/2019 |  |  |  |  | NO | NO |  |  |  |  | WELCH ALLYN, INC. 30225105 17248703 |  |  | Active |  | 99:99:99:99:99:99 |  | Equipment | PAAR:00-PVAR | 10/31/2019 | 10/31/2019 | COOPER AMBULATORY OFF-SITES |  |  |  | 0012526873 | Sue Cooper | Performance Verification | Closed | Josh Harris | 10/31/2019 | 10/31/2019 | INCOMING INVENTORY | DEVICE INVENTORIED | 22EB4062-6A24-42CB-89C5-04BE42386C35 | Labor | 10/31/2019 | 10/31/2019 | Josh Harris
|  | WELCH ALLYN, INC. | WELCH ALLYN, INC. SURETEMP PLUS 690 |  |  | 3 COOPER-EARLY INTERVENTION PROGRAM |  |  | excluded | 10/31/2019 |  |  |  |  | NO | NO |  |  |  |  | WELCH ALLYN, INC. 30225103 17248697 |  |  | Active |  | 99:99:99:99:99:99 |  | Equipment | PAAR:00-PVAR | 10/31/2019 | 10/31/2019 | COOPER AMBULATORY OFF-SITES |  |  |  | 0012526869 | Sue Cooper | Preventative Maintenance | Closed | Josh Harris | 10/31/2019 | 10/31/2019 | PERFORMANCE ASSURANCE AT INVENTORY | INVENTORIED DEVICE AND ENSURED DEVICE WAS FUNCTIONING PROPERLY. | D1B331B2-E959-4CF3-B089-96CCE56C1ED7 | Labor | 10/31/2019 | 10/31/2019 | Stephen Zubrzycki
|  | WELCH ALLYN, INC. | WELCH ALLYN, INC. SURETEMP PLUS 690 |  |  | 3 COOPER-EARLY INTERVENTION PROGRAM |  |  | excluded | 10/31/2019 |  |  |  |  | NO | NO |  |  |  |  | WELCH ALLYN, INC. 30225101 16529853 |  |  | Active |  | 99:99:99:99:99:99 |  | Equipment | PAAR:00-PVAR | 10/31/2019 | 10/31/2019 | COOPER AMBULATORY OFF-SITES |  |  |  | 0012526863 | Sue Cooper | Performance Verification | Closed | Josh Harris | 10/31/2019 | 10/31/2019 | INCOMING INVENTORY | DEVICE INVENTORIED | D93A4CB6-9803-4ED0-AB93-1CF233698B06 | Labor | 10/31/2019 | 10/31/2019 | Josh Harris
|  | WELCH ALLYN, INC. | WELCH ALLYN, INC. SURETEMP PLUS 690 |  |  | 3 COOPER-EARLY INTERVENTION PROGRAM |  |  | excluded | 10/31/2019 |  |  |  |  | NO | NO |  |  |  |  | WELCH ALLYN, INC. 30225102 17248699 |  |  | Active |  | 99:99:99:99:99:99 |  | Equipment | PAAR:00-PVAR | 10/31/2019 | 10/31/2019 | COOPER AMBULATORY OFF-SITES |  |  |  | 0012526866 | Sue Cooper | Performance Verification | Closed | Josh Harris | 10/31/2019 | 10/31/2019 | INCOMING INVENTORY | DEVICE INVENTORIED | CA6C484A-C8E8-4730-8709-A3EF3E41C089 | Labor | 10/31/2019 | 10/31/2019 | Josh Harris
|  | WELCH ALLYN, INC. | WELCH ALLYN, INC. SURETEMP PLUS 690 |  |  | 3 COOPER-EARLY INTERVENTION PROGRAM |  |  | excluded | 10/31/2019 |  |  |  |  | NO | NO |  |  |  |  | WELCH ALLYN, INC. 30225100 16080727 |  |  | Active |  | 99:99:99:99:99:99 |  | Equipment | PAAR:00-PVAR | 10/31/2019 | 10/31/2019 | COOPER AMBULATORY OFF-SITES |  |  |  | 0012526860 | Sue Cooper | Preventative Maintenance | Closed | Josh Harris | 10/31/2019 | 10/31/2019 | PERFORMANCE ASSURANCE AT INVENTORY | INVENTORIED DEVICE AND ENSURED DEVICE WAS FUNCTIONING PROPERLY. | 9894AF4C-7DEE-4601-8CFE-3A5C1A3CA091 | Labor | 10/31/2019 | 10/31/2019 | Stephen Zubrzycki
|  | WELCH ALLYN, INC. | WELCH ALLYN, INC. SURETEMP PLUS 690 |  |  | 3 COOPER-EARLY INTERVENTION PROGRAM |  |  | excluded | 10/31/2019 |  |  |  |  | NO | NO |  |  |  |  | WELCH ALLYN, INC. 30225099 17248694 |  |  | Active |  | 99:99:99:99:99:99 |  | Equipment | PAAR:00-PVAR | 10/31/2019 | 10/31/2019 | COOPER AMBULATORY OFF-SITES |  |  |  | 0012526858 | Sue Cooper | Preventative Maintenance | Closed | Josh Harris | 10/31/2019 | 10/31/2019 | PERFORMANCE ASSURANCE AT INVENTORY | INVENTORIED DEVICE AND ENSURED DEVICE WAS FUNCTIONING PROPERLY. | 086894F9-02A3-430C-8E46-E7ED07E2D2CB | Labor | 10/31/2019 | 10/31/2019 | Stephen Zubrzycki
|  | WELCH ALLYN, INC. | WELCH ALLYN, INC. SURETEMP PLUS 690 |  |  | 3 COOPER-EARLY INTERVENTION PROGRAM |  |  | excluded | 10/31/2019 |  |  |  |  | NO | NO |  |  |  |  | WELCH ALLYN, INC. 30225098 17248692 |  |  | Active |  | 99:99:99:99:99:99 |  | Equipment | PAAR:00-PVAR | 10/31/2019 | 10/31/2019 | COOPER AMBULATORY OFF-SITES |  |  |  | 0012526854 | Sue Cooper | Performance Verification | Closed | Josh Harris | 10/31/2019 | 10/31/2019 | INCOMING INVENTORY | DEVICE INVENTORIED | FDFD18AB-A4D5-404A-ADED-24C36F63F1B0 | Labor | 10/31/2019 | 10/31/2019 | Josh Harris
|  | WELCH ALLYN, INC. | WELCH ALLYN, INC. SURETEMP PLUS 690 |  |  | 3 COOPER-EARLY INTERVENTION PROGRAM |  |  | excluded | 10/31/2019 |  |  |  |  | NO | NO |  |  |  |  | WELCH ALLYN, INC. 30225087 16520065 |  |  | Active |  | 99:99:99:99:99:99 |  | Equipment | PAAR:00-PVAR | 10/31/2019 | 10/31/2019 | COOPER AMBULATORY OFF-SITES |  |  |  | 0012526909 | Sue Cooper | Performance Verification | Closed | Josh Harris | 10/31/2019 | 10/31/2019 | INCOMING INVENTORY | DEVICE INVENTORIED | 6BC4290C-C314-445F-8B05-6C9B6918516D | Labor | 10/31/2019 | 10/31/2019 | Josh Harris
|  | WELCH ALLYN, INC. | WELCH ALLYN, INC. SURETEMP PLUS 690 |  | Not Known | 3 COOPER-EARLY INTERVENTION PROGRAM |  |  | excluded | 10/31/2019 |  |  |  |  | NO | NO |  |  |  |  | WELCH ALLYN, INC. 30225086 Not Known |  |  | Active |  | 99:99:99:99:99:99 |  | Equipment | PAAR:00-PVAR | 10/31/2019 | 10/31/2019 | COOPER AMBULATORY OFF-SITES |  |  |  | 0012385956 | Sue Cooper | Performance Verification | Closed | Josh Harris | 10/31/2019 | 10/31/2019 | INCOMING INVENTORY | DEVICE INVENTORIED | B10BFD50-1625-4AE4-B667-3CE0FEC27B6A | Labor | 10/31/2019 | 10/31/2019 | Josh Harris
|  | WELCH ALLYN, INC. | WELCH ALLYN, INC. SURETEMP PLUS 690 |  | Not Known | 3 COOPER-EARLY INTERVENTION PROGRAM |  |  | excluded | 10/31/2019 |  |  |  |  | NO | NO |  |  |  |  | WELCH ALLYN, INC. 30225084 Not Known |  |  | Active |  | 99:99:99:99:99:99 |  | Equipment | PAAR:00-PVAR | 10/31/2019 | 10/31/2019 | COOPER AMBULATORY OFF-SITES |  |  |  | 0012385992 | Sue Cooper | Preventative Maintenance | Closed | Josh Harris | 10/31/2019 | 10/31/2019 | PERFORMANCE ASSURANCE AT INVENTORY | INVENTORIED DEVICE AND ENSURED DEVICE WAS FUNCTIONING PROPERLY. | F8FD50E9-85CB-47E7-8C86-2A6FC1D006A2 | Labor | 10/31/2019 | 10/31/2019 | Stephen Zubrzycki
|  | WELCH ALLYN, INC. | WELCH ALLYN, INC. SURETEMP PLUS 690 |  | Not Known | 3 COOPER-EARLY INTERVENTION PROGRAM |  |  | excluded | 10/31/2019 |  |  |  |  | NO | NO |  |  |  |  | WELCH ALLYN, INC. 30225085 Not Known |  |  | Active |  | 99:99:99:99:99:99 |  | Equipment | PAAR:00-PVAR | 10/31/2019 | 10/31/2019 | COOPER AMBULATORY OFF-SITES |  |  |  | 0012385999 | Sue Cooper | Preventative Maintenance | Closed | Josh Harris | 10/31/2019 | 10/31/2019 | PERFORMANCE ASSURANCE AT INVENTORY | INVENTORIED DEVICE AND ENSURED DEVICE WAS FUNCTIONING PROPERLY. | 92C9D199-D614-4346-AAAC-6554B0FFEEFE | Labor | 10/31/2019 | 10/31/2019 | Stephen Zubrzycki
|  | WELCH ALLYN, INC. | WELCH ALLYN, INC. SURETEMP PLUS 690 |  |  | 3 COOPER-HEM/ONC |  |  |  | 10/16/2019 |  |  |  |  | NO | NO |  |  |  |  | WELCH ALLYN, INC. 30225079 15460457 |  |  | Disposition |  | 99:99:99:99:99:99 |  | Equipment | PAAR:00-PVAR | 10/16/2019 | 10/16/2019 | COOPER AMBULATORY OFF-SITES |  |  | Disposition | 0012037075 | LOIS CARR | Preventative Maintenance | Closed | Stephen Zubrzycki | 10/16/2019 | 10/16/2019 | PERFORMANCE ASSURANCE AT INVENTORY | INVENTORIED DEVICE AND ENSURED DEVICE WAS FUNCTIONING PROPERLY. | 8B71D116-C646-440B-84AE-637B59258E8F | Labor | 10/16/2019 | 10/16/2019 | Stephen Zubrzycki
|  | WELCH ALLYN, INC. | WELCH ALLYN, INC. SURETEMP PLUS 690 |  |  | 3 COOPER-CARDIAC DIAGNOSTIC CENTER |  |  | excluded | 10/31/2019 |  |  |  |  | NO | NO |  |  |  |  | WELCH ALLYN, INC. 30225064 16440992 |  |  | Active |  | 99:99:99:99:99:99 |  | Equipment | PAAR:00-PVAR | 10/31/2019 | 10/31/2019 | COOPER AMBULATORY OFF-SITES |  |  |  | 0011488379 | CARLA TRUELL | Preventative Maintenance | Closed | Bonnie Aichroth | 10/31/2019 | 10/31/2019 | PERFORMANCE ASSURANCE AT INVENTORY | INVENTORIED DEVICE AND ENSURED DEVICE WAS FUNCTIONING PROPERLY. | 4E62A6A9-D283-4F35-ACFA-0D1351E0AD83 | Labor | 10/31/2019 | 10/31/2019 | Stephen Zubrzycki
|  | WELCH ALLYN, INC. | WELCH ALLYN, INC. SURETEMP PLUS 690 |  |  | 3 COOPER-CARDIAC DIAGNOSTIC CENTER |  |  | excluded | 10/31/2019 |  |  |  |  | NO | NO |  |  |  |  | WELCH ALLYN, INC. 30225065 16441000 |  |  | Active |  | 99:99:99:99:99:99 |  | Equipment | PAAR:00-PVAR | 10/31/2019 | 10/31/2019 | COOPER AMBULATORY OFF-SITES |  |  |  | 0011491191 | CARLA TRUELL | Performance Verification | Closed | Bonnie Aichroth | 10/31/2019 | 10/31/2019 | INCOMING INVENTORY | DEVICE INVENTORIED | B8D2DF53-AC22-48D6-B20C-0BF9AECF8B97 | Labor | 10/31/2019 | 10/31/2019 | Bonnie Aichroth
|  | WELCH ALLYN, INC. | WELCH ALLYN, INC. SURETEMP PLUS 690 |  | (21)16399111 | 3 COOPER - SURGERY DEPARTMENT |  |  | excluded | 11/01/2019 |  |  |  |  | NO | NO |  |  |  |  | WELCH ALLYN, INC. 30225063 (21)16399111 |  |  | Active |  | 99:99:99:99:99:99 |  | Equipment | PAAR:00-PVAR | 11/01/2019 | 11/01/2019 | COOPER AMBULATORY OFF-SITES |  |  | SUITE 403 - Moves |  | ANNE MAIER |  |  |  | 11/01/2019 | 11/01/2019 |  |  |  |  | 11/01/2019 | 11/01/2019
|  | WELCH ALLYN, INC. | WELCH ALLYN, INC. SURETEMP PLUS 690 |  |  | COOPER CANCER CENTER-COOPER DAY-CHEMO |  |  | excluded | 10/31/2019 |  |  |  |  | NO | NO |  |  |  |  | WELCH ALLYN, INC. 30225054 13290996 |  |  | Active |  | 99:99:99:99:99:99 |  | Equipment | PAAR:00-PVAR | 10/31/2019 | 10/31/2019 | COOPER AMBULATORY OFF-SITES |  |  | NURSES' STATION | 0011073558 | Bonnie Aichroch | Performance Verification | Closed | Bonnie Aichroth | 10/31/2019 | 10/31/2019 | INCOMING INVENTORY | DEVICE INVENTORIED | EB6406AC-E4A3-48CF-A4D9-CD81B053B717 | Labor | 10/31/2019 | 10/31/2019 | Bonnie Aichroth
|  | WELCH ALLYN, INC. | WELCH ALLYN, INC. SURETEMP PLUS 690 |  |  | FAMILY MEDICAL SEWELL |  |  | excluded | 11/02/2019 |  |  |  |  | NO | NO |  |  |  |  | WELCH ALLYN, INC. 30225051 15381665 |  |  | Active |  | 99:99:99:99:99:99 |  | Equipment | PAAR:00-PVAR | 11/02/2019 | 11/02/2019 | COOPER AMBULATORY OFF-SITES |  |  | TRIAGE ROOM |  | MARIANNE SHIEPAN |  |  |  | 11/02/2019 | 11/02/2019 |  |  |  |  | 11/02/2019 | 11/02/2019
|  | WELCH ALLYN, INC. | WELCH ALLYN, INC. SURETEMP PLUS 690 |  |  | FAMILY MEDICAL SEWELL |  |  | excluded | 10/31/2019 |  |  |  |  | NO | NO |  |  |  |  | WELCH ALLYN, INC. 30225052 11411601 |  |  | Active |  | 99:99:99:99:99:99 |  | Equipment | PAAR:00-PVAR | 10/31/2019 | 10/31/2019 | COOPER AMBULATORY OFF-SITES |  |  | TRIAGE ROOM | 0011078059 | MARIANNE SHIEPAN | Performance Verification | Closed | Bonnie Aichroth | 10/31/2019 | 10/31/2019 | INCOMING INVENTORY | DEVICE INVENTORIED | 77983327-9615-480F-B648-579F6F7DB8A6 | Labor | 10/31/2019 | 10/31/2019 | Bonnie Aichroth
|  | WELCH ALLYN, INC. | WELCH ALLYN, INC. SURETEMP PLUS 690 |  |  | COOPER CANCER CENTER-MULTIDISCIPLINARY CLINIC |  |  | excluded | 11/02/2019 |  |  |  |  | NO | NO |  |  |  |  | WELCH ALLYN, INC. 30225030 13290158 |  |  | Active |  | 99:99:99:99:99:99 |  | Equipment | PAAR:00-PVAR | 11/02/2019 | 11/02/2019 | COOPER AMBULATORY OFF-SITES |  |  | MULTI DISC - MOVES |  | ROXANNE BERGER |  |  |  | 11/02/2019 | 11/02/2019 |  |  |  |  | 11/02/2019 | 11/02/2019
|  | WELCH ALLYN, INC. | WELCH ALLYN, INC. SURETEMP PLUS 690 |  |  | SAME DAY PREOP -2ND FL PAVILION |  |  | excluded | 10/31/2019 |  |  |  |  | NO | NO |  |  |  |  | WELCH ALLYN, INC. 30212679 2117483775 |  |  | Active |  | 99:99:99:99:99:99 |  | Equipment | PAAR:00-PVAR | 10/31/2019 | 10/31/2019 | COOPER UNIVERSITY HOSPITAL |  |  |  | WOT00000000651501 | JOE DRUCTOR | Service Request | Closed | Michael Youch | 10/31/2019 | 10/31/2019 | Thermometer -New Equip needs checked and tagged | inventoried and tagged new thermometer | EXP0218437 | Labor | 10/31/2019 | 10/31/2019 | Michael Youch
|  | WELCH ALLYN, INC. | WELCH ALLYN, INC. SURETEMP PLUS 690 |  |  | SAME DAY PREOP -2ND FL PAVILION |  |  | excluded | 10/31/2019 |  |  |  |  | NO | NO |  |  |  |  | WELCH ALLYN, INC. 30212680 2118037576 |  |  | Active |  | 99:99:99:99:99:99 |  | Equipment | PAAR:00-PVAR | 10/31/2019 | 10/31/2019 | COOPER UNIVERSITY HOSPITAL |  |  | PAV 3 Same Day PRE | WOT00000000651500 | JOE DRUCTOR | Service Request | Closed | Michael Youch | 10/31/2019 | 10/31/2019 | Thermometer -New Equip needs checked and tagged | inventoried and tagged new thermometer | EXP0218405 | Labor | 10/31/2019 | 10/31/2019 | Michael Youch
|  | WELCH ALLYN, INC. | WELCH ALLYN, INC. SURETEMP PLUS 690 |  |  | COOPER CANCER CENTER-MULTIDISCIPLINARY CLINIC |  |  | excluded | 05/06/2015 |  |  |  |  | NO | NO |  |  |  |  | WELCH ALLYN, INC. 10355326 15012364 |  |  | Active |  | 99:99:99:99:99:99 |  | Equipment | PAAR:00-PVAR | 11/02/2019 |  | COOPER AMBULATORY OFF-SITES |  |  | MULTI DISC - MOVES |  | ROXANNE BERGER
|  | WELCH ALLYN, INC. | WELCH ALLYN, INC. SURETEMP PLUS 690 |  |  | 3 COOPER - MEDICINE DEPARTMENT |  |  | excluded | 10/31/2019 |  |  |  |  | NO | NO |  |  |  |  | WELCH ALLYN, INC. 30149740 15460458 |  |  | Active |  | 99:99:99:99:99:99 |  | Equipment | PAAR:00-PVAR | 10/31/2019 | 10/31/2019 | COOPER AMBULATORY OFF-SITES |  |  | SUITE 215 - MOVES |  | NANCY LOUIS |  |  |  | 10/31/2019 | 10/31/2019 |  |  |  |  | 10/31/2019 | 10/31/2019
|  | WELCH ALLYN, INC. | WELCH ALLYN, INC. SURETEMP PLUS 690 |  |  | 3 COOPER - MEDICINE DEPARTMENT |  |  | excluded | 10/31/2019 |  |  |  |  | NO | NO |  |  |  |  | WELCH ALLYN, INC. 30149732 15460478 |  |  | Active |  | 99:99:99:99:99:99 |  | Equipment | PAAR:00-PVAR | 10/31/2019 | 10/31/2019 | COOPER AMBULATORY OFF-SITES |  |  | Suite 215 - Nurses Station Cabin |  | NANCY LOUIS |  |  |  | 10/31/2019 | 10/31/2019 |  |  |  |  | 10/31/2019 | 10/31/2019
|  | WELCH ALLYN, INC. | WELCH ALLYN, INC. SURETEMP PLUS 690 |  |  | 3 COOPER - MEDICINE DEPARTMENT |  |  | excluded | 10/31/2019 |  |  |  |  | NO | NO |  |  |  |  | WELCH ALLYN, INC. 30149731 15460459 |  |  | Active |  | 99:99:99:99:99:99 |  | Equipment | PAAR:00-PVAR | 10/31/2019 | 10/31/2019 | COOPER AMBULATORY OFF-SITES |  |  | SUITE 215 - MOVES |  | NANCY LOUIS |  |  |  | 10/31/2019 | 10/31/2019 |  |  |  |  | 10/31/2019 | 10/31/2019
|  | WELCH ALLYN, INC. | WELCH ALLYN, INC. SURETEMP PLUS 690 |  |  | HADDON HEIGHTS-FAMILY MEDICINE |  |  | excluded | 10/31/2019 |  |  |  |  | NO | NO |  |  |  |  | WELCH ALLYN, INC. 30149665 15292285 |  |  | Active |  | 99:99:99:99:99:99 |  | Equipment | PAAR:00-PVAR | 10/31/2019 | 10/31/2019 | COOPER AMBULATORY OFF-SITES |  |  | NURSE STATION |  | KELLIE STOUT |  |  |  | 10/31/2019 | 10/31/2019 |  |  |  |  | 10/31/2019 | 10/31/2019
|  | WELCH ALLYN, INC. | WELCH ALLYN, INC. SURETEMP PLUS 690 |  |  | VOORHEES SURGERY CENTER - GYN/ONCOLOGY |  |  | excluded | 10/31/2019 |  |  |  |  | NO | NO |  |  |  |  | WELCH ALLYN, INC. 30149659 15310127 |  |  | Active |  | 99:99:99:99:99:99 |  | Equipment | PAAR:00-PVAR | 10/31/2019 | 10/31/2019 | COOPER AMBULATORY OFF-SITES |  |  | SUITE F |  | SUE MALTMAN |  |  |  | 10/31/2019 | 10/31/2019 |  |  |  |  | 10/31/2019 | 10/31/2019
|  | WELCH ALLYN, INC. | WELCH ALLYN, INC. SURETEMP PLUS 690 |  |  | VOORHEES SURGERY CENTER - GYN/ONCOLOGY |  |  | excluded | 10/31/2019 |  |  |  |  | NO | NO |  |  |  |  | WELCH ALLYN, INC. 30149655 15310171 |  |  | Active |  | 99:99:99:99:99:99 |  | Equipment | PAAR:00-PVAR | 10/31/2019 | 10/31/2019 | COOPER AMBULATORY OFF-SITES |  |  | SUITE F |  | SUE MALTMAN |  |  |  | 10/31/2019 | 10/31/2019 |  |  |  |  | 10/31/2019 | 10/31/2019
|  | WELCH ALLYN, INC. | WELCH ALLYN, INC. SURETEMP PLUS 690 |  |  | EMERGENCY ROOM |  |  | excluded | 10/31/2019 |  |  |  |  | NO | NO |  |  |  |  | WELCH ALLYN, INC. 30149614 15142036 |  |  | Active |  | 99:99:99:99:99:99 |  | Equipment | PAAR:00-PVAR | 10/31/2019 | 10/31/2019 | COOPER UNIVERSITY HOSPITAL |  |  | PEDS ER |  | KAREN GRUBER |  |  |  | 10/31/2019 | 10/31/2019 |  |  |  |  | 10/31/2019 | 10/31/2019
|  | WELCH ALLYN, INC. | WELCH ALLYN, INC. SURETEMP PLUS 690 |  |  | EMERGENCY ROOM |  |  | excluded | 10/31/2019 |  |  |  |  | NO | NO |  |  |  |  | WELCH ALLYN, INC. 30149613 15130738 |  |  | Active |  | 99:99:99:99:99:99 |  | Equipment | PAAR:00-PVAR | 10/31/2019 | 10/31/2019 | COOPER UNIVERSITY HOSPITAL |  |  | PEDS ER |  | KAREN GRUBER |  |  |  | 10/31/2019 | 10/31/2019 |  |  |  |  | 10/31/2019 | 10/31/2019
|  | WELCH ALLYN, INC. | WELCH ALLYN, INC. SURETEMP PLUS 690 |  |  | EMERGENCY ROOM |  |  | excluded | 11/02/2019 |  |  |  |  | NO | NO |  |  |  |  | WELCH ALLYN, INC. 30149612 15142517 |  |  | Active |  | 99:99:99:99:99:99 |  | Equipment | PAAR:00-PVAR | 11/02/2019 | 11/02/2019 | COOPER UNIVERSITY HOSPITAL |  |  | ER |  | KAREN GRUBER |  |  |  | 11/02/2019 | 11/02/2019 |  |  |  |  | 11/02/2019 | 11/02/2019
|  | WELCH ALLYN, INC. | WELCH ALLYN, INC. SURETEMP PLUS 690 |  |  | EMERGENCY ROOM |  |  | excluded | 11/02/2019 |  |  |  |  | NO | NO |  |  |  |  | WELCH ALLYN, INC. 30149562 13290550 |  |  | Active |  | 99:99:99:99:99:99 |  | Equipment | PAAR:00-PVAR | 11/02/2019 | 11/02/2019 | COOPER UNIVERSITY HOSPITAL |  |  | ER | WOT00000000509989 | KAREN GRUBER | Disposition | Closed | Richard Jolly | 11/02/2019 | 11/02/2019 | Bulk Disposition CNL |  |  |  | 11/02/2019 | 11/02/2019
|  | WELCH ALLYN, INC. | WELCH ALLYN, INC. SURETEMP PLUS 690 |  |  | EMERGENCY ROOM |  |  | excluded | 11/02/2019 |  |  |  |  | NO | NO |  |  |  |  | WELCH ALLYN, INC. 30149550 13411863 |  |  | Active |  | 99:99:99:99:99:99 |  | Equipment | PAAR:00-PVAR | 11/02/2019 | 11/02/2019 | COOPER UNIVERSITY HOSPITAL |  |  | ER | WOT00000000510070 | KAREN GRUBER | Disposition | Closed | Richard Jolly | 11/02/2019 | 11/02/2019 | Bulk Disposition CNL |  |  |  | 11/02/2019 | 11/02/2019
|  | WELCH ALLYN, INC. | WELCH ALLYN, INC. SURETEMP PLUS 690 |  |  | EMERGENCY ROOM |  |  | excluded | 11/01/2019 |  |  |  |  | NO | NO |  |  |  |  | WELCH ALLYN, INC. 30149542 13181462 |  |  | Active |  | 99:99:99:99:99:99 |  | Equipment | PAAR:00-PVAR | 11/01/2019 | 11/01/2019 | COOPER UNIVERSITY HOSPITAL |  |  | PEDS ER | WOT00000000509914 | KAREN GRUBER | Disposition | Closed | Richard Jolly | 11/01/2019 | 11/01/2019 | Bulk Disposition CNL |  |  |  | 11/01/2019 | 11/01/2019
|  | WELCH ALLYN, INC. | WELCH ALLYN, INC. SURETEMP PLUS 690 |  |  | EMERGENCY ROOM |  |  | excluded | 11/02/2019 |  |  |  |  | NO | NO |  |  |  |  | WELCH ALLYN, INC. 30149541 13181498 |  |  | Active |  | 99:99:99:99:99:99 |  | Equipment | PAAR:00-PVAR | 11/02/2019 | 11/02/2019 | COOPER UNIVERSITY HOSPITAL |  |  | PEDI ER | WOT00000000509915 | KAREN GRUBER | Disposition | Closed | Richard Jolly | 11/02/2019 | 11/02/2019 | Bulk Disposition CNL |  |  |  | 11/02/2019 | 11/02/2019
|  | WELCH ALLYN, INC. | WELCH ALLYN, INC. SURETEMP PLUS 690 |  |  | EMERGENCY ROOM |  |  | excluded | 11/02/2019 |  |  |  |  | NO | NO |  |  |  |  | WELCH ALLYN, INC. 30149539 09480489 |  |  | Active |  | 99:99:99:99:99:99 |  | Equipment | PAAR:00-PVAR | 11/02/2019 | 11/02/2019 | COOPER UNIVERSITY HOSPITAL |  |  | EMERGENCY DEPARTMENT |  | KAREN GRUBER |  |  |  | 11/02/2019 | 11/02/2019 |  |  |  |  | 11/02/2019 | 11/02/2019
|  | WELCH ALLYN, INC. | WELCH ALLYN, INC. SURETEMP PLUS 690 |  |  | SURGICAL CARE UNIT |  |  | excluded | 10/31/2019 |  |  |  |  | NO | NO |  |  |  |  | WELCH ALLYN, INC. 30146467 16180760 |  |  | Active |  | 99:99:99:99:99:99 |  | Equipment | PAAR:00-PVAR | 10/31/2019 | 10/31/2019 | COOPER UNIVERSITY HOSPITAL |  |  |  | 0011494720 | Lisa Geoghegan | Preventative Maintenance | Closed | Bonnie Aichroth | 10/31/2019 | 10/31/2019 | PERFORMANCE ASSURANCE AT INVENTORY | INVENTORIED DEVICE AND ENSURED DEVICE WAS FUNCTIONING PROPERLY. | B9C4313D-20F3-446A-A341-A55A3D9C81AE | Labor | 10/31/2019 | 10/31/2019 | Zhan Kiselev
|  | WELCH ALLYN, INC. | WELCH ALLYN, INC. SURETEMP PLUS 690 |  |  | EMERGENCY ROOM |  |  | excluded | 10/31/2019 |  |  |  |  | NO | NO |  |  |  |  | WELCH ALLYN, INC. 30146454 16371196 |  |  | Active |  | 99:99:99:99:99:99 |  | Equipment | PAAR:00-PVAR | 10/31/2019 | 10/31/2019 | COOPER UNIVERSITY HOSPITAL |  |  |  |  | KAREN GRUBER |  |  |  | 10/31/2019 | 10/31/2019 |  |  |  |  | 10/31/2019 | 10/31/2019
|  | WELCH ALLYN, INC. | WELCH ALLYN, INC. SURETEMP PLUS 690 |  |  | EMERGENCY ROOM |  |  | excluded | 10/31/2019 |  |  |  |  | NO | NO |  |  |  |  | WELCH ALLYN, INC. 30146455 16370248 |  |  | Active |  | 99:99:99:99:99:99 |  | Equipment | PAAR:00-PVAR | 10/31/2019 | 10/31/2019 | COOPER UNIVERSITY HOSPITAL |  |  |  |  | KAREN GRUBER |  |  |  | 10/31/2019 | 10/31/2019 |  |  |  |  | 10/31/2019 | 10/31/2019
|  | WELCH ALLYN, INC. | WELCH ALLYN, INC. SURETEMP PLUS 690 |  |  | EMERGENCY ROOM |  |  | excluded | 10/31/2019 |  |  |  |  | NO | NO |  |  |  |  | WELCH ALLYN, INC. 30146453 16371188 |  |  | Active |  | 99:99:99:99:99:99 |  | Equipment | PAAR:00-PVAR | 10/31/2019 | 10/31/2019 | COOPER UNIVERSITY HOSPITAL |  |  |  |  | KAREN GRUBER |  |  |  | 10/31/2019 | 10/31/2019 |  |  |  |  | 10/31/2019 | 10/31/2019
|  | WELCH ALLYN, INC. | WELCH ALLYN, INC. SURETEMP PLUS 690 |  |  | EMERGENCY ROOM |  |  | excluded | 10/31/2019 |  |  |  |  | NO | NO |  |  |  |  | WELCH ALLYN, INC. 30146448 16371207 |  |  | Active |  | 99:99:99:99:99:99 |  | Equipment | PAAR:00-PVAR | 10/31/2019 | 10/31/2019 | COOPER UNIVERSITY HOSPITAL |  |  |  |  | KAREN GRUBER |  |  |  | 10/31/2019 | 10/31/2019 |  |  |  |  | 10/31/2019 | 10/31/2019
|  | WELCH ALLYN, INC. | WELCH ALLYN, INC. SURETEMP PLUS 690 |  |  | EMERGENCY ROOM |  |  | excluded | 10/31/2019 |  |  |  |  | NO | NO |  |  |  |  | WELCH ALLYN, INC. 30146451 16370255 |  |  | Active |  | 99:99:99:99:99:99 |  | Equipment | PAAR:00-PVAR | 10/31/2019 | 10/31/2019 | COOPER UNIVERSITY HOSPITAL |  |  |  |  | KAREN GRUBER |  |  |  | 10/31/2019 | 10/31/2019 |  |  |  |  | 10/31/2019 | 10/31/2019
|  | WELCH ALLYN, INC. | WELCH ALLYN, INC. SURETEMP PLUS 690 |  |  | EMERGENCY ROOM |  |  | excluded | 10/31/2019 |  |  |  |  | NO | NO |  |  |  |  | WELCH ALLYN, INC. 30146452 16370476 |  |  | Active |  | 99:99:99:99:99:99 |  | Equipment | PAAR:00-PVAR | 10/31/2019 | 10/31/2019 | COOPER UNIVERSITY HOSPITAL |  |  |  |  | KAREN GRUBER |  |  |  | 10/31/2019 | 10/31/2019 |  |  |  |  | 10/31/2019 | 10/31/2019
|  | WELCH ALLYN, INC. | WELCH ALLYN, INC. SURETEMP PLUS 690 |  |  | EMERGENCY ROOM |  |  | excluded | 10/31/2019 |  |  |  |  | NO | NO |  |  |  |  | WELCH ALLYN, INC. 30146449 16370245 |  |  | Active |  | 99:99:99:99:99:99 |  | Equipment | PAAR:00-PVAR | 10/31/2019 | 10/31/2019 | COOPER UNIVERSITY HOSPITAL |  |  |  |  | KAREN GRUBER |  |  |  | 10/31/2019 | 10/31/2019 |  |  |  |  | 10/31/2019 | 10/31/2019
|  | WELCH ALLYN, INC. | WELCH ALLYN, INC. SURETEMP PLUS 690 |  |  | EMERGENCY ROOM |  |  | excluded | 10/31/2019 |  |  |  |  | NO | NO |  |  |  |  | WELCH ALLYN, INC. 30146450 16371187 |  |  | Active |  | 99:99:99:99:99:99 |  | Equipment | PAAR:00-PVAR | 10/31/2019 | 10/31/2019 | COOPER UNIVERSITY HOSPITAL |  |  |  |  | KAREN GRUBER |  |  |  | 10/31/2019 | 10/31/2019 |  |  |  |  | 10/31/2019 | 10/31/2019
|  | WELCH ALLYN, INC. | WELCH ALLYN, INC. SURETEMP PLUS 690 |  |  | EMERGENCY ROOM |  |  | excluded | 10/31/2019 |  |  |  |  | NO | NO |  |  |  |  | WELCH ALLYN, INC. 30146447 16371197 |  |  | Active |  | 99:99:99:99:99:99 |  | Equipment | PAAR:00-PVAR | 10/31/2019 | 10/31/2019 | COOPER UNIVERSITY HOSPITAL |  |  |  |  | KAREN GRUBER |  |  |  | 10/31/2019 | 10/31/2019 |  |  |  |  | 10/31/2019 | 10/31/2019
|  | WELCH ALLYN, INC. | WELCH ALLYN, INC. SURETEMP PLUS 690 |  |  | EMERGENCY ROOM |  |  | excluded | 10/31/2019 |  |  |  |  | NO | NO |  |  |  |  | WELCH ALLYN, INC. 30146446 16371208 |  |  | Active |  | 99:99:99:99:99:99 |  | Equipment | PAAR:00-PVAR | 10/31/2019 | 10/31/2019 | COOPER UNIVERSITY HOSPITAL |  |  |  |  | KAREN GRUBER |  |  |  | 10/31/2019 | 10/31/2019 |  |  |  |  | 10/31/2019 | 10/31/2019
|  | WELCH ALLYN, INC. | WELCH ALLYN, INC. SURETEMP PLUS 690 |  |  | EMERGENCY ROOM |  |  | excluded | 10/31/2019 |  |  |  |  | NO | NO |  |  |  |  | WELCH ALLYN, INC. 30146444 16371202 |  |  | Active |  | 99:99:99:99:99:99 |  | Equipment | PAAR:00-PVAR | 10/31/2019 | 10/31/2019 | COOPER UNIVERSITY HOSPITAL |  |  |  |  | KAREN GRUBER |  |  |  | 10/31/2019 | 10/31/2019 |  |  |  |  | 10/31/2019 | 10/31/2019
|  | WELCH ALLYN, INC. | WELCH ALLYN, INC. SURETEMP PLUS 690 |  |  | EMERGENCY ROOM |  |  | excluded | 10/31/2019 |  |  |  |  | NO | NO |  |  |  |  | WELCH ALLYN, INC. 30146445 16371189 |  |  | Active |  | 99:99:99:99:99:99 |  | Equipment | PAAR:00-PVAR | 10/31/2019 | 10/31/2019 | COOPER UNIVERSITY HOSPITAL |  |  |  |  | KAREN GRUBER |  |  |  | 10/31/2019 | 10/31/2019 |  |  |  |  | 10/31/2019 | 10/31/2019
|  | WELCH ALLYN, INC. | WELCH ALLYN, INC. SURETEMP PLUS 690 |  |  | EMERGENCY ROOM |  |  | excluded | 10/31/2019 |  |  |  |  | NO | NO |  |  |  |  | WELCH ALLYN, INC. 30146442 16370252 |  |  | Active |  | 99:99:99:99:99:99 |  | Equipment | PAAR:00-PVAR | 10/31/2019 | 10/31/2019 | COOPER UNIVERSITY HOSPITAL |  |  |  |  | KAREN GRUBER |  |  |  | 10/31/2019 | 10/31/2019 |  |  |  |  | 10/31/2019 | 10/31/2019
|  | WELCH ALLYN, INC. | WELCH ALLYN, INC. SURETEMP PLUS 690 |  |  | EMERGENCY ROOM |  |  | excluded | 10/31/2019 |  |  |  |  | NO | NO |  |  |  |  | WELCH ALLYN, INC. 30146435 14010939 |  |  | Active |  | 99:99:99:99:99:99 |  | Equipment | PAAR:00-PVAR | 10/31/2019 | 10/31/2019 | COOPER UNIVERSITY HOSPITAL |  |  |  |  | KAREN GRUBER |  |  |  | 10/31/2019 | 10/31/2019 |  |  |  |  | 10/31/2019 | 10/31/2019
|  | WELCH ALLYN, INC. | WELCH ALLYN, INC. SURETEMP PLUS 690 |  |  | CHERRY HILL SPECIALITY HUB |  |  | excluded | 10/31/2019 |  |  |  |  | NO | NO |  |  |  |  | WELCH ALLYN, INC. 30146373 15432161 |  |  | Active |  | 99:99:99:99:99:99 |  | Equipment | PAAR:00-PVAR | 10/31/2019 | 10/31/2019 | COOPER AMBULATORY OFF-SITES |  |  |  | 0011494852 | APRIL DIXON | Preventative Maintenance | Closed | Bonnie Aichroth | 10/31/2019 | 10/31/2019 | PERFORMANCE ASSURANCE AT INVENTORY | INVENTORIED DEVICE AND ENSURED DEVICE WAS FUNCTIONING PROPERLY. | FE67D02C-7FEA-43BD-B399-BC33F29E7104 | Labor | 10/31/2019 | 10/31/2019 | Kirk Lis
|  | WELCH ALLYN, INC. | WELCH ALLYN, INC. SURETEMP PLUS 690 |  |  | CHERRY HILL SPECIALITY HUB |  |  | excluded | 10/31/2019 |  |  |  |  | NO | NO |  |  |  |  | WELCH ALLYN, INC. 30146371 15432174 |  |  | Active |  | 99:99:99:99:99:99 |  | Equipment | PAAR:00-PVAR | 10/31/2019 | 10/31/2019 | COOPER AMBULATORY OFF-SITES |  |  |  | 0011494850 | APRIL DIXON | Preventative Maintenance | Closed | Bonnie Aichroth | 10/31/2019 | 10/31/2019 | PERFORMANCE ASSURANCE AT INVENTORY | INVENTORIED DEVICE AND ENSURED DEVICE WAS FUNCTIONING PROPERLY. | C7927C9F-D196-4AD8-BB3B-0693CBAD3B4F | Labor | 10/31/2019 | 10/31/2019 | Kirk Lis
|  | WELCH ALLYN, INC. | WELCH ALLYN, INC. SURETEMP PLUS 690 |  |  | CHERRY HILL SPECIALITY HUB |  |  | excluded | 10/31/2019 |  |  |  |  | NO | NO |  |  |  |  | WELCH ALLYN, INC. 30146369 16210290 |  |  | Active |  | 99:99:99:99:99:99 |  | Equipment | PAAR:00-PVAR | 10/31/2019 | 10/31/2019 | COOPER AMBULATORY OFF-SITES |  |  |  | 0011494853 | APRIL DIXON | Performance Verification | Closed | Bonnie Aichroth | 10/31/2019 | 10/31/2019 | INCOMING INVENTORY | DEVICE INVENTORIED | FACB0D60-134D-40F3-8BED-1DC4A8F42D44 | Labor | 10/31/2019 | 10/31/2019 | Bonnie Aichroth
|  | WELCH ALLYN, INC. | WELCH ALLYN, INC. SURETEMP PLUS 690 |  | Not Known | CHERRY HILL SPECIALITY HUB |  |  | excluded | 10/31/2019 |  |  |  |  | NO | NO |  |  |  |  | WELCH ALLYN, INC. 30146367 Not Known |  |  | Active |  | 99:99:99:99:99:99 |  | Equipment | PAAR:00-PVAR | 10/31/2019 | 10/31/2019 | COOPER AMBULATORY OFF-SITES |  |  |  | 0011494865 | APRIL DIXON | Performance Verification | Closed | Bonnie Aichroth | 10/31/2019 | 10/31/2019 | INCOMING INVENTORY | DEVICE INVENTORIED | 53DCC148-5FBA-4EB5-BC3D-E236FF35F736 | Labor | 10/31/2019 | 10/31/2019 | Bonnie Aichroth
|  | WELCH ALLYN, INC. | WELCH ALLYN, INC. SURETEMP PLUS 690 |  |  | CHERRY HILL SPECIALITY HUB |  |  | excluded | 10/31/2019 |  |  |  |  | NO | NO |  |  |  |  | WELCH ALLYN, INC. 30146365 15432175 |  |  | Active |  | 99:99:99:99:99:99 |  | Equipment | PAAR:00-PVAR | 10/31/2019 | 10/31/2019 | COOPER AMBULATORY OFF-SITES |  |  |  | 0011494861 | APRIL DIXON | Preventative Maintenance | Closed | Bonnie Aichroth | 10/31/2019 | 10/31/2019 | PERFORMANCE ASSURANCE AT INVENTORY | INVENTORIED DEVICE AND ENSURED DEVICE WAS FUNCTIONING PROPERLY. | 5CAFD775-AA65-4749-BE6D-7D7A5230D3F5 | Labor | 10/31/2019 | 10/31/2019 | Kirk Lis
|  | WELCH ALLYN, INC. | WELCH ALLYN, INC. SURETEMP PLUS 690 |  |  | CHERRY HILL SPECIALITY HUB |  |  | excluded | 10/31/2019 |  |  |  |  | NO | NO |  |  |  |  | WELCH ALLYN, INC. 30146364 15432170 |  |  | Active |  | 99:99:99:99:99:99 |  | Equipment | PAAR:00-PVAR | 10/31/2019 | 10/31/2019 | COOPER AMBULATORY OFF-SITES |  |  |  | 0011494870 | APRIL DIXON | Performance Verification | Closed | Bonnie Aichroth | 10/31/2019 | 10/31/2019 | INCOMING INVENTORY | DEVICE INVENTORIED | 57CB0601-7773-4D3F-8704-E5EAE6238A65 | Labor | 10/31/2019 | 10/31/2019 | Bonnie Aichroth
|  | WELCH ALLYN, INC. | WELCH ALLYN, INC. SURETEMP PLUS 690 |  |  | BURLINGTON OUTPATIENT PEDIATRICS |  |  | excluded | 10/31/2019 |  |  |  |  | NO | NO |  |  |  |  | WELCH ALLYN, INC. 30146360 15200408 |  |  | Active |  | 99:99:99:99:99:99 |  | Equipment | PAAR:00-PVAR | 10/31/2019 | 10/31/2019 | COOPER AMBULATORY OFF-SITES |  |  | SLDG 1 SUITE B |  | CHARMAINE RHETT |  |  |  | 10/31/2019 | 10/31/2019 |  |  |  |  | 10/31/2019 | 10/31/2019
|  | WELCH ALLYN, INC. | WELCH ALLYN, INC. SURETEMP PLUS 690 |  |  | MAPLE SHADE-FAMILY MEDICINE |  |  | excluded | 10/31/2019 |  |  |  |  | NO | NO |  |  |  |  | WELCH ALLYN, INC. 30146355 15480562 |  |  | Active |  | 99:99:99:99:99:99 |  | Equipment | PAAR:00-PVAR | 10/31/2019 | 10/31/2019 | COOPER AMBULATORY OFF-SITES |  |  | 111 E. MAIN ST |  | ANDREA GRAHAM |  |  |  | 10/31/2019 | 10/31/2019 |  |  |  |  | 10/31/2019 | 10/31/2019
|  | WELCH ALLYN, INC. | WELCH ALLYN, INC. SURETEMP PLUS 690 |  |  | KINGS HIGHWAY-MEDICINE |  |  | excluded | 10/31/2019 |  |  |  |  | NO | NO |  |  |  |  | WELCH ALLYN, INC. 30146354 16204044 |  |  | Active |  | 99:99:99:99:99:99 |  | Equipment | PAAR:00-PVAR | 10/31/2019 | 10/31/2019 | COOPER AMBULATORY OFF-SITES |  |  | 1103 KINGS - SUITE 203 |  | CHRISTINE MULLER |  |  |  | 10/31/2019 | 10/31/2019 |  |  |  |  | 10/31/2019 | 10/31/2019
|  | WELCH ALLYN, INC. | WELCH ALLYN, INC. SURETEMP PLUS 690 |  |  | CHIP - 9 PAVILION |  |  | excluded | 11/01/2019 |  |  |  |  | NO | NO |  |  |  |  | WELCH ALLYN, INC. 30144989 14120720 |  |  | Active |  | 99:99:99:99:99:99 |  | Equipment | PAAR:00-PVAR | 11/01/2019 | 11/01/2019 | COOPER UNIVERSITY HOSPITAL |  |  | ROOM 931 | WOT00000002204703 | KIM HUMMEL | Disposition | Closed | Michael Youch | 11/01/2019 | 11/01/2019 | Bulk Disposition CNL |  |  |  | 11/01/2019 | 11/01/2019
|  | WELCH ALLYN, INC. | WELCH ALLYN, INC. SURETEMP PLUS 690 |  |  | MED/SURG 6 PAVILION |  |  | excluded | 11/02/2019 |  |  |  |  | NO | NO |  |  |  |  | WELCH ALLYN, INC. 30144856 08331584 |  |  | Active |  | 99:99:99:99:99:99 |  | Equipment | PAAR:00-PVAR | 11/02/2019 | 11/02/2019 | COOPER UNIVERSITY HOSPITAL |  |  | PAV6 |  | BRIAN OSHAUGHNESSY |  |  |  | 11/02/2019 | 11/02/2019 |  |  |  |  | 11/02/2019 | 11/02/2019
|  | WELCH ALLYN, INC. | WELCH ALLYN, INC. SURETEMP PLUS 690 |  |  | PAVILION 8 |  |  | excluded | 11/02/2019 |  |  |  |  | NO | NO |  |  |  |  | WELCH ALLYN, INC. 30144803 27188 |  |  | Active |  | 99:99:99:99:99:99 |  | Equipment | PAAR:00-PVAR | 11/02/2019 | 11/02/2019 | COOPER UNIVERSITY HOSPITAL |  |  | P835 | WOT00000000514066 | BRIAN OSHAUGHNESSY | Disposition | Closed | Gene Amodei | 11/02/2019 | 11/02/2019 | Bulk Disposition CNL |  |  |  | 11/02/2019 | 11/02/2019
|  | WELCH ALLYN, INC. | WELCH ALLYN, INC. SURETEMP PLUS 690 |  |  | 3 COOPER - MEDICINE DEPARTMENT |  |  | excluded | 01/01/2001 |  |  |  |  | NO | NO |  |  |  |  | WELCH ALLYN, INC. 10346983 07429915 |  |  | Active |  | 99:99:99:99:99:99 |  | Equipment | PAAR:00-PVAR | 11/02/2019 |  | COOPER AMBULATORY OFF-SITES |  |  | SUITE 215 - MOVES | 0012405581 | NANCY LOUIS | Repair | Closed | Stephen Zubrzycki | 11/15/2017 | 11/17/2017 | THERMOMETER - CRACKED BATTERY COVER - TMX | 11/15/2017 12:14:16 PM SJZUBRZYCKI (SJZUBRZYCKI 11/15/2017 12:00 AM) ANALYZED UNIT. NEEDS BATTERY COVER. ORDERING COVER 11/17/2017 6:29:00 PM SJZUBRZYCKI (SJZUBRZYCKI 11/17/2017 12:00 AM) REPLACED REAR COVER AND VPO | F845AE9B-6578-453C-B0E3-44CE4BFDB761 | Parts | 01/01/1900 | 01/01/1900 | Stephen Zubrzycki
|  | WELCH ALLYN, INC. | WELCH ALLYN, INC. SURETEMP PLUS 690 |  |  | 3 COOPER - MEDICINE DEPARTMENT |  |  | excluded | 06/04/2010 |  |  |  |  | NO | NO |  |  |  |  | WELCH ALLYN, INC. 10346984 09520594 |  |  | Active |  | 99:99:99:99:99:99 |  | Equipment | PAAR:00-PVAR | 11/01/2019 |  | COOPER AMBULATORY OFF-SITES |  |  | SUITE 215 - MOVES |  | NANCY LOUIS
|  | WELCH ALLYN, INC. | WELCH ALLYN, INC. SURETEMP PLUS 690 |  |  | 3 COOPER-PEDIATRICS |  |  | excluded | 01/01/1900 |  |  |  |  | NO | NO |  |  |  |  | WELCH ALLYN, INC. 10346963 04338496 |  |  | Active |  | 99:99:99:99:99:99 |  | Equipment | PAAR:00-PVAR | 11/02/2019 |  | COOPER AMBULATORY OFF-SITES |  |  | Suite 200 - Exam 220A |  | MAUREEN OBRIEN
|  | WELCH ALLYN, INC. | WELCH ALLYN, INC. SURETEMP PLUS 690 |  |  | PAVILION 8 |  |  | excluded | 11/02/2019 |  |  |  |  | NO | NO |  |  |  |  | WELCH ALLYN, INC. 30144797 27186 |  |  | Active |  | 99:99:99:99:99:99 |  | Equipment | PAAR:00-PVAR | 11/02/2019 | 11/02/2019 | COOPER UNIVERSITY HOSPITAL |  |  | P833 | WOT00000000514064 | BRIAN OSHAUGHNESSY | Disposition | Closed | Gene Amodei | 11/02/2019 | 11/02/2019 | Bulk Disposition CNL |  |  |  | 11/02/2019 | 11/02/2019
|  | WELCH ALLYN, INC. | WELCH ALLYN, INC. SURETEMP PLUS 690 |  |  | PAVILION 8 |  |  | excluded | 11/01/2019 |  |  |  |  | NO | NO |  |  |  |  | WELCH ALLYN, INC. 30144793 27177 |  |  | Active |  | 99:99:99:99:99:99 |  | Equipment | PAAR:00-PVAR | 11/01/2019 | 11/01/2019 | COOPER UNIVERSITY HOSPITAL |  |  | P822 | WOT00000000514057 | BRIAN OSHAUGHNESSY | Disposition | Closed | Gene Amodei | 11/01/2019 | 11/01/2019 | Bulk Disposition CNL |  |  |  | 11/01/2019 | 11/01/2019
|  | WELCH ALLYN, INC. | WELCH ALLYN, INC. SURETEMP PLUS 690 |  |  | PAVILION 8 |  |  | excluded | 11/02/2019 |  |  |  |  | NO | NO |  |  |  |  | WELCH ALLYN, INC. 30144788 27178 |  |  | Active |  | 99:99:99:99:99:99 |  | Equipment | PAAR:00-PVAR | 11/02/2019 | 11/02/2019 | COOPER UNIVERSITY HOSPITAL |  |  | P823 | WOT00000000514058 | BRIAN OSHAUGHNESSY | Disposition | Closed | Gene Amodei | 11/02/2019 | 11/02/2019 | Bulk Disposition CNL |  |  |  | 11/02/2019 | 11/02/2019
|  | WELCH ALLYN, INC. | WELCH ALLYN, INC. SURETEMP PLUS 690 |  |  | MED/SURG 6 PAVILION |  |  | excluded | 11/02/2019 |  |  |  |  | NO | NO |  |  |  |  | WELCH ALLYN, INC. 30144785 08331569 |  |  | Active |  | 99:99:99:99:99:99 |  | Equipment | PAAR:00-PVAR | 11/02/2019 | 11/02/2019 | COOPER UNIVERSITY HOSPITAL |  |  | P829 |  | BRIAN OSHAUGHNESSY |  |  |  | 11/02/2019 | 11/02/2019 |  |  |  |  | 11/02/2019 | 11/02/2019
|  | WELCH ALLYN, INC. | WELCH ALLYN, INC. SURETEMP PLUS 690 |  |  | PAVILION 8 |  |  | excluded | 11/02/2019 |  |  |  |  | NO | NO |  |  |  |  | WELCH ALLYN, INC. 30144783 27182 |  |  | Active |  | 99:99:99:99:99:99 |  | Equipment | PAAR:00-PVAR | 11/02/2019 | 11/02/2019 | COOPER UNIVERSITY HOSPITAL |  |  | P828 | WOT00000000514060 | BRIAN OSHAUGHNESSY | Disposition | Closed | Gene Amodei | 11/02/2019 | 11/02/2019 | Bulk Disposition CNL |  |  |  | 11/02/2019 | 11/02/2019
|  | WELCH ALLYN, INC. | WELCH ALLYN, INC. SURETEMP PLUS 690 |  |  | PAVILION 8 |  |  | excluded | 11/02/2019 |  |  |  |  | NO | NO |  |  |  |  | WELCH ALLYN, INC. 30144778 08331574 |  |  | Active |  | 99:99:99:99:99:99 |  | Equipment | PAAR:00-PVAR | 11/02/2019 | 11/02/2019 | COOPER UNIVERSITY HOSPITAL |  |  | P829 | WOT00000000536948 | BRIAN OSHAUGHNESSY | Disposition | Closed | Gene Amodei | 11/02/2019 | 11/02/2019 | Bulk Disposition CNL | Notification sent to technician and manager that this CEID has been marked as Could Not Locate (CNL). 33% SLA Warning: Notification sent to technician and manager that this CEID has been marked as Could Not Locate (CNL) for 30 days. 66% SLA Warning: Notification sent to technician and manager that this CEID has been marked as Could Not Locate (CNL) for 60 days. 99% SLA Warning: Notification sent to technician and manager that this CEID has been marked as Could Not Locate (CNL) for 90 days. |  |  | 11/02/2019 | 11/02/2019
|  | WELCH ALLYN, INC. | WELCH ALLYN, INC. SURETEMP PLUS 690 |  |  | PAVILION 8 |  |  | excluded | 11/02/2019 |  |  |  |  | NO | NO |  |  |  |  | WELCH ALLYN, INC. 30144777 27179 |  |  | Active |  | 99:99:99:99:99:99 |  | Equipment | PAAR:00-PVAR | 11/02/2019 | 11/02/2019 | COOPER UNIVERSITY HOSPITAL |  |  | P824 | WOT00000000514059 | BRIAN OSHAUGHNESSY | Disposition | Closed | Gene Amodei | 11/02/2019 | 11/02/2019 | Bulk Disposition CNL |  |  |  | 11/02/2019 | 11/02/2019
|  | WELCH ALLYN, INC. | WELCH ALLYN, INC. SURETEMP PLUS 690 |  |  | PAVILION 8 |  |  | excluded | 11/01/2019 |  |  |  |  | NO | NO |  |  |  |  | WELCH ALLYN, INC. 30144775 27183 |  |  | Active |  | 99:99:99:99:99:99 |  | Equipment | PAAR:00-PVAR | 11/01/2019 | 11/01/2019 | COOPER UNIVERSITY HOSPITAL |  |  | P830 | WOT00000000514061 | BRIAN OSHAUGHNESSY | Disposition | Closed | Gene Amodei | 11/01/2019 | 11/01/2019 | Bulk Disposition CNL |  |  |  | 11/01/2019 | 11/01/2019
|  | WELCH ALLYN, INC. | WELCH ALLYN, INC. SURETEMP PLUS 690 |  |  | PAVILION 8 |  |  | excluded | 11/01/2019 |  |  |  |  | NO | NO |  |  |  |  | WELCH ALLYN, INC. 30144769 27184 |  |  | Active |  | 99:99:99:99:99:99 |  | Equipment | PAAR:00-PVAR | 11/01/2019 | 11/01/2019 | COOPER UNIVERSITY HOSPITAL |  |  | P831 |  | BRIAN OSHAUGHNESSY |  |  |  | 11/01/2019 | 11/01/2019 |  |  |  |  | 11/01/2019 | 11/01/2019
|  | WELCH ALLYN, INC. | WELCH ALLYN, INC. SURETEMP PLUS 690 |  |  | PAVILION 8 |  |  | excluded | 11/02/2019 |  |  |  |  | NO | NO |  |  |  |  | WELCH ALLYN, INC. 30144760 27185 |  |  | Active |  | 99:99:99:99:99:99 |  | Equipment | PAAR:00-PVAR | 11/02/2019 | 11/02/2019 | COOPER UNIVERSITY HOSPITAL |  |  | P832 | WOT00000000514063 | BRIAN OSHAUGHNESSY | Disposition | Closed | Gene Amodei | 11/02/2019 | 11/02/2019 | Bulk Disposition CNL |  |  |  | 11/02/2019 | 11/02/2019
|  | WELCH ALLYN, INC. | WELCH ALLYN, INC. SURETEMP PLUS 690 |  |  | PAVILION 8 |  |  | excluded | 11/01/2019 |  |  |  |  | NO | NO |  |  |  |  | WELCH ALLYN, INC. 30144757 27187 |  |  | Active |  | 99:99:99:99:99:99 |  | Equipment | PAAR:00-PVAR | 11/01/2019 | 11/01/2019 | COOPER UNIVERSITY HOSPITAL |  |  | P834 | WOT00000000514065 | BRIAN OSHAUGHNESSY | Disposition | Closed | Gene Amodei | 11/01/2019 | 11/01/2019 | Bulk Disposition CNL |  |  |  | 11/01/2019 | 11/01/2019
|  | WELCH ALLYN, INC. | WELCH ALLYN, INC. SURETEMP PLUS 690 |  |  | WILLINGBORO HEMATOLOGY/ONCOLOGY |  |  | excluded | 11/02/2019 |  |  |  |  | NO | NO |  |  |  |  | WELCH ALLYN, INC. 30144737 06304743 |  |  | Active |  | 99:99:99:99:99:99 |  | Equipment | PAAR:00-PVAR | 11/02/2019 | 11/02/2019 | COOPER AMBULATORY OFF-SITES |  |  | nurses stat |  | ANN DENTON |  |  |  | 11/02/2019 | 11/02/2019 |  |  |  |  | 11/02/2019 | 11/02/2019
|  | WELCH ALLYN, INC. | WELCH ALLYN, INC. SURETEMP PLUS 690 |  |  | WILLINGBORO HEMATOLOGY/ONCOLOGY |  |  | excluded | 11/02/2019 |  |  |  |  | NO | NO |  |  |  |  | WELCH ALLYN, INC. 30144734 06304764 |  |  | Active |  | 99:99:99:99:99:99 |  | Equipment | PAAR:00-PVAR | 11/02/2019 | 11/02/2019 | COOPER AMBULATORY OFF-SITES |  |  | INFUSION RM |  | ANN DENTON |  |  |  | 11/02/2019 | 11/02/2019 |  |  |  |  | 11/02/2019 | 11/02/2019
|  | WELCH ALLYN, INC. | WELCH ALLYN, INC. SURETEMP PLUS 690 |  |  | BRACHFIELD MEDICAL ASSOCIATES-MEDICINE |  |  |  | 11/02/2019 |  |  |  |  | NO | NO |  |  |  |  | WELCH ALLYN, INC. 30144710 11391947 |  |  | Disposition |  |  |  | Equipment | PAAR:00-PVAR | 11/02/2019 | 11/02/2019 | COOPER AMBULATORY OFF-SITES |  |  | DISPOSITION |  | CATHY CRAWFORD |  |  |  | 11/02/2019 | 11/02/2019 |  |  |  |  | 11/02/2019 | 11/02/2019
|  | WELCH ALLYN, INC. | WELCH ALLYN, INC. SURETEMP PLUS 690 |  |  | WILLINGBORO COOPER UNIVERSITY PHYSICIANS |  |  | excluded | 11/02/2019 |  |  |  |  | NO | NO |  |  |  |  | WELCH ALLYN, INC. 30144701 14252202 |  |  | Active |  | 99:99:99:99:99:99 |  | Equipment | PAAR:00-PVAR | 11/02/2019 | 11/02/2019 | COOPER AMBULATORY OFF-SITES |  |  | INTERNAL MEDICINE SUPPLY 171 |  | PATTY LEWIS |  |  |  | 11/02/2019 | 11/02/2019 |  |  |  |  | 11/02/2019 | 11/02/2019
|  | WELCH ALLYN, INC. | WELCH ALLYN, INC. SURETEMP PLUS 690 |  |  | BUNKER HILL-OB/GYN |  |  | excluded | 11/02/2019 |  |  |  |  | NO | NO |  |  |  |  | WELCH ALLYN, INC. 30144688 10380091 |  |  | Active |  | 99:99:99:99:99:99 |  | Equipment | PAAR:00-PVAR | 11/02/2019 | 11/02/2019 | COOPER AMBULATORY OFF-SITES |  |  | OB 2 |  | LISA POTTS |  |  |  | 11/02/2019 | 11/02/2019 |  |  |  |  | 11/02/2019 | 11/02/2019
|  | WELCH ALLYN, INC. | WELCH ALLYN, INC. SURETEMP PLUS 690 |  |  | WILLINGBORO COOPER UNIVERSITY PHYSICIANS |  |  | excluded | 11/02/2019 |  |  |  |  | NO | NO |  |  |  |  | WELCH ALLYN, INC. 30144695 10383131 |  |  | Active |  | 99:99:99:99:99:99 |  | Equipment | PAAR:00-PVAR | 11/02/2019 | 11/02/2019 | COOPER AMBULATORY OFF-SITES |  |  | INT MED NURSE STAT 138 |  | PATTY LEWIS |  |  |  | 11/02/2019 | 11/02/2019 |  |  |  |  | 11/02/2019 | 11/02/2019
|  | WELCH ALLYN, INC. | WELCH ALLYN, INC. SURETEMP PLUS 690 |  |  | BRACHFIELD MEDICAL ASSOCIATES-MEDICINE |  |  | excluded | 11/01/2019 |  |  |  |  | NO | NO |  |  |  |  | WELCH ALLYN, INC. 30144691 10090088 |  |  | Active |  | 99:99:99:99:99:99 |  | Equipment | PAAR:00-PVAR | 11/01/2019 | 11/01/2019 | COOPER AMBULATORY OFF-SITES |  |  | a109 |  | CATHY CRAWFORD |  |  |  | 11/01/2019 | 11/01/2019 |  |  |  |  | 11/01/2019 | 11/01/2019
|  | WELCH ALLYN, INC. | WELCH ALLYN, INC. SURETEMP PLUS 690 |  |  | GLOUCESTER-MEDICINE |  |  |  | 11/02/2019 |  |  |  |  | NO | NO |  |  |  |  | WELCH ALLYN, INC. 30144674 10501244 |  |  | Disposition |  |  |  | Equipment | PAAR:00-PVAR | 11/02/2019 | 11/02/2019 | COOPER AMBULATORY OFF-SITES |  |  | DISPOSITION |  | KELLIE STOUT |  |  |  | 11/02/2019 | 11/02/2019 |  |  |  |  | 11/02/2019 | 11/02/2019
|  | WELCH ALLYN, INC. | WELCH ALLYN, INC. SURETEMP PLUS 690 |  |  | BUNKER HILL-INTERNAL MEDICINE |  |  | excluded | 11/02/2019 |  |  |  |  | NO | NO |  |  |  |  | WELCH ALLYN, INC. 30144650 11520096 |  |  | Active |  | 99:99:99:99:99:99 |  | Equipment | PAAR:00-PVAR | 11/02/2019 | 11/02/2019 | COOPER AMBULATORY OFF-SITES |  |  | MOVES |  | SUSAN BABCOCK |  |  |  | 11/02/2019 | 11/02/2019 |  |  |  |  | 11/02/2019 | 11/02/2019
|  | WELCH ALLYN, INC. | WELCH ALLYN, INC. SURETEMP PLUS 690 |  |  | CARDIAC CATH LAB |  |  |  | 11/02/2019 |  |  |  |  | NO | NO |  |  |  |  | WELCH ALLYN, INC. 30144385 12254740 |  |  | Disposition |  | 99:99:99:99:99:99 |  | Equipment | PAAR:00-PVAR | 11/02/2019 | 11/02/2019 | COOPER UNIVERSITY HOSPITAL |  |  | CNL |  | LINDA BEAN |  |  |  | 11/02/2019 | 11/02/2019 |  |  |  |  | 11/02/2019 | 11/02/2019
|  | WELCH ALLYN, INC. | WELCH ALLYN, INC. SURETEMP PLUS 690 |  |  | 3 COOPER - SURGERY DEPARTMENT |  |  | excluded | 01/01/1900 |  |  |  |  | NO | NO |  |  |  |  | WELCH ALLYN, INC. 10346824 15090856 |  |  | Active |  | 99:99:99:99:99:99 |  | Equipment | PAAR:00-PVAR | 11/02/2019 |  | COOPER AMBULATORY OFF-SITES |  |  | SUITE 403 - Moves |  | ANNE MAIER
|  | WELCH ALLYN, INC. | WELCH ALLYN, INC. SURETEMP PLUS 690 |  |  | EMERGENCY ROOM |  |  | excluded | 11/01/2019 |  |  |  |  | NO | NO |  |  |  |  | WELCH ALLYN, INC. 30144067 13411674 |  |  | Active |  | 99:99:99:99:99:99 |  | Equipment | PAAR:00-PVAR | 11/01/2019 | 11/01/2019 | COOPER UNIVERSITY HOSPITAL |  |  | RM 1 |  | KAREN GRUBER |  |  |  | 11/01/2019 | 11/01/2019 |  |  |  |  | 11/01/2019 | 11/01/2019
|  | WELCH ALLYN, INC. | WELCH ALLYN, INC. SURETEMP PLUS 690 |  |  | EMERGENCY ROOM |  |  | excluded | 11/02/2019 |  |  |  |  | NO | NO |  |  |  |  | WELCH ALLYN, INC. 30144055 13411660 |  |  | Active |  | 99:99:99:99:99:99 |  | Equipment | PAAR:00-PVAR | 11/02/2019 | 11/02/2019 | COOPER UNIVERSITY HOSPITAL |  |  | RM 2 |  | KAREN GRUBER |  |  |  | 11/02/2019 | 11/02/2019 |  |  |  |  | 11/02/2019 | 11/02/2019
|  | WELCH ALLYN, INC. | WELCH ALLYN, INC. SURETEMP PLUS 690 |  | S08331567 | MED/SURG 6 PAVILION |  |  | excluded | 11/02/2019 |  |  |  |  | NO | NO |  |  |  |  | WELCH ALLYN, INC. 30144029 S08331567 |  |  | Active |  | 99:99:99:99:99:99 |  | Equipment | PAAR:00-PVAR | 11/02/2019 | 11/02/2019 | COOPER UNIVERSITY HOSPITAL |  |  | ROOM P624 | WOT00000002203780 | BRIAN OSHAUGHNESSY | Disposition | Closed | Michael Youch | 11/02/2019 | 11/02/2019 | Bulk Disposition CNL |  |  |  | 11/02/2019 | 11/02/2019
|  | WELCH ALLYN, INC. | WELCH ALLYN, INC. SURETEMP PLUS 690 |  |  | CHIP - 9 PAVILION |  |  | excluded | 11/02/2019 |  |  |  |  | NO | NO |  |  |  |  | WELCH ALLYN, INC. 30144024 14122141 |  |  | Active |  | 99:99:99:99:99:99 |  | Equipment | PAAR:00-PVAR | 11/02/2019 | 11/02/2019 | COOPER UNIVERSITY HOSPITAL |  |  | ROOM 926 | WOT00000002203757 | KIM HUMMEL | Disposition | Closed | Michael Youch | 11/02/2019 | 11/02/2019 | Bulk Disposition CNL |  |  |  | 11/02/2019 | 11/02/2019
|  | WELCH ALLYN, INC. | WELCH ALLYN, INC. SURETEMP PLUS 690 |  |  | CHIP - 9 PAVILION |  |  | excluded | 11/02/2019 |  |  |  |  | NO | NO |  |  |  |  | WELCH ALLYN, INC. 30144008 14112451 |  |  | Active |  | 99:99:99:99:99:99 |  | Equipment | PAAR:00-PVAR | 11/02/2019 | 11/02/2019 | COOPER UNIVERSITY HOSPITAL |  |  | ROOM 914 | WOT00000002203723 | KIM HUMMEL | Disposition | Closed | Michael Youch | 11/02/2019 | 11/02/2019 | Bulk Disposition CNL |  |  |  | 11/02/2019 | 11/02/2019
|  | WELCH ALLYN, INC. | WELCH ALLYN, INC. SURETEMP PLUS 690 |  |  | CHIP - 9 PAVILION |  |  | excluded | 11/02/2019 |  |  |  |  | NO | NO |  |  |  |  | WELCH ALLYN, INC. 30144009 14112447 |  |  | Active |  | 99:99:99:99:99:99 |  | Equipment | PAAR:00-PVAR | 11/02/2019 | 11/02/2019 | COOPER UNIVERSITY HOSPITAL |  |  | ROOM 915 | WOT00000002203730 | KIM HUMMEL | Disposition | Closed | Michael Youch | 11/02/2019 | 11/02/2019 | Bulk Disposition CNL |  |  |  | 11/02/2019 | 11/02/2019
|  | WELCH ALLYN, INC. | WELCH ALLYN, INC. SURETEMP PLUS 690 |  |  | CHIP - 9 PAVILION |  |  | excluded | 11/02/2019 |  |  |  |  | NO | NO |  |  |  |  | WELCH ALLYN, INC. 30144012 14112442 |  |  | Active |  | 99:99:99:99:99:99 |  | Equipment | PAAR:00-PVAR | 11/02/2019 | 11/02/2019 | COOPER UNIVERSITY HOSPITAL |  |  | ROOM 916 | WOT00000002203737 | KIM HUMMEL | Disposition | Closed | Michael Youch | 11/02/2019 | 11/02/2019 | Bulk Disposition CNL |  |  |  | 11/02/2019 | 11/02/2019
|  | WELCH ALLYN, INC. | WELCH ALLYN, INC. SURETEMP PLUS 690 |  |  | CHIP - 9 PAVILION |  |  | excluded | 11/02/2019 |  |  |  |  | NO | NO |  |  |  |  | WELCH ALLYN, INC. 30144013 14112445 |  |  | Active |  | 99:99:99:99:99:99 |  | Equipment | PAAR:00-PVAR | 11/02/2019 | 11/02/2019 | COOPER UNIVERSITY HOSPITAL |  |  | ROOM 917 | 0011619141 | KIM HUMMEL | Repair | Closed | Michael Youch | 11/02/2019 | 11/02/2019 | THERMOMETER - PROBE NOT CLICKING IN - PAV 9, GREETERS STATION | 5/8/2017 2:08:56 PM MDYOUCH (MDYOUCH 5/8/2017 1:00 PM) MONITOR IS OK BUT HAS BAD PROBE (E-5.0). UNIT MANAGER WILL ORDER REPLACEMENT. | 3E8A85B9-91C0-4996-BEE1-B9EACB0A7E94 | Labor | 11/02/2019 | 11/02/2019 | Michael Youch
|  | WELCH ALLYN, INC. | WELCH ALLYN, INC. SURETEMP PLUS 690 |  |  | CHIP - 9 PAVILION |  |  | excluded | 11/02/2019 |  |  |  |  | NO | NO |  |  |  |  | WELCH ALLYN, INC. 30144007 14112453 |  |  | Active |  | 99:99:99:99:99:99 |  | Equipment | PAAR:00-PVAR | 11/02/2019 | 11/02/2019 | COOPER UNIVERSITY HOSPITAL |  |  | ROOM 912 | WOT00000002203716 | KIM HUMMEL | Disposition | Closed | Michael Youch | 11/02/2019 | 11/02/2019 | Bulk Disposition CNL |  |  |  | 11/02/2019 | 11/02/2019
|  | WELCH ALLYN, INC. | WELCH ALLYN, INC. SURETEMP PLUS 690 |  |  | CHIP - 9 PAVILION |  |  | excluded | 10/31/2019 |  |  |  |  | NO | NO |  |  |  |  | WELCH ALLYN, INC. 30144005 14112449 |  |  | Active |  | 99:99:99:99:99:99 |  | Equipment | PAAR:00-PVAR | 10/31/2019 | 10/31/2019 | COOPER UNIVERSITY HOSPITAL |  |  | ROOM 911 |  | KIM HUMMEL |  |  |  | 10/31/2019 | 10/31/2019 |  |  |  |  | 10/31/2019 | 10/31/2019
|  | WELCH ALLYN, INC. | WELCH ALLYN, INC. SURETEMP PLUS 690 |  |  | CHIP - 9 PAVILION |  |  | excluded | 10/31/2019 |  |  |  |  | NO | NO |  |  |  |  | WELCH ALLYN, INC. 30144003 14112454 |  |  | Active |  | 99:99:99:99:99:99 |  | Equipment | PAAR:00-PVAR | 10/31/2019 | 10/31/2019 | COOPER UNIVERSITY HOSPITAL |  |  | ROOM 910 |  | KIM HUMMEL |  |  |  | 10/31/2019 | 10/31/2019 |  |  |  |  | 10/31/2019 | 10/31/2019
|  | WELCH ALLYN, INC. | WELCH ALLYN, INC. SURETEMP PLUS 690 |  |  | 3 COOPER-COOPER RESEARCH INSTITUTE |  |  |  | 05/11/2014 |  |  |  |  | NO | NO |  |  |  |  | WELCH ALLYN, INC. 10346759 04452558 |  |  | Disposition |  |  |  | Equipment | PAAR:00-PVAR | 11/02/2019 |  | COOPER AMBULATORY OFF-SITES |  |  | DISPOSITION |  | CHRISTINE RICKETTE
|  | WELCH ALLYN, INC. | WELCH ALLYN, INC. SURETEMP PLUS 690 |  |  | LINCOLN DRIVE-FAMILY MEDICINE |  |  | excluded | 01/01/1900 |  |  |  |  | NO | NO |  |  |  |  | WELCH ALLYN, INC. 10346749 13320534 |  |  | Active |  | 99:99:99:99:99:99 |  | Equipment | PAAR:00-PVAR | 11/02/2019 |  | COOPER AMBULATORY OFF-SITES |  |  | EXAM 1 |  | SCOTT GROFF
|  | WELCH ALLYN, INC. | WELCH ALLYN, INC. SURETEMP PLUS 690 |  |  | CARDIAC CATH LAB |  |  | excluded | 11/02/2019 |  |  |  |  | NO | NO |  |  |  |  | WELCH ALLYN, INC. 30143455 12265250 |  |  | Active |  | 99:99:99:99:99:99 |  | Equipment | PAAR:00-PVAR | 11/02/2019 | 11/02/2019 | COOPER UNIVERSITY HOSPITAL |  |  | CCL - Moves |  | LINDA BEAN |  |  |  | 11/02/2019 | 11/02/2019 |  |  |  |  | 11/02/2019 | 11/02/2019
|  | WELCH ALLYN, INC. | WELCH ALLYN, INC. SURETEMP PLUS 690 |  |  | SPECIAL TEST |  |  | excluded | 11/02/2019 |  |  |  |  | NO | NO |  |  |  |  | WELCH ALLYN, INC. 30143395 11450183 |  |  | Active |  | 99:99:99:99:99:99 |  | Equipment | PAAR:00-PVAR | 11/02/2019 | 11/02/2019 | COOPER UNIVERSITY HOSPITAL |  |  | BRONCH SUITE | WOT00000000508500 | AMY HANNAN | Disposition | Closed | Gene Amodei | 11/02/2019 | 11/02/2019 | Bulk Disposition CNL |  |  |  | 11/02/2019 | 11/02/2019
|  | WELCH ALLYN, INC. | WELCH ALLYN, INC. SURETEMP PLUS 690 |  |  | PEDIATRICS SOUTH 7 |  |  | excluded | 11/02/2019 |  |  |  |  | NO | NO |  |  |  |  | WELCH ALLYN, INC. 30143343 12252645 |  |  | Active |  | 99:99:99:99:99:99 |  | Equipment | PAAR:00-PVAR | 11/02/2019 | 11/02/2019 | COOPER UNIVERSITY HOSPITAL |  |  | HALLWAY | WOT00000000509083 | JOANNE FOX | Disposition | Closed | Gene Amodei | 11/02/2019 | 11/02/2019 | Bulk Disposition CNL |  |  |  | 11/02/2019 | 11/02/2019
|  | WELCH ALLYN, INC. | WELCH ALLYN, INC. SURETEMP PLUS 690 |  |  | KELEMEN 8 PCU |  |  | excluded | 11/02/2019 |  |  |  |  | NO | NO |  |  |  |  | WELCH ALLYN, INC. 30143308 14120590 |  |  | Active |  | 99:99:99:99:99:99 |  | Equipment | PAAR:00-PVAR | 11/02/2019 | 11/02/2019 | COOPER UNIVERSITY HOSPITAL |  |  | RM 868 | WOT00000000510597 | BYRON WELLS | Disposition | Closed | Michael Youch | 11/02/2019 | 11/02/2019 | Bulk Disposition CNL |  |  |  | 11/02/2019 | 11/02/2019
|  | WELCH ALLYN, INC. | WELCH ALLYN, INC. SURETEMP PLUS 690 |  |  | KELEMEN 8 PCU |  |  | excluded | 11/02/2019 |  |  |  |  | NO | NO |  |  |  |  | WELCH ALLYN, INC. 30143312 12173122 |  |  | Active |  | 99:99:99:99:99:99 |  | Equipment | PAAR:00-PVAR | 11/02/2019 | 11/02/2019 | COOPER UNIVERSITY HOSPITAL |  |  | N8/S8 |  | BYRON WELLS |  |  |  | 11/02/2019 | 11/02/2019 |  |  |  |  | 11/02/2019 | 11/02/2019
|  | WELCH ALLYN, INC. | WELCH ALLYN, INC. SURETEMP PLUS 690 |  |  | KELEMEN 8 PCU |  |  | excluded | 11/02/2019 |  |  |  |  | NO | NO |  |  |  |  | WELCH ALLYN, INC. 30143269 12340980 |  |  | Active |  | 99:99:99:99:99:99 |  | Equipment | PAAR:00-PVAR | 11/02/2019 | 11/02/2019 | COOPER UNIVERSITY HOSPITAL |  |  | PCU | WOT00000000509222 | BYRON WELLS | Disposition | Closed | Michael Youch | 11/02/2019 | 11/02/2019 | Bulk Disposition CNL |  |  |  | 11/02/2019 | 11/02/2019
|  | WELCH ALLYN, INC. | WELCH ALLYN, INC. SURETEMP PLUS 690 |  |  | KELEMEN 8 PCU |  |  | excluded | 11/02/2019 |  |  |  |  | NO | NO |  |  |  |  | WELCH ALLYN, INC. 30143268 11460212 |  |  | Active |  | 99:99:99:99:99:99 |  | Equipment | PAAR:00-PVAR | 11/02/2019 | 11/02/2019 | COOPER UNIVERSITY HOSPITAL |  |  | N8/S8 | WOT00000000508502 | BYRON WELLS | Disposition | Closed | Michael Youch | 11/02/2019 | 11/02/2019 | Bulk Disposition CNL |  |  |  | 11/02/2019 | 11/02/2019
|  | WELCH ALLYN, INC. | WELCH ALLYN, INC. SURETEMP PLUS 690 |  |  | GYNECOLOGY / DIABETES TREATMENT |  |  | excluded | 11/02/2019 |  |  |  |  | NO | NO |  |  |  |  | WELCH ALLYN, INC. 30143258 11450155 |  |  | Active |  | 99:99:99:99:99:99 |  | Equipment | PAAR:00-PVAR | 11/02/2019 | 11/02/2019 | COOPER UNIVERSITY HOSPITAL |  |  | N9/S9 |  | LAUSA ZIMMERMAN |  |  |  | 11/02/2019 | 11/02/2019 |  |  |  |  | 11/02/2019 | 11/02/2019
|  | WELCH ALLYN, INC. | WELCH ALLYN, INC. SURETEMP PLUS 690 |  |  | GYNECOLOGY / DIABETES TREATMENT |  |  | excluded | 11/02/2019 |  |  |  |  | NO | NO |  |  |  |  | WELCH ALLYN, INC. 30143259 14111284 |  |  | Active |  | 99:99:99:99:99:99 |  | Equipment | PAAR:00-PVAR | 11/02/2019 | 11/02/2019 | COOPER UNIVERSITY HOSPITAL |  |  | NORTH 9 | WOT00000002203279 | LAUSA ZIMMERMAN | Disposition | Closed | Michael Youch | 11/02/2019 | 11/02/2019 | Bulk Disposition CNL |  |  |  | 11/02/2019 | 11/02/2019
|  | WELCH ALLYN, INC. | WELCH ALLYN, INC. SURETEMP PLUS 690 |  |  | EMERGENCY ROOM |  |  |  | 02/28/2019 |  |  |  |  | NO | NO |  |  |  |  | WELCH ALLYN, INC. 30143193 15370969 |  |  | Disposition |  | 99:99:99:99:99:99 |  | Equipment | 1Y:00-GEN | 02/28/2019 | 02/28/2019 | COOPER UNIVERSITY HOSPITAL |  |  | ER |  | KAREN GRUBER |  |  |  | 02/28/2019 | 02/28/2019 |  |  |  |  | 02/28/2019 | 02/28/2019
|  | WELCH ALLYN, INC. | WELCH ALLYN, INC. SURETEMP PLUS 690 |  |  | EMERGENCY ROOM |  |  | excluded | 11/02/2019 |  |  |  |  | NO | NO |  |  |  |  | WELCH ALLYN, INC. 30143136 13403691 |  |  | Active |  | 99:99:99:99:99:99 |  | Equipment | PAAR:00-PVAR | 11/02/2019 | 11/02/2019 | COOPER UNIVERSITY HOSPITAL |  |  | ER | WOT00000000510064 | KAREN GRUBER | Disposition | Closed | Richard Jolly | 11/02/2019 | 11/02/2019 | Bulk Disposition CNL |  |  |  | 11/02/2019 | 11/02/2019
|  | WELCH ALLYN, INC. | WELCH ALLYN, INC. SURETEMP PLUS 690 |  |  | TRAUMA ICU |  |  | excluded | 04/12/2013 |  |  |  |  | NO | NO |  |  |  |  | WELCH ALLYN, INC. 10346495 08500602 |  |  | Active |  | 99:99:99:99:99:99 |  | Equipment | PAAR:00-PVAR | 11/02/2019 |  | COOPER UNIVERSITY HOSPITAL |  |  | TICU-BED14 |  | Diane Floyd
|  | WELCH ALLYN, INC. | WELCH ALLYN, INC. SURETEMP PLUS 690 |  |  | TRAUMA ICU |  |  | excluded | 01/01/1900 |  |  |  |  | NO | NO |  |  |  |  | WELCH ALLYN, INC. 10346425 08510712 |  |  | Active |  | 99:99:99:99:99:99 |  | Equipment | PAAR:00-PVAR | 11/01/2019 |  | COOPER UNIVERSITY HOSPITAL |  |  | TRAUMA ICU | WOT00000000536806 | Diane Floyd | Disposition | Closed | Richard Jolly | 02/09/2018 | 05/17/2019 | Bulk Disposition CNL | Notification sent to technician and manager that this CEID has been marked as Could Not Locate (CNL). 33% SLA Warning: Notification sent to technician and manager that this CEID has been marked as Could Not Locate (CNL) for 30 days. 66% SLA Warning: Notification sent to technician and manager that this CEID has been marked as Could Not Locate (CNL) for 60 days. 99% SLA Warning: Notification sent to technician and manager that this CEID has been marked as Could Not Locate (CNL) for 90 days.
|  | WELCH ALLYN, INC. | WELCH ALLYN, INC. SURETEMP PLUS 690 |  |  | CHERRY HILL URGENT CARE |  |  | excluded | 06/01/2013 |  |  |  |  | NO | NO |  |  |  |  | WELCH ALLYN, INC. 10346169 12491609 |  |  | Active |  | 99:99:99:99:99:99 |  | Equipment | PAAR:00-PVAR | 11/02/2019 |  | COOPER AMBULATORY OFF-SITES |  |  | NURSES STATION |  | MELISSA PORTOBANCO
|  | WELCH ALLYN, INC. | WELCH ALLYN, INC. SURETEMP PLUS 690 |  |  | PAVILION 8 |  |  | excluded | 11/01/2019 |  |  |  |  | NO | NO |  |  |  |  | WELCH ALLYN, INC. 30143072 27189 |  |  | Active |  | 99:99:99:99:99:99 |  | Equipment | PAAR:00-PVAR | 11/01/2019 | 11/01/2019 | COOPER UNIVERSITY HOSPITAL |  |  | P836 | WOT00000000514067 | BRIAN OSHAUGHNESSY | Disposition | Closed | Gene Amodei | 11/01/2019 | 11/01/2019 | Bulk Disposition CNL |  |  |  | 11/01/2019 | 11/01/2019
|  | WELCH ALLYN, INC. | WELCH ALLYN, INC. SURETEMP PLUS 690 |  |  | PAVILION 8 |  |  | excluded | 11/02/2019 |  |  |  |  | NO | NO |  |  |  |  | WELCH ALLYN, INC. 30143070 27190 |  |  | Active |  | 99:99:99:99:99:99 |  | Equipment | PAAR:00-PVAR | 11/02/2019 | 11/02/2019 | COOPER UNIVERSITY HOSPITAL |  |  | P837 |  | BRIAN OSHAUGHNESSY |  |  |  | 11/02/2019 | 11/02/2019 |  |  |  |  | 11/02/2019 | 11/02/2019
|  | WELCH ALLYN, INC. | WELCH ALLYN, INC. SURETEMP PLUS 690 |  |  | PAVILION 8 |  |  | excluded | 11/01/2019 |  |  |  |  | NO | NO |  |  |  |  | WELCH ALLYN, INC. 30143068 27191 |  |  | Active |  | 99:99:99:99:99:99 |  | Equipment | PAAR:00-PVAR | 11/01/2019 | 11/01/2019 | COOPER UNIVERSITY HOSPITAL |  |  | P838 | WOT00000000514069 | BRIAN OSHAUGHNESSY | Disposition | Closed | Gene Amodei | 11/01/2019 | 11/01/2019 | Bulk Disposition CNL |  |  |  | 11/01/2019 | 11/01/2019
|  | WELCH ALLYN, INC. | WELCH ALLYN, INC. SURETEMP PLUS 690 |  |  | PAVILION 8 |  |  | excluded | 11/02/2019 |  |  |  |  | NO | NO |  |  |  |  | WELCH ALLYN, INC. 30143061 27192 |  |  | Active |  | 99:99:99:99:99:99 |  | Equipment | PAAR:00-PVAR | 11/02/2019 | 11/02/2019 | COOPER UNIVERSITY HOSPITAL |  |  | PAVILION834 | WOT00000000514070 | BRIAN OSHAUGHNESSY | Disposition | Closed | Gene Amodei | 11/02/2019 | 11/02/2019 | Bulk Disposition CNL |  |  |  | 11/02/2019 | 11/02/2019
|  | WELCH ALLYN, INC. | WELCH ALLYN, INC. SURETEMP PLUS 690 |  |  | PAVILION 8 |  |  | excluded | 11/01/2019 |  |  |  |  | NO | NO |  |  |  |  | WELCH ALLYN, INC. 30143060 27193 |  |  | Active |  | 99:99:99:99:99:99 |  | Equipment | PAAR:00-PVAR | 11/01/2019 | 11/01/2019 | COOPER UNIVERSITY HOSPITAL |  |  | P840 | WOT00000000514071 | BRIAN OSHAUGHNESSY | Disposition | Closed | Gene Amodei | 11/01/2019 | 11/01/2019 | Bulk Disposition CNL |  |  |  | 11/01/2019 | 11/01/2019
|  | WELCH ALLYN, INC. | WELCH ALLYN, INC. SURETEMP PLUS 690 |  |  | PAVILION 8 |  |  | excluded | 11/02/2019 |  |  |  |  | NO | NO |  |  |  |  | WELCH ALLYN, INC. 30143058 27194 |  |  | Active |  | 99:99:99:99:99:99 |  | Equipment | PAAR:00-PVAR | 11/02/2019 | 11/02/2019 | COOPER UNIVERSITY HOSPITAL |  |  | P841 | WOT00000000514072 | BRIAN OSHAUGHNESSY | Disposition | Closed | Gene Amodei | 11/02/2019 | 11/02/2019 | Bulk Disposition CNL |  |  |  | 11/02/2019 | 11/02/2019
|  | WELCH ALLYN, INC. | WELCH ALLYN, INC. SURETEMP PLUS 690 |  |  | CHIP - 9 PAVILION |  |  | excluded | 11/02/2019 |  |  |  |  | NO | NO |  |  |  |  | WELCH ALLYN, INC. 30143045 14121750 |  |  | Active |  | 99:99:99:99:99:99 |  | Equipment | PAAR:00-PVAR | 11/02/2019 | 11/02/2019 | COOPER UNIVERSITY HOSPITAL |  |  | ROOM 920 |  | KIM HUMMEL |  |  |  | 11/02/2019 | 11/02/2019 |  |  |  |  | 11/02/2019 | 11/02/2019
|  | WELCH ALLYN, INC. | WELCH ALLYN, INC. SURETEMP PLUS 690 |  |  | CHIP - 9 PAVILION |  |  | excluded | 11/02/2019 |  |  |  |  | NO | NO |  |  |  |  | WELCH ALLYN, INC. 30143039 14122146 |  |  | Active |  | 99:99:99:99:99:99 |  | Equipment | PAAR:00-PVAR | 11/02/2019 | 11/02/2019 | COOPER UNIVERSITY HOSPITAL |  |  | ROOM 923 | WOT00000002202855 | KIM HUMMEL | Disposition | Closed | Michael Youch | 11/02/2019 | 11/02/2019 | Bulk Disposition CNL |  |  |  | 11/02/2019 | 11/02/2019
|  | WELCH ALLYN, INC. | WELCH ALLYN, INC. SURETEMP PLUS 690 |  |  | CHIP - 9 PAVILION |  |  | excluded | 11/02/2019 |  |  |  |  | NO | NO |  |  |  |  | WELCH ALLYN, INC. 30143040 14112450 |  |  | Active |  | 99:99:99:99:99:99 |  | Equipment | PAAR:00-PVAR | 11/02/2019 | 11/02/2019 | COOPER UNIVERSITY HOSPITAL |  |  | ROOM 922 | WOT00000002202862 | KIM HUMMEL | Disposition | Closed | Michael Youch | 11/02/2019 | 11/02/2019 | Bulk Disposition CNL |  |  |  | 11/02/2019 | 11/02/2019
|  | WELCH ALLYN, INC. | WELCH ALLYN, INC. SURETEMP PLUS 690 |  |  | CHIP - 9 PAVILION |  |  | excluded | 11/02/2019 |  |  |  |  | NO | NO |  |  |  |  | WELCH ALLYN, INC. 30143044 14112448 |  |  | Active |  | 99:99:99:99:99:99 |  | Equipment | PAAR:00-PVAR | 11/02/2019 | 11/02/2019 | COOPER UNIVERSITY HOSPITAL |  |  | ROOM 921 | WOT00000002202867 | KIM HUMMEL | Disposition | Closed | Michael Youch | 11/02/2019 | 11/02/2019 | Bulk Disposition CNL |  |  |  | 11/02/2019 | 11/02/2019
|  | WELCH ALLYN, INC. | WELCH ALLYN, INC. SURETEMP PLUS 690 |  |  | CHIP - 9 PAVILION |  |  | excluded | 11/02/2019 |  |  |  |  | NO | NO |  |  |  |  | WELCH ALLYN, INC. 30143038 14122145 |  |  | Active |  | 99:99:99:99:99:99 |  | Equipment | PAAR:00-PVAR | 11/02/2019 | 11/02/2019 | COOPER UNIVERSITY HOSPITAL |  |  | ROOM 924 | WOT00000002202847 | KIM HUMMEL | Disposition | Closed | Michael Youch | 11/02/2019 | 11/02/2019 | Bulk Disposition CNL |  |  |  | 11/02/2019 | 11/02/2019
|  | WELCH ALLYN, INC. | WELCH ALLYN, INC. SURETEMP PLUS 690 |  |  | CHIP - 9 PAVILION |  |  | excluded | 11/02/2019 |  |  |  |  | NO | NO |  |  |  |  | WELCH ALLYN, INC. 30143030 14122138 |  |  | Active |  | 99:99:99:99:99:99 |  | Equipment | PAAR:00-PVAR | 11/02/2019 | 11/02/2019 | COOPER UNIVERSITY HOSPITAL |  |  | ROOM 929 |  | KIM HUMMEL |  |  |  | 11/02/2019 | 11/02/2019 |  |  |  |  | 11/02/2019 | 11/02/2019
|  | WELCH ALLYN, INC. | WELCH ALLYN, INC. SURETEMP PLUS 690 |  |  | CHIP - 9 PAVILION |  |  | excluded | 11/02/2019 |  |  |  |  | NO | NO |  |  |  |  | WELCH ALLYN, INC. 30143034 14112444 |  |  | Active |  | 99:99:99:99:99:99 |  | Equipment | PAAR:00-PVAR | 11/02/2019 | 11/02/2019 | COOPER UNIVERSITY HOSPITAL |  |  | ROOM 927 |  | KIM HUMMEL |  |  |  | 11/02/2019 | 11/02/2019 |  |  |  |  | 11/02/2019 | 11/02/2019
|  | WELCH ALLYN, INC. | WELCH ALLYN, INC. SURETEMP PLUS 690 |  |  | CHIP - 9 PAVILION |  |  | excluded | 10/31/2019 |  |  |  |  | NO | NO |  |  |  |  | WELCH ALLYN, INC. 30143033 14122140 |  |  | Active |  | 99:99:99:99:99:99 |  | Equipment | PAAR:00-PVAR | 10/31/2019 | 10/31/2019 | COOPER UNIVERSITY HOSPITAL |  |  | ROOM 928 |  | KIM HUMMEL |  |  |  | 10/31/2019 | 10/31/2019 |  |  |  |  | 10/31/2019 | 10/31/2019
|  | WELCH ALLYN, INC. | WELCH ALLYN, INC. SURETEMP PLUS 690 |  |  | CHIP - 9 PAVILION |  |  | excluded | 11/02/2019 |  |  |  |  | NO | NO |  |  |  |  | WELCH ALLYN, INC. 30143028 14112441 |  |  | Active |  | 99:99:99:99:99:99 |  | Equipment | PAAR:00-PVAR | 11/02/2019 | 11/02/2019 | COOPER UNIVERSITY HOSPITAL |  |  | Room 930 | WOT00000002202817 | KIM HUMMEL | Disposition | Closed | Michael Youch | 11/02/2019 | 11/02/2019 | Bulk Disposition CNL |  |  |  | 11/02/2019 | 11/02/2019
|  | WELCH ALLYN, INC. | WELCH ALLYN, INC. SURETEMP PLUS 690 |  |  | CHIP - 9 PAVILION |  |  | excluded | 11/02/2019 |  |  |  |  | NO | NO |  |  |  |  | WELCH ALLYN, INC. 30143026 14122134 |  |  | Active |  | 99:99:99:99:99:99 |  | Equipment | PAAR:00-PVAR | 11/02/2019 | 11/02/2019 | COOPER UNIVERSITY HOSPITAL |  |  | ROOM 932 | WOT00000002202808 | KIM HUMMEL | Disposition | Closed | Michael Youch | 11/02/2019 | 11/02/2019 | Bulk Disposition CNL |  |  |  | 11/02/2019 | 11/02/2019
|  | WELCH ALLYN, INC. | WELCH ALLYN, INC. SURETEMP PLUS 690 |  |  | CHIP - 9 PAVILION |  |  | excluded | 11/02/2019 |  |  |  |  | NO | NO |  |  |  |  | WELCH ALLYN, INC. 30143025 14122136 |  |  | Active |  | 99:99:99:99:99:99 |  | Equipment | PAAR:00-PVAR | 11/02/2019 | 11/02/2019 | COOPER UNIVERSITY HOSPITAL |  |  | ROOM 933 | WOT00000002202801 | KIM HUMMEL | Disposition | Closed | Michael Youch | 11/02/2019 | 11/02/2019 | Bulk Disposition CNL |  |  |  | 11/02/2019 | 11/02/2019
|  | WELCH ALLYN, INC. | WELCH ALLYN, INC. SURETEMP PLUS 690 |  |  | CHIP - 9 PAVILION |  |  | excluded | 11/02/2019 |  |  |  |  | NO | NO |  |  |  |  | WELCH ALLYN, INC. 30143019 14120718 |  |  | Active |  | 99:99:99:99:99:99 |  | Equipment | PAAR:00-PVAR | 11/02/2019 | 11/02/2019 | COOPER UNIVERSITY HOSPITAL |  |  | ROOM 937 | WOT00000002202779 | KIM HUMMEL | Disposition | Closed | Michael Youch | 11/02/2019 | 11/02/2019 | Bulk Disposition CNL |  |  |  | 11/02/2019 | 11/02/2019
|  | WELCH ALLYN, INC. | WELCH ALLYN, INC. SURETEMP PLUS 690 |  |  | CHIP - 9 PAVILION |  |  | excluded | 11/02/2019 |  |  |  |  | NO | NO |  |  |  |  | WELCH ALLYN, INC. 30143021 14122142 |  |  | Active |  | 99:99:99:99:99:99 |  | Equipment | PAAR:00-PVAR | 11/02/2019 | 11/02/2019 | COOPER UNIVERSITY HOSPITAL |  |  | ROOM 934 | 0011619154 | KIM HUMMEL | Repair | Closed | Michael Youch | 11/02/2019 | 11/02/2019 | THERMOMETER - PROBE HAS COME OFF - PAV 9, GREETERS STATION | 5/8/2017 2:19:33 PM MDYOUCH (MDYOUCH 5/8/2017 1:30 PM) MONITOR IS OK BUT HAS BAD PROBE (E-5.0). UNIT MANAGER WILL ORDER REPLACEMENT. | 0C0574F9-4E35-4DE9-B833-EED0FC199D67 | Labor | 11/02/2019 | 11/02/2019 | Michael Youch
|  | WELCH ALLYN, INC. | WELCH ALLYN, INC. SURETEMP PLUS 690 |  |  | CHIP - 9 PAVILION |  |  | excluded | 11/02/2019 |  |  |  |  | NO | NO |  |  |  |  | WELCH ALLYN, INC. 30143017 14120724 |  |  | Active |  | 99:99:99:99:99:99 |  | Equipment | PAAR:00-PVAR | 11/02/2019 | 11/02/2019 | COOPER UNIVERSITY HOSPITAL |  |  | ROOM 935 | WOT00000002202773 | KIM HUMMEL | Disposition | Closed | Michael Youch | 11/02/2019 | 11/02/2019 | Bulk Disposition CNL |  |  |  | 11/02/2019 | 11/02/2019
|  | WELCH ALLYN, INC. | WELCH ALLYN, INC. SURETEMP PLUS 690 |  |  | CHIP - 9 PAVILION |  |  | excluded | 11/02/2019 |  |  |  |  | NO | NO |  |  |  |  | WELCH ALLYN, INC. 30143014 14122137 |  |  | Active |  | 99:99:99:99:99:99 |  | Equipment | PAAR:00-PVAR | 11/02/2019 | 11/02/2019 | COOPER UNIVERSITY HOSPITAL |  |  | ROOM 936 | WOT00000002202766 | KIM HUMMEL | Disposition | Closed | Michael Youch | 11/02/2019 | 11/02/2019 | Bulk Disposition CNL |  |  |  | 11/02/2019 | 11/02/2019
|  | WELCH ALLYN, INC. | WELCH ALLYN, INC. SURETEMP PLUS 690 |  |  | CHIP - 9 PAVILION |  |  | excluded | 11/02/2019 |  |  |  |  | NO | NO |  |  |  |  | WELCH ALLYN, INC. 30143012 14120721 |  |  | Active |  | 99:99:99:99:99:99 |  | Equipment | PAAR:00-PVAR | 11/02/2019 | 11/02/2019 | COOPER UNIVERSITY HOSPITAL |  |  | ROOM 938 | WOT00000002202751 | KIM HUMMEL | Disposition | Closed | Michael Youch | 11/02/2019 | 11/02/2019 | Bulk Disposition CNL |  |  |  | 11/02/2019 | 11/02/2019
|  | WELCH ALLYN, INC. | WELCH ALLYN, INC. SURETEMP PLUS 690 |  |  | CHIP - 9 PAVILION |  |  | excluded | 11/01/2019 |  |  |  |  | NO | NO |  |  |  |  | WELCH ALLYN, INC. 30143007 14120717 |  |  | Active |  | 99:99:99:99:99:99 |  | Equipment | PAAR:00-PVAR | 11/01/2019 | 11/01/2019 | COOPER UNIVERSITY HOSPITAL |  |  | ROOM 939 | WOT00000002202744 | KIM HUMMEL | Disposition | Closed | Michael Youch | 11/01/2019 | 11/01/2019 | Bulk Disposition CNL |  |  |  | 11/01/2019 | 11/01/2019
|  | WELCH ALLYN, INC. | WELCH ALLYN, INC. SURETEMP PLUS 690 |  |  | CHIP - 9 PAVILION |  |  | excluded | 11/02/2019 |  |  |  |  | NO | NO |  |  |  |  | WELCH ALLYN, INC. 30143004 14120723 |  |  | Active |  | 99:99:99:99:99:99 |  | Equipment | PAAR:00-PVAR | 11/02/2019 | 11/02/2019 | COOPER UNIVERSITY HOSPITAL |  |  | ROOM 940 | WOT00000002202725 | KIM HUMMEL | Disposition | Closed | Michael Youch | 11/02/2019 | 11/02/2019 | Bulk Disposition CNL |  |  |  | 11/02/2019 | 11/02/2019
|  | WELCH ALLYN, INC. | WELCH ALLYN, INC. SURETEMP PLUS 690 |  |  | CHIP - 9 PAVILION |  |  | excluded | 11/01/2019 |  |  |  |  | NO | NO |  |  |  |  | WELCH ALLYN, INC. 30143003 14120722 |  |  | Active |  | 99:99:99:99:99:99 |  | Equipment | PAAR:00-PVAR | 11/01/2019 | 11/01/2019 | COOPER UNIVERSITY HOSPITAL |  |  | ROOM 941 | WOT00000002202719 | KIM HUMMEL | Disposition | Closed | Michael Youch | 11/01/2019 | 11/01/2019 | Bulk Disposition CNL |  |  |  | 11/01/2019 | 11/01/2019
|  | WELCH ALLYN, INC. | WELCH ALLYN, INC. SURETEMP PLUS 690 |  |  | LINCOLN DRIVE-FAMILY MEDICINE |  |  | excluded | 01/01/2012 |  |  |  |  | NO | NO |  |  |  |  | WELCH ALLYN, INC. 10346082 12052099 |  |  | Active |  | 99:99:99:99:99:99 |  | Equipment | PAAR:00-PVAR | 11/02/2019 |  | COOPER AMBULATORY OFF-SITES |  |  | EXAM 6 |  | SCOTT GROFF
|  | WELCH ALLYN, INC. | WELCH ALLYN, INC. SURETEMP PLUS 690 |  |  | COOPER CARE NOW-SHOPRITE CLINIC |  |  | excluded | 11/14/2014 |  |  |  |  | NO | NO |  |  |  |  | WELCH ALLYN, INC. 10346096 14261409 |  |  | Active |  | 99:99:99:99:99:99 |  | Equipment | PAAR:00-PVAR | 11/02/2019 |  | COOPER AMBULATORY OFF-SITES |  |  | 307 W. ROUTE 70 Marlton NJ |  | DR. BRAD BENDESKY
|  | WELCH ALLYN, INC. | WELCH ALLYN, INC. SURETEMP PLUS 690 |  |  | LINCOLN DRIVE-FAMILY MEDICINE |  |  | excluded | 01/01/1900 |  |  |  |  | NO | NO |  |  |  |  | WELCH ALLYN, INC. 10346093 11142706 |  |  | Active |  | 99:99:99:99:99:99 |  | Equipment | PAAR:00-PVAR | 11/02/2019 |  | COOPER AMBULATORY OFF-SITES |  |  | HALLWAY |  | SCOTT GROFF
|  | WELCH ALLYN, INC. | WELCH ALLYN, INC. SURETEMP PLUS 690 |  |  | LINCOLN DRIVE-FAMILY MEDICINE |  |  | excluded | 01/01/2012 |  |  |  |  | NO | NO |  |  |  |  | WELCH ALLYN, INC. 10346092 1114722 |  |  | Active |  | 99:99:99:99:99:99 |  | Equipment | PAAR:00-PVAR | 11/01/2019 |  | COOPER AMBULATORY OFF-SITES |  |  | HALLWAY |  | SCOTT GROFF
|  | WELCH ALLYN, INC. | WELCH ALLYN, INC. SURETEMP PLUS 690 |  |  | LINCOLN DRIVE-FAMILY MEDICINE |  |  | excluded | 10/01/2012 |  |  |  |  | NO | NO |  |  |  |  | WELCH ALLYN, INC. 10346087 13142912 |  |  | Active |  | 99:99:99:99:99:99 |  | Equipment | PAAR:00-PVAR | 11/02/2019 |  | COOPER AMBULATORY OFF-SITES |  |  | EXAM 5 |  | SCOTT GROFF
|  | WELCH ALLYN, INC. | WELCH ALLYN, INC. SURETEMP PLUS 690 |  |  | VOORHEES SURGERY CENTER-OPERATING ROOM |  |  | excluded | 04/10/2003 |  |  |  |  | NO | NO |  |  |  |  | WELCH ALLYN, INC. 10346077 06126848 |  |  | Active |  | 99:99:99:99:99:99 |  | Equipment | PAAR:00-PVAR | 11/02/2019 |  | COOPER AMBULATORY OFF-SITES |  |  | PRE-OP ROOM 5 |  | JENNIFER BOMBARO
|  | WELCH ALLYN, INC. | WELCH ALLYN, INC. SURETEMP PLUS 690 |  |  | VOORHEES SURGERY CENTER-OPERATING ROOM |  |  | excluded | 01/01/1900 |  |  |  |  | NO | NO |  |  |  |  | WELCH ALLYN, INC. 10346047 04169273 |  |  | Active |  | 99:99:99:99:99:99 |  | Equipment | PAAR:00-PVAR | 11/02/2019 |  | COOPER AMBULATORY OFF-SITES |  |  | PRE-OP NURSES STATION |  | JENNIFER BOMBARO
|  | WELCH ALLYN, INC. | WELCH ALLYN, INC. SURETEMP PLUS 690 |  |  | VOORHEES SURGERY CENTER-OPERATING ROOM |  |  | excluded | 04/10/2003 |  |  |  |  | NO | NO |  |  |  |  | WELCH ALLYN, INC. 10346044 0612840 |  |  | Active |  | 99:99:99:99:99:99 |  | Equipment | PAAR:00-PVAR | 11/02/2019 |  | COOPER AMBULATORY OFF-SITES |  |  | PRE-OP NURSES STATION |  | JENNIFER BOMBARO
|  | WELCH ALLYN, INC. | WELCH ALLYN, INC. SURETEMP PLUS 690 |  |  | PEDIATRIC INTENSIVE CARE UNIT |  |  | excluded | 10/31/2019 |  |  |  |  | NO | NO |  |  |  |  | WELCH ALLYN, INC. 30142889 12252637 |  |  | Active |  | 99:99:99:99:99:99 |  | Equipment | PAAR:00-PVAR | 10/31/2019 | 10/31/2019 | COOPER UNIVERSITY HOSPITAL |  |  | PICU |  | Susan Cannon |  |  |  | 10/31/2019 | 10/31/2019 |  |  |  |  | 10/31/2019 | 10/31/2019
|  | WELCH ALLYN, INC. | WELCH ALLYN, INC. SURETEMP PLUS 690 |  |  | EMERGENCY ROOM |  |  | excluded | 11/01/2019 |  |  |  |  | NO | NO |  |  |  |  | WELCH ALLYN, INC. 30142880 09480500 |  |  | Active |  | 99:99:99:99:99:99 |  | Equipment | PAAR:00-PVAR | 11/01/2019 | 11/01/2019 | COOPER UNIVERSITY HOSPITAL |  |  | EMERGENCY DEPARTENT |  | KAREN GRUBER |  |  |  | 11/01/2019 | 11/01/2019 |  |  |  |  | 11/01/2019 | 11/01/2019
|  | WELCH ALLYN, INC. | WELCH ALLYN, INC. SURETEMP PLUS 690 |  |  | PENNSVILLE-MEDICINE |  |  | excluded | 01/01/2010 |  |  |  |  | NO | NO |  |  |  |  | WELCH ALLYN, INC. 10345915 08072515 |  |  | Active |  | 99:99:99:99:99:99 |  | Equipment | PAAR:00-PVAR | 11/02/2019 |  | COOPER AMBULATORY OFF-SITES |  |  | Moves - Room 17/Drawers |  | Heather Rhodes
|  | WELCH ALLYN, INC. | WELCH ALLYN, INC. SURETEMP PLUS 690 |  |  | EMERGENCY ROOM |  |  |  | 11/02/2019 |  |  |  |  | NO | NO |  |  |  |  | WELCH ALLYN, INC. 30142878 09300375 |  |  | Disposition |  |  |  | Equipment | PAAR:00-PVAR | 11/02/2019 | 11/02/2019 | COOPER UNIVERSITY HOSPITAL |  |  | PEDS ER |  | KAREN GRUBER |  |  |  | 11/02/2019 | 11/02/2019 |  |  |  |  | 11/02/2019 | 11/02/2019
|  | WELCH ALLYN, INC. | WELCH ALLYN, INC. SURETEMP PLUS 690 |  |  | 6017 MAIN ST-PLASTICS |  |  | excluded | 06/01/2013 |  |  |  |  | NO | NO |  |  |  |  | WELCH ALLYN, INC. 10345849 13031850 |  |  | Active |  | 99:99:99:99:99:99 |  | Equipment | PAAR:00-PVAR | 11/02/2019 |  | COOPER AMBULATORY OFF-SITES |  |  | EXAM ROOM 10 |  | ANNE MAIER
|  | WELCH ALLYN, INC. | WELCH ALLYN, INC. SURETEMP PLUS 690 |  |  | 6017 MAIN ST-PLASTICS |  |  | excluded | 01/01/2013 |  |  |  |  | NO | NO |  |  |  |  | WELCH ALLYN, INC. 10345814 13031847 |  |  | Active |  | 99:99:99:99:99:99 |  | Equipment | PAAR:00-PVAR | 11/02/2019 |  | COOPER AMBULATORY OFF-SITES |  |  | EXAM ROOM 3 |  | ANNE MAIER
|  | WELCH ALLYN, INC. | WELCH ALLYN, INC. SURETEMP PLUS 690 |  |  | 3 COOPER-PEDIATRICS |  |  | excluded | 10/02/2009 |  |  |  |  | NO | NO |  |  |  |  | WELCH ALLYN, INC. 10345699 08463615 |  |  | Active |  | 99:99:99:99:99:99 |  | Equipment | PAAR:00-PVAR | 11/02/2019 |  | COOPER AMBULATORY OFF-SITES |  |  | Suite 200 - Exam 27 | WOT00000003512161 | MAUREEN OBRIEN | Repair | Closed | Stephen Zubrzycki | 08/28/2019 | 08/28/2019 | low battery, not reading accurately | Verified issue was the batteries. Replaced dept supplied batteries and VPO | EXP3823737 | Labor | 08/28/2019 | 08/28/2019 | Stephen Zubrzycki
|  | WELCH ALLYN, INC. | WELCH ALLYN, INC. SURETEMP PLUS 690 |  |  | 3 COOPER-PEDIATRICS |  |  | excluded | 11/01/2011 |  |  |  |  | NO | NO |  |  |  |  | WELCH ALLYN, INC. 10345640 11415263 |  |  | Active |  | 99:99:99:99:99:99 |  | Equipment | PAAR:00-PVAR | 11/02/2019 |  | COOPER AMBULATORY OFF-SITES |  |  | Suite 200 - Exam 1 |  | MAUREEN OBRIEN
|  | WELCH ALLYN, INC. | WELCH ALLYN, INC. SURETEMP PLUS 690 |  |  | 3 COOPER-MULTISPECIALTY CENTER |  |  | excluded | 09/17/2014 |  |  |  |  | NO | NO |  |  |  |  | WELCH ALLYN, INC. 10345571 14270242 |  |  | Active |  | 99:99:99:99:99:99 |  | Equipment | PAAR:00-PVAR | 11/02/2019 |  | COOPER AMBULATORY OFF-SITES |  |  | SUITE 104 - MOVES |  | MARGIE OUTLER
|  | WELCH ALLYN, INC. | WELCH ALLYN, INC. SURETEMP PLUS 690 |  |  | 3 COOPER-GAMMA KNIFE |  |  | excluded | 09/06/2007 |  |  |  |  | NO | NO |  |  |  |  | WELCH ALLYN, INC. 10345510 07151510 |  |  | Active |  | 99:99:99:99:99:99 |  | Equipment | PAAR:00-PVAR | 11/02/2019 |  | COOPER AMBULATORY OFF-SITES |  |  | SUITE 180 - MOVES |  | ANNE BEXTON
|  | WELCH ALLYN, INC. | WELCH ALLYN, INC. SURETEMP PLUS 690 |  |  | 3 COOPER-GAMMA KNIFE |  |  | excluded | 09/06/2007 |  |  |  |  | NO | NO |  |  |  |  | WELCH ALLYN, INC. 10345507 07151505 |  |  | Active |  | 99:99:99:99:99:99 |  | Equipment | PAAR:00-PVAR | 11/02/2019 |  | COOPER AMBULATORY OFF-SITES |  |  | SUITE 180 - MOVES |  | ANNE BEXTON
|  | WELCH ALLYN, INC. | WELCH ALLYN, INC. SURETEMP PLUS 690 |  |  | MT. LAUREL-PULMONARY |  |  | excluded | 01/01/1900 |  |  |  |  | NO | NO |  |  |  |  | WELCH ALLYN, INC. 10345398 07258627 |  |  | Active |  | 99:99:99:99:99:99 |  | Equipment | PAAR:00-PVAR | 11/02/2019 |  | COOPER AMBULATORY OFF-SITES |  |  | Suite 101 - Nurses Station |  | KATHY LOFLAND
|  | WELCH ALLYN, INC. | WELCH ALLYN, INC. SURETEMP PLUS 690 |  |  | VOORHEES PEDIATRICS |  |  | excluded | 04/10/2013 |  |  |  |  | NO | NO |  |  |  |  | WELCH ALLYN, INC. 10345339 09330008 |  |  | Active |  | 99:99:99:99:99:99 |  | Equipment | PAAR:00-PVAR | 11/02/2019 |  | COOPER AMBULATORY OFF-SITES |  |  | B6 |  | MAUREEN OBRIEN
|  | WELCH ALLYN, INC. | WELCH ALLYN, INC. SURETEMP PLUS 690 |  |  | 6017 MAIN ST-PLASTICS |  |  | excluded | 06/01/2013 |  |  |  |  | NO | NO |  |  |  |  | WELCH ALLYN, INC. 10345323 13050086 |  |  | Active |  | 99:99:99:99:99:99 |  | Equipment | PAAR:00-PVAR | 11/02/2019 |  | COOPER AMBULATORY OFF-SITES |  |  | Exam 8 |  | ANNE MAIER
|  | WELCH ALLYN, INC. | WELCH ALLYN, INC. SURETEMP PLUS 690 |  |  | 6017 MAIN ST-PLASTICS |  |  | excluded | 06/01/2013 |  |  |  |  | NO | NO |  |  |  |  | WELCH ALLYN, INC. 10345316 13050069 |  |  | Active |  | 99:99:99:99:99:99 |  | Equipment | PAAR:00-PVAR | 11/02/2019 |  | COOPER AMBULATORY OFF-SITES |  |  | EXAM 6 |  | ANNE MAIER
|  | WELCH ALLYN, INC. | WELCH ALLYN, INC. SURETEMP PLUS 690 |  |  | 6017 MAIN ST-PLASTICS |  |  | excluded | 06/01/2013 |  |  |  |  | NO | NO |  |  |  |  | WELCH ALLYN, INC. 10345309 13050066 |  |  | Active |  | 99:99:99:99:99:99 |  | Equipment | PAAR:00-PVAR | 11/01/2019 |  | COOPER AMBULATORY OFF-SITES |  |  | Exam 7 |  | ANNE MAIER
|  | WELCH ALLYN, INC. | WELCH ALLYN, INC. SURETEMP PLUS 690 |  |  | 6017 MAIN ST-PLASTICS |  |  | excluded | 06/01/2013 |  |  |  |  | NO | NO |  |  |  |  | WELCH ALLYN, INC. 10345301 13031848 |  |  | Active |  | 99:99:99:99:99:99 |  | Equipment | PAAR:00-PVAR | 11/01/2019 |  | COOPER AMBULATORY OFF-SITES |  |  | EXAM 5 |  | ANNE MAIER
|  | WELCH ALLYN, INC. | WELCH ALLYN, INC. SURETEMP PLUS 690 |  |  | 6017 MAIN ST-BARIATRIC |  |  | excluded | 12/10/2014 |  |  |  |  | NO | NO |  |  |  |  | WELCH ALLYN, INC. 10345288 14130936 |  |  | Active |  | 99:99:99:99:99:99 |  | Equipment | PAAR:00-PVAR | 11/02/2019 |  | COOPER AMBULATORY OFF-SITES |  |  | NURSES' STATION |  | CHRISTINE CASTAGNA
|  | WELCH ALLYN, INC. | WELCH ALLYN, INC. SURETEMP PLUS 690 |  |  | 6017 MAIN ST-BARIATRIC |  |  | excluded | 12/10/2014 |  |  |  |  | NO | NO |  |  |  |  | WELCH ALLYN, INC. 10345287 14130938 |  |  | Active |  | 99:99:99:99:99:99 |  | Equipment | PAAR:00-PVAR | 11/02/2019 |  | COOPER AMBULATORY OFF-SITES |  |  | NURSES' STATION |  | CHRISTINE CASTAGNA
|  | WELCH ALLYN, INC. | WELCH ALLYN, INC. SURETEMP PLUS 690 |  |  | VOORHEES INTERNAL MEDICINE |  |  | excluded | 04/30/2009 |  |  |  |  | NO | NO |  |  |  |  | WELCH ALLYN, INC. 10345268 07353861 |  |  | Active |  | 99:99:99:99:99:99 |  | Equipment | PAAR:00-PVAR | 11/01/2019 |  | COOPER AMBULATORY OFF-SITES |  |  | NURSES STATION |  | JENNY BETLER
|  | WELCH ALLYN, INC. | WELCH ALLYN, INC. SURETEMP PLUS 690 |  |  | VOORHEES INTERNAL MEDICINE |  |  | excluded | 01/01/1900 |  |  |  |  | NO | NO |  |  |  |  | WELCH ALLYN, INC. 10345267 13452907 |  |  | Active |  | 99:99:99:99:99:99 |  | Equipment | PAAR:00-PVAR | 11/02/2019 |  | COOPER AMBULATORY OFF-SITES |  |  | NURSES STATION |  | JENNY BETLER
|  | WELCH ALLYN, INC. | WELCH ALLYN, INC. SURETEMP PLUS 690 |  |  | PEDIATRIC INTENSIVE CARE UNIT |  |  | excluded | 11/02/2019 |  |  |  |  | NO | NO |  |  |  |  | WELCH ALLYN, INC. 30142816 11420919 |  |  | Active |  | 99:99:99:99:99:99 |  | Equipment | PAAR:00-PVAR | 11/02/2019 | 11/02/2019 | COOPER UNIVERSITY HOSPITAL |  |  | Peds 7 nurse station |  | Susan Cannon |  |  |  | 11/02/2019 | 11/02/2019 |  |  |  |  | 11/02/2019 | 11/02/2019
|  | WELCH ALLYN, INC. | WELCH ALLYN, INC. SURETEMP PLUS 690 |  |  | PEDIATRIC INTENSIVE CARE UNIT |  |  | excluded | 11/02/2019 |  |  |  |  | NO | NO |  |  |  |  | WELCH ALLYN, INC. 30142814 11420915 |  |  | Active |  | 99:99:99:99:99:99 |  | Equipment | PAAR:00-PVAR | 11/02/2019 | 11/02/2019 | COOPER UNIVERSITY HOSPITAL |  |  | PICU | WOT00000000508485 | Susan Cannon | Disposition | Closed | Gene Amodei | 11/02/2019 | 11/02/2019 | Bulk Disposition CNL |  |  |  | 11/02/2019 | 11/02/2019
|  | WELCH ALLYN, INC. | WELCH ALLYN, INC. SURETEMP PLUS 690 |  |  | PEDIATRIC INTENSIVE CARE UNIT |  |  | excluded | 11/02/2019 |  |  |  |  | NO | NO |  |  |  |  | WELCH ALLYN, INC. 30142813 11420912 |  |  | Active |  | 99:99:99:99:99:99 |  | Equipment | PAAR:00-PVAR | 11/02/2019 | 11/02/2019 | COOPER UNIVERSITY HOSPITAL |  |  | 6N |  | Susan Cannon |  |  |  | 11/02/2019 | 11/02/2019 |  |  |  |  | 11/02/2019 | 11/02/2019
|  | WELCH ALLYN, INC. | WELCH ALLYN, INC. SURETEMP PLUS 690 |  |  | TSDU - KELEMEN S7 |  |  | excluded | 11/01/2019 |  |  |  |  | NO | NO |  |  |  |  | WELCH ALLYN, INC. 30142773 14072260 |  |  | Active |  | 99:99:99:99:99:99 |  | Equipment | PAAR:00-PVAR | 11/01/2019 | 11/01/2019 | COOPER UNIVERSITY HOSPITAL |  |  | 7n |  | JEN VANDER HORN |  |  |  | 11/01/2019 | 11/01/2019 |  |  |  |  | 11/01/2019 | 11/01/2019
|  | WELCH ALLYN, INC. | WELCH ALLYN, INC. SURETEMP PLUS 690 |  |  | KELEMEN 8 PCU |  |  | excluded | 11/02/2019 |  |  |  |  | NO | NO |  |  |  |  | WELCH ALLYN, INC. 30142757 12340978 |  |  | Active |  | 99:99:99:99:99:99 |  | Equipment | PAAR:00-PVAR | 11/02/2019 | 11/02/2019 | COOPER UNIVERSITY HOSPITAL |  |  | PCU | WOT00000000509221 | BYRON WELLS | Disposition | Closed | Michael Youch | 11/02/2019 | 11/02/2019 | Bulk Disposition CNL |  |  |  | 11/02/2019 | 11/02/2019
|  | WELCH ALLYN, INC. | WELCH ALLYN, INC. SURETEMP PLUS 690 |  |  | BUNKER HILL-PEDIATRICS |  |  | excluded | 10/31/2019 |  |  |  |  | NO | NO |  |  |  |  | WELCH ALLYN, INC. 30142172 15520626 |  |  | Active |  | 99:99:99:99:99:99 |  | Equipment | PAAR:00-PVAR | 10/31/2019 | 10/31/2019 | COOPER AMBULATORY OFF-SITES |  |  | PEDS ROOM 1 |  | MAUREEN OBRIEN |  |  |  | 10/31/2019 | 10/31/2019 |  |  |  |  | 10/31/2019 | 10/31/2019
|  | WELCH ALLYN, INC. | WELCH ALLYN, INC. SURETEMP PLUS 690 |  |  | BUNKER HILL-PEDIATRICS |  |  | excluded | 10/31/2019 |  |  |  |  | NO | NO |  |  |  |  | WELCH ALLYN, INC. 30142170 15520496 |  |  | Active |  | 99:99:99:99:99:99 |  | Equipment | PAAR:00-PVAR | 10/31/2019 | 10/31/2019 | COOPER AMBULATORY OFF-SITES |  |  | PEDS ROOM 3 |  | MAUREEN OBRIEN |  |  |  | 10/31/2019 | 10/31/2019 |  |  |  |  | 10/31/2019 | 10/31/2019
|  | WELCH ALLYN, INC. | WELCH ALLYN, INC. SURETEMP PLUS 690 |  |  | BUNKER HILL-PEDIATRICS |  |  | excluded | 10/31/2019 |  |  |  |  | NO | NO |  |  |  |  | WELCH ALLYN, INC. 30142168 15520486 |  |  | Active |  | 99:99:99:99:99:99 |  | Equipment | PAAR:00-PVAR | 10/31/2019 | 10/31/2019 | COOPER AMBULATORY OFF-SITES |  |  | PEDS ROOM 2 |  | MAUREEN OBRIEN |  |  |  | 10/31/2019 | 10/31/2019 |  |  |  |  | 10/31/2019 | 10/31/2019
|  | WELCH ALLYN, INC. | WELCH ALLYN, INC. SURETEMP PLUS 690 |  |  | BUNKER HILL-OB/GYN |  |  | excluded | 10/31/2019 |  |  |  |  | NO | NO |  |  |  |  | WELCH ALLYN, INC. 30142166 15292988 |  |  | Active |  | 99:99:99:99:99:99 |  | Equipment | PAAR:00-PVAR | 10/31/2019 | 10/31/2019 | COOPER AMBULATORY OFF-SITES |  |  | OB 6 |  | LISA POTTS |  |  |  | 10/31/2019 | 10/31/2019 |  |  |  |  | 10/31/2019 | 10/31/2019
|  | WELCH ALLYN, INC. | WELCH ALLYN, INC. SURETEMP PLUS 690 |  |  | BUNKER HILL-OB/GYN |  |  | excluded | 10/31/2019 |  |  |  |  | NO | NO |  |  |  |  | WELCH ALLYN, INC. 30142165 15293003 |  |  | Active |  | 99:99:99:99:99:99 |  | Equipment | PAAR:00-PVAR | 10/31/2019 | 10/31/2019 | COOPER AMBULATORY OFF-SITES |  |  | OB 5 |  | LISA POTTS |  |  |  | 10/31/2019 | 10/31/2019 |  |  |  |  | 10/31/2019 | 10/31/2019
|  | WELCH ALLYN, INC. | WELCH ALLYN, INC. SURETEMP PLUS 690 |  |  | BUNKER HILL-OB/GYN |  |  | excluded | 10/31/2019 |  |  |  |  | NO | NO |  |  |  |  | WELCH ALLYN, INC. 30142164 15292999 |  |  | Active |  | 99:99:99:99:99:99 |  | Equipment | PAAR:00-PVAR | 10/31/2019 | 10/31/2019 | COOPER AMBULATORY OFF-SITES |  |  | OB 4 |  | LISA POTTS |  |  |  | 10/31/2019 | 10/31/2019 |  |  |  |  | 10/31/2019 | 10/31/2019
|  | WELCH ALLYN, INC. | WELCH ALLYN, INC. SURETEMP PLUS 690 |  |  | BUNKER HILL-OB/GYN |  |  | excluded | 10/31/2019 |  |  |  |  | NO | NO |  |  |  |  | WELCH ALLYN, INC. 30142163 15292986 |  |  | Active |  | 99:99:99:99:99:99 |  | Equipment | PAAR:00-PVAR | 10/31/2019 | 10/31/2019 | COOPER AMBULATORY OFF-SITES |  |  | OB 1 |  | LISA POTTS |  |  |  | 10/31/2019 | 10/31/2019 |  |  |  |  | 10/31/2019 | 10/31/2019
|  | WELCH ALLYN, INC. | WELCH ALLYN, INC. SURETEMP PLUS 690 |  |  | BUNKER HILL-OB/GYN |  |  | excluded | 10/31/2019 |  |  |  |  | NO | NO |  |  |  |  | WELCH ALLYN, INC. 30142162 15282059 |  |  | Active |  | 99:99:99:99:99:99 |  | Equipment | PAAR:00-PVAR | 10/31/2019 | 10/31/2019 | COOPER AMBULATORY OFF-SITES |  |  | OB 7 |  | LISA POTTS |  |  |  | 10/31/2019 | 10/31/2019 |  |  |  |  | 10/31/2019 | 10/31/2019
|  | WELCH ALLYN, INC. | WELCH ALLYN, INC. SURETEMP PLUS 690 |  |  | BUNKER HILL-OB/GYN |  |  | excluded | 10/31/2019 |  |  |  |  | NO | NO |  |  |  |  | WELCH ALLYN, INC. 30142160 15300010 |  |  | Active |  | 99:99:99:99:99:99 |  | Equipment | PAAR:00-PVAR | 10/31/2019 | 10/31/2019 | COOPER AMBULATORY OFF-SITES |  |  | OB 3 |  | LISA POTTS |  |  |  | 10/31/2019 | 10/31/2019 |  |  |  |  | 10/31/2019 | 10/31/2019
|  | WELCH ALLYN, INC. | WELCH ALLYN, INC. SURETEMP PLUS 690 |  |  | BUNKER HILL-OB/GYN |  |  | excluded | 10/31/2019 |  |  |  |  | NO | NO |  |  |  |  | WELCH ALLYN, INC. 30142161 15281336 |  |  | Active |  | 99:99:99:99:99:99 |  | Equipment | PAAR:00-PVAR | 10/31/2019 | 10/31/2019 | COOPER AMBULATORY OFF-SITES |  |  | OB 2 |  | LISA POTTS |  |  |  | 10/31/2019 | 10/31/2019 |  |  |  |  | 10/31/2019 | 10/31/2019
|  | WELCH ALLYN, INC. | WELCH ALLYN, INC. SURETEMP PLUS 690 |  |  | VOORHEES RHEUMATOLOGY |  |  | excluded | 04/01/2001 |  |  |  |  | NO | NO |  |  |  |  | WELCH ALLYN, INC. 10344983 05036197 |  |  | Active |  | 99:99:99:99:99:99 |  | Equipment | PAAR:00-PVAR | 11/02/2019 |  | COOPER AMBULATORY OFF-SITES |  |  | bdlg 2 suite 203 NURSE STAT |  | GILA DAVIS
|  | WELCH ALLYN, INC. | WELCH ALLYN, INC. SURETEMP PLUS 690 |  |  | VOORHEES RHEUMATOLOGY |  |  | excluded | 05/05/2015 |  |  |  |  | NO | NO |  |  |  |  | WELCH ALLYN, INC. 10344981 15092843 |  |  | Active |  | 99:99:99:99:99:99 |  | Equipment | PAAR:00-PVAR | 11/02/2019 |  | COOPER AMBULATORY OFF-SITES |  |  | bdlg 2 suite 203 NURSE STAT |  | GILA DAVIS
|  | WELCH ALLYN, INC. | WELCH ALLYN, INC. SURETEMP PLUS 690 |  |  | VOORHEES SURGERY CENTER-HEM/ONC |  |  | excluded | 07/21/2010 |  |  |  |  | NO | NO |  |  |  |  | WELCH ALLYN, INC. 10344926 10210471 |  |  | Active |  | 99:99:99:99:99:99 |  | Equipment | PAAR:00-PVAR | 11/02/2019 |  | COOPER AMBULATORY OFF-SITES |  |  | SUITE M INFUSION CTR | 0011794590 | MEGAN MCCAFFERTY | Repair | Closed | Kirk Lis | 06/26/2017 | 07/06/2017 | THERMOMETER - GETTING ERROR E5.0 - INFUSION CENTER BUILDING 1 SUITE M | 6/27/2017 4:16:43 PM KALIS (KALIS 6/27/2017 12:00 AM) ANALYZED UNIT. PROBE IS BAD HAVING BONNIE ORDER PROBE FOR DEPT. 6/28/2017 9:25:40 AM KALIS (KALIS 6/28/2017 12:00 AM) RESEARCHED PART# SET UP OREDERING WITH DEPT. COST CENTER # WITH BONNIE 7/3/2017 3:09:48 PM KALIS (KALIS 7/3/2017 12:00 AM) INSTALLED NEW ORAL PROBE AND TESTED 7/6/2017 9:13:46 AM KALIS (KALIS 7/5/2017 12:00 AM) RETURNED UNIT TO SERVICE (KALIS 7/6/2017 12:00 AM) DOCUMENTATION | 586CC1F6-4349-41D6-A2B5-2C18A9125945 | Labor | 07/06/2017 | 07/06/2017 | Kirk Lis
|  | WELCH ALLYN, INC. | WELCH ALLYN, INC. SURETEMP PLUS 690 |  |  | VOORHEES SURGERY CENTER-HEM/ONC |  |  | excluded | 07/21/2010 |  |  |  |  | NO | NO |  |  |  |  | WELCH ALLYN, INC. 10344928 10210475 |  |  | Active |  | 99:99:99:99:99:99 |  | Equipment | PAAR:00-PVAR | 11/02/2019 |  | COOPER AMBULATORY OFF-SITES |  |  | SUITE M INFUSION CTR |  | MEGAN MCCAFFERTY
|  | WELCH ALLYN, INC. | WELCH ALLYN, INC. SURETEMP PLUS 690 |  |  | HADDON HEIGHTS-FAMILY MEDICINE |  |  | excluded | 10/31/2019 |  |  |  |  | NO | NO |  |  |  |  | WELCH ALLYN, INC. 30142125 15382395 |  |  | Active |  | 99:99:99:99:99:99 |  | Equipment | PAAR:00-PVAR | 10/31/2019 | 10/31/2019 | COOPER AMBULATORY OFF-SITES |  |  | NURSE STATION |  | KELLIE STOUT |  |  |  | 10/31/2019 | 10/31/2019 |  |  |  |  | 10/31/2019 | 10/31/2019
|  | WELCH ALLYN, INC. | WELCH ALLYN, INC. SURETEMP PLUS 690 |  |  | GLOUCESTER-MEDICINE |  |  |  | 10/16/2019 |  |  |  |  | NO | NO |  |  |  |  | WELCH ALLYN, INC. 30142124 15452706 |  |  | Disposition |  |  |  | Equipment | PAAR:00-PVAR | 10/16/2019 | 10/16/2019 | COOPER AMBULATORY OFF-SITES |  |  | 430 S BROADWAY - CABINET |  | KELLIE STOUT |  |  |  | 10/16/2019 | 10/16/2019 |  |  |  |  | 10/16/2019 | 10/16/2019
|  | WELCH ALLYN, INC. | WELCH ALLYN, INC. SURETEMP PLUS 690 |  |  | CLEMENTON INTERNAL MEDICINE |  |  | excluded | 10/31/2019 |  |  |  |  | NO | NO |  |  |  |  | WELCH ALLYN, INC. 30142122 14371972 |  |  | Active |  | 99:99:99:99:99:99 |  | Equipment | PAAR:00-PVAR | 10/31/2019 | 10/31/2019 | COOPER AMBULATORY OFF-SITES |  |  |  |  | GLORIA CRUZ |  |  |  | 10/31/2019 | 10/31/2019 |  |  |  |  | 10/31/2019 | 10/31/2019
|  | WELCH ALLYN, INC. | WELCH ALLYN, INC. SURETEMP PLUS 690 |  |  | CLEMENTON INTERNAL MEDICINE |  |  | excluded | 10/31/2019 |  |  |  |  | NO | NO |  |  |  |  | WELCH ALLYN, INC. 30142121 14422987 |  |  | Active |  | 99:99:99:99:99:99 |  | Equipment | PAAR:00-PVAR | 10/31/2019 | 10/31/2019 | COOPER AMBULATORY OFF-SITES |  |  |  |  | GLORIA CRUZ |  |  |  | 10/31/2019 | 10/31/2019 |  |  |  |  | 10/31/2019 | 10/31/2019
|  | WELCH ALLYN, INC. | WELCH ALLYN, INC. SURETEMP PLUS 690 |  |  | CLEMENTON INTERNAL MEDICINE |  |  | excluded | 10/31/2019 |  |  |  |  | NO | NO |  |  |  |  | WELCH ALLYN, INC. 30142120 14410752 |  |  | Active |  | 99:99:99:99:99:99 |  | Equipment | PAAR:00-PVAR | 10/31/2019 | 10/31/2019 | COOPER AMBULATORY OFF-SITES |  |  |  |  | GLORIA CRUZ |  |  |  | 10/31/2019 | 10/31/2019 |  |  |  |  | 10/31/2019 | 10/31/2019
|  | WELCH ALLYN, INC. | WELCH ALLYN, INC. SURETEMP PLUS 690 |  |  | CLEMENTON INTERNAL MEDICINE |  |  | excluded | 10/31/2019 |  |  |  |  | NO | NO |  |  |  |  | WELCH ALLYN, INC. 30142119 14440243 |  |  | Active |  | 99:99:99:99:99:99 |  | Equipment | PAAR:00-PVAR | 10/31/2019 | 10/31/2019 | COOPER AMBULATORY OFF-SITES |  |  |  |  | GLORIA CRUZ |  |  |  | 10/31/2019 | 10/31/2019 |  |  |  |  | 10/31/2019 | 10/31/2019
|  | WELCH ALLYN, INC. | WELCH ALLYN, INC. SURETEMP PLUS 690 |  |  | VOORHEES SURGERY CENTER-HEM/ONC |  |  | excluded | 01/01/2001 |  |  |  |  | NO | NO |  |  |  |  | WELCH ALLYN, INC. 10344798 04217510 |  |  | Active |  | 99:99:99:99:99:99 |  | Equipment | PAAR:00-PVAR | 11/02/2019 |  | COOPER AMBULATORY OFF-SITES |  |  | HEM/ONC VOORHEES SUITE M |  | MEGAN MCCAFFERTY
|  | WELCH ALLYN, INC. | WELCH ALLYN, INC. SURETEMP PLUS 690 |  |  | VOORHEES SURGERY CENTER-HEM/ONC |  |  | excluded | 01/16/2009 |  |  |  |  | NO | NO |  |  |  |  | WELCH ALLYN, INC. 10344797 0846314 |  |  | Active |  | 99:99:99:99:99:99 |  | Equipment | PAAR:00-PVAR | 11/02/2019 |  | COOPER AMBULATORY OFF-SITES |  |  |  |  | MEGAN MCCAFFERTY
|  | WELCH ALLYN, INC. | WELCH ALLYN, INC. SURETEMP PLUS 690 |  |  | VOORHEES SURGERY CENTER-HEM/ONC |  |  | excluded | 05/17/2010 |  |  |  |  | NO | NO |  |  |  |  | WELCH ALLYN, INC. 10344760 10161168 |  |  | Active |  | 99:99:99:99:99:99 |  | Equipment | PAAR:00-PVAR | 11/02/2019 |  | COOPER AMBULATORY OFF-SITES |  |  | SUITE M HEM/ONC |  | MEGAN MCCAFFERTY
|  | WELCH ALLYN, INC. | WELCH ALLYN, INC. SURETEMP PLUS 690 |  |  | VOORHEES SURGERY CENTER-HEM/ONC |  |  | excluded | 01/01/2001 |  |  |  |  | NO | NO |  |  |  |  | WELCH ALLYN, INC. 10344755 12060330 |  |  | Active |  | 99:99:99:99:99:99 |  | Equipment | PAAR:00-PVAR | 11/01/2019 |  | COOPER AMBULATORY OFF-SITES |  |  | SUITE M | 0011661518 | MEGAN MCCAFFERTY | Repair | Closed | Kirk Lis | 05/24/2017 | 05/26/2017 | THERMOMETER - PIECE FELL OFF - VSC SUITE M MARYBETH'S DESK | 5/26/2017 10:17:40 AM KALIS (KALIS 5/25/2017 12:00 AM) TRAVEL TIME (KALIS 5/25/2017 12:00 AM) RESECURE BROKEN PIECE ON ORAL PROBE | 27F86555-C9FF-45CB-8881-BD15B5BAB853 | Labor | 05/25/2017 | 05/25/2017 | Kirk Lis
|  | WELCH ALLYN, INC. | WELCH ALLYN, INC. SURETEMP PLUS 690 |  |  | VOORHEES SURGERY CENTER-HEM/ONC |  |  | excluded | 05/17/2010 |  |  |  |  | NO | NO |  |  |  |  | WELCH ALLYN, INC. 10344756 10161161 |  |  | Active |  | 99:99:99:99:99:99 |  | Equipment | PAAR:00-PVAR | 11/02/2019 |  | COOPER AMBULATORY OFF-SITES |  |  | SUITE M HEM/ONC |  | MEGAN MCCAFFERTY
|  | WELCH ALLYN, INC. | WELCH ALLYN, INC. SURETEMP PLUS 690 |  |  | VOORHEES SURGERY CENTER-HEM/ONC |  |  | excluded | 01/01/2001 |  |  |  |  | NO | NO |  |  |  |  | WELCH ALLYN, INC. 10344758 06115041 |  |  | Active |  | 99:99:99:99:99:99 |  | Equipment | PAAR:00-PVAR | 11/02/2019 |  | COOPER AMBULATORY OFF-SITES |  |  | CANCER CENTER SUITE M |  | MEGAN MCCAFFERTY
|  | WELCH ALLYN, INC. | WELCH ALLYN, INC. SURETEMP PLUS 690 |  |  | SPECIAL TEST |  |  | excluded | 11/02/2019 |  |  |  |  | NO | NO |  |  |  |  | WELCH ALLYN, INC. 30142053 11450203 |  |  | Active |  | 99:99:99:99:99:99 |  | Equipment | PAAR:00-PVAR | 11/02/2019 | 11/02/2019 | COOPER UNIVERSITY HOSPITAL |  |  | PATIENT PREP |  | AMY HANNAN |  |  |  | 11/02/2019 | 11/02/2019 |  |  |  |  | 11/02/2019 | 11/02/2019
|  | WELCH ALLYN, INC. | WELCH ALLYN, INC. SURETEMP PLUS 690 |  |  | CARDIAC CATH LAB |  |  | excluded | 11/02/2019 |  |  |  |  | NO | NO |  |  |  |  | WELCH ALLYN, INC. 30142051 12254738 |  |  | Active |  | 99:99:99:99:99:99 |  | Equipment | PAAR:00-PVAR | 11/02/2019 | 11/02/2019 | COOPER UNIVERSITY HOSPITAL |  |  | CCL - Moves |  | LINDA BEAN |  |  |  | 11/02/2019 | 11/02/2019 |  |  |  |  | 11/02/2019 | 11/02/2019
|  | WELCH ALLYN, INC. | WELCH ALLYN, INC. SURETEMP PLUS 690 |  |  | CDU - CLINICAL DECISION UNIT-9 KELEMEN |  |  | excluded | 11/02/2019 |  |  |  |  | NO | NO |  |  |  |  | WELCH ALLYN, INC. 30142047 12340999 |  |  | Active |  | 99:99:99:99:99:99 |  | Equipment | PAAR:00-PVAR | 11/02/2019 | 11/02/2019 | COOPER UNIVERSITY HOSPITAL |  |  | kelemen 814 | WOT00000000509223 | KAREN GRUBER | Disposition | Closed | Richard Jolly | 11/02/2019 | 11/02/2019 | Bulk Disposition CNL |  |  |  | 11/02/2019 | 11/02/2019
|  | WELCH ALLYN, INC. | WELCH ALLYN, INC. SURETEMP PLUS 690 |  |  | CDU - CLINICAL DECISION UNIT-9 KELEMEN |  |  | excluded | 11/02/2019 |  |  |  |  | NO | NO |  |  |  |  | WELCH ALLYN, INC. 30142042 12173126 |  |  | Active |  | 99:99:99:99:99:99 |  | Equipment | PAAR:00-PVAR | 11/02/2019 | 11/02/2019 | COOPER UNIVERSITY HOSPITAL |  |  | 8 NORTH | WOT00000000509012 | KAREN GRUBER | Disposition | Closed | Richard Jolly | 11/02/2019 | 11/02/2019 | Bulk Disposition CNL |  |  |  | 11/02/2019 | 11/02/2019
|  | WELCH ALLYN, INC. | WELCH ALLYN, INC. SURETEMP PLUS 696 |  | (21)19011417 | COOPER BONE & JOINT- GLASSBORO |  |  | excluded | 10/31/2019 |  |  |  |  | NO | NO |  |  |  |  | WELCH ALLYN, INC. 11221856 (21)19011417 |  |  | Active |  |  |  | Equipment | PAAR:00-PVAR | 10/31/2019 | 10/31/2019 | COOPER AMBULATORY OFF-SITES |  |  | Cardio Partners | WOT00000002515816 | COURTNEY BUDD | Performance Verification | Closed | Josh Harris | 10/31/2019 | 10/31/2019 | Performance Verification for WELCH ALLYN, INC. 11221856 (21)19011417 | Initial Install of Performance Verification. Device is ready for patient use. |  |  | 10/31/2019 | 10/31/2019
|  | WELCH ALLYN, INC. | WELCH ALLYN, INC. SURETEMP PLUS 696 |  | (21)18491041 | COOPER BONE & JOINT- GLASSBORO |  |  | excluded | 10/31/2019 |  |  |  |  | NO | NO |  |  |  |  | WELCH ALLYN, INC. 11221852 (21)18491041 |  |  | Active |  |  |  | Equipment | PAAR:00-PVAR | 10/31/2019 | 10/31/2019 | COOPER AMBULATORY OFF-SITES |  |  | Cardio Partners | WOT00000002515813 | COURTNEY BUDD | Performance Verification | Closed | Josh Harris | 10/31/2019 | 10/31/2019 | Performance Verification for WELCH ALLYN, INC. 11221852 (21)18491041 | Initial Install of Performance Verification. Device is ready for patient use. |  |  | 10/31/2019 | 10/31/2019
|  | WELCH ALLYN, INC. | WELCH ALLYN, INC. SURETEMP PLUS 696 |  | (21)18472559 | COOPER BONE & JOINT- GLASSBORO |  |  | excluded | 10/31/2019 |  |  |  |  | NO | NO |  |  |  |  | WELCH ALLYN, INC. 11221850 (21)18472559 |  |  | Active |  |  |  | Equipment | PAAR:00-PVAR | 10/31/2019 | 10/31/2019 | COOPER AMBULATORY OFF-SITES |  |  | Cardio Partners | WOT00000002515811 | COURTNEY BUDD | Performance Verification | Closed | Josh Harris | 10/31/2019 | 10/31/2019 | Performance Verification for WELCH ALLYN, INC. 11221850 (21)18472559 | Initial Install of Performance Verification. Device is ready for patient use. |  |  | 10/31/2019 | 10/31/2019
|  | WELCH ALLYN, INC. | WELCH ALLYN, INC. SURETEMP PLUS 696 |  | (21)18472629 | COOPER BONE & JOINT- GLASSBORO |  |  | excluded | 10/31/2019 |  |  |  |  | NO | NO |  |  |  |  | WELCH ALLYN, INC. 11221847 (21)18472629 |  |  | Active |  |  |  | Equipment | PAAR:00-PVAR | 10/31/2019 | 10/31/2019 | COOPER AMBULATORY OFF-SITES |  |  | Cardio Partners | WOT00000002515809 | COURTNEY BUDD | Performance Verification | Closed | Josh Harris | 10/31/2019 | 10/31/2019 | Performance Verification for WELCH ALLYN, INC. 11221847 (21)18472629 | Initial Install of Performance Verification. Device is ready for patient use. |  |  | 10/31/2019 | 10/31/2019
|  | WELCH ALLYN, INC. | WELCH ALLYN, INC. SURETEMP PLUS 696 |  | 21 18285483 | EMERGENCY ROOM |  |  | excluded | 10/31/2019 |  |  |  |  | NO | NO |  |  |  |  | WELCH ALLYN, INC. 30286057 21 18285483 |  |  | Active |  | 99:99:99:99:99:99 |  | Equipment | PAAR:00-PVAR | 10/31/2019 | 10/31/2019 | COOPER UNIVERSITY HOSPITAL |  |  | Performance Verification | WOT00000001290205 | KAREN GRUBER | Performance Verification | Closed | Richard Jolly | 10/31/2019 | 10/31/2019 | Performance Verification for WELCH ALLYN, INC. 30286057 21 18285483 | Initial Install of Performance Verification. Device is ready for patient use. |  |  | 10/31/2019 | 10/31/2019
|  | WELCH ALLYN, INC. | WELCH ALLYN, INC. SURETEMP PLUS 696 |  | 21 1822751 | EMERGENCY ROOM |  |  | excluded | 10/31/2019 |  |  |  |  | NO | NO |  |  |  |  | WELCH ALLYN, INC. 30286056 21 1822751 |  |  | Active |  | 99:99:99:99:99:99 |  | Equipment | PAAR:00-PVAR | 10/31/2019 | 10/31/2019 | COOPER UNIVERSITY HOSPITAL |  |  | Performance Verification | WOT00000001290188 | KAREN GRUBER | Performance Verification | Closed | Richard Jolly | 10/31/2019 | 10/31/2019 | Performance Verification for WELCH ALLYN, INC. 30286056 21 1822751 | Initial Install of Performance Verification. Device is ready for patient use. |  |  | 10/31/2019 | 10/31/2019
|  | WELCH ALLYN, INC. | WELCH ALLYN, INC. SURETEMP PLUS 696 |  | 21 18227522 | EMERGENCY ROOM |  |  | excluded | 10/31/2019 |  |  |  |  | NO | NO |  |  |  |  | WELCH ALLYN, INC. 30286055 21 18227522 |  |  | Active |  | 99:99:99:99:99:99 |  | Equipment | PAAR:00-PVAR | 10/31/2019 | 10/31/2019 | COOPER UNIVERSITY HOSPITAL |  |  | Performance Verification | WOT00000001290165 | KAREN GRUBER | Performance Verification | Closed | Richard Jolly | 10/31/2019 | 10/31/2019 | Performance Verification for WELCH ALLYN, INC. 30286055 21 18227522 | Initial Install of Performance Verification. Device is ready for patient use. |  |  | 10/31/2019 | 10/31/2019
|  | WELCH ALLYN, INC. | WELCH ALLYN, INC. SURETEMP PLUS 696 |  | 21 18285487 | EMERGENCY ROOM |  |  | excluded | 10/31/2019 |  |  |  |  | NO | NO |  |  |  |  | WELCH ALLYN, INC. 30286054 21 18285487 |  |  | Active |  | 99:99:99:99:99:99 |  | Equipment | PAAR:00-PVAR | 10/31/2019 | 10/31/2019 | COOPER UNIVERSITY HOSPITAL |  |  | Performance Verification | WOT00000001289930 | KAREN GRUBER | Performance Verification | Closed | Josh Harris | 10/31/2019 | 10/31/2019 | CEID Record Completion for WELCH ALLYN, INC. 30286054 21 18285487 | Inventoried unit. | EXP3390382 | Labor | 10/31/2019 | 10/31/2019 | Josh Harris
|  | WELCH ALLYN, INC. | WELCH ALLYN, INC. TM262 AUTO TYMP |  |  | BUNKER HILL-PEDIATRICS |  |  |  | 01/18/2002 |  |  |  |  | NO | NO |  |  |  |  | WELCH ALLYN, INC. 10366776 63266 |  |  | Disposition |  | 99:99:99:99:99:99 |  | Equipment | 1Y:00-MFG | 11/13/2017 |  | COOPER AMBULATORY OFF-SITES |  |  | HALLWAY NXT EXAM 4 |  | MAUREEN OBRIEN
|  | WELCH ALLYN, INC. | WELCH ALLYN, INC. TM262 AUTO TYMP |  | AS075317 | BURLINGTON OUTPATIENT PEDIATRICS |  |  |  | 01/31/2008 |  |  |  |  | NO | NO |  |  |  |  | WELCH ALLYN, INC. 10346176 AS075317 |  |  | Disposition |  | 99:99:99:99:99:99 |  | Equipment | 1Y:00-MFG | 08/03/2018 | 08/01/2020 | COOPER AMBULATORY OFF-SITES |  |  | hearing room |  | CHARMAINE RHETT
|  | WELCH ALLYN, INC. | WELCH ALLYN, INC. VIDEOPATH |  | Not Known | EMERGENCY ROOM |  |  |  | 01/01/1900 |  |  |  |  | NO | NO |  |  |  |  | WELCH ALLYN, INC. 10368163 Not Known |  |  | Active |  | 99:99:99:99:99:99 |  | Equipment | PAAR:00-PVAR | 11/02/2019 |  | COOPER UNIVERSITY HOSPITAL |  |  | IDF RM | WOT00000000531513 | KAREN GRUBER | Disposition | Closed | Richard Jolly | 02/08/2018 | 05/16/2019 | Bulk Disposition CNL
|  | WELCH ALLYN, INC. | WELCH ALLYN, INC. VIDEOPATH COLPOSCOPE 88100 |  | 881-009 | 3 COOPER-WOMENS CARE CENTER |  |  |  | 01/01/1900 |  |  |  |  | NO | NO |  |  |  |  | WELCH ALLYN, INC. 10346898 881-009 |  |  | Disposition |  |  |  | Equipment | PAAR:00-PVAR | 11/02/2019 |  | COOPER AMBULATORY OFF-SITES |  |  | DISPOSITION |  | BONNIE MANNINO
|  | WELCH ALLYN, INC. | WELCH ALLYN, INC. VIDEOPATH COLPOSCOPE 88100 |  | 8810-10 | 3 COOPER-WOMENS CARE CENTER |  |  |  | 01/01/1900 |  |  |  |  | NO | NO |  |  |  |  | WELCH ALLYN, INC. 10346899 8810-10 |  |  | Disposition |  |  |  | Equipment | PAAR:00-PVAR | 11/02/2019 |  | COOPER AMBULATORY OFF-SITES |  |  | DISPOSITION |  | BONNIE MANNINO
|  | WELCH ALLYN, INC. | WELCH ALLYN, INC. VISION SCREENER |  |  | BUNKER HILL-PEDIATRICS |  |  |  | 02/22/2016 |  |  |  |  | NO | NO |  |  |  |  | WELCH ALLYN, INC. 10480146 2118810 |  |  | Active |  | 99:99:99:99:99:99 |  | Equipment | PAAR:00-PVAR | 10/31/2019 |  | COOPER AMBULATORY OFF-SITES |  |  |  |  | MAUREEN OBRIEN
|  | WESCO | WESCO CXRII |  |  | LABOR & DELIVERY |  |  |  | 05/15/2016 |  |  |  |  | NO | NO |  |  |  |  | WESCO 10912 033818 |  |  | Disposition |  |  |  | Equipment | 1Y:00-MFG | 05/15/2016 | 05/15/2016 | COOPER UNIVERSITY HOSPITAL |  |  |  |  | JOANNA HORST |  |  |  | 05/15/2016 | 05/15/2016 |  |  |  |  | 05/15/2016 | 05/15/2016
|  | WETZLAR | WETZLAR ULTRALUX 75394 |  |  | WOODSTOWN - CARDIOLOGY |  |  |  | 01/01/1900 |  |  |  |  | NO | NO |  |  |  |  | WETZLAR 10366966 75394 |  |  | Disposition |  |  |  | Equipment | 1Y:00-MFG | 07/13/2016 | 07/01/2020 | COOPER AMBULATORY OFF-SITES |  |  | NOT BROUGHT FROM ELMER |  | SUSAN WHITZELL
|  | WHITEHALL MANUFACTURING | WHITEHALL MANUFACTURING EBW-2 |  |  | BUNKER HILL-OB/GYN |  |  | excluded | 10/27/2014 |  |  |  |  | NO | NO |  |  |  |  | WHITEHALL MANUFACTURING 10366991 113031 |  |  | Active |  | 99:99:99:99:99:99 |  | Equipment | PAAR:00-PVAR | 11/02/2019 |  | COOPER AMBULATORY OFF-SITES |  |  | Exam 8 |  | LISA POTTS
|  | WHITEHALL MANUFACTURING | WHITEHALL MANUFACTURING EBW-2 |  |  | HEART INSTITUTE |  |  | excluded | 01/01/1900 |  |  |  |  | NO | NO |  |  |  |  | WHITEHALL MANUFACTURING 10366785 93574 |  |  | Active |  | 99:99:99:99:99:99 |  | Equipment | PAAR:00-PVAR | 11/02/2019 |  | COOPER AMBULATORY OFF-SITES |  |  | EXAM 1 |  | KATHRYN COMO
|  | WHITEHALL MANUFACTURING | WHITEHALL MANUFACTURING EBW-2 |  |  | VOORHEES CARDIOLOGY |  |  | excluded | 01/01/2014 |  |  |  |  | NO | NO |  |  |  |  | WHITEHALL MANUFACTURING 10345368 93572 |  |  | Active |  | 99:99:99:99:99:99 |  | Equipment | PAAR:00-PVAR | 11/02/2019 |  | COOPER AMBULATORY OFF-SITES |  |  | Rm C2216 |  | KATHY COMO
|  | WHITEHALL MANUFACTURING | WHITEHALL MANUFACTURING EBW-2 |  |  | VOORHEES CARDIOLOGY SUITE 102 |  |  | excluded | 01/01/2001 |  |  |  |  | NO | NO |  |  |  |  | WHITEHALL MANUFACTURING 10345358 113080 |  |  | Active |  | 99:99:99:99:99:99 |  | Equipment | PAAR:00-PVAR | 11/02/2019 |  | COOPER AMBULATORY OFF-SITES |  |  | VASCULAR LAB |  | MICHELE MOLINARI
|  | WHITEHALL MANUFACTURING | WHITEHALL MANUFACTURING EBW-3 |  |  | ANTERPARTUM-INVITRO FERT |  |  |  | 10/16/2019 |  |  |  |  | NO | NO |  |  |  |  | WHITEHALL MANUFACTURING 22127 93381 |  |  | Disposition |  |  |  | Equipment | PAAR:00-PVAR | 10/16/2019 | 10/16/2019 | COOPER UNIVERSITY HOSPITAL |  |  | 6 DORRANCE |  | GRACE SVEINBZORNSSON |  |  |  | 10/16/2019 | 10/16/2019 |  |  |  |  | 10/16/2019 | 10/16/2019
|  | WHITEHALL MANUFACTURING | WHITEHALL MANUFACTURING FOUR BOTTLE WARMER EBW-4 |  |  | PHYSICAL THERAPY |  |  |  | 10/01/2003 |  |  |  |  | NO | NO |  |  |  |  | WHITEHALL MANUFACTURING 07753 8017 |  |  | Disposition |  |  |  | Equipment | PAAR:00-PVAR | 10/16/2019 |  | COOPER UNIVERSITY HOSPITAL |  |  | PT - Cherry Hill |  | JOSEPHINE HONG
|  | WILD HEERBRUGG | WILD HEERBRUGG MTR-29 |  |  | OPERATING ROOM - PAVILION |  |  |  | 03/17/2001 |  |  |  |  | NO | NO |  |  |  |  | WILD HEERBRUGG 10346657 73997 |  |  | Disposition |  | 99:99:99:99:99:99 |  | Equipment | PAAR:00-PVAR | 11/02/2019 |  | COOPER UNIVERSITY HOSPITAL |  |  | OR STORAGE AREA | 0011173908 | DOMINIC VENDETTA | Repair | Closed | Salvatore Bombara | 02/03/2017 | 02/03/2017 | MICROSCOPE - BLACK DOT IN THE VISION CENTER - 3RD FL OR RM K4 | 2/3/2017 10:33:29 AM SXBOMBARA (SXBOMBARA 2/3/2017 12:00 AM) WORKED WITH JOANNE. CLEANED LENS. TESTED AND PASSED FULL FUNCTIONAL CHECK | AF6E6101-CFAC-4166-A759-B20162E44DB2 | Labor | 02/02/2017 | 02/02/2017 | Salvatore Bombara
|  | WOLF MEDICAL INSTRUMENTS CORP. | WOLF MEDICAL INSTRUMENTS CORP. 04002U |  | Not Known | 3 COOPER-MULTISPECIALTY CENTER |  |  | excluded | 01/01/1900 |  |  |  |  | NO | NO |  |  |  |  | WOLF MEDICAL INSTRUMENTS CORP. 10345560 Not Known |  |  | Active |  | 99:99:99:99:99:99 |  | Equipment | PAAR:00-PVAR | 11/01/2019 |  | COOPER AMBULATORY OFF-SITES |  |  | SUITE 104 - EXAM 151 |  | MARGIE OUTLER
|  | WOLF MEDICAL INSTRUMENTS CORP. | WOLF MEDICAL INSTRUMENTS CORP. MG-7 |  | Not Known | BUNKER HILL-INTERNAL MEDICINE |  |  | excluded | 01/01/1900 |  |  |  |  | NO | NO |  |  |  |  | WOLF MEDICAL INSTRUMENTS CORP. 10366762 Not Known |  |  | Active |  | 99:99:99:99:99:99 |  | Equipment | PAAR:00-PVAR | 11/02/2019 |  | COOPER AMBULATORY OFF-SITES |  |  | DOCTORS OFFICE NXT EXAM1 |  | SUSAN BABCOCK
|  | WOLF MEDICAL INSTRUMENTS CORP. | WOLF MEDICAL INSTRUMENTS CORP. TRIMLINE |  | Not Known | WILLINGBORO COOPER UNIVERSITY PHYSICIANS |  |  | excluded | 01/01/1900 |  |  |  |  | NO | NO |  |  |  |  | WOLF MEDICAL INSTRUMENTS CORP. 10367127 Not Known |  |  | Active |  | 99:99:99:99:99:99 |  | Equipment | PAAR:00-PVAR | 11/02/2019 |  | COOPER AMBULATORY OFF-SITES |  |  | INT MED PROCEDURE RM 3 |  | PATTY LEWIS
|  | WOLF MEDICAL INSTRUMENTS CORP. | WOLF MEDICAL INSTRUMENTS CORP. TRIMLINE |  | Not Known | WILLINGBORO COOPER UNIVERSITY PHYSICIANS |  |  | excluded | 01/01/1900 |  |  |  |  | NO | NO |  |  |  |  | WOLF MEDICAL INSTRUMENTS CORP. 10367116 Not Known |  |  | Active |  | 99:99:99:99:99:99 |  | Equipment | PAAR:00-PVAR | 11/02/2019 |  | COOPER AMBULATORY OFF-SITES |  |  | INT MED PROCEDURE RM 2 |  | PATTY LEWIS
|  | WOLF MEDICAL INSTRUMENTS CORP. | WOLF MEDICAL INSTRUMENTS CORP. TRIMLINE |  | Not Known | WILLINGBORO COOPER UNIVERSITY PHYSICIANS |  |  |  | 01/01/1900 |  |  |  |  | NO | NO |  |  |  |  | WOLF MEDICAL INSTRUMENTS CORP. 10367109 Not Known |  |  | Disposition |  |  |  | Equipment | PAAR:00-PVAR | 11/02/2019 |  | COOPER AMBULATORY OFF-SITES |  |  | DISPOSITION |  | PATTY LEWIS
|  | WOLF MEDICAL INSTRUMENTS CORP. | WOLF MEDICAL INSTRUMENTS CORP. TRIMLINE |  | Not Known | WILLINGBORO COOPER UNIVERSITY PHYSICIANS |  |  | excluded | 01/01/1900 |  |  |  |  | NO | NO |  |  |  |  | WOLF MEDICAL INSTRUMENTS CORP. 10367103 Not Known |  |  | Active |  | 99:99:99:99:99:99 |  | Equipment | PAAR:00-PVAR | 11/02/2019 |  | COOPER AMBULATORY OFF-SITES |  |  | INT MED RM 129 OFFICE |  | PATTY LEWIS
|  | WOLF MEDICAL INSTRUMENTS CORP. | WOLF MEDICAL INSTRUMENTS CORP. TRIMLINE |  | Not Known | VOORHEES ORTHOPEDICS |  |  | excluded | 01/01/1900 |  |  |  |  | NO | NO |  |  |  |  | WOLF MEDICAL INSTRUMENTS CORP. 10356924 Not Known |  |  | Active |  | 99:99:99:99:99:99 |  | Equipment | PAAR:00-PVAR | 11/02/2019 |  | COOPER AMBULATORY OFF-SITES |  |  | bdlg 2 suite 203 ROOM 8 |  | CAROL STRANTON
|  | WOLF MEDICAL INSTRUMENTS CORP. | WOLF MEDICAL INSTRUMENTS CORP. TRIMLINE |  | Not Known | VOORHEES ORTHOPEDICS |  |  | excluded | 01/01/1900 |  |  |  |  | NO | NO |  |  |  |  | WOLF MEDICAL INSTRUMENTS CORP. 10356923 Not Known |  |  | Active |  | 99:99:99:99:99:99 |  | Equipment | PAAR:00-PVAR | 11/02/2019 |  | COOPER AMBULATORY OFF-SITES |  |  | bdlg 2 suite 203 ROOM 1 |  | CAROL STRANTON
|  | WOLF MEDICAL INSTRUMENTS CORP. | WOLF MEDICAL INSTRUMENTS CORP. TRIMLINE |  |  | VOORHEES ORTHOPEDICS |  |  | excluded | 01/01/1900 |  |  |  |  | NO | NO |  |  |  |  | WOLF MEDICAL INSTRUMENTS CORP. 10356920 10356920 |  |  | Active |  | 99:99:99:99:99:99 |  | Equipment | PAAR:00-PVAR | 11/02/2019 |  | COOPER AMBULATORY OFF-SITES |  |  | bdlg 2 ORTHO PACS/DIC RM |  | CAROL STRANTON
|  | WOLF MEDICAL INSTRUMENTS CORP. | WOLF MEDICAL INSTRUMENTS CORP. TRIMLINE |  |  | VOORHEES ORTHOPEDICS |  |  | excluded | 01/01/1900 |  |  |  |  | NO | NO |  |  |  |  | WOLF MEDICAL INSTRUMENTS CORP. 10356915 10356915 |  |  | Active |  | 99:99:99:99:99:99 |  | Equipment | PAAR:00-PVAR | 11/02/2019 |  | COOPER AMBULATORY OFF-SITES |  |  | bdlg 2 suite 203 ROOM 4 |  | CAROL STRANTON
|  | WOLF MEDICAL INSTRUMENTS CORP. | WOLF MEDICAL INSTRUMENTS CORP. TRIMLINE |  | Not Known | VOORHEES ORTHOPEDICS |  |  | excluded | 01/01/1900 |  |  |  |  | NO | NO |  |  |  |  | WOLF MEDICAL INSTRUMENTS CORP. 10356909 Not Known |  |  | Active |  | 99:99:99:99:99:99 |  | Equipment | PAAR:00-PVAR | 11/02/2019 |  | COOPER AMBULATORY OFF-SITES |  |  | bdlg 2 suite 203 ROOM 6 |  | CAROL STRANTON
|  | WOLF MEDICAL INSTRUMENTS CORP. | WOLF MEDICAL INSTRUMENTS CORP. TRIMLINE |  | Not Known | VOORHEES ORTHOPEDICS |  |  | excluded | 01/01/1900 |  |  |  |  | NO | NO |  |  |  |  | WOLF MEDICAL INSTRUMENTS CORP. 10356912 Not Known |  |  | Active |  | 99:99:99:99:99:99 |  | Equipment | PAAR:00-PVAR | 11/02/2019 |  | COOPER AMBULATORY OFF-SITES |  |  | bdlg 2 suite 203 ROOM 5 |  | CAROL STRANTON
|  | WOLF MEDICAL INSTRUMENTS CORP. | WOLF MEDICAL INSTRUMENTS CORP. TRIMLINE |  | NOT KNOWN | VOORHEES ORTHOPEDICS |  |  | excluded | 01/01/1900 |  |  |  |  | NO | NO |  |  |  |  | WOLF MEDICAL INSTRUMENTS CORP. 10356911 NOT KNOWN |  |  | Active |  | 99:99:99:99:99:99 |  | Equipment | PAAR:00-PVAR | 11/02/2019 |  | COOPER AMBULATORY OFF-SITES |  |  | bdlg 2 suite 203 ROOM 2 |  | CAROL STRANTON
|  | WOLF MEDICAL INSTRUMENTS CORP. | WOLF MEDICAL INSTRUMENTS CORP. TRIMLINE |  | Not Known | VOORHEES ORTHOPEDICS |  |  | excluded | 01/01/1900 |  |  |  |  | NO | NO |  |  |  |  | WOLF MEDICAL INSTRUMENTS CORP. 10356910 Not Known |  |  | Active |  | 99:99:99:99:99:99 |  | Equipment | PAAR:00-PVAR | 11/02/2019 |  | COOPER AMBULATORY OFF-SITES |  |  | bdlg 2 suite 203 ROOM 3 |  | CAROL STRANTON
|  | WOLF MEDICAL INSTRUMENTS CORP. | WOLF MEDICAL INSTRUMENTS CORP. TRIMLINE |  | Not Known | VOORHEES ORTHOPEDICS |  |  | excluded | 01/01/1900 |  |  |  |  | NO | NO |  |  |  |  | WOLF MEDICAL INSTRUMENTS CORP. 10356908 Not Known |  |  | Active |  | 99:99:99:99:99:99 |  | Equipment | PAAR:00-PVAR | 11/02/2019 |  | COOPER AMBULATORY OFF-SITES |  |  | bdlg 2 suite 203 ROOM 7 |  | CAROL STRANTON
|  | WOLF MEDICAL INSTRUMENTS CORP. | WOLF MEDICAL INSTRUMENTS CORP. TRIMLINE |  | Not Known | VOORHEES RHEUMATOLOGY |  |  | excluded | 01/01/1900 |  |  |  |  | NO | NO |  |  |  |  | WOLF MEDICAL INSTRUMENTS CORP. 10356866 Not Known |  |  | Active |  | 99:99:99:99:99:99 |  | Equipment | PAAR:00-PVAR | 11/02/2019 |  | COOPER AMBULATORY OFF-SITES |  |  | bdlg 2 suite 203 HALLWAY |  | GILA DAVIS
|  | WOLF MEDICAL INSTRUMENTS CORP. | WOLF MEDICAL INSTRUMENTS CORP. TRIMLINE |  | Not Known | 6017 MAIN ST-PLASTICS |  |  | excluded | 01/01/1900 |  |  |  |  | NO | NO |  |  |  |  | WOLF MEDICAL INSTRUMENTS CORP. 10345800 Not Known |  |  | Active |  | 99:99:99:99:99:99 |  | Equipment | PAAR:00-PVAR | 11/02/2019 |  | COOPER AMBULATORY OFF-SITES |  |  | PROCEDURE ROOM C |  | ANNE MAIER
|  | WOLF MEDICAL INSTRUMENTS CORP. | WOLF MEDICAL INSTRUMENTS CORP. TRIMLINE |  | Not Known | 6017 MAIN ST-PLASTICS |  |  | excluded | 01/01/1900 |  |  |  |  | NO | NO |  |  |  |  | WOLF MEDICAL INSTRUMENTS CORP. 10345790 Not Known |  |  | Active |  | 99:99:99:99:99:99 |  | Equipment | PAAR:00-PVAR | 11/02/2019 |  | COOPER AMBULATORY OFF-SITES |  |  | PROCEDURE ROOM D |  | ANNE MAIER
|  | WOLF MEDICAL INSTRUMENTS CORP. | WOLF MEDICAL INSTRUMENTS CORP. TRIMLINE |  | Not Known | 6017 MAIN ST-PLASTICS |  |  | excluded | 01/01/1900 |  |  |  |  | NO | NO |  |  |  |  | WOLF MEDICAL INSTRUMENTS CORP. 10345767 Not Known |  |  | Active |  | 99:99:99:99:99:99 |  | Equipment | PAAR:00-PVAR | 11/02/2019 |  | COOPER AMBULATORY OFF-SITES |  |  | ORAL SIDE PROC B |  | ANNE MAIER
|  | WOLF MEDICAL INSTRUMENTS CORP. | WOLF MEDICAL INSTRUMENTS CORP. TRIMLINE |  |  | 6017 MAIN ST-PLASTICS |  |  | excluded | 01/01/1900 |  |  |  |  | NO | NO |  |  |  |  | WOLF MEDICAL INSTRUMENTS CORP. 10345753 10345753 |  |  | Active |  | 99:99:99:99:99:99 |  | Equipment | PAAR:00-PVAR | 11/01/2019 |  | COOPER AMBULATORY OFF-SITES |  |  | ORAL SIDE PROC A |  | ANNE MAIER
|  | WOLF MEDICAL INSTRUMENTS CORP. | WOLF MEDICAL INSTRUMENTS CORP. TRIMLINE |  |  | 3 COOPER-MULTISPECIALTY CENTER |  |  | excluded | 01/01/1900 |  |  |  |  | NO | NO |  |  |  |  | WOLF MEDICAL INSTRUMENTS CORP. 10345596 10345596 |  |  | Active |  | 99:99:99:99:99:99 |  | Equipment | PAAR:00-PVAR | 11/02/2019 |  | COOPER AMBULATORY OFF-SITES |  |  | SUITE 104 - EXAM 161 |  | MARGIE OUTLER
|  | WOLF MEDICAL INSTRUMENTS CORP. | WOLF MEDICAL INSTRUMENTS CORP. TRIMLINE |  | Not Known | 3 COOPER-MULTISPECIALTY CENTER |  |  | excluded | 01/01/1900 |  |  |  |  | NO | NO |  |  |  |  | WOLF MEDICAL INSTRUMENTS CORP. 10345592 Not Known |  |  | Active |  | 99:99:99:99:99:99 |  | Equipment | PAAR:00-PVAR | 11/01/2019 |  | COOPER AMBULATORY OFF-SITES |  |  | SUITE 104 - EXAM 154 |  | MARGIE OUTLER
|  | WOLF MEDICAL INSTRUMENTS CORP. | WOLF MEDICAL INSTRUMENTS CORP. TRIMLINE |  | Not Known | 3 COOPER-MULTISPECIALTY CENTER |  |  | excluded | 01/01/1900 |  |  |  |  | NO | NO |  |  |  |  | WOLF MEDICAL INSTRUMENTS CORP. 10345568 Not Known |  |  | Active |  | 99:99:99:99:99:99 |  | Equipment | PAAR:00-PVAR | 11/02/2019 |  | COOPER AMBULATORY OFF-SITES |  |  | SUITE 104 - EXAM 155 |  | MARGIE OUTLER
|  | WOLF MEDICAL INSTRUMENTS CORP. | WOLF MEDICAL INSTRUMENTS CORP. TRIMLINE |  | Not Known | 3 COOPER-MULTISPECIALTY CENTER |  |  | excluded | 01/01/1900 |  |  |  |  | NO | NO |  |  |  |  | WOLF MEDICAL INSTRUMENTS CORP. 10345563 Not Known |  |  | Active |  | 99:99:99:99:99:99 |  | Equipment | PAAR:00-PVAR | 11/02/2019 |  | COOPER AMBULATORY OFF-SITES |  |  | SUITE 104 - EXAM 153 |  | MARGIE OUTLER
|  | WOLF MEDICAL INSTRUMENTS CORP. | WOLF MEDICAL INSTRUMENTS CORP. TRIMLINE |  | Not Known | 3 COOPER-MULTISPECIALTY CENTER |  |  | excluded | 01/01/1900 |  |  |  |  | NO | NO |  |  |  |  | WOLF MEDICAL INSTRUMENTS CORP. 10345557 Not Known |  |  | Active |  | 99:99:99:99:99:99 |  | Equipment | PAAR:00-PVAR | 11/02/2019 |  | COOPER AMBULATORY OFF-SITES |  |  | SUITE 104 - EXAM 156 |  | MARGIE OUTLER
|  | WOLF MEDICAL INSTRUMENTS CORP. | WOLF MEDICAL INSTRUMENTS CORP. TRIMLINE |  | Not Known | 3 COOPER-MULTISPECIALTY CENTER |  |  | excluded | 01/01/1900 |  |  |  |  | NO | NO |  |  |  |  | WOLF MEDICAL INSTRUMENTS CORP. 10345551 Not Known |  |  | Active |  | 99:99:99:99:99:99 |  | Equipment | PAAR:00-PVAR | 11/02/2019 |  | COOPER AMBULATORY OFF-SITES |  |  | SUITE 104 - EXAM 157 |  | MARGIE OUTLER
|  | WOLF MEDICAL INSTRUMENTS CORP. | WOLF MEDICAL INSTRUMENTS CORP. TRIMLINE |  | Not Known | 3 COOPER-MULTISPECIALTY CENTER |  |  | excluded | 01/01/1900 |  |  |  |  | NO | NO |  |  |  |  | WOLF MEDICAL INSTRUMENTS CORP. 10345543 Not Known |  |  | Active |  | 99:99:99:99:99:99 |  | Equipment | PAAR:00-PVAR | 11/02/2019 |  | COOPER AMBULATORY OFF-SITES |  |  | SUITE 104 - EXAM 162 |  | MARGIE OUTLER
|  | WOLF MEDICAL INSTRUMENTS CORP. | WOLF MEDICAL INSTRUMENTS CORP. TRIMLINE |  | LV1-12 | 3 COOPER-MULTISPECIALTY CENTER |  |  | excluded | 01/01/1900 |  |  |  |  | NO | NO |  |  |  |  | WOLF MEDICAL INSTRUMENTS CORP. 10345540 LV1-12 |  |  | Active |  | 99:99:99:99:99:99 |  | Equipment | PAAR:00-PVAR | 11/02/2019 |  | COOPER AMBULATORY OFF-SITES |  |  | SUITE 104 - EXAM 160 |  | MARGIE OUTLER
|  | WOLF MEDICAL INSTRUMENTS CORP. | WOLF MEDICAL INSTRUMENTS CORP. TRIMLINE |  | Not Known | VOORHEES RHEUMATOLOGY |  |  | excluded | 01/01/1900 |  |  |  |  | NO | NO |  |  |  |  | WOLF MEDICAL INSTRUMENTS CORP. 10344989 Not Known |  |  | Active |  | 99:99:99:99:99:99 |  | Equipment | PAAR:00-PVAR | 11/02/2019 |  | COOPER AMBULATORY OFF-SITES |  |  | bdlg 2 suite 203 HALLWAY |  | GILA DAVIS
|  | WOLF MEDICAL INSTRUMENTS CORP. | WOLF MEDICAL INSTRUMENTS CORP. TRIMLINE |  | NOT KNOWN | VOORHEES SURGERY CENTER-SURGERY DEPT |  |  |  | 02/01/2011 |  |  |  |  | NO | NO |  |  |  |  | WOLF MEDICAL INSTRUMENTS CORP. 10344860 NOT KNOWN |  |  | Disposition |  | 99:99:99:99:99:99 |  | Equipment | PAAR:00-PVAR | 11/02/2019 |  | COOPER AMBULATORY OFF-SITES |  |  | SUITE G PROC RM A | WOT00000001295010 | Theresa Megali | Disposition | Closed | Charles Santomero | 08/15/2018 | 08/28/2018 | Equipment Disposition | Removed from inventory | EXP1116826 | Labor | 08/15/2018 | 08/15/2018 | Charles Santomero
|  | WOLF MEDICAL INSTRUMENTS CORP. | WOLF MEDICAL INSTRUMENTS CORP. TRIMLINE |  | Not Known | RIPPA CENTER-OB/GYN |  |  | excluded | 01/01/1900 |  |  |  |  | NO | NO |  |  |  |  | WOLF MEDICAL INSTRUMENTS CORP. 10315926 Not Known |  |  | Active |  | 99:99:99:99:99:99 |  | Equipment | PAAR:00-PVAR | 11/01/2019 |  | COOPER AMBULATORY OFF-SITES |  |  | RIPPA MAMMO 2 |  | PATRICIA HUFF
|  | WOLF MEDICAL INSTRUMENTS CORP. | WOLF MEDICAL INSTRUMENTS CORP. VIEWBOX |  |  | VOORHEES ORTHOPEDICS |  |  | excluded | 01/01/1900 |  |  |  |  | NO | NO |  |  |  |  | WOLF MEDICAL INSTRUMENTS CORP. 10356917 10356917 |  |  | Active |  | 99:99:99:99:99:99 |  | Equipment | PAAR:00-PVAR | 11/02/2019 |  | COOPER AMBULATORY OFF-SITES |  |  | bdlg 2 ORTHO PACS/DIC RM |  | CAROL STRANTON
|  | WOLF MEDICAL INSTRUMENTS CORP. | WOLF MEDICAL INSTRUMENTS CORP. VIEWBOX |  | Not Known | VOORHEES ORTHOPEDICS |  |  | excluded | 01/01/1900 |  |  |  |  | NO | NO |  |  |  |  | WOLF MEDICAL INSTRUMENTS CORP. 10356904 Not Known |  |  | Active |  | 99:99:99:99:99:99 |  | Equipment | PAAR:00-PVAR | 11/02/2019 |  | COOPER AMBULATORY OFF-SITES |  |  | ORTHOPEDICS TREAT RM |  | CAROL STRANTON
|  | WOLF MEDICAL INSTRUMENTS CORP. | WOLF MEDICAL INSTRUMENTS CORP. VIEWBOX |  | Not Known | VOORHEES ORTHOPEDICS |  |  | excluded | 01/01/1900 |  |  |  |  | NO | NO |  |  |  |  | WOLF MEDICAL INSTRUMENTS CORP. 10356905 Not Known |  |  | Active |  | 99:99:99:99:99:99 |  | Equipment | PAAR:00-PVAR | 11/01/2019 |  | COOPER AMBULATORY OFF-SITES |  |  | ORTHOPEDICS TREAT RM |  | CAROL STRANTON
|  | WOLF MEDICAL INSTRUMENTS CORP. | WOLF MEDICAL INSTRUMENTS CORP. VIEWBOX |  | 27131* | 3 COOPER - SURGERY DEPARTMENT |  |  |  | 01/01/1900 |  |  |  |  | NO | NO |  |  |  |  | WOLF MEDICAL INSTRUMENTS CORP. 10346801 27131* |  |  | Disposition |  |  |  | Equipment | PAAR:00-PVAR | 11/01/2019 |  | COOPER AMBULATORY OFF-SITES |  |  | ROOM 18 |  | ANNE MAIER
|  | WOLF MEDICAL INSTRUMENTS CORP. | WOLF MEDICAL INSTRUMENTS CORP. VIEWBOX |  | Not Known | 3 COOPER-PEDIATRICS |  |  | excluded | 01/01/1900 |  |  |  |  | NO | NO |  |  |  |  | WOLF MEDICAL INSTRUMENTS CORP. 10345713 Not Known |  |  | Active |  | 99:99:99:99:99:99 |  | Equipment | PAAR:00-PVAR | 11/02/2019 |  | COOPER AMBULATORY OFF-SITES |  |  | Suite 200 - Between 32 and 33 |  | MAUREEN OBRIEN
|  | WOLF X-RAY | WOLF X-RAY TRIMLINE PLUS |  |  | WOODSTOWN - CARDIOLOGY |  |  |  | 01/01/1900 |  |  |  |  | NO | NO |  |  |  |  | WOLF X-RAY 10366968 29404 |  |  | Disposition |  |  |  | Equipment | PAAR:00-PVAR | 11/02/2019 |  | COOPER AMBULATORY OFF-SITES |  |  | NOT BROUGHT FROM ELMER |  | SUSAN WHITZELL
|  | X-RITE, INC. | X-RITE, INC. 301 |  |  | VOORHEES SURGERY CENTER-RADIOLOGY |  |  |  | 01/01/1900 |  |  |  |  | NO | NO |  |  |  |  | X-RITE, INC. 10480300 021434 |  |  | Active |  | 99:99:99:99:99:99 |  | Equipment | PAAR:00-PVAR | 10/31/2019 |  | COOPER AMBULATORY OFF-SITES |  |  | TECH STATION CABINET |  | PAT STIENES
|  | X-RITE, INC. | X-RITE, INC. 301 |  |  | VOORHEES SURGERY CENTER-RADIOLOGY |  |  |  | 06/22/2004 |  |  |  |  | NO | NO |  |  |  |  | X-RITE, INC. 09464 023249 |  |  | Disposition |  |  |  | Equipment | PAAR:00-PVAR | 10/16/2019 |  | COOPER AMBULATORY OFF-SITES |  |  |  |  | PAT STIENES
|  | XOMED SURGICAL PRODUCTS | XOMED SURGICAL PRODUCTS 2000 |  |  | MARLTON-DERMATOLOGY |  |  |  | 01/01/1900 |  |  |  |  | NO | NO |  |  |  |  | XOMED SURGICAL PRODUCTS 10366123 3233 |  |  | Disposition |  | 99:99:99:99:99:99 |  | Equipment | 1Y:00-MFG | 05/31/2019 | 05/01/2020 | COOPER AMBULATORY OFF-SITES |  |  | Room 6 |  | MICHELE CANALE
|  | YELLOW SPRINGS INSTRUMENT CO. (YSI) | YELLOW SPRINGS INSTRUMENT CO. (YSI) DISSOLVED OXYGEN METER |  | 04D0105 | LAB CHEMISTRY |  |  |  | 01/01/1900 |  |  |  |  | NO | NO |  |  |  |  | YELLOW SPRINGS INSTRUMENT CO. (YSI) 10369405 04D0105 |  |  | Disposition |  |  |  | Test Equipment | 1Y:00-VEN | 03/14/2016 | 03/01/2020 | COOPER UNIVERSITY HOSPITAL |  |  |  |  | Barbara Snyder
|  | ZIMMER INC. | ZIMMER INC. ATS 1500 |  | CC089317 | SHORT PROCEDURE UNIT |  |  |  | 08/20/1993 |  |  |  |  | NO | NO |  |  |  |  | ZIMMER INC. 01289 CC089317 |  |  | Disposition |  |  |  | High Risk | 6M:00-MFG | 08/04/2015 | 12/01/2019 | COOPER UNIVERSITY HOSPITAL |  |  | SHORT PROCEDURE |  | Lisa Geoghegan
|  | ZOLL MEDICAL CORPORATION | ZOLL MEDICAL CORPORATION AED PLUS |  | X04L049951 | FAMILY MEDICAL SEWELL |  |  |  | 05/13/2016 |  |  |  |  | NO | NO |  |  |  |  | ZOLL MEDICAL CORPORATION 15796 X04L049951 |  |  | Disposition |  |  |  | Life Support | 6M:00-MFG | 05/13/2016 | 05/13/2016 | COOPER AMBULATORY OFF-SITES |  |  | FAMILY MEDICINE SEWELL |  | MARIANNE SHIEPAN |  |  |  | 05/13/2016 | 05/13/2016 |  |  |  |  | 05/13/2016 | 05/13/2016
|  | ZOLL MEDICAL CORPORATION | ZOLL MEDICAL CORPORATION AED PLUS |  | X04L050691 | HADDON HEIGHTS-FAMILY MEDICINE |  |  |  | 06/01/2006 |  |  |  |  | NO | NO |  |  |  |  | ZOLL MEDICAL CORPORATION 10366576 X04L050691 |  |  | Disposition |  |  |  | Life Support | 6M:00-MFG | 09/17/2015 | 03/01/2020 | COOPER AMBULATORY OFF-SITES |  |  | BIOMED |  | KELLIE STOUT
|  | ZOLL MEDICAL CORPORATION | ZOLL MEDICAL CORPORATION AED PLUS |  | X04B027972 | BIOMEDICAL |  |  |  | 03/08/2006 |  |  |  |  | NO | NO |  |  |  |  | ZOLL MEDICAL CORPORATION 10366578 X04B027972 |  |  | Disposition |  |  |  | Life Support | 6M:00-MFG | 08/04/2015 | 12/01/2019 | COOPER UNIVERSITY HOSPITAL |  |  | KINGS HIGHWAY |  | Bonnie Aichroch
|  | ZOLL MEDICAL CORPORATION | ZOLL MEDICAL CORPORATION AED PLUS |  | X04L050695 | MOORESTOWN-FAMILY MEDICINE |  |  |  | 06/01/2006 |  |  |  |  | NO | NO |  |  |  |  | ZOLL MEDICAL CORPORATION 10366580 X04L050695 |  |  | Disposition |  |  |  | Life Support | 6M:00-MFG | 09/17/2015 | 01/01/2020 | COOPER AMBULATORY OFF-SITES |  |  | SUITE 503 |  | LYNNE DEJOSEPH
|  | ZOLL MEDICAL CORPORATION | ZOLL MEDICAL CORPORATION AED PLUS |  | X04L050678 | BIOMEDICAL |  |  |  | 06/01/2006 |  |  |  |  | NO | NO |  |  |  |  | ZOLL MEDICAL CORPORATION 10366573 X04L050678 |  |  | Disposition |  |  |  | Life Support | 6M:00-MFG | 07/24/2015 | 12/01/2019 | COOPER UNIVERSITY HOSPITAL |  |  | 9PAVSTORAGE |  | Bonnie Aichroch
|  | ZOLL MEDICAL CORPORATION | ZOLL MEDICAL CORPORATION AED PLUS |  | X04L050069 | HADDON HEIGHTS-FAMILY MEDICINE |  |  |  | 05/23/2008 |  |  |  |  | NO | NO |  |  |  |  | ZOLL MEDICAL CORPORATION 10366574 X04L050069 |  |  | Disposition |  |  |  | Life Support | 6M:00-MFG | 09/17/2015 | 03/01/2020 | COOPER AMBULATORY OFF-SITES |  |  | BIOMED |  | KELLIE STOUT
|  | ZOLL MEDICAL CORPORATION | ZOLL MEDICAL CORPORATION AED PLUS |  | X04L048484 | KROC CENTER-FAMILY MEDICINE |  |  |  | 09/28/2005 |  |  |  |  | NO | NO |  |  |  |  | ZOLL MEDICAL CORPORATION 10366575 X04L048484 |  |  | Disposition |  |  |  | Life Support | 6M:00-MFG | 07/20/2015 | 05/01/2020 | COOPER AMBULATORY OFF-SITES |  |  | 3156 RIVER ROAD |  | JESSICA NIEVES
|  | ZOLL MEDICAL CORPORATION | ZOLL MEDICAL CORPORATION SUREPOWER |  | AT14H001944 | MILLVILLE-AIR MED |  |  |  | 10/31/2019 |  |  |  |  | NO | NO |  |  |  |  | ZOLL MEDICAL CORPORATION 11135706 AT14H001944 |  |  | Active |  |  |  | Equipment | PAAR:00-PVAR | 10/31/2019 | 10/31/2019 | COOPER AMBULATORY OFF-SITES |  |  | AIR MED - MILLVILLE | WOT00000002370182 | RICK ROHRBACH | Performance Verification | Closed | Josh Harris | 10/31/2019 | 10/31/2019 | Performance Verification for ZOLL MEDICAL CORPORATION 11135706 AT14H001944 | Initial Install of Performance Verification. Device is ready for patient use. |  |  | 10/31/2019 | 10/31/2019
|  | ZONARE | ZONARE L8-3 |  | 04372L5X113K | TRAUMA ICU |  |  |  | 12/09/2013 |  |  |  |  | NO | NO |  |  |  |  | ZONARE 10357232 04372L5X113K |  |  | Disposition |  |  |  | Accessory | 1Y:00-MFG | 01/01/1900 | 12/01/2019 | COOPER UNIVERSITY HOSPITAL |  |  | TRAUMA ICU |  | Diane Floyd
|  | ZONARE | ZONARE L8-3 |  | 10354L5X | TRAUMA ICU |  |  |  | 02/28/2018 |  |  |  |  | NO | NO |  |  |  |  | ZONARE 30143479 10354L5X |  |  | Disposition |  |  |  | Accessory | 1Y:00-MFG | 02/28/2018 | 02/28/2018 | COOPER UNIVERSITY HOSPITAL |  |  |  |  | Diane Floyd |  |  |  | 02/28/2018 | 02/28/2018 |  |  |  |  | 02/28/2018 | 02/28/2018
|  | ZONARE | ZONARE Z.ONE SMARTCART |  | 06441C312C | TRAUMA ADMIT |  |  |  | 05/16/2012 |  |  |  |  | NO | NO |  |  |  |  | ZONARE 10368608 06441C312C |  |  | Disposition |  | 11:11:11:11:11:11 |  | Equipment | PAAR:00-PVAR | 11/02/2019 |  | COOPER UNIVERSITY HOSPITAL |  |  | TRAUMA ADMIT |  | Diane Floyd
|  | BIOSENSE WEBSTER, INC. | CARTO 3 | 3D MAPPING SYSTEM |  | SAME DAY OR-2ND FL PAVILION | Pavilion |  |  | 05/30/2019 |  | 5/30/26 |  |  | NO | YES |  |  |  |  | BIOSENSE WEBSTER, INC. 11187541 34506 |  |  | Active |  | 50:9A:4C:4C:15:1C |  | High Risk | 6M:00-MFG | 05/30/2019 | 05/30/2019 | COOPER UNIVERSITY HOSPITAL |  |  | P2 - SD8 | WOT00000001750130 | JOE DRUCTOR | Performance Verification | Closed | Stephen Zubrzycki | 05/30/2019 | 05/30/2019 | Performance Verification for BIOSENSE WEBSTER, INC. 11187541 34506 | Initial Install of Performance Verification. Device is ready for patient use. |  |  | 05/30/2019 | 05/30/2019
|  | BIOSENSE WEBSTER, INC. | CARTO 3 | 3D MAPPING SYSTEM |  | CARDIAC CATH LAB | Kelemen |  |  | 03/02/2018 |  | 3/2/25 |  |  | NO | YES |  |  |  |  | BIOSENSE WEBSTER, INC. 10725229 34424 |  |  | Active |  | 48:4D:7E:EE:FD:AA |  | High Risk | 6M:00-MFG | 05/30/2019 | 05/01/2020 | COOPER UNIVERSITY HOSPITAL |  |  | CCL - Lab 4 | WOT00000000648929 | LINDA BEAN | Performance Verification | Closed | Stephen Zubrzycki | 03/09/2018 | 07/30/2018 | Performance Verification for BIOSENSE WEBSTER, INC. 10725229 34424 | Initial Install of Performance Verification. Device is ready for patient use.
|  | BIOSENSE WEBSTER, INC. | CARTO 3 | 3D MAPPING SYSTEM |  | CARDIAC CATH LAB | Kelemen |  |  | 10/01/2010 |  | 10/1/17 |  |  | NO | YES | Serial Number 11416 |  |  |  | BIOSENSE WEBSTER, INC. 10369207 11416 |  |  | Active |  | 18:66:DA:0E:E6:EB |  | High Risk | 6M:00-MFG | 05/30/2019 | 05/01/2020 | COOPER UNIVERSITY HOSPITAL |  |  | CCL - EP1 |  | LINDA BEAN
|  | ATS MEDICAL INC. | CRYOMAZE | ABLATOR, CRYOSURGICAL | CSC-616 | OR - KELEMEN 3 | Pavilion |  |  | 07/24/2007 |  | 7/24/14 |  |  | NO | YES |  |  |  |  | CRYOCATH TECHNOLOGIES, INC. 10355412 CSC-616 |  |  | Active |  | 99:99:99:99:99:99 |  | High Risk | 1Y:00-MFG | 12/26/2018 | 12/01/2019 | COOPER UNIVERSITY HOSPITAL |  |  | P5 STORAGE RM |  | DOMINIC VENDETTA
|  | BOSTON SCIENTIFIC | GENESYS HTA | ABLATOR, ENDOMETRIAL | GEN1247 | VOORHEES SURGERY CENTER-OPERATING ROOM | 900 Centennial Blvd | Suite E |  | 03/01/2013 |  | 3/1/20 |  |  | NO | YES |  |  |  |  | BOSTON SCIENTIFIC 10347186 GEN1247 |  |  | Active |  | 99:99:99:99:99:99 |  | Equipment | 1Y:00-MFG | 04/18/2019 | 04/01/2020 | COOPER AMBULATORY OFF-SITES |  |  | SUITE E |  | JENNIFER BOMBARO
|  | BOSTON SCIENTIFIC | GENESYS HTA | ABLATOR, ENDOMETRIAL | GEN1244 | OPERATING ROOM - PAVILION | Pavilion |  |  | 03/01/2013 |  | 3/1/20 |  |  | NO | YES |  |  |  |  | BOSTON SCIENTIFIC 10346669 GEN1244 |  |  | Active |  | 99:99:99:99:99:99 |  | Equipment | 1Y:00-MFG | 02/14/2019 | 02/01/2020 | COOPER UNIVERSITY HOSPITAL |  |  | SD OR Store Rm |  | DOMINIC VENDETTA
|  | NEUWAVE MEDICAL | CERTUS 140 | ABLATOR, MICROWAVE | NM16NEA00499 |  | Kelemen | BASEMENT | [6 empty] | NO | YES
|  | OLYMPUS AMERICA, INC. | VEKON56 | AC ADAPTER |  | COOPER CANCER CENTER-MULTIDISCIPLINARY CLINIC | MD Anderson Cancer Center |  |  | 01/01/1900 |  |  |  |  | NO | YES |  |  |  |  | OLYMPUS AMERICA, INC. 10367515 Not Known |  |  | Active |  | 99:99:99:99:99:99 |  | Equipment | PAAR:00-PVAR | 11/02/2019 |  | COOPER AMBULATORY OFF-SITES |  |  | Multi Disc - C2049 or C2220 |  | ROXANNE BERGER
|  | OLYMPUS AMERICA, INC. | VEKON56 | AC ADAPTER |  |  | MD Anderson Cancer Center | [7 empty] | YES | YES | Serial Number 7353263
|  | MIZUHO OSI | 5996-7 | ADVANCED CONTROL PAD SYSTEM |  | OPERATING ROOM - PAVILION | Pavilion |  |  | 08/17/2011 |  |  |  |  | NO | YES |  |  |  |  | MIZUHO OSI 10346542 20110428 |  |  | Active |  | 99:99:99:99:99:99 |  | Equipment | PAAR:00-PVAR | 11/01/2019 |  | COOPER UNIVERSITY HOSPITAL |  |  | OR P04 |  | DOMINIC VENDETTA
|  | CHRONOLOG CORP | 480VS | AGGREGOMETER, WHOLE BLOOD |  | LAB CHEMISTRY | Pavilion | Basement |  | 01/01/2015 |  | 1/1/22 |  |  | NO | YES |  |  |  |  | CHRONOLOG CORP 10367706 2040141 |  |  | Active |  | 99:99:99:99:99:99 |  | Equipment | 1Y:00-MFG | 03/11/2019 | 03/01/2020 | COOPER UNIVERSITY HOSPITAL |  |  | CHEMISTRY |  | Barbara Snyder
|  | INTELLIGENT HEARING SYSTEMS CORPORATION | OPTI-AMP | AMPLIFIER | 461-3.1 | 3 COOPER - SPEECH AND HEARING | 3 Cooper |  |  | 08/12/2009 |  |  |  |  | NO | YES |  |  |  |  | INTELLIGENT HEARING SYSTEMS CORPORATION 10346796 461-3.1 |  |  | Active |  | 99:99:99:99:99:99 |  | Equipment | 1Y:00-CAL | 03/06/2019 | 02/01/2020 | COOPER AMBULATORY OFF-SITES |  |  | Suite 511 - Audiologist Office |  | JANET PORCELLIN
|  | INTELLIGENT HEARING SYSTEMS CORPORATION | OPTI-AMP | AMPLIFIER | 388-8.7 | 3 COOPER - SPEECH AND HEARING | 3 Cooper |  |  | 08/12/2009 |  |  |  |  | NO | YES |  |  |  |  | INTELLIGENT HEARING SYSTEMS CORPORATION 10346797 388-8.7 |  |  | Active |  | 99:99:99:99:99:99 |  | Equipment | 1Y:00-CAL | 03/06/2019 | 02/01/2020 | COOPER AMBULATORY OFF-SITES |  |  | Suite 511 - Audiologist Office |  | JANET PORCELLIN
|  | A-M SYSTEMS |  | AMPLIFIER, AC/DC |  |  | 401 Haddon Ave | [7 empty] | YES | YES
|  | CEPHEID | GENEXPERT XVI | AMPLIFIER, NUCLEIC ACID ASSAY |  | LAB MICROBIOLOGY | Pavilion | BASEMENT |  | 04/18/2013 |  | 4/18/18 |  |  | NO | YES |  |  |  |  | CEPHEID 10367983 802953 |  |  | Disposition |  | 00:00:00:00:00:00 |  | Equipment | 1Y:00-MFG | 09/28/2018 | 01/01/2020 | COOPER UNIVERSITY HOSPITAL |  |  | MICROBIOLOGY |  | COURTNEY BARRY
|  | EDENTEC CORPORATION | A2000 | ANALYZER, BATTERY |  |  | Dorrance | BASEMENT | [6 empty] | NO | YES
|  | RADIOMETER AMERICA, INC., MED | ABL 800 | ANALYZER, BLOOD GAS | 754r2140n004 |  | Pavilion | Basement | [6 empty] | NO | YES
|  | RADIOMETER AMERICA, INC., MED | ABL 800 | ANALYZER, BLOOD GAS | 754R2147N004 | LAB CHEMISTRY | Pavilion | Basement |  | 12/02/2015 |  | 12/2/25 |  |  | NO | YES |  |  |  |  | RADIOMETER AMERICA, INC., MED 10349474 754R2147N004 |  |  | Active |  | 00:04:5F:98:71:B0 |  | Equipment | 1Y:00-MFG | 08/01/2019 | 08/01/2020 | COOPER UNIVERSITY HOSPITAL |  |  | CHEMISTRY AREA |  | Barbara Snyder
|  | RADIOMETER AMERICA, INC., MED | ABL-90 | ANALYZER, BLOOD GAS | 090R0725N008 | LAB CHEMISTRY | Pavilion | Basement |  | 12/07/2015 |  | 12/7/25 |  |  | NO | YES |  |  |  |  | RADIOMETER AMERICA, INC., MED 10349494 090R0725N008 |  |  | Active |  | 00:04:5F:98:8D:5A |  | Equipment | 1Y:00-MFG | 08/01/2019 | 08/01/2020 | COOPER UNIVERSITY HOSPITAL |  |  | Chem Lab |  | Barbara Snyder
|  | RADIOMETER AMERICA, INC., MED | ABL-90 | ANALYZER, BLOOD GAS | 090R0725N007 | LAB BLOOD BANK | Dorrance |  |  | 12/07/2015 |  | 12/7/25 |  |  | NO | YES |  |  |  |  | RADIOMETER AMERICA, INC., MED 10349495 090R0725N007 |  |  | Active |  | 00:09:FB:36:32:52 |  | Equipment | 1Y:00-MFG | 01/21/2019 | 01/01/2020 | COOPER UNIVERSITY HOSPITAL |  |  |  |  | Barbara Bayne
|  | TIMETER INSTRUMENT | RT-200 | ANALYZER, CALIBRATION | U26M | BIOMEDICAL | Kelemen |  |  | 01/01/1900 |  |  |  |  | NO | YES |  |  |  |  | TIMETER INSTRUMENT 10649884 U26M |  |  | Disposition |  |  |  | Test Equipment | 1Y:00-VEN | 02/26/2018 | 01/01/2020 | COOPER UNIVERSITY HOSPITAL |  |  | BIOMED - KIRK |  | Bonnie Aichroch
|  | BIO-RAD LABORATORIES | BIOPLEX 2200 | ANALYZER, CHEMISTRY | 9FLP482 | LAB MICROBIOLOGY | Pavilion | Basement |  | 01/11/2017 |  | 1/11/24 |  |  | NO | YES |  |  |  |  | BIO-RAD LABORATORIES 10649986 9FLP482 |  |  | Active |  | 99:99:99:99:99:99 |  | Equipment | PAAR:00-PVAR | 10/31/2019 |  | COOPER UNIVERSITY HOSPITAL |  |  |  | 0011658458 | COURTNEY BARRY | Performance Verification | Closed | Bonnie Aichroth | 05/23/2017 | 05/23/2017 | INCOMING INVENTORY | DEVICE INVENTORIED | 71E97F94-94F4-43CE-ACCB-A4F014F97617 | Labor | 05/23/2017 | 05/23/2017 | Bonnie Aichroth
|  | ROCHE DIAGNOSTICS | COBAS 8000 | ANALYZER, CHEMISTRY | 18u8-09 |  | Pavilion | Basement | [6 empty] | YES | YES
|  | ROCHE DIAGNOSTICS | COBAS 8000 | ANALYZER, CHEMISTRY | 18w3-06 |  | Pavilion | Basement | [6 empty] | YES | YES
|  | ROCHE DIAGNOSTICS | COBAS 8100 | ANALYZER, CHEMISTRY | 1870-02 |  | Pavilion | Basement | [6 empty] | YES | YES
|  | ROCHE DIAGNOSTICS | COBAS C501 | ANALYZER, CHEMISTRY | 0842-11 | LAB HEMATOLOGY | Pavilion | Basement |  | 06/05/2014 |  | 6/5/21 |  |  | NO | YES |  |  |  |  | ROCHE DIAGNOSTICS 10367703 0805-27 |  |  | Active |  | 99:99:99:99:99:99 |  | Equipment | 1Y:00-MFG | 01/18/2019 | 01/01/2020 | COOPER UNIVERSITY HOSPITAL |  |  | CHEMIISTRY |  | DALE MORRONE
|  | ROCHE DIAGNOSTICS | COBAS E601 | ANALYZER, CHEMISTRY | 2054-07 | LAB HEMATOLOGY | Pavilion | Basement |  | 06/05/2015 |  | 6/5/22 |  |  | NO | YES |  |  |  |  | ROCHE DIAGNOSTICS 10367705 2054-07 |  |  | Active |  | 99:99:99:99:99:99 |  | Equipment | 1Y:00-MFG | 01/18/2019 | 01/01/2020 | COOPER UNIVERSITY HOSPITAL |  |  | HEMATOLOGY |  | DALE MORRONE
|  | BACHARACH |  | ANALYZER, CO2 | 1N01397 | LAB MICROBIOLOGY | Kelemen |  |  | 06/10/2015 |  | 6/10/23 |  |  | NO | YES |  |  |  |  | BACHARACH 10769340 1N01397 |  |  | Active |  | 99:99:99:99:99:99 |  | Test Equipment | 1Y:00-MFG | 02/26/2019 | 01/01/2020 | COOPER UNIVERSITY HOSPITAL |  |  | P041 | 0011199057 | COURTNEY BARRY | Performance Verification | Closed | Bonnie Aichroth | 02/13/2017 | 02/13/2017 | INCOMING INVENTORY | DEVICE INVENTORIED | 396A2867-4231-4FBB-AC7F-D4D997635A06 | Labor | 02/13/2017 | 02/13/2017 | Bonnie Aichroth
|  | BC GROUP INTERNATIONAL, INC. | DA-2006P | ANALYZER, DEFIBRILLATOR | 73961660h |  |  | Biomed vehicle | [6 empty] | NO | YES
|  | BC GROUP INTERNATIONAL, INC. | DA-2006P | ANALYZER, DEFIBRILLATOR | 73961661HD | BIOMEDICAL | Kelemen |  |  | 01/29/2019 |  | 1/29/26 |  |  | NO | YES |  |  |  |  | BC GROUP INTERNATIONAL, INC. 647423 73961661HD |  |  | Active |  | 99:99:99:99:99:99 |  | Test Equipment | 1Y:00-VEN | 01/29/2019 | 01/29/2019 | COOPER UNIVERSITY HOSPITAL |  |  |  | 0011049926 | Bonnie Aichroch | Preventative Maintenance | Closed | Michael Youch | 01/29/2019 | 01/29/2019 | Performance Assurance: 00-VEN | 1/12/2017 3:10:56 PM BGAICHROTH CALIBRATION COMPLETED BY BC GROUP 1/9/17 | BC470C33-0734-4088-9A96-463428D5C4C1 | Labor | 01/29/2019 | 01/29/2019 | Bonnie Aichroth
|  | DNI NEVADA | IMPULSE 4000 | ANALYZER, DEFIBRILLATOR | IMPULSE4000-0373 | BIOMEDICAL | Kelemen |  |  | 12/15/2015 |  | 12/15/22 |  |  | NO | YES |  |  |  |  | DNI NEVADA 10480314 IMPULSE4000-0373 |  |  | Active |  | 99:99:99:99:99:99 |  | Test Equipment | 1Y:00-VEN | 01/29/2019 | 01/01/2020 | COOPER UNIVERSITY HOSPITAL |  |  |  |  | Bonnie Aichroch
|  | DNI NEVADA | IMPULSE 4000 | ANALYZER, DEFIBRILLATOR |  | BIOMEDICAL | Kelemen |  |  | 06/01/2003 |  | 6/1/10 |  |  | NO | YES |  |  |  |  | DNI NEVADA 10366456 2586 |  |  | Active |  | 99:99:99:99:99:99 |  | Test Equipment | 1Y:00-VEN | 01/29/2019 | 01/01/2020 | COOPER UNIVERSITY HOSPITAL |  |  |  |  | Bonnie Aichroch
|  | FLUKE BIOMEDICAL CORPORATION | QED-6 | ANALYZER, DEFIBRILLATOR |  | BIOMEDICAL | Kelemen |  |  | 11/19/2010 |  | 11/19/17 |  |  | NO | YES |  |  |  |  | FLUKE BIOMEDICAL CORPORATION 10364976 1498034 |  |  | Active |  | 99:99:99:99:99:99 |  | Test Equipment | 1Y:00-VEN | 01/29/2019 | 01/01/2020 | COOPER UNIVERSITY HOSPITAL |  |  | BIOMED |  | Bonnie Aichroch
|  | DALE TECHNOLOGY CORP. | LT544D | ANALYZER, ELECTRICAL SAFETY |  | BIOMEDICAL | Kelemen |  |  | 01/01/2001 |  | 1/1/08 |  |  | NO | YES |  |  |  |  | DALE TECHNOLOGY CORP. 10364977 496384 |  |  | Active |  | 99:99:99:99:99:99 |  | Test Equipment | 1Y:00-VEN | 01/29/2019 | 01/01/2020 | COOPER UNIVERSITY HOSPITAL |  |  | BIOMED |  | Bonnie Aichroch
|  | DALE TECHNOLOGY CORP. | LT544D PLUS | ANALYZER, ELECTRICAL SAFETY | P1818 | BIOMEDICAL | Kelemen |  |  | 01/29/2019 |  | 1/29/26 |  |  | NO | YES |  |  |  |  | DALE TECHNOLOGY CORP. 30142146 P1818 |  |  | Active |  | 99:99:99:99:99:99 |  | Test Equipment | 1Y:00-VEN | 01/29/2019 | 01/29/2019 | COOPER UNIVERSITY HOSPITAL |  |  | Charlie |  | Bonnie Aichroch |  |  |  | 01/29/2019 | 01/29/2019 |  |  |  |  | 01/29/2019 | 01/29/2019
|  | DNI NEVADA | 402A | ANALYZER, ELECTRICAL SAFETY | 402A-0471 | BIOMEDICAL | Kelemen |  |  | 12/15/2015 |  | 12/15/22 |  |  | NO | YES |  |  |  |  | DNI NEVADA 10480313 402A-0471 |  |  | Active |  | 99:99:99:99:99:99 |  | Test Equipment | 1Y:00-VEN | 01/29/2019 | 01/01/2020 | COOPER UNIVERSITY HOSPITAL |  |  |  |  | Bonnie Aichroch
|  | DNI NEVADA | 454A | ANALYZER, ELECTRICAL SAFETY | 454A-2544 | BIOMEDICAL | Kelemen |  |  | 06/29/2004 |  | 6/29/11 |  |  | NO | YES |  |  |  |  | DNI NEVADA 10366457 454A-2544 |  |  | Active |  | 99:99:99:99:99:99 |  | Test Equipment | 1Y:00-VEN | 01/29/2019 | 01/01/2020 | COOPER UNIVERSITY HOSPITAL |  |  |  |  | Bonnie Aichroch
|  | SEBIA | HYDRASYS 2 SCAN | ANALYZER, ELECTROPHORESIS |  | LAB CHEMISTRY | Pavilion | Basement |  | 08/16/2019 |  | 8/16/26 |  |  | NO | YES |  |  |  |  | SEBIA 30438022 2928 |  |  | Active |  | 99:99:99:99:99:99 |  | Equipment | 1Y:00-MFG | 08/16/2019 | 08/16/2019 | COOPER UNIVERSITY HOSPITAL |  |  | Performance Verification | WOT00000001828930 | Barbara Snyder | Performance Verification | Closed | Gene Amodei | 08/16/2019 | 08/16/2019 | Performance Verification for SEBIA 30438022 2928 | Initial Install of Performance Verification. Device is ready for patient use. |  |  | 08/16/2019 | 08/16/2019
|  | FLUKE BIOMEDICAL CORPORATION | QA-ES SERIES II | ANALYZER, ELECTROSURGICAL | 200749QA | BIOMEDICAL | Kelemen |  |  | 01/29/2019 |  | 1/29/26 |  |  | NO | YES |  |  |  |  | FLUKE BIOMEDICAL CORPORATION 647443 200749QA |  |  | Active |  | 99:99:99:99:99:99 |  | Test Equipment | 1Y:00-VEN | 01/29/2019 | 01/29/2019 | COOPER UNIVERSITY HOSPITAL |  |  |  | 0011049890 | Bonnie Aichroch | Preventative Maintenance | Closed | Michael Youch | 01/29/2019 | 01/29/2019 | Performance Assurance: 00-VEN | 1/12/2017 3:08:25 PM BGAICHROTH CALIBRATION COMPLETED BY BC GROUP 1/9/17 | FD99FCBE-595F-4913-8EE7-61BF54ECF0BD | Labor | 01/29/2019 | 01/29/2019 | Bonnie Aichroth
|  | HITACHI MEDICAL CORP OF AMERICA |  | ANALYZER, GENETIC | 21372-026 | COOPER CENTER FOR SPECIAL DIAGNOSTICS | 401 Haddon Ave |  |  | 06/30/2009 |  |  |  |  | NO | YES |  |  |  |  | HITACHI MEDICAL CORP OF AMERICA 10365638 21372-026 |  |  | Active |  | 99:99:99:99:99:99 |  | Non-medical | PAAR:00-PVAR | 11/02/2019 |  | COOPER AMBULATORY OFF-SITES |  |  | SPECIAL DIAGNOSTICS |  | DR. BARNOWSKY
|  | NANOSPHERE INC | VERIGENE 10-0000-02 | ANALYZER, GRAM-NEGATIVE BACTERIA RESISTANCE MARKER |  |  | 401 Haddon Ave | [7 empty] | YES | YES
|  | ABBOTT LABORATORIES | I-STAT 1 | ANALYZER, HEMATOLOGY |  | AUDUBON URGENT CARE | 2001 Route 70 East |  |  | 05/12/2016 |  | 5/12/21 |  |  | NO | YES |  |  |  |  | ABBOTT LABORATORIES 21787 356389 |  |  | Disposition |  |  |  | Equipment | 1Y:00-MFG | 05/12/2016 | 05/12/2016 | COOPER AMBULATORY OFF-SITES |  |  | URGENT CARE |  | MELISSA PORTOBANCO |  |  |  | 05/12/2016 | 05/12/2016 |  |  |  |  | 05/12/2016 | 05/12/2016
|  | ABBOTT LABORATORIES | I-STAT 1 | ANALYZER, HEMATOLOGY |  | RUNNEMEDE URGENT CARE | Kelemen | Basement |  | 10/31/2019 |  | 10/31/24 |  |  | NO | YES |  |  |  |  | ABBOTT LABORATORIES 11221605 394843 |  |  | Active |  | 99:99:99:99:99:99 |  | Equipment | PAAR:00-PVAR | 10/31/2019 | 10/31/2019 | COOPER AMBULATORY OFF-SITES |  |  | RUNNEMEDE | WOT00000001069766 | MELISSA PORTOBANCO | Performance Verification | Closed | Tom Burhart | 10/31/2019 | 10/31/2019 | Performance Verification for ABBOTT LABORATORIES 11221605 394843 | Initial Install of Performance Verification. Device is ready for patient use. |  |  | 10/31/2019 | 10/31/2019
|  | ABBOTT LABORATORIES | I-STAT 1 300-G | ANALYZER, HEMATOLOGY |  |  | 900 Centennial Blvd | Suite E | [6 empty] | YES | YES
|  | ABBOTT LABORATORIES | I-STAT 1 300-G | ANALYZER, HEMATOLOGY |  |  | 318 S White Horse Pike | [7 empty] | YES | YES
|  | ABBOTT LABORATORIES | I-STAT 1 300-G | ANALYZER, HEMATOLOGY |  |  | 195 US-130 | [7 empty] | YES | YES | [27 empty] | NO MATCH IN MASTER
|  | ORTHO-CLINICAL DIAGNOSTICS | ORTHO VISION | ANALYZER, HEMATOLOGY |  | LAB BLOOD BANK | Pavilion | Basement |  | 07/18/2018 |  | 7/18/23 |  |  | NO | YES |  |  |  |  | 10732441 50002771 |  |  | Active |  | 99:99:99:99:99:99 |  | Unmatched | PAAR:00-PVAR | 10/31/2019 |  | COOPER UNIVERSITY HOSPITAL |  |  | Performance Verification | WOT00000001197133 | Barbara Bayne | Performance Verification | Closed | Gene Amodei | 07/26/2018 | 06/24/2019 | Performance Verification for 10732441 50002771 | Initial Install of Performance Verification. Device is ready for patient use.
|  | ORTHO-CLINICAL DIAGNOSTICS | ORTHO VISION | ANALYZER, HEMATOLOGY |  | LAB BLOOD BANK | Pavilion | Basement |  | 07/06/2018 |  | 7/6/23 |  |  | NO | YES |  |  |  |  | ORTHO-CLINICAL DIAGNOSTICS 10732349 50002465 |  |  | Active |  | 11:11:11:11:11:11 |  | Equipment | 1Y:00-MFG | 09/30/2019 | 01/01/2020 | COOPER UNIVERSITY HOSPITAL |  |  |  | WOT00000001197108 | Barbara Bayne | Performance Verification | Closed | Gene Amodei | 07/26/2018 | 07/31/2019 | Performance Verification for 10732349 50002465 | Initial Install of Performance Verification. Device is ready for patient use.
|  | POLYMEDCO, INC | OC-AUTO MICRO 80 | ANALYZER, HEMATOLOGY | 08UL0407 | LAB MICROBIOLOGY | Pavilion | Basement |  | 02/20/2015 |  | 2/20/20 |  |  | NO | YES |  |  |  |  | POLYMEDCO, INC 10367949 08UL0407 |  |  | Active |  | 99:99:99:99:99:99 |  | Equipment | 1Y:00-MFG | 01/21/2019 | 01/01/2020 | COOPER UNIVERSITY HOSPITAL |  |  | MICROBIOLOGY |  | COURTNEY BARRY
|  | SYSMEX AMERICA, INC. | XN-9000 | ANALYZER, HEMATOLOGY |  | LAB HEMATOLOGY | Pavilion | BASEMENT |  | 06/05/2015 |  | 6/5/22 |  |  | NO | YES |  |  |  |  | SYSMEX AMERICA, INC. 10367668 14611 |  |  | Active |  | CD:10:10:CE:D0:00 |  | Equipment | 6M:00-MFG | 08/26/2019 | 02/01/2020 | COOPER UNIVERSITY HOSPITAL |  |  | HEMATOLOGY |  | DALE MORRONE
|  | SYSMEX AMERICA, INC. | XS-1000I | ANALYZER, HEMATOLOGY |  | HEMATOLOGY LAB | 900 Centennial Blvd | Suite M |  | 08/05/2015 |  | 8/5/22 |  |  | NO | YES |  |  |  |  | SYSMEX AMERICA, INC. 10480251 74100 |  |  | Active |  | 00:04:5F:F7:D4:4E |  | Equipment | 1Y:00-MFG | 04/19/2019 | 04/01/2020 | COOPER AMBULATORY OFF-SITES |  |  | VORHEES SUITE M LAB |  | DALE MORRONE
|  | SYSMEX AMERICA, INC. | XS-1000I | ANALYZER, HEMATOLOGY | SMX1115F10756 | MD ANDERSON AT JFK - LAB | 651 John F Kennedy Way |  |  | 08/04/2015 |  | 8/4/22 |  |  | NO | YES |  |  |  |  | SYSMEX AMERICA, INC. 10480249 SMX1115F10756 |  |  | Disposition |  |  |  | Equipment | 1Y:00-MFG | 05/01/2017 | 04/01/2020 | COOPER AMBULATORY OFF-SITES |  |  | LAB ROOM 125 |  | DALE MORRONE
|  | SYSMEX AMERICA, INC. | XS-1000I | ANALYZER, HEMATOLOGY |  | MD ANDERSON AT JFK - LAB | 651 John F Kennedy Way |  |  | 08/04/2015 |  | 8/4/22 |  |  | NO | YES |  |  |  |  | SYSMEX AMERICA, INC. 10480248 74078 |  |  | Active |  | 00:04:5F:F7:D4:4E |  | Equipment | 1Y:00-MFG | 04/22/2019 | 04/01/2020 | COOPER AMBULATORY OFF-SITES |  |  | ROOM LAB 125 |  | DALE MORRONE
|  | SYSMEX AMERICA, INC. | XS-1000I | ANALYZER, HEMATOLOGY |  | COOPER CANCER CENTER-COOPER DAY-CHEMO | MD Anderson Cancer Center |  |  | 07/26/2013 |  | 7/26/20 |  |  | NO | YES |  |  |  |  | SYSMEX AMERICA, INC. 10347576 70690 |  |  | Active |  | 00:04:5F:B4:A3:B9 |  | Equipment | 1Y:00-MFG | 09/30/2019 | 09/01/2020 | COOPER AMBULATORY OFF-SITES |  |  | ROOM C3051 LAB |  | Bonnie Aichroch
|  | BIO-RAD LABORATORIES | D-10 | ANALYZER, HEMOGLOBIN | DO4A821722 | LAB CHEMISTRY | Pavilion | Basement |  | 09/24/2014 |  | 9/24/21 |  |  | NO | YES |  |  |  |  | BIO-RAD LABORATORIES 10360282 DO4A821722 |  |  | Active |  | 99:99:99:99:99:99 |  | Equipment | 1Y:00-MFG | 04/24/2019 | 04/01/2020 | COOPER UNIVERSITY HOSPITAL |  |  | CORE LAB |  | Barbara Snyder
|  | HEMOCUE, INC | HB201 | ANALYZER, HEMOGLOBIN, AUTOMATED |  |  | Pavilion | [7 empty] | YES | YES
|  | HEMOCUE, INC | HB201 | ANALYZER, HEMOGLOBIN, AUTOMATED |  |  | Pavilion | [7 empty] | YES | YES
|  | HEMOCUE, INC | HB201 | ANALYZER, HEMOGLOBIN, AUTOMATED |  |  | Pavilion | [7 empty] | YES | YES
|  | DADE BEHRING DIVISION | PFA-100 | ANALYZER, HEMOSTASIS |  | LAB HEMATOLOGY | Pavilion | BASEMENT |  | 08/01/2004 |  | 8/1/11 |  |  | NO | YES |  |  |  |  | DADE BEHRING DIVISION 10366723 2881 |  |  | Disposition |  |  |  | Equipment | 1Y:00-MFG | 03/31/2016 | 03/01/2020 | COOPER UNIVERSITY HOSPITAL |  |  | HEMATOLOGY |  | DALE MORRONE
|  | INSTRUMENTATION LABORATORY CO. | ACL TOP 750 LAS | ANALYZER, HEMOSTASIS |  | LAB HEMATOLOGY | Pavilion | Basement |  | 03/11/2019 |  | 3/11/24 |  |  | NO | YES |  |  |  |  | INSTRUMENTATION LABORATORY CO. 11207516 18030458 |  |  | Active |  |  |  | Equipment | 1Y:00-MFG | 03/11/2019 | 03/11/2019 | COOPER UNIVERSITY HOSPITAL |  |  | Performance Verification | WOT00000002363895 | DALE MORRONE | Performance Verification | Closed | Gene Amodei | 03/11/2019 | 03/11/2019 | Performance Verification for INSTRUMENTATION LABORATORY CO. 11307516 18030458 | Initial Install of Performance Verification. Device is ready for patient use. |  |  | 03/11/2019 | 03/11/2019
|  | INSTRUMENTATION LABORATORY CO. | ACL TOP 750 LAS | ANALYZER, HEMOSTASIS |  | LAB HEMATOLOGY | Pavilion | Basement |  | 03/21/2019 |  | 3/21/24 |  |  | NO | YES |  |  |  |  | INSTRUMENTATION LABORATORY CO. 11207515 18020456 |  |  | Active |  | 99:99:99:99:99:99 |  | Equipment | 1Y:00-MFG | 03/21/2019 | 03/21/2019 | COOPER UNIVERSITY HOSPITAL |  |  | Performance Verification | WOT00000001407072 | DALE MORRONE | Performance Verification | Closed | Gene Amodei | 03/21/2019 | 03/21/2019 | Performance Verification for INSTRUMENTATION LABORATORY CO. 11207515 18020456 | Initial Install of Performance Verification. Device is ready for patient use. |  |  | 03/21/2019 | 03/21/2019
|  | HOLOGIC, INC. | PANTHER | ANALYZER, HIV |  | COOPER CENTER FOR SPECIAL DIAGNOSTICS | 401 Haddon Ave |  |  | 06/09/2017 |  | 6/9/22 |  |  | NO | YES |  |  |  |  | HOLOGIC, INC. 10769629 2090002161 |  |  | Active |  | CD:10:10:CE:D0:00 |  | Equipment | 1Y:00-MFG | 06/07/2019 | 06/01/2020 | COOPER AMBULATORY OFF-SITES |  |  | E&R 1ST FLOOR | 0012155565 | DR. BARNOWSKY | Preventative Maintenance | Closed | Gene Amodei | 09/13/2017 | 09/13/2017 | PERFORMANCE ASSURANCE AT INVENTORY | INVENTORIED DEVICE AND ENSURED DEVICE WAS FUNCTIONING PROPERLY. | 3A0233C2-47DF-40FF-B61B-CF6B009C86F9 | Labor | 06/09/2017 | 06/09/2017 | Gene Amodei
|  | ROCHE DIAGNOSTICS | COBAS E411 | ANALYZER, IMMUNOASSAY | 0856-05 | LAB CHEMISTRY | Pavilion | Basement |  | 02/19/2003 |  | 2/19/10 |  |  | NO | YES |  |  |  |  | ROCHE DIAGNOSTICS 10360271 0856-05 |  |  | Active |  | 99:99:99:99:99:99 |  | Equipment | 1Y:00-MFG | 08/29/2019 | 08/01/2020 | COOPER UNIVERSITY HOSPITAL |  |  |  |  | Barbara Snyder
|  | ORTHO-CLINICAL DIAGNOSTICS | VITROS ECIQ | ANALYZER, IMMUNODIAGNOSTIC |  | LAB MICROBIOLOGY | Pavilion | Basement |  | 09/30/2011 |  | 9/30/18 |  |  | NO | YES |  |  |  |  | ORTHO-CLINICAL DIAGNOSTICS 10367997 30005100 |  |  | Active |  | CD:10:10:CE:D0:00 |  | Equipment | 2M:00-RPLC 3M:00-FIL 1Y:00-MFG | 09/30/2019 | 12/01/2019 | COOPER UNIVERSITY HOSPITAL |  |  | P041 - MICROBIOLOGY |  | COURTNEY BARRY
|  | RIGEL MEDICAL | MULTI-FLO | ANALYZER, INFUSION PUMP | 43K-0337 | BIOMEDICAL | Kelemen |  |  | 01/23/2019 |  |  |  |  | NO | YES |  |  |  |  | RIGEL MEDICAL 11221822 43K-0337 |  |  | Active |  |  |  | Test Equipment | 1Y:00-VEN | 01/23/2019 | 01/23/2019 | COOPER UNIVERSITY HOSPITAL |  |  | Performance Verification | WOT00000002011629 | Bonnie Aichroch | Performance Verification | Closed | Josh Harris | 01/23/2019 | 01/23/2019 | Performance Verification for RIGEL MEDICAL 11221822 43K-0337 | Initial Install of Performance Verification. Device is ready for patient use. |  |  | 01/23/2019 | 01/23/2019
|  | BECTON DICKINSON BIOSCIENCES | BACTEC FX | ANALYZER, MICROBIOLOGY | FT6316 FB3714 |  | Pavilion | Basement | [6 empty] | YES | YES
|  | BECTON DICKINSON BIOSCIENCES | BACTEC FX | ANALYZER, MICROBIOLOGY | FT2878 | LAB MICROBIOLOGY | Pavilion | Basement |  | 08/13/2013 |  | 8/13/21 |  |  | NO | YES |  |  |  |  | BECTON DICKINSON BIOSCIENCES 10367951 FT2878 |  |  | Active |  | FE:2D:C5:27:0E:E7 |  | Equipment | 1Y:00-MFG | 09/01/2019 | 09/01/2020 | COOPER UNIVERSITY HOSPITAL |  |  | MICROBIOLOGY |  | COURTNEY BARRY
|  | BECTON DICKINSON BIOSCIENCES | BACTEC FX | ANALYZER, MICROBIOLOGY | FT2877 | LAB MICROBIOLOGY | Pavilion | Basement |  | 08/13/2013 |  | 8/13/21 |  |  | NO | YES |  |  |  |  | BECTON DICKINSON BIOSCIENCES 10367950 FT2877 |  |  | Active |  | FE:2D:C5:27:0E:E7 |  | Equipment | 1Y:00-MFG | 09/01/2019 | 09/01/2020 | COOPER UNIVERSITY HOSPITAL |  |  | MICROBIOLOGY |  | COURTNEY BARRY
|  | BIOMERIEUX VITEK, INC. | VITEK 2 | ANALYZER, MICROBIOLOGY |  | LAB MICROBIOLOGY | Pavilion | Basement |  | 05/18/2005 |  | 5/18/13 |  |  | NO | YES |  |  |  |  | BIOMERIEUX VITEK, INC. 10367955 500896 |  |  | Active |  | 78:E3:B5:CF:C7:9D |  | Equipment | 1Y:00-MFG | 01/21/2019 | 01/01/2020 | COOPER UNIVERSITY HOSPITAL |  |  | MICROBIOLOGY |  | COURTNEY BARRY
|  | BIOMERIEUX VITEK, INC. | VITEK 2 | ANALYZER, MICROBIOLOGY, CONSOLE | SCSA18862 |  | Pavilion | BASEMENT | [5 empty] | SYSTEM COMPONENT | YES | YES
|  | BIOMERIEUX VITEK, INC. | VITEK 2 | ANALYZER, MICROBIOLOGY, CONSOLE | SCSA13590 | LAB MICROBIOLOGY | Pavilion | BASEMENT |  | 01/01/2009 |  | 1/1/17 |  | SYSTEM COMPONENT | NO | YES |  |  |  |  | BIOMERIEUX VITEK, INC. 10367987 SCSA13590 |  |  | Active |  | 78:E3:B5:CF:C7:9D |  | Equipment | 1Y:00-MFG | 01/18/2019 | 01/01/2020 | COOPER UNIVERSITY HOSPITAL |  |  | MICROBIOLOGY |  | COURTNEY BARRY
|  | BIOMERIEUX VITEK, INC. | VITEK 2 | ANALYZER, MICROBIOLOGY, CONSOLE | SCSA8217 | LAB MICROBIOLOGY | Pavilion | BASEMENT |  | 01/01/2009 |  | 1/1/17 |  | SYSTEM COMPONENT | NO | YES |  |  |  |  | BIOMERIEUX VITEK, INC. 10367986 SCSA8217 |  |  | Active |  | 78:E3:B5:CF:C7:9D |  | Equipment | 1Y:00-MFG | 01/24/2019 | 01/01/2020 | COOPER UNIVERSITY HOSPITAL |  |  | MICROBIOLOGY P041 |  | COURTNEY BARRY
|  | BIOMERIEUX VITEK, INC. | VITEK 2 | ANALYZER, MICROBIOLOGY, CONSOLE | Scsa18864 |  | Pavilion | Basement | [5 empty] | SYSTEM COMPONENT | YES | YES
|  | INTERNATIONAL TECHNIDYNE CORP (ITC) | HEMOCHRON SIGNATURE ELITE | ANALYZER, MICROCOAGULATION | SE9946 |  | Pavilion | [7 empty] | YES | YES
|  | INTERNATIONAL TECHNIDYNE CORP (ITC) | HEMOCHRON SIGNATURE ELITE | ANALYZER, MICROCOAGULATION | Se14475 |  | Kelemen | [7 empty] | YES | YES
|  | INTERNATIONAL TECHNIDYNE CORP (ITC) | HEMOCHRON SIGNATURE ELITE | ANALYZER, MICROCOAGULATION | SE5438 |  | Kelemen | [7 empty] | NO | YES
|  | INTERNATIONAL TECHNIDYNE CORP (ITC) | HEMOCHRON SIGNATURE ELITE | ANALYZER, MICROCOAGULATION | SE5356 | LAB BLOOD BANK | Kelemen | BASEMENT |  | 11/05/2009 |  | 11/5/14 |  |  | NO | YES |  |  |  |  | INTERNATIONAL TECHNIDYNE CORP (ITC) 10369528 SE5356 |  |  | Active |  | 00:40:9D:4B:EB:57 |  | Equipment | PAAR:00-PVAR | 10/31/2019 |  | COOPER UNIVERSITY HOSPITAL |  |  | INTERV. RAD |  | Barbara Bayne
|  | INTERNATIONAL TECHNIDYNE CORP (ITC) | HEMOCHRON SIGNATURE ELITE | ANALYZER, MICROCOAGULATION | SE5405 | LAB BLOOD BANK | Pavilion |  |  | 11/05/2009 |  | 11/5/14 |  |  | NO | YES |  |  |  |  | INTERNATIONAL TECHNIDYNE CORP (ITC) 10356572 SE5405 |  |  | Active |  | 00:40:9D:43:90:22 |  | Equipment | PAAR:00-PVAR | 10/31/2019 |  | COOPER UNIVERSITY HOSPITAL |  |  | PAVILION 9 LAST LOCATION |  | Barbara Bayne
|  | INTERNATIONAL TECHNIDYNE CORP (ITC) | HEMOCHRON SIGNATURE ELITE | ANALYZER, MICROCOAGULATION | SE8900 | OR - KELEMEN 3 | Kelemen | BASEMENT |  | 10/31/2019 |  | 10/31/24 |  |  | NO | YES |  |  |  |  | SKYTRON 30144784 047601M |  |  | Active |  | 99:99:99:99:99:99 |  | Equipment | PAAR:00-PVAR | 10/31/2019 | 10/31/2019 | COOPER UNIVERSITY HOSPITAL |  |  | OPERATING RM KELEMEN 8 |  | DOMINIC VENDETTA |  |  |  | 10/31/2019 | 10/31/2019 |  |  |  |  | 10/31/2019 | 10/31/2019
|  | INTERNATIONAL TECHNIDYNE CORP (ITC) | HEMOCHRON SIGNATURE ELITE | ANALYZER, MICROCOAGULATION | SE5423 | LAB BLOOD BANK | Kelemen | BASEMENT |  | 10/16/2019 |  | 10/16/24 |  |  | NO | YES |  |  |  |  | INTERNATIONAL TECHNIDYNE CORP (ITC) 30144420 SE5423 |  |  | Disposition |  | 00:40:9D:2C:B1:3C |  | Equipment | PAAR:00-PVAR | 10/16/2019 | 10/16/2019 | COOPER UNIVERSITY HOSPITAL |  |  | POINT OF CARE |  | Barbara Bayne |  |  |  | 10/16/2019 | 10/16/2019 |  |  |  |  | 10/16/2019 | 10/16/2019
|  | INTERNATIONAL TECHNIDYNE CORP (ITC) | HEMOCHRON SIGNATURE ELITE | ANALYZER, MICROCOAGULATION | SE5292 | LAB BLOOD BANK | Kelemen |  |  | 10/31/2019 |  | 10/31/24 |  |  | NO | YES |  |  |  |  | INTERNATIONAL TECHNIDYNE CORP (ITC) 30144419 SE5292 |  |  | Active |  | 00:40:9D:4B:CA:51 |  | Equipment | PAAR:00-PVAR | 10/31/2019 | 10/31/2019 | COOPER UNIVERSITY HOSPITAL |  |  | POINT OF CARE |  | Barbara Bayne |  |  |  | 10/31/2019 | 10/31/2019 |  |  |  |  | 10/31/2019 | 10/31/2019
|  | INTERNATIONAL TECHNIDYNE CORP (ITC) | HEMOCHRON SIGNATURE ELITE | ANALYZER, MICROCOAGULATION | SE5432 | LAB BLOOD BANK | Kelemen |  |  | 10/31/2019 |  | 10/31/24 |  |  | NO | YES |  |  |  |  | INTERNATIONAL TECHNIDYNE CORP (ITC) 30144414 SE5432 |  |  | Active |  | 00:40:9D:4B:AC:62 |  | Equipment | PAAR:00-PVAR | 10/31/2019 | 10/31/2019 | COOPER UNIVERSITY HOSPITAL |  |  | POINT OF CARE |  | Barbara Bayne |  |  |  | 10/31/2019 | 10/31/2019 |  |  |  |  | 10/31/2019 | 10/31/2019
|  | INTERNATIONAL TECHNIDYNE CORP (ITC) | HEMOCHRON SIGNATURE ELITE | ANALYZER, MICROCOAGULATION | SE5441 | LAB BLOOD BANK | Kelemen |  |  | 10/31/2019 |  | 10/31/24 |  |  | NO | YES |  |  |  |  | INTERNATIONAL TECHNIDYNE CORP (ITC) 30144411 SE5441 |  |  | Active |  | 00:40:9D:43:90:22 |  | Equipment | PAAR:00-PVAR | 10/31/2019 | 10/31/2019 | COOPER UNIVERSITY HOSPITAL |  |  | CCL - EP1 |  | Barbara Bayne |  |  |  | 10/31/2019 | 10/31/2019 |  |  |  |  | 10/31/2019 | 10/31/2019
|  | INTERNATIONAL TECHNIDYNE CORP (ITC) | HEMOCHRON SIGNATURE ELITE | ANALYZER, MICROCOAGULATION | SE5295 |  | Pavilion |  |  | 10/31/2019 |  | 10/31/24 |  |  | NO | YES |  |  |  |  | INTERNATIONAL TECHNIDYNE CORP (ITC) 30142859 SE5295 |  |  | Active |  | 00:40:9D:4B:EB:64 |  | Equipment | PAAR:00-PVAR | 10/31/2019 | 10/31/2019 | COOPER UNIVERSITY HOSPITAL |  |  | PAVILION-3RD RECOVERY |  | Barbara Bayne |  |  |  | 10/31/2019 | 10/31/2019 |  |  |  |  | 10/31/2019 | 10/31/2019
|  | INVENTIS | FLUTE PLUS | ANALYZER, MIDDLE EAR | IM1DB18206484 | 3 COOPER - SPEECH AND HEARING | 3 Cooper |  |  | 06/10/2015 |  |  |  |  | NO | YES |  |  |  |  | INVENTIS 10725220 IM1DB18206484 |  |  | Active |  | 99:99:99:99:99:99 |  | Equipment | 1Y:00-MFG | 03/06/2019 | 02/01/2020 | COOPER AMBULATORY OFF-SITES |  |  | Suite 511 - 2nd Booth | WOT00000000547153 | JANET PORCELLIN | Performance Verification | Closed | Stephen Zubrzycki | 02/14/2018 | 05/22/2019 | Performance Verification for UNMATCHED 10725220 IM1DB18206484 | Initial Install of Performance Verification. Device is ready for patient use. | EXP0152935 | Labor | 02/21/2018 | 02/21/2018 | Stephen Zubrzycki
|  | QUIDEL | SOLANA | ANALYZER, MOLECULAR TESTING |  | LAB MICROBIOLOGY | Pavilion | Basement |  | 01/17/2019 |  | 1/17/26 |  |  | NO | YES |  |  |  |  | QUIDEL 11239250 17020869 |  |  | Active |  | 99:99:99:99:99:99 |  | Equipment | 1Y:00-MFG | 01/17/2019 | 01/17/2019 | COOPER UNIVERSITY HOSPITAL |  |  | p 053 | WOT00000000786672 | COURTNEY BARRY | Performance Verification | Closed | Gene Amodei | 01/17/2019 | 01/17/2019 | Performance Verification for QUIDEL 11239250 17020869 | Initial Install of Performance Verification. Device is ready for patient use. |  |  | 01/17/2019 | 01/17/2019
|  | NANOSPHERE INC | VERIGENE PROCESSOR SP | ANALYZER, NUCLEIC ACID |  | COOPER CENTER FOR SPECIAL DIAGNOSTICS | 401 Haddon Ave |  |  | 06/10/2015 |  | 6/10/22 |  |  | NO | YES |  |  |  |  | NANOSPHERE INC 10365653 08042092 |  |  | Active |  | 99:99:99:99:99:99 |  | Equipment | PAAR:00-PVAR | 10/31/2019 |  | COOPER AMBULATORY OFF-SITES |  |  | BACK LAB / E&R? |  | DR. BARNOWSKY
|  | NANOSPHERE INC | VERIGENE SP | ANALYZER, NUCLEIC ACID |  | COOPER CENTER FOR SPECIAL DIAGNOSTICS | 401 Haddon Ave |  |  | 06/09/2017 |  | 6/9/24 |  |  | NO | YES |  |  |  |  | NANOSPHERE INC 10769628 09277091 |  |  | Active |  | 99:99:99:99:99:99 |  | Equipment | PAAR:00-PVAR | 10/31/2019 |  | COOPER AMBULATORY OFF-SITES |  |  |  | 0012155666 | DR. BARNOWSKY | Preventative Maintenance | Closed | Gene Amodei | 09/13/2017 | 09/13/2017 | PERFORMANCE ASSURANCE AT INVENTORY | INVENTORIED DEVICE AND ENSURED DEVICE WAS FUNCTIONING PROPERLY. | 140E6F7E-8AFC-4990-9C67-2A2FE4D53660 | Labor | 06/09/2017 | 06/09/2017 | Gene Amodei
|  | NANOSPHERE INC | VERIGENE SP | ANALYZER, NUCLEIC ACID |  | COOPER CENTER FOR SPECIAL DIAGNOSTICS | 401 Haddon Ave |  |  | 06/09/2017 |  | 6/9/24 |  |  | NO | YES |  |  |  |  | NANOSPHERE INC 10769627 09277093 |  |  | Active |  | 99:99:99:99:99:99 |  | Equipment | PAAR:00-PVAR | 10/31/2019 |  | COOPER AMBULATORY OFF-SITES |  |  |  | 0012155671 | DR. BARNOWSKY | Preventative Maintenance | Closed | Gene Amodei | 09/13/2017 | 09/13/2017 | PERFORMANCE ASSURANCE AT INVENTORY | INVENTORIED DEVICE AND ENSURED DEVICE WAS FUNCTIONING PROPERLY. | 3A8FF3AD-9BD1-4A2C-8D90-D2CDC45AB17E | Labor | 06/09/2017 | 06/09/2017 | Gene Amodei
|  | NANOSPHERE INC | VERIGENE SP | ANALYZER, NUCLEIC ACID |  | COOPER CENTER FOR SPECIAL DIAGNOSTICS | 401 Haddon Ave |  |  | 06/09/2017 |  | 6/9/24 |  |  | NO | YES |  |  |  |  | NANOSPHERE INC 10769626 09277092 |  |  | Active |  | 99:99:99:99:99:99 |  | Equipment | PAAR:00-PVAR | 10/31/2019 |  | COOPER AMBULATORY OFF-SITES |  |  |  | 0012155597 | DR. BARNOWSKY | Preventative Maintenance | Closed | Gene Amodei | 09/13/2017 | 09/13/2017 | PERFORMANCE ASSURANCE AT INVENTORY | INVENTORIED DEVICE AND ENSURED DEVICE WAS FUNCTIONING PROPERLY. | D5C10D7F-0793-4A85-8EAA-2FD06D1E0E73 | Labor | 06/09/2017 | 06/09/2017 | Gene Amodei
|  | NANOSPHERE INC | VERIGENE SP | ANALYZER, NUCLEIC ACID |  | COOPER CENTER FOR SPECIAL DIAGNOSTICS | 401 Haddon Ave |  |  | 01/01/1900 |  |  |  |  | NO | YES |  |  |  |  | NANOSPHERE INC 10365644 09277094 |  |  | Active |  | 99:99:99:99:99:99 |  | Equipment | PAAR:00-PVAR | 10/31/2019 |  | COOPER AMBULATORY OFF-SITES |  |  | BACL LAB |  | DR. BARNOWSKY
|  | FLUKE BIOMEDICAL CORPORATION | SIGMAPACE 1000 | ANALYZER, PACEMAKER, EXTERNAL |  | BIOMEDICAL | Kelemen |  |  | 03/09/2009 |  | 3/9/16 |  |  | NO | YES |  |  |  |  | FLUKE BIOMEDICAL CORPORATION 10505054 9865017 |  |  | Active |  | 99:99:99:99:99:99 |  | Test Equipment | 1Y:00-VEN | 01/29/2019 | 01/01/2020 | COOPER UNIVERSITY HOSPITAL |  |  | BIOMED SHOP |  | Bonnie Aichroch
|  | NETECH CORP | EXPMT 2000 | ANALYZER, PACEMAKER, EXTERNAL | 27511EXPMT | BIOMEDICAL | Kelemen |  |  | 01/30/2019 |  | 1/30/26 |  |  | NO | YES |  |  |  |  | NETECH CORP 647416 27511EXPMT |  |  | Active |  | 99:99:99:99:99:99 |  | Test Equipment | 1Y:00-VEN | 01/30/2019 | 01/30/2019 | COOPER UNIVERSITY HOSPITAL |  |  |  | 0011049971 | Bonnie Aichroch | Preventative Maintenance | Closed | Michael Youch | 01/30/2019 | 01/30/2019 | Performance Assurance: 00-VEN | 1/12/2017 3:16:05 PM BGAICHROTH CALIBRATION COMPLETED BY BC GROUP 1/9/17 | 97DDC868-661F-4605-A0F2-2DA9EC9C6F28 | Labor | 01/30/2019 | 01/30/2019 | Bonnie Aichroth
|  | BOSTON SCIENTIFIC |  | ANALYZER, PACING SYSTEM |  |  | Kelemen | [7 empty] | YES | YES
|  | HOLOGIC, INC. | TLIIQ | ANALYZER, PERINATAL | 61705F1700 | LAB CHEMISTRY | Pavilion | Basement |  | 07/13/2017 |  | 7/13/24 |  |  | NO | YES |  |  |  |  | HOLOGIC, INC. 10769353 61705F1700 |  |  | Active |  | 99:99:99:99:99:99 |  | Equipment | 1Y:00-MFG | 08/26/2019 | 08/01/2020 | COOPER UNIVERSITY HOSPITAL |  |  | Chem Lab | 0012149986 | Barbara Snyder | Preventative Maintenance | Closed | Gene Amodei | 09/11/2017 | 09/11/2017 | PERFORMANCE ASSURANCE AT INVENTORY | INVENTORIED DEVICE AND ENSURED DEVICE WAS FUNCTIONING PROPERLY. | 48A66E15-54A0-40E1-BDAD-759373546A3F | Labor | 07/13/2017 | 07/13/2017 | Gene Amodei
|  | ACCUMETRICS | VERIFYNOW | ANALYZER, PLATELET |  | LAB HEMATOLOGY | Pavilion | Basement |  | 03/18/2019 |  | 3/18/24 |  |  | NO | YES |  |  |  |  | ACCUMETRICS 30244944 6049 |  |  | Active |  | 99:99:99:99:99:99 |  | Equipment | 1Y:00-MFG | 03/18/2019 | 03/18/2019 | COOPER UNIVERSITY HOSPITAL |  |  |  | 0011610231 | DALE MORRONE | Performance Verification | Closed | Bonnie Aichroth | 03/18/2019 | 03/18/2019 | INCOMING INVENTORY | DEVICE INVENTORIED | A2855E6C-6F8B-4485-A6E5-AC1216BAF401 | Labor | 03/18/2019 | 03/18/2019 | Bonnie Aichroth
|  | ACCUMETRICS | VERIFYNOW | ANALYZER, PLATELET |  | LAB HEMATOLOGY | Pavilion | Basement |  | 03/18/2019 |  | 3/18/24 |  |  | NO | YES |  |  |  |  | ACCUMETRICS 30244943 6040 |  |  | Active |  | 99:99:99:99:99:99 |  | Equipment | 1Y:00-MFG | 03/18/2019 | 03/18/2019 | COOPER UNIVERSITY HOSPITAL |  |  |  | 0011610227 | DALE MORRONE | Performance Verification | Closed | Bonnie Aichroth | 03/18/2019 | 03/18/2019 | INCOMING INVENTORY | DEVICE INVENTORIED | 0499B120-8501-4B60-A207-BA6251C34C51 | Labor | 03/18/2019 | 03/18/2019 | Bonnie Aichroth
|  | CAREFUSION | VMAX 22 | ANALYZER, PULMONARY FUNCTION | JMU000767-A | VOORHEES SURGERY CENTER-PULMONARY | 900 Centennial Blvd | Suite K |  | 01/11/2012 |  | 1/11/20 |  |  | NO | YES | Serial Number JMU000767-A |  |  |  | SENSORMEDICS CORP. 10356791 JMU000767-A |  |  | Active |  | 00:0A:F7:93:90:C8 |  | Equipment | 1Y:00-MFG | 04/30/2019 | 04/01/2020 | COOPER AMBULATORY OFF-SITES |  |  | PFT Testing |  | SUSAN PINE
|  | CAREFUSION | VMAX ENCORE 22 | ANALYZER, PULMONARY FUNCTION | 2016-22106S | VOORHEES SURGERY CENTER-PULMONARY | 900 Centennial Blvd | Suite K |  | 01/10/2017 |  | 1/10/25 |  |  | NO | YES |  |  |  |  | CAREFUSION 10649840 2016-22106S |  |  | Active |  | 00:0A:F7:93:8E:8A |  | Equipment | 1Y:00-MFG | 04/30/2019 | 04/01/2020 | COOPER AMBULATORY OFF-SITES |  |  | SUITE K | 0011900417 | SUSAN PINE | Preventative Maintenance | Closed | Bonnie Aichroth | 07/14/2017 | 07/14/2017 | PERFORMANCE ASSURANCE AT INVENTORY | INVENTORIED DEVICE AND ENSURED DEVICE WAS FUNCTIONING PROPERLY. | E1766A7D-9672-48A9-8935-8E84EAE154B0 | Labor | 07/12/2017 | 07/12/2017 | Kirk Lis
|  | CAREFUSION | VMAX ENCORE 22D | ANALYZER, PULMONARY FUNCTION | BEBC2888 | PULMONARY LAB | Kelemen |  |  | 01/11/2012 |  | 1/11/20 |  |  | NO | YES |  |  |  |  | CAREFUSION 10347598 BEBC2888 |  |  | Active |  | 00:0A:F7:68:0F:22 |  | Equipment | 1Y:00-MFG | 11/01/2019 | 11/01/2020 | COOPER UNIVERSITY HOSPITAL |  |  | PULMONARY ROOM 644 |  | KATHY LOFLAND
|  | CAREFUSION | VMAX ENCORE 22D | ANALYZER, PULMONARY FUNCTION | BEBC2567 | PULMONARY LAB | Kelemen |  |  | 11/01/2019 |  | 11/1/27 |  |  | NO | YES |  |  |  |  | CAREFUSION 30143420 BEBC2567 |  |  | Active |  | 84:2B:2B:BB:70:2B |  | Equipment | 1Y:00-MFG | 11/01/2019 | 11/01/2019 | COOPER UNIVERSITY HOSPITAL |  |  | PULMONARY ROOM 652 |  | KATHY LOFLAND |  |  |  | 11/01/2019 | 11/01/2019 |  |  |  |  | 11/01/2019 | 11/01/2019
|  | CAREFUSION | VMAX ENCORE 29 | ANALYZER, PULMONARY FUNCTION | JMU000766 | VOORHEES SURGERY CENTER-PULMONARY | 900 Centennial Blvd | Suite K |  | 01/11/2012 |  | 1/11/17 |  |  | NO | YES |  |  |  |  | CAREFUSION 10356788 JMU000766 |  |  | Active |  | 00:0A:F7:93:8F:02 |  | Equipment | 1Y:00-MFG | 04/30/2019 | 04/01/2020 | COOPER AMBULATORY OFF-SITES |  |  | Exercise Physiology Lab |  | SUSAN PINE
|  | SENSORMEDICS CORP. | AUTOBOX | ANALYZER, RESPIRATORY | E43347 | PULMONARY LAB | Kelemen |  |  | 11/01/2001 |  |  |  |  | NO | YES |  |  |  |  | SENSORMEDICS CORP. 10369049 E43347 |  |  | Active |  | 11:11:11:11:11:11 |  | Equipment | 1Y:00-MFG | 11/01/2019 | 11/01/2020 | COOPER UNIVERSITY HOSPITAL |  |  | biomed storage |  | KATHY LOFLAND
|  | BC GROUP INTERNATIONAL, INC. | SA-2001 | ANALYZER, SAFETY |  | BIOMEDICAL | Kelemen |  |  | 06/10/2015 |  | 6/10/22 |  |  | NO | YES |  |  |  |  | BC GROUP INTERNATIONAL, INC. 10365501 73352641 |  |  | Active |  | 99:99:99:99:99:99 |  | Test Equipment | 1Y:00-VEN | 01/29/2019 | 01/01/2020 | COOPER UNIVERSITY HOSPITAL |  |  | Mike |  | Bonnie Aichroch
|  | POLYMEDCO, INC | SEDIMAT 15 | ANALYZER, SEDIATION |  | LAB HEMATOLOGY | Pavilion | Basement |  | 07/16/2009 |  | 7/16/16 |  |  | NO | YES |  |  |  |  | POLYMEDCO, INC 10360293 1395 |  |  | Active |  | 99:99:99:99:99:99 |  | Equipment | 1Y:00-MFG | 03/22/2019 | 03/01/2020 | COOPER UNIVERSITY HOSPITAL |  |  |  |  | DALE MORRONE
|  | FLUKE BIOMEDICAL CORPORATION | PROSIM SPOT LIGHT | ANALYZER, SPO2 |  | BIOMEDICAL | Kelemen |  |  | 11/01/2012 |  | 11/1/19 |  |  | NO | YES |  |  |  |  | FLUKE BIOMEDICAL CORPORATION 10366459 2148127 |  |  | Active |  | 99:99:99:99:99:99 |  | Test Equipment | 1Y:00-VEN | 01/29/2019 | 01/01/2020 | COOPER UNIVERSITY HOSPITAL |  |  |  |  | Bonnie Aichroch
|  | ARKRAY | AUTION MAX | ANALYZER, URINE |  |  | Kelemen |  |  | 02/01/2007 |  | 2/1/14 |  |  | NO | YES |  |  |  |  | ARKRAY 10360289 40701013 |  |  | Active |  | 99:99:99:99:99:99 |  | Equipment | 3M:00-FIL | 05/10/2018 | 02/01/2020 | COOPER UNIVERSITY HOSPITAL |  |  | CORE LAB |  | DALE MORRONE
|  | BECKMAN COULTER, INC. | IQ200 ELITE | ANALYZER, URINE | C9196 |  | Kelemen | [7 empty] | YES | YES
|  | IRIS DIAGNOSTICS | ICHEM 100 | ANALYZER, URINE |  | LAB HEMATOLOGY | Pavilion | Basement |  | 03/12/2018 |  | 3/12/25 |  |  | NO | YES |  |  |  |  | IRIS DIAGNOSTICS 10752530 00012058 |  |  | Active |  | 99:99:99:99:99:99 |  | Equipment | PAAR:00-PVAR | 10/31/2019 |  | COOPER UNIVERSITY HOSPITAL |  |  |  | WOT00000000546396 | DALE MORRONE | Performance Verification | Closed | Gene Amodei | 02/14/2018 | 07/30/2018 | CEID Record Completion for IRIS DIAGNOSTICS 10752530 00012058 | VPO | EXP0321797 | Labor | 02/14/2018 | 02/14/2018 | Gene Amodei
|  | IRIS DIAGNOSTICS | IQ 200 | ANALYZER, URINE |  | LAB HEMATOLOGY | Pavilion | Basement |  | 11/19/2019 |  | 11/19/26 |  |  | NO | YES |  |  |  |  | IRIS DIAGNOSTICS 11207715 11907018 |  |  | Active |  |  |  | Equipment | 6M:00-MFG 1Y:00-MIN | 11/19/2019 | 11/19/2019 | COOPER UNIVERSITY HOSPITAL |  |  |  | WOT00000004343729 | DALE MORRONE | Performance Verification | Completed | Gene Amodei | 11/19/2019 | 11/19/2019 | Performance Verification for IRIS DIAGNOSTICS 11207715 11907018 | Initial Install of Performance Verification. Device is ready for patient use. |  |  | 11/19/2019 | 11/19/2019
|  | IRIS DIAGNOSTICS | IQ 200 | ANALYZER, URINE |  | LAB HEMATOLOGY | Pavilion | Basement |  | 02/01/2007 |  | 2/1/14 |  |  | NO | YES |  |  |  |  | IRIS DIAGNOSTICS 10360290 3660 |  |  | Active |  | 99:99:99:99:99:99 |  | Equipment | 6M:00-MFG 1Y:00-MIN | 10/20/2019 | 03/01/2020 | COOPER UNIVERSITY HOSPITAL |  |  | CORE LAB |  | DALE MORRONE
|  | SIEMENS HEALTHCARE DIAGNOSTICS | CLINITEK 1780 STATUS | ANALYZER, URINE |  | 1030 KINGS HIGHWAY-MEDICINE | 1030 Kings Highway |  |  | 05/22/2019 |  | 5/22/26 |  |  | NO | YES |  |  |  |  | SIEMENS HEALTHCARE DIAGNOSTICS 11239290 297697 |  |  | Active |  | 99:99:99:99:99:99 |  | Equipment | 1Y:00-MFG | 05/22/2019 | 05/22/2019 | COOPER AMBULATORY OFF-SITES |  |  |  | WOT00000001331304 | Bonnie Aichroch | Performance Verification | Closed | Kirk Lis | 05/22/2019 | 05/22/2019 | Performance Verification for SIEMENS HEALTHCARE DIAGNOSTICS 11239290 297697 | Initial Install of Performance Verification. Device is ready for patient use. |  |  | 05/22/2019 | 05/22/2019
|  | SIEMENS HEALTHCARE DIAGNOSTICS | CLINITEK STATUS | ANALYZER, URINE |  | 127 CHURCH - SURGERY | 127 Church Rd |  |  | 01/31/2018 |  | 1/31/25 |  |  | NO | YES |  |  |  |  | SIEMENS HEALTHCARE DIAGNOSTICS 10732232 287201 |  |  | Active |  | 99:99:99:99:99:99 |  | Equipment | PAAR:00-PVAR | 11/01/2019 |  | COOPER AMBULATORY OFF-SITES |  |  |  | 0012744235 | Carmen Rivera | Performance Verification | Closed | Josh Harris | 01/31/2018 | 01/31/2018 | INCOMING INVENTORY | DEVICE INVENTORIED | B1E29273-94FF-4106-87C4-A5AA5596440B | Labor | 01/31/2018 | 01/31/2018 | Josh Harris
|  | SIEMENS HEALTHCARE DIAGNOSTICS | CLINITEK STATUS | ANALYZER, URINE |  | DO NOT USE - ELMER SURGERY | Kelemen | Basement |  | 01/01/1900 |  |  |  |  | NO | YES |  |  |  |  | SIEMENS HEALTHCARE DIAGNOSTICS 10366962 216744 |  |  | Disposition |  |  |  | Equipment | 1Y:00-MFG | 10/27/2015 | 10/01/2020 | COOPER AMBULATORY OFF-SITES |  |  | LAB |  | MARGE VANSANT
|  | SIEMENS HEALTHCARE DIAGNOSTICS | CLINITEK STATUS | ANALYZER, URINE |  | CINNAMINSON URGENT CARE | 195 US-130 |  |  | 01/01/1900 |  |  |  |  | NO | YES |  |  |  |  | SIEMENS HEALTHCARE DIAGNOSTICS 10365773 015079 |  |  | Active |  | 99:99:99:99:99:99 |  | Equipment | PAAR:00-PVAR | 10/31/2019 |  | COOPER AMBULATORY OFF-SITES |  |  | NURSES STATION |  | MELISSA PORTOBANCO
|  | SIEMENS HEALTHCARE DIAGNOSTICS | CLINITEK STATUS | ANALYZER, URINE |  | CHERRY HILL URGENT CARE | Kelemen | BASEMENT |  | 01/01/1900 |  |  |  |  | NO | YES |  |  |  |  | SIEMENS HEALTHCARE DIAGNOSTICS 10346144 009904 |  |  | Active |  | 99:99:99:99:99:99 |  | Equipment | PAAR:00-PVAR | 10/31/2019 |  | COOPER AMBULATORY OFF-SITES |  |  | LAB |  | MELISSA PORTOBANCO
|  | SIEMENS HEALTHCARE DIAGNOSTICS | CLINITEK STATUS | ANALYZER, URINE |  | VOORHEES UROGYNECOLOGY | 6012 Main St |  |  | 04/05/2011 |  | 4/5/18 |  |  | NO | YES |  |  |  |  | SIEMENS HEALTHCARE DIAGNOSTICS 10345832 216052 |  |  | Active |  | 99:99:99:99:99:99 |  | Equipment | PAAR:00-PVAR | 10/31/2019 |  | COOPER AMBULATORY OFF-SITES |  |  | SOILED UTIL |  | Sheronda Coppage-Belt
|  | SIEMENS HEALTHCARE DIAGNOSTICS | CLINITEK STATUS PLUS | ANALYZER, URINE |  |  | Kelemen | Basement | [6 empty] | YES | YES
|  | SIEMENS HEALTHCARE DIAGNOSTICS | CLINITEK STATUS PLUS | ANALYZER, URINE |  |  | 318 S White Horse Pike | [7 empty] | YES | YES
|  | TSI | CERTIFIER FAPLUS 4088A | ANALYZER, VENTILATOR |  |  | Kelemen | [7 empty] | YES | YES
|  | DATEX OHMEDA | AESPIRE VIEW | ANESTHESIA MACHINE | APHU01129 | ANESTHESIOLOGY | Kelemen |  |  | 10/29/2019 |  | 10/29/26 |  |  | NO | YES |  |  |  |  | DATEX OHMEDA 11239444 APHU01129 |  |  | Active |  | 99:99:99:99:99:99 |  | Life Support | 6M:00-MFG | 10/29/2019 | 10/29/2019 | COOPER UNIVERSITY HOSPITAL |  |  | TRAVEL UNIT 1 Spec Test Floro Rm. |  | GIACINTA ROUPAS |  |  |  | 10/29/2019 | 10/29/2019 |  |  |  |  | 10/29/2019 | 10/29/2019
|  | DATEX OHMEDA | AESPIRE VIEW | ANESTHESIA MACHINE | APHU01130 | ANESTHESIOLOGY | Pavilion |  |  | 10/29/2019 |  | 10/29/26 |  |  | NO | YES |  |  |  |  | DATEX OHMEDA 11239443 APHU01130 |  |  | Active |  | 99:99:99:99:99:99 |  | Life Support | 6M:00-MFG | 10/29/2019 | 10/29/2019 | COOPER UNIVERSITY HOSPITAL |  |  | ANES TRAVEL CART 2 |  | GIACINTA ROUPAS |  |  |  | 10/29/2019 | 10/29/2019 |  |  |  |  | 10/29/2019 | 10/29/2019
|  | DATEX OHMEDA | AESPIRE VIEW | ANESTHESIA MACHINE | APHV00860 | ANESTHESIOLOGY | Pavilion |  |  | 10/29/2019 |  | 10/29/26 |  |  | NO | YES |  |  |  |  | DATEX OHMEDA 11239262 APHV00860 |  |  | Active |  | 99:99:99:99:99:99 |  | Life Support | 6M:00-MFG | 10/29/2019 | 10/29/2019 | COOPER UNIVERSITY HOSPITAL |  |  | Travel Machine 3 | 0011475583 | GIACINTA ROUPAS | Performance Verification | Closed | Bonnie Aichroth | 10/29/2019 | 10/29/2019 | INCOMING INVENTORY | DEVICE INVENTORIED | C7C6CB42-5F34-425F-A04B-312414ACDE39 | Labor | 10/29/2019 | 10/29/2019 | Bonnie Aichroth
|  | DATEX OHMEDA | AESTIVA/5 | ANESTHESIA MACHINE | AMRE01323 | ANESTHESIOLOGY | Kelemen |  |  | 05/28/2019 |  | 5/28/26 |  |  | NO | YES |  |  |  |  | DATEX OHMEDA 11239330 AMRE01323 |  |  | Active |  | 99:99:99:99:99:99 |  | Life Support | 6M:00-MFG | 05/28/2019 | 05/28/2019 | COOPER UNIVERSITY HOSPITAL |  |  | KEL OR-K5 |  | GIACINTA ROUPAS |  |  |  | 05/28/2019 | 05/28/2019 |  |  |  |  | 05/28/2019 | 05/28/2019
|  | DATEX OHMEDA | AESTIVA/5 | ANESTHESIA MACHINE | AMRG00992 | ANESTHESIOLOGY | Pavilion |  |  | 05/28/2019 |  | 5/28/26 |  |  | NO | YES |  |  |  |  | DATEX OHMEDA 11239328 AMRG00992 |  |  | Active |  | 99:99:99:99:99:99 |  | Life Support | 6M:00-MFG | 05/28/2019 | 05/28/2019 | COOPER UNIVERSITY HOSPITAL |  |  | PAV OR 10 |  | GIACINTA ROUPAS |  |  |  | 05/28/2019 | 05/28/2019 |  |  |  |  | 05/28/2019 | 05/28/2019
|  | DATEX OHMEDA | AESTIVA/5 | ANESTHESIA MACHINE | AMRG00991 | ANESTHESIOLOGY | Pavilion |  |  | 05/28/2019 |  | 5/28/26 |  |  | NO | YES |  |  |  |  | DATEX OHMEDA 11239274 AMRG00991 |  |  | Active |  | 99:99:99:99:99:99 |  | Life Support | 6M:00-MFG | 05/28/2019 | 05/28/2019 | COOPER UNIVERSITY HOSPITAL |  |  | PAV OR2 |  | GIACINTA ROUPAS |  |  |  | 05/28/2019 | 05/28/2019 |  |  |  |  | 05/28/2019 | 05/28/2019
|  | DATEX OHMEDA | AESTIVA/5 | ANESTHESIA MACHINE | AMRG00990 | ANESTHESIOLOGY | Kelemen |  |  | 05/28/2019 |  | 5/28/26 |  |  | NO | YES |  |  |  |  | DATEX OHMEDA 11239271 AMRG00990 |  |  | Active |  | 99:99:99:99:99:99 |  | Life Support | 6M:00-MFG | 05/28/2019 | 05/28/2019 | COOPER UNIVERSITY HOSPITAL |  |  | KELEMEN OR-K 1 |  | GIACINTA ROUPAS |  |  |  | 05/28/2019 | 05/28/2019 |  |  |  |  | 05/28/2019 | 05/28/2019
|  | DATEX OHMEDA | AESTIVA/5 | ANESTHESIA MACHINE | AMRJ00403 | ANESTHESIOLOGY | Kelemen |  |  | 05/28/2019 |  | 5/28/26 |  |  | NO | YES |  |  |  |  | DATEX OHMEDA 11239272 AMRJ00403 |  |  | Active |  | 99:99:99:99:99:99 |  | Life Support | 6M:00-MFG | 05/28/2019 | 05/28/2019 | COOPER UNIVERSITY HOSPITAL |  |  | KEL OPERATING ROOM K 2 |  | GIACINTA ROUPAS |  |  |  | 05/28/2019 | 05/28/2019 |  |  |  |  | 05/28/2019 | 05/28/2019
|  | DATEX OHMEDA | AESTIVA/5 | ANESTHESIA MACHINE | AMRJ00402 | ANESTHESIOLOGY | Pavilion |  |  | 05/28/2019 |  | 5/28/26 |  |  | NO | YES |  |  |  |  | DATEX OHMEDA 11239263 AMRJ00402 |  |  | Active |  | 99:99:99:99:99:99 |  | Life Support | 6M:00-MFG | 05/28/2019 | 05/28/2019 | COOPER UNIVERSITY HOSPITAL |  |  | pav or 9 |  | GIACINTA ROUPAS |  |  |  | 05/28/2019 | 05/28/2019 |  |  |  |  | 05/28/2019 | 05/28/2019
|  | DATEX OHMEDA | AESTIVA/5 | ANESTHESIA MACHINE | AMTP00151 | ANESTHESIOLOGY | Kelemen | BASEMENT |  | 04/02/2010 |  | 4/2/17 |  |  | NO | YES |  |  |  |  | DATEX OHMEDA 10366429 AMTP00151 |  |  | Active |  | 99:99:99:99:99:99 |  | Life Support | 6M:00-MFG | 05/29/2019 | 05/01/2020 | COOPER UNIVERSITY HOSPITAL |  |  | MRI /B12 |  | GIACINTA ROUPAS
|  | DATEX OHMEDA | AESTIVA/5 | ANESTHESIA MACHINE | AMRM00268 | VOORHEES SURGERY CENTER-OPERATING ROOM | 900 Centennial Blvd | Suite E |  | 02/20/2008 |  | 2/20/15 |  |  | NO | YES |  |  |  |  | DATEX OHMEDA 10346027 AMRM00268 |  |  | Active |  | 99:99:99:99:99:99 |  | Life Support | 6M:00-MFG | 09/25/2019 | 03/01/2020 | COOPER AMBULATORY OFF-SITES |  |  | SPARE UNIT E117 |  | JENNIFER BOMBARO
|  | DATEX OHMEDA | AISYS CARESTATION | ANESTHESIA MACHINE | ANAS00688 | ANESTHESIOLOGY | Pavilion |  |  | 03/18/2019 |  | 3/18/26 |  |  | NO | YES |  |  |  |  | DATEX OHMEDA 11239433 ANAS00688 |  |  | Active |  | 99:99:99:99:99:99 |  | Life Support | 1Y:00-MFG 2Y:00-MIN 4Y:00-BAT | 03/18/2019 | 03/18/2019 | COOPER UNIVERSITY HOSPITAL |  |  | OR P1 |  | GIACINTA ROUPAS |  |  |  | 03/18/2019 | 03/18/2019 |  |  |  |  | 03/18/2019 | 03/18/2019
|  | DATEX OHMEDA | AISYS CARESTATION | ANESTHESIA MACHINE | ANAM00899 | ANESTHESIOLOGY | Pavilion |  |  | 09/24/2019 |  | 9/24/26 |  |  | NO | YES |  |  |  |  | DATEX OHMEDA 11239490 ANAM00899 |  |  | Active |  | 99:99:99:99:99:99 |  | Life Support | 1Y:00-MFG 2Y:00-MIN 4Y:00-BAT | 09/24/2019 | 09/24/2019 | COOPER UNIVERSITY HOSPITAL |  |  | pav or 8 |  | GIACINTA ROUPAS |  |  |  | 09/24/2019 | 09/24/2019 |  |  |  |  | 09/24/2019 | 09/24/2019
|  | DATEX OHMEDA | AISYS CARESTATION | ANESTHESIA MACHINE | ANAP00775 | ANESTHESIOLOGY | Kelemen |  |  | 03/18/2019 |  | 3/18/26 |  |  | NO | YES |  |  |  |  | DATEX OHMEDA 11239431 ANAP00775 |  |  | Active |  | 99:99:99:99:99:99 |  | Life Support | 1Y:00-MFG 2Y:00-MIN 4Y:00-BAT | 03/18/2019 | 03/18/2019 | COOPER UNIVERSITY HOSPITAL |  |  | kel or 3 |  | GIACINTA ROUPAS |  |  |  | 03/18/2019 | 03/18/2019 |  |  |  |  | 03/18/2019 | 03/18/2019
|  | DATEX OHMEDA | AISYS CARESTATION | ANESTHESIA MACHINE | ANAL01457 | ANESTHESIOLOGY | Pavilion |  |  | 03/18/2019 |  | 3/18/26 |  |  | NO | YES |  |  |  |  | DATEX OHMEDA 11239361 ANAL01457 |  |  | Active |  | 99:99:99:99:99:99 |  | Life Support | 1Y:00-MFG 2Y:00-MIN 4Y:00-BAT | 03/18/2019 | 03/18/2019 | COOPER UNIVERSITY HOSPITAL |  |  | PAV OR 3 |  | GIACINTA ROUPAS |  |  |  | 03/18/2019 | 03/18/2019 |  |  |  |  | 03/18/2019 | 03/18/2019
|  | DATEX OHMEDA | AISYS CARESTATION | ANESTHESIA MACHINE | ANAR05329 | ANESTHESIOLOGY | Dorrance |  |  | 03/18/2019 |  | 3/18/26 |  |  | NO | YES |  |  |  |  | DATEX OHMEDA 11239269 ANAR05329 |  |  | Active |  | 99:99:99:99:99:99 |  | Life Support | 1Y:00-MFG 2Y:00-MIN 4Y:00-BAT | 03/18/2019 | 03/18/2019 | COOPER UNIVERSITY HOSPITAL |  |  | L&D 2 |  | GIACINTA ROUPAS |  |  |  | 03/18/2019 | 03/18/2019 |  |  |  |  | 03/18/2019 | 03/18/2019
|  | DATEX OHMEDA | AISYS CARESTATION | ANESTHESIA MACHINE | ANAQ01174 | ANESTHESIOLOGY | Dorrance |  |  | 03/18/2019 |  | 3/18/26 |  |  | NO | YES |  |  |  |  | DATEX OHMEDA 11239236 ANAQ01174 |  |  | Active |  | 99:99:99:99:99:99 |  | Life Support | 1Y:00-MFG 2Y:00-MIN 4Y:00-BAT | 03/18/2019 | 03/18/2019 | COOPER UNIVERSITY HOSPITAL |  |  | L&D 1 |  | GIACINTA ROUPAS |  |  |  | 03/18/2019 | 03/18/2019 |  |  |  |  | 03/18/2019 | 03/18/2019
|  | DATEX OHMEDA | AISYS CARESTATION | ANESTHESIA MACHINE | ANAQ00688 | ANESTHESIOLOGY | Kelemen |  |  | 01/10/2012 |  | 1/10/19 |  |  | NO | YES |  |  |  |  | DATEX OHMEDA 10368233 ANAQ00688 |  |  | Active |  | 99:99:99:99:99:99 |  | Life Support | 1Y:00-MFG 2Y:00-MIN 4Y:00-BAT | 03/26/2019 | 03/01/2020 | COOPER UNIVERSITY HOSPITAL |  |  | KELEMEN OR K7 |  | GIACINTA ROUPAS
|  | DATEX OHMEDA | AISYS CARESTATION | ANESTHESIA MACHINE | ANAR00818 | ANESTHESIOLOGY | Kelemen |  |  | 01/10/2012 |  | 1/10/19 |  |  | NO | YES |  |  |  |  | DATEX OHMEDA 10367851 ANAR00818 |  |  | Active |  | 99:99:99:99:99:99 |  | Life Support | 1Y:00-MFG 2Y:00-MIN 4Y:00-BAT | 03/18/2019 | 03/01/2020 | COOPER UNIVERSITY HOSPITAL |  |  | CCL 2 |  | GIACINTA ROUPAS
|  | DATEX OHMEDA | AISYS CARESTATION | ANESTHESIA MACHINE | ANAQ01173 | ANESTHESIOLOGY | Pavilion |  |  | 01/10/2012 |  | 1/10/19 |  |  | NO | YES |  |  |  |  | DATEX OHMEDA 10367816 ANAQ01173 |  |  | Active |  | 99:99:99:99:99:99 |  | Life Support | 1Y:00-MFG 2Y:00-MIN 4Y:00-BAT | 03/21/2019 | 03/01/2020 | COOPER UNIVERSITY HOSPITAL |  |  | Pav OR 6 |  | GIACINTA ROUPAS
|  | DATEX OHMEDA | AISYS CARESTATION | ANESTHESIA MACHINE | ANAM00898 | ANESTHESIOLOGY | Pavilion |  |  | 02/04/2009 |  | 2/4/16 |  |  | NO | YES |  |  |  |  | GE MEDICAL SYSTEMS 10367570 ANAM00898 |  |  | Active |  | 11:11:11:11:11:11 |  | Life Support | 1Y:00-MFG 2Y:00-MIN 4Y:00-BAT | 09/24/2019 | 09/01/2020 | COOPER UNIVERSITY HOSPITAL |  |  | P OR 5 |  | GIACINTA ROUPAS
|  | DATEX OHMEDA | AISYS CARESTATION | ANESTHESIA MACHINE | ANAL01458 | ANESTHESIOLOGY | Kelemen |  |  | 01/16/2008 |  | 1/16/15 |  |  | NO | YES |  |  |  |  | DATEX OHMEDA 10367195 ANAL01458 |  |  | Active |  | 99:99:99:99:99:99 |  | Life Support | 1Y:00-MFG 2Y:00-MIN 4Y:00-BAT | 09/24/2019 | 09/01/2020 | COOPER UNIVERSITY HOSPITAL |  |  | CATH LAB 1 |  | GIACINTA ROUPAS
|  | DATEX OHMEDA | AISYS CARESTATION | ANESTHESIA MACHINE | ANAM00900 | ANESTHESIOLOGY | Pavilion |  |  | 02/09/2009 |  | 2/9/16 |  |  | NO | YES |  |  |  |  | GE MEDICAL SYSTEMS 10355450 ANAM00900 |  |  | Active |  | 11:11:11:11:11:11 |  | Life Support | 1Y:00-MFG 2Y:00-MIN 4Y:00-BAT | 09/24/2019 | 09/01/2020 | COOPER UNIVERSITY HOSPITAL |  |  | pav or 7 |  | GIACINTA ROUPAS
|  | DRAEGER | APOLLO | ANESTHESIA MACHINE | ASAN0106 | ANESTHESIOLOGY | Kelemen |  |  | 07/18/2019 |  | 7/18/26 |  |  | NO | YES |  |  |  |  | DRAEGER 11239337 ASAN0106 |  |  | Active |  | 99:99:99:99:99:99 |  | Life Support | 6M:00-MFG | 07/18/2019 | 07/18/2019 | COOPER UNIVERSITY HOSPITAL |  |  | Kel OR 4 |  | GIACINTA ROUPAS |  |  |  | 07/18/2019 | 07/18/2019 |  |  |  |  | 07/18/2019 | 07/18/2019
|  | DRAEGER | APOLLO | ANESTHESIA MACHINE | ARZK0241 | ANESTHESIOLOGY | Pavilion |  |  | 02/09/2009 |  | 2/9/16 |  |  | NO | YES |  |  |  |  | DRAEGER 10725223 ARZK0241 |  |  | Active |  | 99:99:99:99:99:99 |  | Life Support | 6M:00-MFG | 07/18/2019 | 01/01/2020 | COOPER UNIVERSITY HOSPITAL |  |  | Anes Store Room PAV |  | GIACINTA ROUPAS
|  | DRAEGER | APOLLO | ANESTHESIA MACHINE | ARZK0242 | ANESTHESIOLOGY | Kelemen |  |  | 02/09/2009 |  | 2/9/16 |  |  | NO | YES |  |  |  |  | DRAEGER 10348517 ARZK0242 |  |  | Active |  | 99:99:99:99:99:99 |  | Life Support | 6M:00-MFG | 07/18/2019 | 01/01/2020 | COOPER UNIVERSITY HOSPITAL |  |  | Kel OR 6 |  | GIACINTA ROUPAS
|  | DRAEGER | APOLLO | ANESTHESIA MACHINE | ARZK0243 | ANESTHESIOLOGY | Pavilion |  |  | 02/09/2009 |  | 2/9/16 |  |  | NO | YES |  |  |  |  | DRAEGER 10346644 ARZK0243 |  |  | Active |  | 99:99:99:99:99:99 |  | Life Support | 6M:00-MFG | 07/18/2019 | 01/01/2020 | COOPER UNIVERSITY HOSPITAL |  |  | pav or 11 |  | GIACINTA ROUPAS
|  | DRAEGER | NARKOMED GS | ANESTHESIA MACHINE |  |  | 401 Haddon Ave | [7 empty] | NO | YES
|  | GE HEALTHCARE | AESPIRE VIEW | ANESTHESIA MACHINE | APHU00598 | VOORHEES SURGERY CENTER-OPERATING ROOM | 900 Centennial Blvd | Suite E |  | 06/19/2015 |  | 6/19/22 |  |  | NO | YES |  |  |  |  | GE MEDICAL SYSTEMS 10347743 APHU00598 |  |  | Active |  | 99:99:99:99:99:99 |  | Life Support | 6M:00-MFG | 09/25/2019 | 03/01/2020 | COOPER AMBULATORY OFF-SITES |  |  | OR 2 |  | JENNIFER BOMBARO
|  | GE HEALTHCARE | AESPIRE VIEW | ANESTHESIA MACHINE | APHU00597 | VOORHEES SURGERY CENTER-OPERATING ROOM | 900 Centennial Blvd | Suite E |  | 03/26/2016 |  | 3/26/23 |  |  | NO | YES |  |  |  |  | GE MEDICAL SYSTEMS 10347726 APHU00597 |  |  | Active |  | 99:99:99:99:99:99 |  | Life Support | 6M:00-MFG | 09/25/2019 | 03/01/2020 | COOPER AMBULATORY OFF-SITES |  |  | OR 1 |  | JENNIFER BOMBARO
|  | GE HEALTHCARE | AESPIRE VIEW | ANESTHESIA MACHINE | APHQ00965 | VOORHEES SURGERY CENTER-OPERATING ROOM | 900 Centennial Blvd | Suite E |  | 06/24/2011 |  | 6/24/18 |  |  | NO | YES |  |  |  |  | GE MEDICAL SYSTEMS 10345501 APHQ00965 |  |  | Active |  | 99:99:99:99:99:99 |  | Life Support | 6M:00-MFG | 09/25/2019 | 03/01/2020 | COOPER AMBULATORY OFF-SITES |  |  | OR 3 |  | JENNIFER BOMBARO
|  | GE HEALTHCARE | AESPIRE VIEW | ANESTHESIA MACHINE | APHQ00966 | VOORHEES SURGERY CENTER-OPERATING ROOM | 900 Centennial Blvd | Suite E |  | 06/24/2011 |  | 6/24/18 |  |  | NO | YES |  |  |  |  | GE MEDICAL SYSTEMS 10345481 APHQ00966 |  |  | Active |  | 99:99:99:99:99:99 |  | Life Support | 6M:00-MFG | 09/25/2019 | 03/01/2020 | COOPER AMBULATORY OFF-SITES |  |  | PROCEEDURE ROOM E140 |  | JENNIFER BOMBARO
|  | GE HEALTHCARE | AESPIRE VIEW | ANESTHESIA MACHINE | APHS00322 | VOORHEES SURGERY CENTER-OPERATING ROOM | 900 Centennial Blvd | Suite E |  | 02/14/2013 |  | 2/14/20 |  |  | NO | YES |  |  |  |  | GE MEDICAL SYSTEMS 10345424 APHS00322 |  |  | Active |  | 99:99:99:99:99:99 |  | Life Support | 6M:00-MFG | 09/25/2019 | 03/01/2020 | COOPER AMBULATORY OFF-SITES |  |  | OR 4 |  | JENNIFER BOMBARO
|  | GE HEALTHCARE | AISYS CS2 | ANESTHESIA MACHINE | APWV00311 | ANESTHESIOLOGY | Kelemen |  |  | 05/06/2016 |  | 5/6/23 |  |  | NO | YES |  |  |  |  | GE MEDICAL SYSTEMS 10505067 APWV00311 |  |  | Active |  | 99:99:99:99:99:99 |  | Life Support | 1Y:00-MFG 2Y:00-RPLC 4Y:00-BAT | 04/24/2019 | 04/01/2020 | COOPER UNIVERSITY HOSPITAL |  |  | OPERATING ROOM K11 |  | GIACINTA ROUPAS
|  | GE HEALTHCARE | AISYS CS2 | ANESTHESIA MACHINE | APWV00309 | ANESTHESIOLOGY | Kelemen |  |  | 05/06/2016 |  | 5/6/23 |  |  | NO | YES |  |  |  |  | GE MEDICAL SYSTEMS 10480437 APWV00309 |  |  | Active |  | 99:99:99:99:99:99 |  | Life Support | 1Y:00-MFG 2Y:00-RPLC 4Y:00-BAT | 04/24/2019 | 04/01/2020 | COOPER UNIVERSITY HOSPITAL |  |  | OPERATING RM K10 |  | GIACINTA ROUPAS
|  | GE HEALTHCARE | AISYS CS2 | ANESTHESIA MACHINE | APWV00313 | ANESTHESIOLOGY | Kelemen |  |  | 05/06/2016 |  | 5/6/23 |  |  | NO | YES |  |  |  |  | GE MEDICAL SYSTEMS 10480434 APWV00313 |  |  | Active |  | 99:99:99:99:99:99 |  | Life Support | 1Y:00-MFG 2Y:00-RPLC 4Y:00-BAT | 04/24/2019 | 04/01/2020 | COOPER UNIVERSITY HOSPITAL |  |  | OPERATING ROOM K12 |  | GIACINTA ROUPAS
|  | GE HEALTHCARE | AISYS CS2 | ANESTHESIA MACHINE | APWV00312 | ANESTHESIOLOGY | Kelemen |  |  | 05/06/2016 |  | 5/6/23 |  |  | NO | YES |  |  |  |  | GE MEDICAL SYSTEMS 10480431 APWV00312 |  |  | Active |  | 99:99:99:99:99:99 |  | Life Support | 1Y:00-MFG 2Y:00-RPLC 4Y:00-BAT | 04/24/2019 | 04/01/2020 | COOPER UNIVERSITY HOSPITAL |  |  | ROOM K9 |  | GIACINTA ROUPAS
|  | GE HEALTHCARE | AISYS CS2 | ANESTHESIA MACHINE | APWV00310 | ANESTHESIOLOGY | Kelemen |  |  | 05/09/2016 |  | 5/9/23 |  |  | NO | YES |  |  |  |  | GE MEDICAL SYSTEMS 10480417 APWV00310 |  |  | Active |  | 99:99:99:99:99:99 |  | Life Support | 1Y:00-MFG 2Y:00-RPLC 4Y:00-BAT | 04/24/2019 | 04/01/2020 | COOPER UNIVERSITY HOSPITAL |  |  | ROOM 8 OR KELEMEN |  | GIACINTA ROUPAS
|  | GE HEALTHCARE | CARESTATION 650 | ANESTHESIA MACHINE | SM718160035MA | ANESTHESIOLOGY | Pavilion |  |  | 02/23/2019 |  | 2/23/26 |  |  | NO | YES |  |  |  |  | GE MEDICAL SYSTEMS 11239344 SM718160035MA |  |  | Active |  | 99:99:99:99:99:99 |  | Life Support | 1Y:00-MFG | 02/23/2019 | 02/23/2019 | COOPER UNIVERSITY HOSPITAL |  |  | SD OR 4 | WOT00000001058664 | GIACINTA ROUPAS | Performance Verification | Closed | Salvatore Bombara | 02/23/2019 | 02/23/2019 | Performance Verification for GE MEDICAL SYSTEMS 11239344 SM718160035MA | Initial Install of Performance Verification. Device is ready for patient use. |  |  | 02/23/2019 | 02/23/2019
|  | GE HEALTHCARE | CARESTATION 650 | ANESTHESIA MACHINE | SM718160036MA | ANESTHESIOLOGY | Pavilion |  |  | 02/11/2019 |  | 2/11/26 |  |  | NO | YES |  |  |  |  | GE MEDICAL SYSTEMS 11239339 SM718160036MA |  |  | Active |  | 99:99:99:99:99:99 |  | Life Support | 1Y:00-MFG | 02/11/2019 | 02/11/2019 | COOPER UNIVERSITY HOSPITAL |  |  | SD OR 2 | WOT00000001058507 | GIACINTA ROUPAS | Performance Verification | Closed | Salvatore Bombara | 02/11/2019 | 02/11/2019 | Performance Verification for GE MEDICAL SYSTEMS 11239339 SM718160036MA | Initial Install of Performance Verification. Device is ready for patient use. |  |  | 02/11/2019 | 02/11/2019
|  | GE HEALTHCARE | CARESTATION 650 | ANESTHESIA MACHINE | SM717460082MA | ANESTHESIOLOGY | Pavilion |  |  | 02/18/2019 |  | 2/18/26 |  |  | NO | YES |  |  |  |  | GE MEDICAL SYSTEMS 11239152 SM717460082MA |  |  | Active |  | 99:99:99:99:99:99 |  | Life Support | 1Y:00-MFG | 02/18/2019 | 02/18/2019 | COOPER UNIVERSITY HOSPITAL |  |  | SD OR 5 | WOT00000000616700 | GIACINTA ROUPAS | Performance Verification | Closed | Salvatore Bombara | 02/18/2019 | 02/18/2019 | Performance Verification for GE MEDICAL SYSTEMS 11239152 SM717460082MA | Initial Install of Performance Verification. Device is ready for patient use. |  |  | 02/18/2019 | 02/18/2019
|  | GE HEALTHCARE | CARESTATION 650 | ANESTHESIA MACHINE | SM717500029MA | ANESTHESIOLOGY | Pavilion |  |  | 02/18/2019 |  | 2/18/26 |  |  | NO | YES |  |  |  |  | GE MEDICAL SYSTEMS 11239143 SM717500029MA |  |  | Active |  | 99:99:99:99:99:99 |  | Life Support | 1Y:00-MFG | 02/18/2019 | 02/18/2019 | COOPER UNIVERSITY HOSPITAL |  |  | SD OR 8 | WOT00000000616525 | GIACINTA ROUPAS | Performance Verification | Closed | Salvatore Bombara | 02/18/2019 | 02/18/2019 | Performance Verification for GE MEDICAL SYSTEMS 11239143 SM717500029MA | Initial Install of Performance Verification. Device is ready for patient use. |  |  | 02/18/2019 | 02/18/2019
|  | GE HEALTHCARE | CARESTATION 650 | ANESTHESIA MACHINE | SM717500034MA | ANESTHESIOLOGY | Kelemen |  |  | 02/18/2019 |  | 2/18/26 |  |  | NO | YES |  |  |  |  | GE MEDICAL SYSTEMS 11239096 SM717500034MA |  |  | Active |  | 99:99:99:99:99:99 |  | Life Support | 1Y:00-MFG | 02/18/2019 | 02/18/2019 | COOPER UNIVERSITY HOSPITAL |  |  | SD OR 03 | WOT00000000558979 | GIACINTA ROUPAS | Performance Verification | Closed | Salvatore Bombara | 02/18/2019 | 02/18/2019 | Performance Verification for GE MEDICAL SYSTEMS 11239096 SM717500034MA | Initial Install of Performance Verification. Device is ready for patient use. |  |  | 02/18/2019 | 02/18/2019
|  | GE HEALTHCARE | CARESTATION 650 | ANESTHESIA MACHINE | SM717500031MA | ANESTHESIOLOGY | Pavilion |  |  | 02/14/2019 |  | 2/14/26 |  |  | NO | YES |  |  |  |  | GE MEDICAL SYSTEMS 11239078 SM717500031MA |  |  | Active |  | 99:99:99:99:99:99 |  | Life Support | 1Y:00-MFG | 02/14/2019 | 02/14/2019 | COOPER UNIVERSITY HOSPITAL |  |  | Pav OR P4 | WOT00000000558631 | GIACINTA ROUPAS | Performance Verification | Closed | Salvatore Bombara | 02/14/2019 | 02/14/2019 | Performance Verification for GE MEDICAL SYSTEMS 11239078 SM717500031MA | Initial Install of Performance Verification. Device is ready for patient use. |  |  | 02/14/2019 | 02/14/2019
|  | GE HEALTHCARE | CARESTATION 650 | ANESTHESIA MACHINE | SM717500033MA | ANESTHESIOLOGY | Pavilion |  |  | 02/18/2019 |  | 2/18/26 |  |  | NO | YES |  |  |  |  | GE MEDICAL SYSTEMS 11239055 SM717500033MA |  |  | Active |  | 99:99:99:99:99:99 |  | Life Support | 1Y:00-MFG | 02/18/2019 | 02/18/2019 | COOPER UNIVERSITY HOSPITAL |  |  | SD OR 1 | WOT00000000554096 | GIACINTA ROUPAS | Performance Verification | Closed | Salvatore Bombara | 02/18/2019 | 02/18/2019 | Performance Verification for GE MEDICAL SYSTEMS 11239055 SM717500033MA | Initial Install of Performance Verification. Device is ready for patient use. |  |  | 02/18/2019 | 02/18/2019
|  | GE HEALTHCARE | CARESTATION 650 | ANESTHESIA MACHINE | SM717500030MA | ANESTHESIOLOGY | Pavilion |  |  | 02/18/2019 |  | 2/18/26 |  |  | NO | YES |  |  |  |  | GE MEDICAL SYSTEMS 11239005 SM717500030MA |  |  | Active |  | 99:99:99:99:99:99 |  | Life Support | 1Y:00-MFG | 02/18/2019 | 02/18/2019 | COOPER UNIVERSITY HOSPITAL |  |  | SD6 | WOT00000000551854 | GIACINTA ROUPAS | Performance Verification | Closed | Salvatore Bombara | 02/18/2019 | 02/18/2019 | Performance Verification for GE MEDICAL SYSTEMS 11239005 SM717500030MA | Initial Install of Performance Verification. Device is ready for patient use. |  |  | 02/18/2019 | 02/18/2019
|  | GE HEALTHCARE | CARESTATION 650 | ANESTHESIA MACHINE | SM717500028MA | ANESTHESIOLOGY | Pavilion |  |  | 02/12/2018 |  | 2/12/25 |  |  | NO | YES |  |  |  |  | GE MEDICAL SYSTEMS 10752645 SM717500028MA |  |  | Active |  | 99:99:99:99:99:99 |  | Life Support | 1Y:00-MFG | 02/18/2019 | 02/01/2020 | COOPER UNIVERSITY HOSPITAL |  |  | SD 07 | WOT00000000549132 | GIACINTA ROUPAS | Performance Verification | Closed | Salvatore Bombara | 02/15/2018 | 07/22/2019 | Performance Verification for GE MEDICAL SYSTEMS 10752645 SM717500028MA | Initial Install of Performance Verification. Device is ready for patient use.
|  | VETLAND MEDICAL |  | ANESTHESIA MACHINE, VETERINARY |  |  | 401 Haddon Ave | [7 empty] | YES | YES
|  | INTERNATIONAL BIOMEDICAL, INC. | AERONOX 2.0 | ANESTHESIA UNIT, NITRIC OXIDE | X-122 | INTENSIVE CARE NURSERY | Dorrance |  |  | 09/12/2019 |  |  |  |  | NO | YES |  |  |  |  | INTERNATIONAL BIOMEDICAL, INC. 10769723 X-122 |  |  | Active |  | 99:99:99:99:99:99 |  | Life Support | 6M:00-MFG | 09/12/2019 | 09/12/2019 | COOPER UNIVERSITY HOSPITAL |  |  | NICU | 0012153333 | JOANNE FOX | Preventative Maintenance | Closed | Gene Amodei | 09/12/2019 | 09/12/2019 | PERFORMANCE ASSURANCE AT INVENTORY | INVENTORIED DEVICE AND ENSURED DEVICE WAS FUNCTIONING PROPERLY. | EB6B501B-A2CF-427A-A038-4ECF1AA4113A | Labor | 09/12/2019 | 09/12/2019 | Gene Amodei
|  | AMPLIVOX |  | AUDIOMETER |  | MOORESTOWN-CLEFT PALATE | 110 Marter Ave |  |  | 07/05/2019 |  |  |  |  | NO | YES |  |  |  |  | AMPLIVOX 11239310 80144 |  |  | Active |  |  |  | Equipment | 1Y:00-MFG | 07/05/2019 | 07/05/2019 | COOPER AMBULATORY OFF-SITES |  |  | CLEFT PALATE | WOT00000001871978 | MARILYN COHEN | Repair | Closed | Kirk Lis | 07/05/2019 | 07/05/2019 | Impedance Audiometer - needs checked in, please call for time to come out | CHECKED IN NEW EQUIPMENT . NEED TO RESEARCH EQUIPMENT STATUS . LOANER OR NEW ? COMPANY NOT OPEN WILL RESEARCH AT LATER DATE CEID 11239310 UNIT IS COOPER PROPERTY. INVENTORIED NEW EQUIPMENT UNIT IS COOPER PROPERTY | EXP1977637 | Labor | 07/05/2019 | 07/05/2019 | Kirk Lis
|  | AUDIOSCAN | VERIFIT VF-2 | AUDIOMETER | C1121 | 6017 MAIN ST-PLASTICS | 6200 Main St |  |  | 05/29/2014 |  | 5/29/21 |  |  | NO | YES |  |  |  |  | AUDIOSCAN 10345787 C1121 |  |  | Active |  | 90:94:E4:D4:D9:71 |  | Equipment | 1Y:00-MFG | 11/01/2019 | 11/01/2020 | COOPER AMBULATORY OFF-SITES |  |  | ROOM 147 CONSULT |  | ANNE MAIER
|  | BELTONE ELECTRONICS CORP. |  | AUDIOMETER | 11G4379 | 3 COOPER - SPEECH AND HEARING | 3 Cooper |  |  | 06/10/2015 |  |  |  |  | NO | YES |  |  |  |  | BELTONE ELECTRONICS CORP. 10725221 11G4379 |  |  | Active |  | 99:99:99:99:99:99 |  | Equipment | 1Y:00-MFG | 03/06/2019 | 02/01/2020 | COOPER AMBULATORY OFF-SITES |  |  | Suite 511 - Audiologist Office | WOT00000000548975 | JANET PORCELLIN | Performance Verification | Closed | Stephen Zubrzycki | 02/15/2018 | 05/30/2019 | Performance Verification for BELTONE ELECTRONICS CORP. 10725221 11G4379 | Initial Install of Performance Verification. Device is ready for patient use. | EXP0152944 | Labor | 02/21/2018 | 02/21/2018 | Stephen Zubrzycki
|  | GRASON-STADLER, INC. |  | AUDIOMETER | A0313 | 3 COOPER - SPEECH AND HEARING | 3 Cooper |  |  | 06/19/2015 |  |  |  |  | NO | YES |  |  |  |  | GRASON-STADLER, INC. 10355959 A0313 |  |  | Active |  | 99:99:99:99:99:99 |  | Equipment | 1Y:00-MFG | 03/06/2019 | 02/01/2020 | COOPER AMBULATORY OFF-SITES |  |  | Suite 511 - 2nd Room on R |  | JANET PORCELLIN
|  | GRASON-STADLER, INC. | GSI 16 | AUDIOMETER |  | BUNKER HILL-SURGERY | 2 Plaza Dr |  |  | 01/01/1900 |  |  |  |  | NO | YES |  |  |  |  | GRASON-STADLER, INC. 10366914 5588 |  |  | Active |  | 99:99:99:99:99:99 |  | Equipment | 1Y:00-MFG | 03/18/2019 | 02/01/2020 | COOPER AMBULATORY OFF-SITES |  |  | Podiatry PROCEDURE RM |  | ANNE MAIER
|  | GRASON-STADLER, INC. | GSI 61 | AUDIOMETER | AAOJ2056 | 3 COOPER - SPEECH AND HEARING | 3 Cooper |  |  | 11/21/2005 |  | 11/21/15 |  |  | NO | YES |  |  |  |  | GSI LUMONICS 10346795 052056 |  |  | Active |  | 99:99:99:99:99:99 |  | Equipment | 1Y:00-MFG | 03/06/2019 | 02/01/2020 | COOPER AMBULATORY OFF-SITES |  |  | Suite 511 - 1st Booth |  | JANET PORCELLIN
|  | INVENTIS | PIANO BASIC | AUDIOMETER | AU1CD17204304 | MOORESTOWN-CLEFT PALATE | 110 Marter Ave |  |  | 06/05/2019 |  |  |  |  | NO | YES |  |  |  |  | INVENTIS 11200038 AU1CD17204304 |  |  | Active |  |  |  | Equipment | 1Y:00-MFG | 06/05/2019 | 06/05/2019 | COOPER AMBULATORY OFF-SITES |  |  | MARTER AVE | WOT00000002856185 | MARILYN COHEN | Performance Verification | Closed | Kirk Lis | 06/05/2019 | 06/05/2019 | Performance Verification for INVENTIS 11200038 AU1CD17204304 | Initial Install of Performance Verification. Device is ready for patient use. |  |  | 06/05/2019 | 06/05/2019
|  | INVENTIS | PIANO BASIC | AUDIOMETER | AU1CD16200912 | 6200 MAIN ST-SURGERY | 6200 Main St |  |  | 07/06/2016 |  |  |  |  | NO | YES |  |  |  |  | INVENTIS 10505103 AU1CD16200912 |  |  | Active |  | 99:99:99:99:99:99 |  | Equipment | 1Y:00-MFG | 03/14/2019 | 03/01/2020 | COOPER AMBULATORY OFF-SITES |  |  |  |  | BOBBIE MICKLE
|  | MAICO DIAGNOSTICS | ERO-SCAN | AUDIOMETER |  | 6200 MAIN ST-SURGERY | 6200 Main St |  |  | 03/18/2019 |  |  |  |  | NO | YES |  |  |  |  | MAICO DIAGNOSTICS 30146353 8536 |  |  | Active |  | 99:99:99:99:99:99 |  | Equipment | 1Y:00-MFG | 03/18/2019 | 03/18/2019 | COOPER AMBULATORY OFF-SITES |  |  | 6107 Main St. - ENT - Audiology Room | WOT00000001701358 | BOBBIE MICKLE | Repair | Closed | Stephen Zubrzycki | 03/18/2019 | 03/18/2019 | Audiology Machine - will not turn on | Repaired battery contacts and VPO | EXP1720930 | Labor | 03/18/2019 | 03/18/2019 | Stephen Zubrzycki
|  | MAICO DIAGNOSTICS | ERO-SCAN PRO | AUDIOMETER |  | MOORESTOWN-CLEFT PALATE | 110 Marter Ave |  |  | 05/15/2017 |  |  |  |  | NO | YES |  |  |  |  | MAICO DIAGNOSTICS 10732050 1631005 |  |  | Active |  | 99:99:99:99:99:99 |  | Equipment | 1Y:00-MFG | 05/31/2019 | 05/01/2020 | COOPER AMBULATORY OFF-SITES |  |  | LISTENING BOOTH | 0012391997 | MARILYN COHEN | Performance Verification | Closed | Josh Harris | 11/08/2017 | 11/08/2017 | INCOMING INVENTORY | DEVICE INVENTORIED | 72C2924D-7E41-43F4-8D0C-57E7574FC677 | Labor | 11/08/2017 | 11/08/2017 | Josh Harris
|  | WELCH ALLYN, INC. | AM 282 | AUDIOMETER | GS0054891 | MOORESTOWN-PEDIATRICS | 110 Marter Ave |  |  | 01/01/1900 |  |  |  |  | NO | YES |  |  |  |  | WELCH ALLYN, INC. 10366144 GS0054891 |  |  | Active |  | 99:99:99:99:99:99 |  | Equipment | 1Y:00-MFG | 07/02/2019 | 07/01/2020 | COOPER AMBULATORY OFF-SITES |  |  | EXAM 6 |  | MAUREEN OBRIEN
|  | WELCH ALLYN, INC. | AM 282 | AUDIOMETER | GS0050490 | 3 COOPER-PEDIATRICS | 3 Cooper |  |  | 10/21/2013 |  | 10/21/23 |  |  | NO | YES |  |  |  |  | WELCH ALLYN, INC. 10345706 GS0050490 |  |  | Active |  | 99:99:99:99:99:99 |  | Equipment | 1Y:00-MFG | 11/01/2019 | 11/01/2020 | COOPER AMBULATORY OFF-SITES |  |  | Suite 200 - Exam 27 |  | MAUREEN OBRIEN
|  | WELCH ALLYN, INC. | AM 282 | AUDIOMETER | gs0054850 | 3 COOPER-PEDIATRICS | 3 Cooper |  |  | 01/01/1900 |  |  |  |  | NO | YES |  |  |  |  | WELCH ALLYN, INC. 10345658 gs0054850 |  |  | Active |  | 99:99:99:99:99:99 |  | Equipment | 1Y:00-MFG | 11/01/2019 | 11/01/2020 | COOPER AMBULATORY OFF-SITES |  |  | Suite 200 - Exam 209 |  | MAUREEN OBRIEN
|  | NATUS MEDICAL INC. | ALGO 5 | AUDIOMETER, NEWBORN | ROHS/WEEE | SIDS | Dorrance | BASEMENT |  | 07/02/2008 |  | 7/2/18 |  |  | NO | YES |  |  |  |  | NATUS MEDICAL INC. 10364761 ROHS/WEEE |  |  | Active |  | CD:10:10:CE:D0:00 |  | Equipment | 1Y:00-MFG | 01/28/2019 | 01/01/2020 | COOPER UNIVERSITY HOSPITAL |  |  | BUMBLEBEE NURSERY |  | TOM NEARNY
|  | VARIAN |  | AUTO SAMPLER | AY0907M005 |  | 401 Haddon Ave | [6 empty] | SYSTEM COMPONENT | YES | YES
|  | GE HEALTHCARE | CARESCAPE PDM PLUS | BASE STATION | SKR17481352TA | SAME DAY OR-2ND FL PAVILION | Pavilion |  |  | 10/31/2019 |  |  |  |  | NO | YES |  |  |  |  | GE MEDICAL SYSTEMS 11187543 SKR17481352TA |  |  | Active |  | 99:99:99:99:99:99 |  | Alarm | PAAR:00-PVAR | 10/31/2019 | 10/31/2019 | COOPER UNIVERSITY HOSPITAL |  |  | SD8 | WOT00000001750151 | JOE DRUCTOR | Performance Verification | Closed | Stephen Zubrzycki | 10/31/2019 | 10/31/2019 | Performance Verification for GE MEDICAL SYSTEMS 11187543 SKR17481352TA | Initial Install of Performance Verification. Device is ready for patient use. |  |  | 10/31/2019 | 10/31/2019
|  | GE HEALTHCARE | CARESCAPE PDM PLUS | BASE STATION | SKR17481350TA | CARDIAC CATH LAB | Kelemen |  |  | 03/01/2018 |  |  |  |  | NO | YES |  |  |  |  | GE MEDICAL SYSTEMS 10725233 SKR17481350TA |  |  | Active |  | 99:99:99:99:99:99 |  | Alarm | PAAR:00-PVAR | 10/31/2019 |  | COOPER UNIVERSITY HOSPITAL |  |  | CCL - Lab 4 | WOT00000000649537 | LINDA BEAN | Performance Verification | Closed | Stephen Zubrzycki | 03/09/2018 | 07/30/2018 | Performance Verification for GE MEDICAL SYSTEMS 10725233 SKR17481350TA | Initial Install of Performance Verification. Device is ready for patient use.
|  | STRYKER CORP. | NARA | BASSINET |  | MATERNAL FETAL CARE UNIT | Dorrance |  |  | 05/16/2019 |  | 5/16/34 |  |  | NO | YES |  |  |  |  | STRYKER CORP. 10769741 2017000601077 |  |  | Active |  | 99:99:99:99:99:99 |  | Equipment | 1Y:00-MFG | 05/16/2019 | 05/16/2019 | COOPER UNIVERSITY HOSPITAL |  |  | D3 | 0012021616 | JOANNA HORST | Preventative Maintenance | Closed | Kirk Lis | 05/16/2019 | 05/16/2019 | PERFORMANCE ASSURANCE AT INVENTORY | INVENTORIED DEVICE AND ENSURED DEVICE WAS FUNCTIONING PROPERLY. | 93AC9394-396E-4AA8-8DC8-F98D0AB3EB8C | Labor | 05/16/2019 | 05/16/2019 | Kirk Lis
|  | STRYKER CORP. | NARA | BASSINET |  | MATERNAL FETAL CARE UNIT | Dorrance |  |  | 05/16/2019 |  | 5/16/34 |  |  | NO | YES |  |  |  |  | STRYKER CORP. 10769743 2017000601098 |  |  | Active |  | 99:99:99:99:99:99 |  | Equipment | 1Y:00-MFG | 05/16/2019 | 05/16/2019 | COOPER UNIVERSITY HOSPITAL |  |  | D3 | 0012021629 | JOANNA HORST | Preventative Maintenance | Closed | Kirk Lis | 05/16/2019 | 05/16/2019 | PERFORMANCE ASSURANCE AT INVENTORY | INVENTORIED DEVICE AND ENSURED DEVICE WAS FUNCTIONING PROPERLY. | BB04FEF8-A7D7-438A-B57A-3CDE8F12A8E8 | Labor | 05/16/2019 | 05/16/2019 | Kirk Lis
|  | STRYKER CORP. | NARA | BASSINET |  | MATERNAL FETAL CARE UNIT | Dorrance |  |  | 05/16/2019 |  | 5/16/34 |  |  | NO | YES |  |  |  |  | STRYKER CORP. 10769739 2017000601078 |  |  | Active |  | 99:99:99:99:99:99 |  | Equipment | 1Y:00-MFG | 05/16/2019 | 05/16/2019 | COOPER UNIVERSITY HOSPITAL |  |  | Dorrance 3 | 0012021533 | JOANNA HORST | Performance Verification | Closed | Kirk Lis | 05/16/2019 | 05/16/2019 | INCOMING INVENTORY | DEVICE INVENTORIED | 4BE849CA-CF5A-4E11-A818-C7E2648B4E41 | Labor | 05/16/2019 | 05/16/2019 | Bonnie Aichroth
|  | STRYKER CORP. | NARA | BASSINET |  | MATERNAL FETAL CARE UNIT | Dorrance |  |  | 05/16/2019 |  | 5/16/34 |  |  | NO | YES |  |  |  |  | STRYKER CORP. 10769740 2017000601076 |  |  | Active |  | 99:99:99:99:99:99 |  | Equipment | 1Y:00-MFG | 05/16/2019 | 05/16/2019 | COOPER UNIVERSITY HOSPITAL |  |  |  | 0012021603 | JOANNA HORST | Performance Verification | Closed | Kirk Lis | 05/16/2019 | 05/16/2019 | INCOMING INVENTORY | DEVICE INVENTORIED | 676E3B28-DA68-4DB1-95AE-974EDE6E154F | Labor | 05/16/2019 | 05/16/2019 | Bonnie Aichroth
|  | STRYKER CORP. | NARA | BASSINET |  | MOTHER INFANT UNIT | Pavilion |  |  | 05/16/2019 |  | 5/16/34 |  |  | NO | YES |  |  |  |  | STRYKER CORP. 10769738 2017000601075 |  |  | Active |  | 99:99:99:99:99:99 |  | Equipment | 1Y:00-MFG | 05/16/2019 | 05/16/2019 | COOPER UNIVERSITY HOSPITAL |  |  | D3 | 0012021715 | Christina Smith | Preventative Maintenance | Closed | Kirk Lis | 05/16/2019 | 05/16/2019 | PERFORMANCE ASSURANCE AT INVENTORY | INVENTORIED DEVICE AND ENSURED DEVICE WAS FUNCTIONING PROPERLY. | 23A5E8F1-072F-4A17-936B-55D8A75FCE74 | Labor | 05/16/2019 | 05/16/2019 | Kirk Lis
|  | STRYKER CORP. | NARA | BASSINET |  | MATERNAL FETAL CARE UNIT | Dorrance |  |  | 07/31/2017 |  | 7/31/32 |  |  | NO | YES |  |  |  |  | STRYKER CORP. 10752549 2017000601083 |  |  | Active |  | 99:99:99:99:99:99 |  | Equipment | 1Y:00-MFG | 05/16/2019 | 05/01/2020 | COOPER UNIVERSITY HOSPITAL |  |  |  | 0012021623 | JOANNA HORST | Performance Verification | Closed | Kirk Lis | 08/08/2017 | 08/08/2017 | INCOMING INVENTORY | DEVICE INVENTORIED | 3B9EC28F-4795-4692-9656-1E386D2C11CF | Labor | 08/08/2017 | 08/08/2017 | Bonnie Aichroth
|  | STRYKER CORP. | NARA | BASSINET |  | MOTHER INFANT UNIT | Dorrance |  |  | 07/31/2017 |  | 7/31/32 |  |  | NO | YES |  |  |  |  | STRYKER CORP. 10732130 2017000601087 |  |  | Active |  | 99:99:99:99:99:99 |  | Equipment | 1Y:00-MFG | 05/16/2019 | 05/01/2020 | COOPER UNIVERSITY HOSPITAL |  |  | L | 0012021700 | Christina Smith | Performance Verification | Closed | Kirk Lis | 08/08/2017 | 08/08/2017 | INCOMING INVENTORY | DEVICE INVENTORIED | 3BC7289D-E07F-45AD-A40C-597D8E93173B | Labor | 08/08/2017 | 08/08/2017 | Bonnie Aichroth
|  | STRYKER CORP. | NARA | BASSINET |  | MOTHER INFANT UNIT | Dorrance |  |  | 07/31/2017 |  | 7/31/32 |  |  | NO | YES |  |  |  |  | STRYKER CORP. 10732129 2017000601088 |  |  | Active |  | 99:99:99:99:99:99 |  | Equipment | 1Y:00-MFG | 05/16/2019 | 05/01/2020 | COOPER UNIVERSITY HOSPITAL |  |  | Dorrance 3 | 0012021695 | Christina Smith | Performance Verification | Closed | Kirk Lis | 08/08/2017 | 08/08/2017 | INCOMING INVENTORY | DEVICE INVENTORIED | 9CD1B40F-6811-4125-9880-7033BDE2BDB9 | Labor | 08/08/2017 | 08/08/2017 | Bonnie Aichroth
|  | STRYKER CORP. | NARA | BASSINET |  | MOTHER INFANT UNIT | Dorrance |  |  | 07/31/2017 |  | 7/31/32 |  |  | NO | YES |  |  |  |  | STRYKER CORP. 10732127 2017000601092 |  |  | Active |  | 99:99:99:99:99:99 |  | Equipment | 1Y:00-MFG | 05/16/2019 | 05/01/2020 | COOPER UNIVERSITY HOSPITAL |  |  | D3 | 0012021682 | Christina Smith | Performance Verification | Closed | Kirk Lis | 08/08/2017 | 08/08/2017 | INCOMING INVENTORY | DEVICE INVENTORIED | 242E203D-A2E0-47E9-BA9F-689DCF8BB2C7 | Labor | 08/08/2017 | 08/08/2017 | Bonnie Aichroth
|  | STRYKER CORP. | NARA | BASSINET |  | MOTHER INFANT UNIT | Dorrance |  |  | 07/31/2017 |  | 7/31/32 |  |  | NO | YES |  |  |  |  | STRYKER CORP. 10732128 2017000601099 |  |  | Active |  | 99:99:99:99:99:99 |  | Equipment | 1Y:00-MFG | 05/16/2019 | 05/01/2020 | COOPER UNIVERSITY HOSPITAL |  |  | d3 | 0012021691 | Christina Smith | Preventative Maintenance | Closed | Kirk Lis | 08/08/2017 | 08/08/2017 | PERFORMANCE ASSURANCE AT INVENTORY | INVENTORIED DEVICE AND ENSURED DEVICE WAS FUNCTIONING PROPERLY. | 78E1A555-0FB1-4BE1-910F-1EEC6D387975 | Labor | 07/31/2017 | 07/31/2017 | Kirk Lis
|  | STRYKER CORP. | NARA | BASSINET |  | MOTHER INFANT UNIT | Dorrance |  |  | 07/31/2017 |  | 7/31/32 |  |  | NO | YES |  |  |  |  | STRYKER CORP. 10732125 2017000601095 |  |  | Active |  | 99:99:99:99:99:99 |  | Equipment | 1Y:00-MFG | 05/16/2019 | 05/01/2020 | COOPER UNIVERSITY HOSPITAL |  |  |  | 0012021669 | Christina Smith | Preventative Maintenance | Closed | Kirk Lis | 08/08/2017 | 08/08/2017 | PERFORMANCE ASSURANCE AT INVENTORY | INVENTORIED DEVICE AND ENSURED DEVICE WAS FUNCTIONING PROPERLY. | EDBD3912-5DCE-4581-8AB1-5670370C2C48 | Labor | 07/31/2017 | 07/31/2017 | Kirk Lis
|  | STRYKER CORP. | NARA | BASSINET |  | MOTHER INFANT UNIT | Dorrance |  |  | 07/31/2017 |  | 7/31/32 |  |  | NO | YES |  |  |  |  | STRYKER CORP. 10732126 2017000601096 |  |  | Active |  | 99:99:99:99:99:99 |  | Equipment | 1Y:00-MFG | 05/13/2019 | 05/01/2020 | COOPER UNIVERSITY HOSPITAL |  |  | Dor 3 | 0012021672 | Christina Smith | Performance Verification | Closed | Kirk Lis | 08/08/2017 | 08/08/2017 | INCOMING INVENTORY | DEVICE INVENTORIED | 235C384A-87FF-41D1-9C60-F576FE7E33E8 | Labor | 08/08/2017 | 08/08/2017 | Bonnie Aichroth
|  | STRYKER CORP. | NARA | BASSINET |  | MOTHER INFANT UNIT | Dorrance |  |  | 07/31/2017 |  | 7/31/32 |  |  | NO | YES |  |  |  |  | STRYKER CORP. 10732123 2017000601079 |  |  | Active |  | 99:99:99:99:99:99 |  | Equipment | 1Y:00-MFG | 05/16/2019 | 05/01/2020 | COOPER UNIVERSITY HOSPITAL |  |  | D3 | 0012021651 | Christina Smith | Performance Verification | Closed | Kirk Lis | 08/08/2017 | 08/08/2017 | INCOMING INVENTORY | DEVICE INVENTORIED | 44EC5471-9505-42C3-B945-08DD55E8E5E6 | Labor | 08/08/2017 | 08/08/2017 | Bonnie Aichroth
|  | STRYKER CORP. | NARA | BASSINET |  | MOTHER INFANT UNIT | Dorrance |  |  | 07/31/2017 |  | 7/31/32 |  |  | NO | YES |  |  |  |  | STRYKER CORP. 10732122 2017000601090 |  |  | Active |  | 99:99:99:99:99:99 |  | Equipment | 1Y:00-MFG | 05/16/2019 | 05/01/2020 | COOPER UNIVERSITY HOSPITAL |  |  |  | 0012021646 | Christina Smith | Performance Verification | Closed | Kirk Lis | 08/08/2017 | 08/08/2017 | INCOMING INVENTORY | DEVICE INVENTORIED | FA708BE7-12E3-4679-B9E3-D917B164B812 | Labor | 08/08/2017 | 08/08/2017 | Bonnie Aichroth
|  | STRYKER CORP. | NARA | BASSINET |  | MOTHER INFANT UNIT | Dorrance |  |  | 07/31/2017 |  | 7/31/32 |  |  | NO | YES |  |  |  |  | STRYKER CORP. 10732121 2017000601086 |  |  | Active |  | 99:99:99:99:99:99 |  | Equipment | 1Y:00-MFG | 05/16/2019 | 05/01/2020 | COOPER UNIVERSITY HOSPITAL |  |  |  | 0012021639 | Christina Smith | Performance Verification | Closed | Kirk Lis | 08/08/2017 | 08/08/2017 | INCOMING INVENTORY | DEVICE INVENTORIED | A5453E74-F19A-400A-A4CC-2A9CEB4205F8 | Labor | 08/08/2017 | 08/08/2017 | Bonnie Aichroth
|  | STRYKER CORP. | NARA | BASSINET |  |  | Dorrance | [7 empty] | YES | YES
|  | STRYKER CORP. | NARA | BASSINET |  |  | Dorrance | [7 empty] | NO | YES
|  | STRYKER CORP. | NARA | BASSINET |  |  | Dorrance | [7 empty] | NO | YES
|  | STRYKER CORP. | NARA | BASSINET |  |  | Dorrance | [7 empty] | YES | YES
|  | FISHER SCIENTIFIC INTERNATIONAL | 11-718-4 | BATH, DRY HEAT |  |  | Kelemen | [7 empty] | YES | YES
|  | LAB-LINE | MULTIBLOK | BATH, DRY HEAT |  |  | 401 Haddon Ave | [7 empty] | YES | YES
|  | LABNET |  | BATH, DRY HEAT | BB171AAJS0194 | LAB MICROBIOLOGY | Pavilion | Basement |  | 11/08/2019 |  | 11/8/26 |  |  | NO | YES |  |  |  |  | LABNET 11239249 BB171AAJS0194 |  |  | Active |  | 99:99:99:99:99:99 |  | Non-medical | PAAR:00-PVAR | 11/08/2019 | 11/08/2019 | COOPER UNIVERSITY HOSPITAL |  |  | Micro flu room | WOT00000000791377 | COURTNEY BARRY | Performance Verification | Closed | Gene Amodei | 11/08/2019 | 11/08/2019 | Performance Verification for LABNET 11239249 BB171AAJS0194 | Initial Install of Performance Verification. Device is ready for patient use. |  |  | 11/08/2019 | 11/08/2019
|  | THERMO FISHER SCIENTIFIC |  | BATH, DRY HEAT | 11-718-2 |  | 401 Haddon Ave | [7 empty] | YES | YES
|  | THERMOLYNE |  | BATH, DRY HEAT |  | LAB MICROBIOLOGY | Pavilion | Basement |  | 01/01/1900 |  |  |  |  | NO | YES |  |  |  |  | THERMOLYNE 10367969 34502100 |  |  | Active |  | 99:99:99:99:99:99 |  | Equipment | 1Y:00-MFG | 01/05/2019 | 01/01/2020 | COOPER UNIVERSITY HOSPITAL |  |  | Microbiology - back room |  | COURTNEY BARRY
|  | UNITED PRODUCTS |  | BATH, DRY HEAT |  | LAB MICROBIOLOGY | Pavilion | Basement |  | 09/06/2007 |  | 9/6/14 |  |  | NO | YES |  |  |  |  | UNITED PRODUCTS & INSTRUMENTS, INC. 10367994 0705506 |  |  | Active |  | 99:99:99:99:99:99 |  | Equipment | 1Y:00-MFG | 01/05/2019 | 01/01/2020 | COOPER UNIVERSITY HOSPITAL |  |  | MICROBIOLOGY |  | COURTNEY BARRY
|  | DICKSON CO., THE | PB-107 | BATH, PARAFFIN |  | CHERRY HILL PHYSICAL THERAPY | 1101 N Kings Hwy |  |  | 09/28/2010 |  | 9/28/17 |  |  | NO | YES |  |  |  |  | DICKSON CO., THE 10366095 10290132 |  |  | Active |  | 99:99:99:99:99:99 |  | Equipment | PAAR:00-PVAR | 11/02/2019 |  | COOPER AMBULATORY OFF-SITES |  |  | Exercise Room Closet |  | COURTNEY BUDD
|  | HAAKE | A82 | BATH, RECIRCULATING |  |  | Kelemen | [7 empty] | YES | YES
|  | GEN-PROBE, INC. | BANSONIC | BATH, ULTRASONIC | B1200R-2 | LAB MICROBIOLOGY | Pavilion | Basement |  | 01/01/1900 |  |  |  |  | NO | YES |  |  |  |  | GEN-PROBE, INC. 10367963 B1200R-2 |  |  | Disposition |  |  |  | Equipment | 1Y:00-MFG | 01/05/2017 | 01/01/2020 | COOPER UNIVERSITY HOSPITAL |  |  | Microbiology - back room |  | COURTNEY BARRY
|  | ALLEGIANCE HEALTHCARE | M7654-1 | BATH, WATER |  | LAB HISTOLOGY | Pavilion | Basement |  | 10/31/2019 |  | 10/31/26 |  |  | NO | YES |  |  |  |  | ALLEGIANCE HEALTHCARE 11207519 152873904 |  |  | Active |  | 99:99:99:99:99:99 |  | Equipment | PAAR:00-PVAR | 10/31/2019 | 10/31/2019 | COOPER UNIVERSITY HOSPITAL |  |  | BASEMENT | WOT00000001412847 | DALE MORRONE | Performance Verification | Closed | Gene Amodei | 10/31/2019 | 10/31/2019 | Performance Verification for ALLEGIANCE HEALTHCARE 11207519 152873904 | Initial Install of Performance Verification. Device is ready for patient use. |  |  | 10/31/2019 | 10/31/2019
|  | ALLEGIANCE HEALTHCARE | M7654-1 | BATH, WATER |  | LAB HISTOLOGY | Pavilion | Basement |  | 01/22/2018 |  | 1/22/25 |  |  | NO | YES |  |  |  |  | CARDINAL HEALTH EMS/ALLEGIANCE 10769637 1749-10650 |  |  | Active |  | 99:99:99:99:99:99 |  | Equipment | PAAR:00-PVAR | 10/31/2019 |  | COOPER UNIVERSITY HOSPITAL |  |  |  | 0012678153 | DALE MORRONE | Preventative Maintenance | Closed | Josh Harris | 01/26/2018 | 01/26/2018 | PERFORMANCE ASSURANCE AT INVENTORY | INVENTORIED DEVICE AND ENSURED DEVICE WAS FUNCTIONING PROPERLY. | 3AF9BEE3-8F0A-49C4-9709-DD6B97E2DE1A | Labor | 01/22/2018 | 01/22/2018 | Gene Amodei
|  | ALLEGIANCE HEALTHCARE | M7654-1 | BATH, WATER |  | LAB HISTOLOGY | Pavilion | Basement |  | 09/18/2018 |  | 9/18/25 |  |  | NO | YES |  |  |  |  | CARDINAL HEALTH EMS/ALLEGIANCE 10732345 152873886 |  |  | Active |  | 99:99:99:99:99:99 |  | Equipment | PAAR:00-PVAR | 10/31/2019 |  | COOPER UNIVERSITY HOSPITAL |  |  | Performance Verification | WOT00000001412814 | DALE MORRONE | Performance Verification | Closed | Gene Amodei | 09/09/2018 | 06/25/2019 | Performance Verification for CARDINAL HEALTH EMS/ALLEGIANCE 10732345 152873886 | Initial Install of Performance Verification. Device is ready for patient use.
|  | ALLEGIANCE HEALTHCARE | M7654-1 | BATH, WATER |  | LAB HISTOLOGY | Pavilion | Basement |  | 10/31/2019 |  | 10/31/26 |  |  | NO | YES |  |  |  |  | CARDINAL HEALTH EMS/ALLEGIANCE 30144401 152873896 |  |  | Active | dup30144401 | 99:99:99:99:99:99 |  | Equipment | PAAR:00-PVAR | 10/31/2019 | 10/31/2019 | COOPER UNIVERSITY HOSPITAL |  |  | Performance Verification | WOT00000000511246 | DALE MORRONE | Disposition | Closed | Gene Amodei | 10/31/2019 | 10/31/2019 | Bulk Disposition CNL |  |  |  | 10/31/2019 | 10/31/2019
|  | BOEKEL SCIENTIFIC |  | BATH, WATER |  | LAB HISTOLOGY | Pavilion | Basement |  | 01/01/1900 |  |  |  |  | NO | YES |  |  |  |  | BOEKEL SCIENTIFIC 10368029 051201138 |  |  | Active |  | 99:99:99:99:99:99 |  | Equipment | 1Y:00-MFG | 09/20/2019 | 09/01/2020 | COOPER UNIVERSITY HOSPITAL |  |  | HISTOLOGY |  | DALE MORRONE
|  | BOEKEL SCIENTIFIC |  | BATH, WATER |  | LAB HISTOLOGY | Pavilion | Basement |  | 01/01/1900 |  |  |  |  | NO | YES |  |  |  |  | BOEKEL SCIENTIFIC 10368023 051201142 |  |  | Active |  | 99:99:99:99:99:99 |  | Equipment | 1Y:00-MFG | 09/30/2019 | 09/01/2020 | COOPER UNIVERSITY HOSPITAL |  |  | Room 129 |  | DALE MORRONE
|  | BOEKEL SCIENTIFIC |  | BATH, WATER |  | LAB HISTOLOGY | Pavilion | Basement |  | 10/31/2019 |  | 10/31/26 |  |  | NO | YES |  |  |  |  | BOEKEL SCIENTIFIC 30144402 1528783897 |  |  | Active |  | 99:99:99:99:99:99 |  | Equipment | PAAR:00-PVAR | 10/31/2019 | 10/31/2019 | COOPER UNIVERSITY HOSPITAL |  |  |  |  | DALE MORRONE |  |  |  | 10/31/2019 | 10/31/2019 |  |  |  |  | 10/31/2019 | 10/31/2019
|  | BRINKMANN | RM6 | BATH, WATER |  |  | 401 Haddon Ave | [7 empty] | YES | YES
|  | CIVCO | MT-RH-1500 | BATH, WATER |  | COOPER CANCER CENTER | 900 Centennial Blvd | Suite D |  | 07/13/2013 |  | 7/13/20 |  |  | NO | YES |  |  |  |  | CIVCO 10505290 6025 |  |  | Active |  | 99:99:99:99:99:99 |  | Equipment | PAAR:00-PVAR | 10/31/2019 |  | COOPER AMBULATORY OFF-SITES |  |  | ROOM C1100 |  | COLLEEN TEGELER
|  | FISHER SCIENTIFIC INTERNATIONAL | FS 5 | BATH, WATER |  |  | 401 Haddon Ave | [7 empty] | YES | YES
|  | FISHER SCIENTIFIC INTERNATIONAL | ISOTEMP 102S | BATH, WATER |  |  | 401 Haddon Ave | [7 empty] | YES | YES
|  | FISHER SCIENTIFIC INTERNATIONAL | ISOTEMP 202 | BATH, WATER | 1.5991003643e 012 | LAB MICROBIOLOGY | Pavilion | BASEMENT |  | 05/04/2010 |  | 5/4/17 |  |  | NO | YES |  |  |  |  | FISHER SCIENTIFIC INTERNATIONAL 10367979 1.5991003643e+012 |  |  | Active |  | 99:99:99:99:99:99 |  | Equipment | 1Y:00-MFG | 01/05/2019 | 01/01/2020 | COOPER UNIVERSITY HOSPITAL |  |  | MICROBIOLOGY |  | COURTNEY BARRY
|  | FISHER SCIENTIFIC INTERNATIONAL | ISOTEMP 205 | BATH, WATER | 807N0500 | LAB MICROBIOLOGY | Pavilion | Basement |  | 01/01/1900 |  |  |  |  | NO | YES |  |  |  |  | FISHER SCIENTIFIC INTERNATIONAL 10367968 807N0500 |  |  | Active |  | 99:99:99:99:99:99 |  | Equipment | 1Y:00-MFG | 01/05/2019 | 01/01/2020 | COOPER UNIVERSITY HOSPITAL |  |  | micro viral load room |  | COURTNEY BARRY
|  | FISHER SCIENTIFIC INTERNATIONAL | ISOTEMP 2331 | BATH, WATER | 215224-34 | LAB MICROBIOLOGY | Pavilion | BASEMENT |  | 09/14/2010 |  | 9/14/17 |  |  | NO | YES |  |  |  |  | FISHER SCIENTIFIC INTERNATIONAL 10367995 215224-34 |  |  | Active |  | 99:99:99:99:99:99 |  | Equipment | 1Y:00-MFG | 01/22/2019 | 01/01/2020 | COOPER UNIVERSITY HOSPITAL |  |  | P041 MICROBIOLOGY |  | COURTNEY BARRY
|  | NORTH COAST MEDICAL |  | BATH, WATER | KN2068 | PHYSICAL THERAPY | Kelemen |  |  | 01/01/1900 |  |  |  |  | NO | YES |  |  |  |  | NORTH COAST MEDICAL 10367462 KN2068 |  |  | Active |  | 99:99:99:99:99:99 |  | Equipment | PAAR:00-PVAR | 11/02/2019 |  | COOPER UNIVERSITY HOSPITAL |  |  | PT/OT RM 546 | WOT00000000527304 | JOSEPHINE HONG | Disposition | Closed | Kirk Lis | 02/08/2018 | 05/17/2019 | Bulk Disposition CNL
|  | POLYSCIENCE | WB20 | BATH, WATER | W41810538 |  | Kelemen | [7 empty] | YES | YES
|  | POLYSCIENCE | WBE20 | BATH, WATER | E11990392 |  | 401 Haddon Ave | [7 empty] | YES | YES
|  | POLYSCIENCE | WD05A11B | BATH, WATER |  |  | Kelemen | [7 empty] | YES | YES
|  | PRECISION MEDICAL, INC. |  | BATH, WATER |  |  | 401 Haddon Ave | [7 empty] | YES | YES
|  | PRECISION SCIENTIFIC INC. |  | BATH, WATER | 9603-012 | LAB CHEMISTRY | Pavilion | BASEMENT |  | 01/01/1900 |  |  |  |  | NO | YES |  |  |  |  | PRECISION SCIENTIFIC INC. 10360294 9603-012 |  |  | Active |  | 99:99:99:99:99:99 |  | Equipment | 1Y:00-MFG | 03/22/2019 | 03/01/2020 | COOPER UNIVERSITY HOSPITAL |  |  | Cytology |  | Barbara Snyder
|  | PRECISION SCIENTIFIC INC. |  | BATH, WATER |  | LAB HEMATOLOGY | Pavilion | Basement |  | 11/01/1997 |  | 11/1/04 |  |  | NO | YES |  |  |  |  | PRECISION SCIENTIFIC INC. 10360292 697081011 |  |  | Active |  | 99:99:99:99:99:99 |  | Equipment | 1Y:00-MFG | 03/09/2019 | 03/01/2020 | COOPER UNIVERSITY HOSPITAL |  |  | HEMATOLOGY |  | DALE MORRONE
|  | PRECISION SCIENTIFIC INC. |  | BATH, WATER | 27aw-11 |  | Kelemen | [7 empty] | YES | YES
|  | PRECISION SCIENTIFIC INC. |  | BATH, WATER |  |  | 401 Haddon Ave | [7 empty] | YES | YES
|  | PREMIERE | XH-1001 | BATH, WATER | MES2652 | MARLTON-DERMATOLOGY | 10000 Sagamore Dr |  |  | 10/31/2019 |  | 10/31/26 |  |  | NO | YES |  |  |  |  | PREMIERE 11239287 MES2652 |  |  | Active |  | 99:99:99:99:99:99 |  | Equipment | PAAR:00-PVAR | 10/31/2019 | 10/31/2019 | COOPER AMBULATORY OFF-SITES |  |  | Performance Verification | WOT00000001302314 | MICHELE CANALE | Performance Verification | Closed | Kirk Lis | 10/31/2019 | 10/31/2019 | Performance Verification for PREMIERE 11239287 MES2652 | Initial Install of Performance Verification. Device is ready for patient use. |  |  | 10/31/2019 | 10/31/2019
|  | THERMO SCIENTIFIC | PRECISION | BATH, WATER | 207623-407 | LAB HEMATOLOGY | Pavilion | Basement |  | 09/18/2009 |  | 9/18/16 |  |  | NO | YES |  |  |  |  | THERMO SCIENTIFIC 10367682 207623-407 |  |  | Active |  | 99:99:99:99:99:99 |  | Equipment | 1Y:00-MFG | 03/09/2019 | 03/01/2020 | COOPER UNIVERSITY HOSPITAL |  |  | HEMATOLOGY |  | DALE MORRONE
|  | THERMO SCIENTIFIC | PRECISION 2833 | BATH, WATER | 205092-1457 | COOPER CENTER FOR SPECIAL DIAGNOSTICS | 401 Haddon Ave |  |  | 08/07/2008 |  | 8/7/15 |  |  | NO | YES |  |  |  |  | THERMO SCIENTIFIC 10365685 205092-1457 |  |  | Active |  | 99:99:99:99:99:99 |  | Equipment | 1Y:00-MFG | 06/14/2019 | 06/01/2020 | COOPER AMBULATORY OFF-SITES |  |  | E+R - Main Lab |  | DR. BARNOWSKY
|  | THERMO SCIENTIFIC | PRECISION 2853 | BATH, WATER | 205242-460 | COOPER CENTER FOR SPECIAL DIAGNOSTICS | 401 Haddon Ave |  |  | 08/07/2008 |  | 8/7/15 |  |  | NO | YES |  |  |  |  | THERMO SCIENTIFIC 10365698 205242-460 |  |  | Active |  | 99:99:99:99:99:99 |  | Equipment | 1Y:00-MFG | 06/14/2019 | 06/01/2020 | COOPER AMBULATORY OFF-SITES |  |  | E+R - Main Lab |  | DR. BARNOWSKY
|  | WHITEHALL MANUFACTURING | SP-1502 | BATH, WATER |  |  | 221 Victoria Street | [7 empty] | YES | YES
|  | WHITEHALL MANUFACTURING | SP-1600-D | BATH, WATER |  | COOPER CANCER CENTER | MD Anderson Cancer Center |  |  | 04/23/2018 |  | 4/23/25 |  |  | NO | YES |  |  |  |  | WHITEHALL MANUFACTURING 10732392 17499057 |  |  | Active |  | 99:99:99:99:99:99 |  | Equipment | PAAR:00-PVAR | 10/31/2019 |  | COOPER AMBULATORY OFF-SITES |  |  | CT Room | WOT00000001019709 | COLLEEN TEGELER | Performance Verification | Closed | Charles Santomero | 06/01/2018 | 06/12/2019 | Performance Verification for WHITEHALL MANUFACTURING 10732392 17499057 | Initial Install of Performance Verification. Device is ready for patient use.
|  | CARROLL | SPIRIT SELECT | BED, PATIENT, ELECTRIC |  | EMERGENCY ROOM | Kelemen |  |  | 10/31/2019 |  | 10/31/31 |  |  | NO | YES |  |  |  |  | KINETIC CONCEPTS, INC. (KCI) 50036186 052126 |  |  | Active |  | 99:99:99:99:99:99 |  | Equipment | PAAR:00-PVAR | 10/31/2019 | 10/31/2019 | COOPER UNIVERSITY HOSPITAL |  |  | Performance Verification | WOT00000001417416 | KAREN GRUBER | Performance Verification | Closed | Tom Burhart | 10/31/2019 | 10/31/2019 | Performance Verification for KINETIC CONCEPTS, INC. (KCI) 50036186 052126 | Initial Install of Performance Verification. Device is ready for patient use. |  |  | 10/31/2019 | 10/31/2019
|  | CARROLL | SPIRIT SELECT | BED, PATIENT, ELECTRIC |  |  | Pavilion | [7 empty] | YES | YES
|  | HILL-ROM INC. | ADVANCE 1155 | BED, PATIENT, ELECTRIC | 115533A58-A |  | Kelemen |  |  | 12/26/2018 |  | 12/26/30 |  |  | NO | YES |  |  |  |  | HILL-ROM INC. 50005210 115533A58-A |  |  | Active |  | 99:99:99:99:99:99 | [5 empty] | COOPER UNIVERSITY HOSPITAL |  |  | Pav 7 715 | [5 empty] | 12/26/2018 | 12/26/2018 |  |  |  |  | 12/26/2018 | 12/26/2018
|  | HILL-ROM INC. | ADVANCE 1165 | BED, PATIENT, ELECTRIC | 116539A97-A |  | Kelemen |  |  | 10/14/2019 |  | 10/14/31 |  |  | NO | YES |  |  |  |  | HILL-ROM INC. 50010961 116539A97-A |  |  | Active |  | 99:99:99:99:99:99 | [5 empty] | COOPER UNIVERSITY HOSPITAL |  |  | ROOM 719 DOOR | [5 empty] | 10/14/2019 | 10/14/2019 |  |  |  |  | 10/14/2019 | 10/14/2019
|  | HILL-ROM INC. | ADVANTA P1600 | BED, PATIENT, ELECTRIC | E008AB7600 | CCU - CORONARY CARE UNIT | Kelemen |  |  | 05/08/2019 |  | 5/8/31 |  |  | NO | YES |  |  |  |  | HILL-ROM INC. 50005187 E008AB7600 |  |  | Active |  | 99:99:99:99:99:99 |  | Equipment | 1Y:00-MFG | 05/08/2019 | 05/08/2019 | COOPER UNIVERSITY HOSPITAL |  |  | EEG Room B |  | CAROLYN RUMELL |  |  |  | 05/08/2019 | 05/08/2019 |  |  |  |  | 05/08/2019 | 05/08/2019
|  | HILL-ROM INC. | PROGRESSA P7500 SERIES | BED, PATIENT, ELECTRIC | U269aw5740 |  | Pavilion | [7 empty] | YES | YES
|  | HILL-ROM INC. | PROGRESSA P7500 SERIES | BED, PATIENT, ELECTRIC | U273aw5794 |  | Pavilion | [7 empty] | YES | YES
|  | HILL-ROM INC. | PROGRESSA P7500 SERIES | BED, PATIENT, ELECTRIC | U329AW6760 |  | Pavilion | [7 empty] | YES | YES
|  | HILL-ROM INC. | PROGRESSA P7500 SERIES | BED, PATIENT, ELECTRIC | U317AW6717 |  | Kelemen | [7 empty] | YES | YES
|  | HILL-ROM INC. | PROGRESSA P7500 SERIES | BED, PATIENT, ELECTRIC | U330AW6775 |  | Kelemen | [7 empty] | YES | YES
|  | HILL-ROM INC. | PROGRESSA P7500 SERIES | BED, PATIENT, ELECTRIC | U330AW6778 |  | Pavilion | [7 empty] | YES | YES
|  | HILL-ROM INC. | PROGRESSA P7500 SERIES | BED, PATIENT, ELECTRIC | U317AW6723 |  | Kelemen | [7 empty] | YES | YES
|  | HILL-ROM INC. | PROGRESSA P7500 SERIES | BED, PATIENT, ELECTRIC | U329AW6773 |  | Pavilion | [7 empty] | YES | YES
|  | HILL-ROM INC. | PROGRESSA P7500 SERIES | BED, PATIENT, ELECTRIC | U317AW6733 |  | Pavilion | [7 empty] | YES | YES
|  | HILL-ROM INC. | PROGRESSA P7500 SERIES | BED, PATIENT, ELECTRIC | U317AW6726 |  | Pavilion | [7 empty] | YES | YES
|  | HILL-ROM INC. | PROGRESSA P7500 SERIES | BED, PATIENT, ELECTRIC | U329aw6753 |  | Pavilion | [7 empty] | YES | YES
|  | HILL-ROM INC. | PROGRESSA P7500 SERIES | BED, PATIENT, ELECTRIC | U329AW6774 |  | Pavilion | [7 empty] | YES | YES
|  | HILL-ROM INC. | PROGRESSA P7500 SERIES | BED, PATIENT, ELECTRIC | U329aw6755 |  | Pavilion | [7 empty] | YES | YES
|  | HILL-ROM INC. | PROGRESSA P7500 SERIES | BED, PATIENT, ELECTRIC | U317AW6734 |  | Kelemen | [7 empty] | YES | YES
|  | HILL-ROM INC. | PROGRESSA P7500 SERIES | BED, PATIENT, ELECTRIC | U329AW6762 |  | Pavilion | [7 empty] | YES | YES
|  | HILL-ROM INC. | PROGRESSA P7500 SERIES | BED, PATIENT, ELECTRIC | U317AW6740 |  | Pavilion | [7 empty] | YES | YES
|  | HILL-ROM INC. | PROGRESSA P7500 SERIES | BED, PATIENT, ELECTRIC | R355AW6575 | TRAUMA ICU | Kelemen |  |  | 11/01/2019 |  | 11/1/31 |  |  | NO | YES |  |  |  |  | HILL-ROM INC. 50036176 R355AW6575 |  |  | Active |  | 11:11:11:11:11:11 |  | Equipment | 1Y:00-MFG | 11/01/2019 | 11/01/2019 | COOPER UNIVERSITY HOSPITAL |  |  |  | 0011371910 | Diane Floyd | Performance Verification | Closed | Bonnie Aichroth | 11/01/2019 | 11/01/2019 | INCOMING INVENTORY | DEVICE INVENTORIED | 8664F9D2-E5C5-453E-9DFB-173641F1CBE0 | Labor | 11/01/2019 | 11/01/2019 | Bonnie Aichroth
|  | HILL-ROM INC. | PROGRESSA P7500 SERIES | BED, PATIENT, ELECTRIC | R355AW6576 | TRAUMA ICU | Kelemen |  |  | 10/21/2019 |  | 10/21/31 |  |  | NO | YES |  |  |  |  | HILL-ROM INC. 50036174 R355AW6576 |  |  | Active |  | 11:11:11:11:11:11 |  | Equipment | 1Y:00-MFG | 10/21/2019 | 10/21/2019 | COOPER UNIVERSITY HOSPITAL |  |  |  | 0011371904 | Diane Floyd | Preventative Maintenance | Closed | Bonnie Aichroth | 10/21/2019 | 10/21/2019 | PERFORMANCE ASSURANCE AT INVENTORY | INVENTORIED DEVICE AND ENSURED DEVICE WAS FUNCTIONING PROPERLY. | 3C19435C-CA85-462E-B804-0978B4CA6FDD | Labor | 10/21/2019 | 10/21/2019 | Tom Burhart
|  | HILL-ROM INC. | PROGRESSA P7500 SERIES | BED, PATIENT, ELECTRIC | R354AW6563 | TRAUMA ICU | Kelemen |  |  | 10/21/2019 |  | 10/21/31 |  |  | NO | YES |  |  |  |  | HILL-ROM INC. 50036173 R354AW6563 |  |  | Active |  | 11:11:11:11:11:11 |  | Equipment | 1Y:00-MFG | 10/21/2019 | 10/21/2019 | COOPER UNIVERSITY HOSPITAL |  |  |  | 0011371896 | Diane Floyd | Performance Verification | Closed | Bonnie Aichroth | 10/21/2019 | 10/21/2019 | INCOMING INVENTORY | DEVICE INVENTORIED | B27DDC54-CA01-432F-9F43-7B06CC11355C | Labor | 10/21/2019 | 10/21/2019 | Bonnie Aichroth
|  | HILL-ROM INC. | PROGRESSA P7500 SERIES | BED, PATIENT, ELECTRIC | U316AW6703 |  | Pavilion | [7 empty] | YES | YES
|  | HILL-ROM INC. | PROGRESSA P7500 SERIES | BED, PATIENT, ELECTRIC | U330AW6776 |  | Kelemen | 4 | [6 empty] | YES | YES
|  | HILL-ROM INC. | PROGRESSA P7500 SERIES | BED, PATIENT, ELECTRIC | U317AW6730 |  | Pavilion | [7 empty] | YES | YES
|  | HILL-ROM INC. | PROGRESSA P7500 SERIES | BED, PATIENT, ELECTRIC | U317AW6738 |  | Kelemen | [7 empty] | YES | YES
|  | HILL-ROM INC. | PROGRESSA P7500 SERIES | BED, PATIENT, ELECTRIC | Q287AW9423 | TRAUMA ICU | Kelemen |  |  | 11/01/2019 |  | 11/1/31 |  |  | NO | YES |  |  |  |  | HILL-ROM INC. 50006482 Q287AW9423 |  |  | Active |  | 11:11:11:11:11:11 |  | Equipment | 1Y:00-MFG | 11/01/2019 | 11/01/2019 | COOPER UNIVERSITY HOSPITAL |  |  |  |  | Diane Floyd |  |  |  | 11/01/2019 | 11/01/2019 |  |  |  |  | 11/01/2019 | 11/01/2019
|  | HILL-ROM INC. | PROGRESSA P7500 SERIES | BED, PATIENT, ELECTRIC | Q286AW9409 | TRAUMA ICU | Kelemen |  |  | 10/25/2019 |  | 10/25/31 |  |  | NO | YES |  |  |  |  | HILL-ROM INC. 50006480 Q286AW9409 |  |  | Active |  | 11:11:11:11:11:11 |  | Equipment | 1Y:00-MFG | 10/25/2019 | 10/25/2019 | COOPER UNIVERSITY HOSPITAL |  |  |  |  | Diane Floyd |  |  |  | 10/25/2019 | 10/25/2019 |  |  |  |  | 10/25/2019 | 10/25/2019
|  | HILL-ROM INC. | PROGRESSA P7500 SERIES | BED, PATIENT, ELECTRIC | Q287AW9428 | TRAUMA ICU | Kelemen | BASEMENT |  | 11/01/2019 |  | 11/1/31 |  |  | NO | YES |  |  |  |  | HILL-ROM INC. 50006481 Q287AW9428 |  |  | Active |  | 11:11:11:11:11:11 |  | Equipment | 1Y:00-MFG | 11/01/2019 | 11/01/2019 | COOPER UNIVERSITY HOSPITAL |  |  |  |  | Diane Floyd |  |  |  | 11/01/2019 | 11/01/2019 |  |  |  |  | 11/01/2019 | 11/01/2019
|  | HILL-ROM INC. | PROGRESSA P7500 SERIES | BED, PATIENT, ELECTRIC | Q287AW9421 | TRAUMA ICU | Kelemen |  |  | 11/01/2019 |  | 11/1/31 |  |  | NO | YES |  |  |  |  | HILL-ROM INC. 50006478 Q287AW9421 |  |  | Active |  | 11:11:11:11:11:11 |  | Equipment | 1Y:00-MFG | 11/01/2019 | 11/01/2019 | COOPER UNIVERSITY HOSPITAL |  |  |  |  | Diane Floyd |  |  |  | 11/01/2019 | 11/01/2019 |  |  |  |  | 11/01/2019 | 11/01/2019
|  | HILL-ROM INC. | PROGRESSA P7500 SERIES | BED, PATIENT, ELECTRIC | U329AW6759 |  | Kelemen | 4 | [6 empty] | YES | YES
|  | HILL-ROM INC. | PROGRESSA P7500 SERIES | BED, PATIENT, ELECTRIC | Q287AW9427 | TRAUMA ICU | Kelemen |  |  | 11/01/2019 |  | 11/1/31 |  |  | NO | YES |  |  |  |  | HILL-ROM INC. 50006384 Q287AW9427 |  |  | Active |  | 11:11:11:11:11:11 |  | Equipment | 1Y:00-MFG | 11/01/2019 | 11/01/2019 | COOPER UNIVERSITY HOSPITAL |  |  |  |  | Diane Floyd |  |  |  | 11/01/2019 | 11/01/2019 |  |  |  |  | 11/01/2019 | 11/01/2019
|  | HILL-ROM INC. | PROGRESSA P7500 SERIES | BED, PATIENT, ELECTRIC | Q287AW9425 | TRAUMA ICU | Kelemen |  |  | 10/21/2019 |  | 10/21/31 |  |  | NO | YES |  |  |  |  | HILL-ROM INC. 50006382 Q287AW9425 |  |  | Active |  | 11:11:11:11:11:11 |  | Equipment | 1Y:00-MFG | 10/21/2019 | 10/21/2019 | COOPER UNIVERSITY HOSPITAL |  |  |  |  | Diane Floyd |  |  |  | 10/21/2019 | 10/21/2019 |  |  |  |  | 10/21/2019 | 10/21/2019
|  | HILL-ROM INC. | PROGRESSA P7500 SERIES | BED, PATIENT, ELECTRIC | Q287AW9426 | TRAUMA ICU | Kelemen |  |  | 10/21/2019 |  | 10/21/31 |  |  | NO | YES |  |  |  |  | HILL-ROM INC. 50006383 Q287AW9426 |  |  | Active |  | 11:11:11:11:11:11 |  | Equipment | 1Y:00-MFG | 10/21/2019 | 10/21/2019 | COOPER UNIVERSITY HOSPITAL |  |  |  |  | Diane Floyd |  |  |  | 10/21/2019 | 10/21/2019 |  |  |  |  | 10/21/2019 | 10/21/2019
|  | HILL-ROM INC. | PROGRESSA P7500 SERIES | BED, PATIENT, ELECTRIC | Q287AW9424 | TRAUMA ICU | Kelemen |  |  | 10/14/2019 |  | 10/14/31 |  |  | NO | YES |  |  |  |  | HILL-ROM INC. 50006381 Q287AW9424 |  |  | Active |  | 11:11:11:11:11:11 |  | Equipment | 1Y:00-MFG | 10/14/2019 | 10/14/2019 | COOPER UNIVERSITY HOSPITAL |  |  |  |  | Diane Floyd |  |  |  | 10/14/2019 | 10/14/2019 |  |  |  |  | 10/14/2019 | 10/14/2019
|  | HILL-ROM INC. | PROGRESSA P7500 SERIES | BED, PATIENT, ELECTRIC | Q286AW9412 | TRAUMA ICU | Kelemen |  |  | 10/21/2019 |  | 10/21/31 |  |  | NO | YES |  |  |  |  | HILL-ROM INC. 50006378 Q286AW9412 |  |  | Active |  | 11:11:11:11:11:11 |  | Equipment | 1Y:00-MFG | 10/21/2019 | 10/21/2019 | COOPER UNIVERSITY HOSPITAL |  |  |  |  | Diane Floyd |  |  |  | 10/21/2019 | 10/21/2019 |  |  |  |  | 10/21/2019 | 10/21/2019
|  | HILL-ROM INC. | PROGRESSA P7500 SERIES | BED, PATIENT, ELECTRIC | Q268AW9442 | TRAUMA ICU | Kelemen |  |  | 11/01/2019 |  | 11/1/31 |  |  | NO | YES |  |  |  |  | HILL-ROM INC. 50006371 Q268AW9442 |  |  | Active |  | 11:11:11:11:11:11 |  | Equipment | 1Y:00-MFG | 11/01/2019 | 11/01/2019 | COOPER UNIVERSITY HOSPITAL |  |  |  |  | Diane Floyd |  |  |  | 11/01/2019 | 11/01/2019 |  |  |  |  | 11/01/2019 | 11/01/2019
|  | HILL-ROM INC. | PROGRESSA P7500 SERIES | BED, PATIENT, ELECTRIC | Q286AW9413 | TRAUMA ICU | Kelemen |  |  | 11/01/2019 |  | 11/1/31 |  |  | NO | YES |  |  |  |  | HILL-ROM INC. 50006372 Q286AW9413 |  |  | Active |  | 11:11:11:11:11:11 |  | Equipment | 1Y:00-MFG | 11/01/2019 | 11/01/2019 | COOPER UNIVERSITY HOSPITAL |  |  | PAVILION 7 room 737 |  | Diane Floyd |  |  |  | 11/01/2019 | 11/01/2019 |  |  |  |  | 11/01/2019 | 11/01/2019
|  | HILL-ROM INC. | PROGRESSA P7500 SERIES | BED, PATIENT, ELECTRIC | U330AW6777 |  | Pavilion | [7 empty] | YES | YES
|  | HILL-ROM INC. | PROGRESSA P7500 SERIES | BED, PATIENT, ELECTRIC | U329AW6763 |  | Kelemen | [7 empty] | YES | YES
|  | HILL-ROM INC. | PROGRESSA P7500 SERIES | BED, PATIENT, ELECTRIC | U329AW6758 |  | Kelemen | [7 empty] | YES | YES
|  | HILL-ROM INC. | PROGRESSA P7500 SERIES | BED, PATIENT, ELECTRIC | U317AW6736 |  | Pavilion | [7 empty] | YES | YES
|  | HILL-ROM INC. | PROGRESSA P7500 SERIES | BED, PATIENT, ELECTRIC | U329AW6771 |  | Kelemen | [7 empty] | YES | YES
|  | HILL-ROM INC. | PROGRESSA P7500 SERIES | BED, PATIENT, ELECTRIC | U329AW6764 |  | Pavilion | [7 empty] | YES | YES
|  | HILL-ROM INC. | PROGRESSA P7500 SERIES | BED, PATIENT, ELECTRIC | U317AW6735 |  | Kelemen | 4 | [6 empty] | YES | YES
|  | HILL-ROM INC. | PROGRESSA P7500 SERIES | BED, PATIENT, ELECTRIC | U316AW6696 |  | Kelemen | [7 empty] | YES | YES
|  | HILL-ROM INC. | PROGRESSA P7500 SERIES | BED, PATIENT, ELECTRIC | U330aw6779 |  | Pavilion | [7 empty] | YES | YES
|  | HILL-ROM INC. | PROGRESSA P7500 SERIES | BED, PATIENT, ELECTRIC | U329AW6756 |  | Pavilion | [7 empty] | YES | YES
|  | HILL-ROM INC. | PROGRESSA P7500 SERIES | BED, PATIENT, ELECTRIC | U329AW6761 |  | Pavilion | [7 empty] | YES | YES
|  | HILL-ROM INC. | PROGRESSA P7500 SERIES | BED, PATIENT, ELECTRIC | U270AW5747 |  | Kelemen | [7 empty] | YES | YES
|  | HILL-ROM INC. | PROGRESSA P7500 SERIES | BED, PATIENT, ELECTRIC | u282aw6033 |  | Pavilion | [7 empty] | YES | YES
|  | HILL-ROM INC. | PROGRESSA P7500 SERIES | BED, PATIENT, ELECTRIC | U273aw5787 |  | Pavilion | [7 empty] | YES | YES
|  | HILL-ROM INC. | PROGRESSA P7500 SERIES | BED, PATIENT, ELECTRIC | U270AW5756 |  | Kelemen | [7 empty] | YES | YES
|  | HILL-ROM INC. | PROGRESSA P7500 SERIES | BED, PATIENT, ELECTRIC | U273AW5802 |  | Kelemen | [7 empty] | YES | YES
|  | HILL-ROM INC. | PROGRESSA P7500 SERIES | BED, PATIENT, ELECTRIC | U269AW5745 |  | Kelemen | [7 empty] | YES | YES
|  | HILL-ROM INC. | TOTALCARE | BED, PATIENT, ELECTRIC | R252AM1005 | BIOMEDICAL | Kelemen |  |  | 01/18/2019 |  | 1/18/31 |  |  | NO | YES |  |  |  |  | HILL-ROM INC. 50036171 R252AM1005 |  |  | Active |  | 99:99:99:99:99:99 |  | Equipment | 1Y:00-MFG | 01/18/2019 | 01/18/2019 | COOPER UNIVERSITY HOSPITAL |  |  |  | 0011371877 | Bonnie Aichroch | Preventative Maintenance | Closed | Bonnie Aichroth | 01/18/2019 | 01/18/2019 | PERFORMANCE ASSURANCE AT INVENTORY | INVENTORIED DEVICE AND ENSURED DEVICE WAS FUNCTIONING PROPERLY. | FF427736-764E-4A7E-AB19-58918F297646 | Labor | 01/18/2019 | 01/18/2019 | Tom Burhart
|  | HILL-ROM INC. | TOTALCARE | BED, PATIENT, ELECTRIC | N073AM9273 | OPERATING ROOM - PAVILION | Kelemen | 4 |  | 02/14/2012 |  | 2/14/24 |  |  | NO | YES |  |  |  |  | HILL-ROM INC. 10347656 N073AM9273 |  |  | Active |  | 99:99:99:99:99:99 |  | Equipment | 1Y:00-MFG | 01/18/2019 | 01/01/2020 | COOPER UNIVERSITY HOSPITAL |  |  | ICU BED 5 |  | DOMINIC VENDETTA
|  | HILL-ROM INC. | TOTALCARE P1900 | BED, PATIENT, ELECTRIC | E105AM0678 |  | Pavilion | [7 empty] | NO | YES
|  | HILL-ROM INC. | TOTALCARE P1900 | BED, PATIENT, ELECTRIC | E259am5406 |  | Pavilion | [7 empty] | YES | YES
|  | HILL-ROM INC. | TOTALCARE P1900 | BED, PATIENT, ELECTRIC | B045AM1910 |  | Kelemen | [7 empty] | YES | YES
|  | HILL-ROM INC. | TOTALCARE P1900 | BED, PATIENT, ELECTRIC | E106AM0685 | INTENSIVE CARE UNIT | Kelemen |  |  | 05/23/2019 |  | 5/23/31 |  |  | NO | YES |  |  |  |  | HILL-ROM INC. 50036107 E106AM0685 |  |  | Active |  | 99:99:99:99:99:99 |  | Equipment | 1Y:00-MFG | 05/23/2019 | 05/23/2019 | COOPER UNIVERSITY HOSPITAL |  |  | south 10 1053 |  | CAROLYN RUMELL |  |  |  | 05/23/2019 | 05/23/2019 |  |  |  |  | 05/23/2019 | 05/23/2019
|  | HILL-ROM INC. | TOTALCARE P1900 | BED, PATIENT, ELECTRIC | F022AM8234 | TSDU - KELEMEN S7 | Pavilion |  |  | 12/26/2018 |  | 12/26/30 |  |  | NO | YES |  |  |  |  | HILL-ROM INC. 50036009 F022AM8234 |  |  | Active |  | 99:99:99:99:99:99 |  | Equipment | 1Y:00-MFG | 12/26/2018 | 12/26/2018 | COOPER UNIVERSITY HOSPITAL |  |  | BED 9 |  | JEN VANDER HORN |  |  |  | 12/26/2018 | 12/26/2018 |  |  |  |  | 12/26/2018 | 12/26/2018
|  | HILL-ROM INC. | TOTALCARE P1900 | BED, PATIENT, ELECTRIC | F041AM8770 | TRAUMA ICU | Kelemen |  |  | 12/27/2018 |  | 12/27/30 |  |  | NO | YES |  |  |  |  | HILL-ROM INC. 50036003 F041AM8770 |  |  | Active |  | 99:99:99:99:99:99 |  | Equipment | 1Y:00-MFG | 12/27/2018 | 12/27/2018 | COOPER UNIVERSITY HOSPITAL |  |  | ccu bed 3 |  | Diane Floyd |  |  |  | 12/27/2018 | 12/27/2018 |  |  |  |  | 12/27/2018 | 12/27/2018
|  | HILL-ROM INC. | TOTALCARE P1900 | BED, PATIENT, ELECTRIC | K287AM5569 | BIOMEDICAL | Kelemen |  |  | 01/16/2019 |  | 1/16/31 |  |  | NO | YES |  |  |  |  | HILL-ROM INC. 50036000 K287AM5569 |  |  | Active |  | 99:99:99:99:99:99 |  | Equipment | 1Y:00-MFG | 01/16/2019 | 01/16/2019 | COOPER UNIVERSITY HOSPITAL |  |  | ICU BED 9 |  | Bonnie Aichroch |  |  |  | 01/16/2019 | 01/16/2019 |  |  |  |  | 01/16/2019 | 01/16/2019
|  | HILL-ROM INC. | TOTALCARE P1900 | BED, PATIENT, ELECTRIC | G167AM7975 | BEDS | Kelemen |  |  | 06/24/2019 |  | 6/24/31 |  |  | NO | YES |  |  |  |  | HILL-ROM INC. 50036001 G167AM7975 |  |  | Active |  | 99:99:99:99:99:99 |  | Equipment | 1Y:00-MFG | 06/24/2019 | 06/24/2019 | COOPER UNIVERSITY HOSPITAL |  |  | ccu bed 2 |  | Bonnie Aichroch |  |  |  | 06/24/2019 | 06/24/2019 |  |  |  |  | 06/24/2019 | 06/24/2019
|  | HILL-ROM INC. | TOTALCARE P1900 | BED, PATIENT, ELECTRIC | E105AM0684 | INTENSIVE CARE UNIT | Pavilion |  |  | 05/23/2019 |  | 5/23/31 |  |  | NO | YES |  |  |  |  | HILL-ROM INC. 50010997 E105AM0684 |  |  | Active |  | 99:99:99:99:99:99 |  | Equipment | 1Y:00-MFG | 05/23/2019 | 05/23/2019 | COOPER UNIVERSITY HOSPITAL |  |  | tsd bed 2 |  | CAROLYN RUMELL |  |  |  | 05/23/2019 | 05/23/2019 |  |  |  |  | 05/23/2019 | 05/23/2019
|  | HILL-ROM INC. | TOTALCARE P1900 | BED, PATIENT, ELECTRIC | J267AM0186 | INTENSIVE CARE UNIT | Kelemen |  |  | 06/25/2019 |  | 6/25/31 |  |  | NO | YES |  |  |  |  | HILL-ROM INC. 50010998 J267AM0186 |  |  | Active |  | 99:99:99:99:99:99 |  | Equipment | 1Y:00-MFG | 06/25/2019 | 06/25/2019 | COOPER UNIVERSITY HOSPITAL |  |  | South 10 room 1063 |  | CAROLYN RUMELL |  |  |  | 06/25/2019 | 06/25/2019 |  |  |  |  | 06/25/2019 | 06/25/2019
|  | HILL-ROM INC. | TOTALCARE P1900 | BED, PATIENT, ELECTRIC | D030AM6945 | TRAUMA ICU | Kelemen |  |  | 01/21/2019 |  | 1/21/31 |  |  | NO | YES |  |  |  |  | HILL-ROM INC. 50010991 D030AM6945 |  |  | Active |  | 99:99:99:99:99:99 |  | Equipment | 1Y:00-MFG | 01/21/2019 | 01/21/2019 | COOPER UNIVERSITY HOSPITAL |  |  | ccu bed 5 |  | Diane Floyd |  |  |  | 01/21/2019 | 01/21/2019 |  |  |  |  | 01/21/2019 | 01/21/2019
|  | HILL-ROM INC. | TOTALCARE P1900 | BED, PATIENT, ELECTRIC | F042AM8814 | INTENSIVE CARE UNIT | Kelemen |  |  | 12/26/2018 |  | 12/26/30 |  |  | NO | YES |  |  |  |  | HILL-ROM INC. 50010990 F042AM8814 |  |  | Active |  | 99:99:99:99:99:99 |  | Equipment | 1Y:00-MFG | 12/26/2018 | 12/26/2018 | COOPER UNIVERSITY HOSPITAL |  |  | south 10 room 1064 d |  | CAROLYN RUMELL |  |  |  | 12/26/2018 | 12/26/2018 |  |  |  |  | 12/26/2018 | 12/26/2018
|  | HILL-ROM INC. | TOTALCARE P1900 | BED, PATIENT, ELECTRIC | E107AM0731 | BEDS | Pavilion |  |  | 06/25/2019 |  | 6/25/31 |  |  | NO | YES |  |  |  |  | HILL-ROM INC. 50010947 E107AM0731 |  |  | Active |  | 99:99:99:99:99:99 |  | Equipment | 1Y:00-MFG | 06/25/2019 | 06/25/2019 | COOPER UNIVERSITY HOSPITAL |  |  | n7 724w |  | Bonnie Aichroch |  |  |  | 06/25/2019 | 06/25/2019 |  |  |  |  | 06/25/2019 | 06/25/2019
|  | HILL-ROM INC. | TOTALCARE P1900 | BED, PATIENT, ELECTRIC | F022AM8233 | TRAUMA ICU | Pavilion |  |  | 01/15/2019 |  | 1/15/31 |  |  | NO | YES |  |  |  |  | HILL-ROM INC. 50010933 F022AM8233 |  |  | Active |  | 99:99:99:99:99:99 |  | Equipment | 1Y:00-MFG | 01/15/2019 | 01/15/2019 | COOPER UNIVERSITY HOSPITAL |  |  | L |  | Diane Floyd |  |  |  | 01/15/2019 | 01/15/2019 |  |  |  |  | 01/15/2019 | 01/15/2019
|  | HILL-ROM INC. | TOTALCARE P1900 | BED, PATIENT, ELECTRIC | J267AM0201 | TRAUMA ICU | Kelemen |  |  | 03/11/2019 |  | 3/11/31 |  |  | NO | YES |  |  |  |  | HILL-ROM INC. 50010931 J267AM0201 |  |  | Disposition |  | 99:99:99:99:99:99 |  | Equipment | 1Y:00-MFG | 03/11/2019 | 03/11/2019 | COOPER UNIVERSITY HOSPITAL |  |  | TRAUMA ICU |  | Diane Floyd |  |  |  | 03/11/2019 | 03/11/2019 |  |  |  |  | 03/11/2019 | 03/11/2019
|  | HILL-ROM INC. | TOTALCARE P1900 | BED, PATIENT, ELECTRIC | E106AM0691 | TRAUMA ICU | Kelemen |  |  | 04/25/2019 |  | 4/25/31 |  |  | NO | YES |  |  |  |  | HILL-ROM INC. 50010932 E106AM0691 |  |  | Active |  | 99:99:99:99:99:99 |  | Equipment | 1Y:00-MFG | 04/25/2019 | 04/25/2019 | COOPER UNIVERSITY HOSPITAL |  |  | ICU |  | Diane Floyd |  |  |  | 04/25/2019 | 04/25/2019 |  |  |  |  | 04/25/2019 | 04/25/2019
|  | HILL-ROM INC. | TOTALCARE P1900 | BED, PATIENT, ELECTRIC | J247AM9590 | TSDU - KELEMEN S7 | Pavilion |  |  | 04/26/2019 |  | 4/26/31 |  |  | NO | YES |  |  |  |  | HILL-ROM INC. 50010885 J247AM9590 |  |  | Active |  | 99:99:99:99:99:99 |  | Equipment | 1Y:00-MFG | 04/26/2019 | 04/26/2019 | COOPER UNIVERSITY HOSPITAL |  |  | TSDU-BED 1 |  | JEN VANDER HORN |  |  |  | 04/26/2019 | 04/26/2019 |  |  |  |  | 04/26/2019 | 04/26/2019
|  | HILL-ROM INC. | TOTALCARE P1900 | BED, PATIENT, ELECTRIC | E237AM4766 | TRAUMA ICU | Kelemen |  |  | 01/28/2019 |  | 1/28/31 |  |  | NO | YES |  |  |  |  | HILL-ROM INC. 50010872 E237AM4766 |  |  | Active |  | 99:99:99:99:99:99 |  | Equipment | 1Y:00-MFG | 01/28/2019 | 01/28/2019 | COOPER UNIVERSITY HOSPITAL |  |  | pav 7 730 |  | Diane Floyd |  |  |  | 01/28/2019 | 01/28/2019 |  |  |  |  | 01/28/2019 | 01/28/2019
|  | HILL-ROM INC. | TOTALCARE P1900 | BED, PATIENT, ELECTRIC | K287AM5563 | COOPER DIGESTIVE HEALTH-ENDOSCOPY | Kelemen |  |  | 10/31/2019 |  | 10/31/31 |  |  | NO | YES |  |  |  |  | HILL-ROM INC. 50010868 K287AM5563 |  |  | Active |  | 99:99:99:99:99:99 |  | Equipment | PAAR:00-PVAR | 10/31/2019 | 10/31/2019 | COOPER AMBULATORY OFF-SITES |  |  |  |  | JEANNE GREER |  |  |  | 10/31/2019 | 10/31/2019 |  |  |  |  | 10/31/2019 | 10/31/2019
|  | HILL-ROM INC. | TOTALCARE P1900 | BED, PATIENT, ELECTRIC | D029AM6892 | PEDIATRIC INTENSIVE CARE UNIT | Kelemen |  |  | 04/23/2019 |  | 4/23/31 |  |  | NO | YES |  |  |  |  | HILL-ROM INC. 50010867 D029AM6892 |  |  | Active |  | 99:99:99:99:99:99 |  | Equipment | 1Y:00-MFG | 04/23/2019 | 04/23/2019 | COOPER UNIVERSITY HOSPITAL |  |  | ICU |  | Susan Cannon |  |  |  | 04/23/2019 | 04/23/2019 |  |  |  |  | 04/23/2019 | 04/23/2019
|  | HILL-ROM INC. | TOTALCARE P1900 | BED, PATIENT, ELECTRIC | D023AM668 | TRAUMA ICU | Kelemen |  |  | 03/22/2019 |  | 3/22/31 |  |  | NO | YES |  |  |  |  | HILL-ROM INC. 50010788 D023AM668 |  |  | Active |  | 99:99:99:99:99:99 |  | Equipment | 1Y:00-MFG | 03/22/2019 | 03/22/2019 | COOPER UNIVERSITY HOSPITAL |  |  | TICU Bed 5 |  | Diane Floyd |  |  |  | 03/22/2019 | 03/22/2019 |  |  |  |  | 03/22/2019 | 03/22/2019
|  | HILL-ROM INC. | TOTALCARE P1900 | BED, PATIENT, ELECTRIC | D029AM6895 |  | Pavilion |  |  | 04/18/2019 |  | 4/18/31 |  |  | NO | YES |  |  |  |  | HILL-ROM INC. 50010784 D029AM6895 |  |  | Active |  | 99:99:99:99:99:99 | [5 empty] | COOPER UNIVERSITY HOSPITAL |  |  | south 1065 d | [5 empty] | 04/18/2019 | 04/18/2019 |  |  |  |  | 04/18/2019 | 04/18/2019
|  | HILL-ROM INC. | TOTALCARE P1900 | BED, PATIENT, ELECTRIC | K275AM5527 | BIOMEDICAL | Kelemen |  |  | 01/17/2019 |  | 1/17/31 |  |  | NO | YES |  |  |  |  | HILL-ROM INC. 50010786 K275AM5527 |  |  | Active |  | 99:99:99:99:99:99 |  | Equipment | 1Y:00-MFG | 01/17/2019 | 01/17/2019 | COOPER UNIVERSITY HOSPITAL |  |  | TICU BED 1 |  | Bonnie Aichroch |  |  |  | 01/17/2019 | 01/17/2019 |  |  |  |  | 01/17/2019 | 01/17/2019
|  | HILL-ROM INC. | TOTALCARE P1900 | BED, PATIENT, ELECTRIC | J247AM9593 | TRAUMA ICU | Kelemen |  |  | 04/26/2019 |  | 4/26/31 |  |  | NO | YES |  |  |  |  | HILL-ROM INC. 50010787 J247AM9593 |  |  | Active |  | 99:99:99:99:99:99 |  | Equipment | 1Y:00-MFG | 04/26/2019 | 04/26/2019 | COOPER UNIVERSITY HOSPITAL |  |  | n7 727d |  | Diane Floyd |  |  |  | 04/26/2019 | 04/26/2019 |  |  |  |  | 04/26/2019 | 04/26/2019
|  | HILL-ROM INC. | TOTALCARE P1900 | BED, PATIENT, ELECTRIC | G165AM7888 |  | Pavilion |  |  | 04/26/2019 |  | 4/26/31 |  |  | NO | YES |  |  |  |  | HILL-ROM INC. 50010777 G165AM7888 |  |  | Active |  | 99:99:99:99:99:99 | [5 empty] | COOPER UNIVERSITY HOSPITAL |  |  | Tsd bed 6 | [5 empty] | 04/26/2019 | 04/26/2019 |  |  |  |  | 04/26/2019 | 04/26/2019
|  | HILL-ROM INC. | TOTALCARE P1900 | BED, PATIENT, ELECTRIC | E105AM0665 | CCU - CORONARY CARE UNIT | Kelemen |  |  | 05/23/2019 |  | 5/23/31 |  |  | NO | YES |  |  |  |  | HILL-ROM INC. 50010759 E105AM0665 |  |  | Active |  | 99:99:99:99:99:99 |  | Equipment | 1Y:00-MFG | 05/23/2019 | 05/23/2019 | COOPER UNIVERSITY HOSPITAL |  |  | CCU 6 |  | CAROLYN RUMELL |  |  |  | 05/23/2019 | 05/23/2019 |  |  |  |  | 05/23/2019 | 05/23/2019
|  | HILL-ROM INC. | TOTALCARE P1900 | BED, PATIENT, ELECTRIC | 1267AM0194 | CCU - CORONARY CARE UNIT | Kelemen |  |  | 05/24/2019 |  | 5/24/31 |  |  | NO | YES |  |  |  |  | HILL-ROM INC. 50010758 1267AM0194 |  |  | Active |  | 99:99:99:99:99:99 |  | Equipment | 1Y:00-MFG | 05/24/2019 | 05/24/2019 | COOPER UNIVERSITY HOSPITAL |  |  | Kelemen 7th floor |  | CAROLYN RUMELL |  |  |  | 05/24/2019 | 05/24/2019 |  |  |  |  | 05/24/2019 | 05/24/2019
|  | HILL-ROM INC. | TOTALCARE P1900 | BED, PATIENT, ELECTRIC | E105AM0668 | KELEMEN N6 | Kelemen |  |  | 07/17/2019 |  | 7/17/31 |  |  | NO | YES |  |  |  |  | HILL-ROM INC. 50010753 E105AM0668 |  |  | Active |  | 99:99:99:99:99:99 |  | Equipment | 1Y:00-MFG | 07/17/2019 | 07/17/2019 | COOPER UNIVERSITY HOSPITAL |  |  | n8 824d |  | Susan Cannon |  |  |  | 07/17/2019 | 07/17/2019 |  |  |  |  | 07/17/2019 | 07/17/2019
|  | HILL-ROM INC. | TOTALCARE P1900 | BED, PATIENT, ELECTRIC | F023AM8282 | BEDS | Kelemen |  |  | 01/22/2019 |  | 1/22/31 |  |  | NO | YES |  |  |  |  | HILL-ROM INC. 50006432 F023AM8282 |  |  | Active |  | 99:99:99:99:99:99 |  | Equipment | 1Y:00-MFG | 01/22/2019 | 01/22/2019 | COOPER UNIVERSITY HOSPITAL |  |  | tsd 9 |  | Bonnie Aichroch |  |  |  | 01/22/2019 | 01/22/2019 |  |  |  |  | 01/22/2019 | 01/22/2019
|  | HILL-ROM INC. | TOTALCARE P1900 | BED, PATIENT, ELECTRIC | G167AM7973 | BIOMEDICAL | Kelemen |  |  | 06/05/2019 |  | 6/5/31 |  |  | NO | YES |  |  |  |  | HILL-ROM INC. 50006365 G167AM7973 |  |  | Active |  | 99:99:99:99:99:99 |  | Equipment | 1Y:00-MFG | 06/05/2019 | 06/05/2019 | COOPER UNIVERSITY HOSPITAL |  |  | ICU |  | Bonnie Aichroch |  |  |  | 06/05/2019 | 06/05/2019 |  |  |  |  | 06/05/2019 | 06/05/2019
|  | HILL-ROM INC. | TOTALCARE P1900 | BED, PATIENT, ELECTRIC | K287AM5572 | TRAUMA ICU | Kelemen |  |  | 01/25/2019 |  | 1/25/31 |  |  | NO | YES |  |  |  |  | HILL-ROM INC. 50006355 K287AM5572 |  |  | Active |  | 99:99:99:99:99:99 |  | Equipment | 1Y:00-MFG | 01/25/2019 | 01/25/2019 | COOPER UNIVERSITY HOSPITAL |  |  | PAV 8 839 |  | Diane Floyd |  |  |  | 01/25/2019 | 01/25/2019 |  |  |  |  | 01/25/2019 | 01/25/2019
|  | HILL-ROM INC. | TOTALCARE P1900 | BED, PATIENT, ELECTRIC | F042AM8802 |  | Kelemen | [7 empty] | YES | YES
|  | HILL-ROM INC. | TOTALCARE P1900 | BED, PATIENT, ELECTRIC | F042AM8797 | INCU - KELEMEN S10 | Pavilion |  |  | 09/26/2019 |  | 9/26/31 |  |  | NO | YES |  |  |  |  | HILL-ROM INC. 50005099 F042AM8797 |  |  | Active |  | 99:99:99:99:99:99 |  | Equipment | 1Y:00-MFG | 09/26/2019 | 09/26/2019 | COOPER UNIVERSITY HOSPITAL |  |  | s10 1054w |  | Lisa Brooks |  |  |  | 09/26/2019 | 09/26/2019 |  |  |  |  | 09/26/2019 | 09/26/2019
|  | HILL-ROM INC. | TOTALCARE P1900 | BED, PATIENT, ELECTRIC | F042AM8821 | CDU - CLINICAL DECISION UNIT-9 KELEMEN | Kelemen |  |  | 01/16/2019 |  | 1/16/31 |  |  | NO | YES |  |  |  |  | HILL-ROM INC. 50005008 F042AM8821 |  |  | Active |  | 99:99:99:99:99:99 |  | Equipment | 1Y:00-MFG | 01/16/2019 | 01/16/2019 | COOPER UNIVERSITY HOSPITAL |  |  | 7N RM 719 |  | KAREN GRUBER |  |  |  | 01/16/2019 | 01/16/2019 |  |  |  |  | 01/16/2019 | 01/16/2019
|  | HILL-ROM INC. | TOTALCARE P1900 | BED, PATIENT, ELECTRIC | E111AM0792 | BEDS | Kelemen |  |  | 01/21/2019 |  | 1/21/31 |  |  | NO | YES |  |  |  |  | HILL-ROM INC. 50005006 E111AM0792 |  |  | Active |  | 99:99:99:99:99:99 |  | Equipment | 1Y:00-MFG | 01/21/2019 | 01/21/2019 | COOPER UNIVERSITY HOSPITAL |  |  | TSDU-BED05 |  | Bonnie Aichroch |  |  |  | 01/21/2019 | 01/21/2019 |  |  |  |  | 01/21/2019 | 01/21/2019
|  | HILL-ROM INC. | TOTALCARE P1900 | BED, PATIENT, ELECTRIC | F022AM8256 | BEDS | Kelemen |  |  | 01/22/2019 |  | 1/22/31 |  |  | NO | YES |  |  |  |  | HILL-ROM INC. 50005004 F022AM8256 |  |  | Active |  | 99:99:99:99:99:99 |  | Equipment | 1Y:00-MFG | 01/22/2019 | 01/22/2019 | COOPER UNIVERSITY HOSPITAL |  |  | icu bed 25 |  | Bonnie Aichroch |  |  |  | 01/22/2019 | 01/22/2019 |  |  |  |  | 01/22/2019 | 01/22/2019
|  | HILL-ROM INC. | TOTALCARE P1900 | BED, PATIENT, ELECTRIC | E105AM0680 | BEDS | Kelemen |  |  | 04/26/2019 |  | 4/26/31 |  |  | NO | YES |  |  |  |  | HILL-ROM INC. 50005003 E105AM0680 |  |  | Active |  | 99:99:99:99:99:99 |  | Equipment | 1Y:00-MFG | 04/26/2019 | 04/26/2019 | COOPER UNIVERSITY HOSPITAL |  |  | ICU 15 |  | Bonnie Aichroch |  |  |  | 04/26/2019 | 04/26/2019 |  |  |  |  | 04/26/2019 | 04/26/2019
|  | HILL-ROM INC. | TOTALCARE P1900 | BED, PATIENT, ELECTRIC | E106AM0687 | INTENSIVE CARE UNIT | Kelemen |  |  | 05/01/2003 |  | 5/1/15 |  |  | NO | YES |  |  |  |  | HILL-ROM INC. 10365133 E106AM0687 |  |  | Active |  | 99:99:99:99:99:99 |  | Equipment | 1Y:00-MFG | 05/17/2019 | 05/01/2020 | COOPER UNIVERSITY HOSPITAL |  |  | south 10 room 1062 |  | CAROLYN RUMELL
|  | HILL-ROM INC. | TOTALCARE P1900 | BED, PATIENT, ELECTRIC | F041AM8765 | CCU - CORONARY CARE UNIT | Kelemen |  |  | 07/08/2004 |  | 7/8/16 |  |  | NO | YES |  |  |  |  | HILL-ROM INC. 10364965 F041AM8765 |  |  | Active |  | 99:99:99:99:99:99 |  | Equipment | 1Y:00-MFG | 01/16/2019 | 01/01/2020 | COOPER UNIVERSITY HOSPITAL |  |  | PAVILION ICU BED 10 |  | CAROLYN RUMELL
|  | HILL-ROM INC. | TOTALCARE P1900 | BED, PATIENT, ELECTRIC | J24JAM9598 | TRAUMA ICU | Kelemen |  |  | 08/17/2009 |  | 8/17/21 |  |  | NO | YES |  |  |  |  | HILL-ROM INC. 10364872 J24JAM9598 |  |  | Active |  | 99:99:99:99:99:99 |  | Equipment | 1Y:00-MFG | 04/23/2019 | 04/01/2020 | COOPER UNIVERSITY HOSPITAL |  |  | icu bed 18 |  | Diane Floyd
|  | HILL-ROM INC. | TOTALCARE P1900 | BED, PATIENT, ELECTRIC | F042AM8791 | TRAUMA ICU | Kelemen |  |  | 10/08/2004 |  | 10/8/16 |  |  | NO | YES |  |  |  |  | HILL-ROM INC. 10357130 F042AM8791 |  |  | Active |  | 99:99:99:99:99:99 |  | Equipment | 1Y:00-MFG | 01/23/2019 | 01/01/2020 | COOPER UNIVERSITY HOSPITAL |  |  | TICU |  | Diane Floyd
|  | HILL-ROM INC. | TOTALCARE P1900 | BED, PATIENT, ELECTRIC | E105AM0675 | BEDS | Kelemen |  |  | 05/01/2003 |  | 5/1/15 |  |  | NO | YES |  |  |  |  | HILL-ROM INC. 10356709 E105AM0675 |  |  | Active |  | 99:99:99:99:99:99 |  | Equipment | 1Y:00-MFG | 03/22/2019 | 03/01/2020 | COOPER UNIVERSITY HOSPITAL |  |  | RM 722 |  | Bonnie Aichroch
|  | HILL-ROM INC. | TOTALCARE P1900 | BED, PATIENT, ELECTRIC | E105AM0666 | INTENSIVE CARE UNIT | Kelemen |  |  | 05/01/2003 |  | 5/1/15 |  |  | NO | YES |  |  |  |  | HILL-ROM INC. 10349534 E105AM0666 |  |  | Active |  | 99:99:99:99:99:99 |  | Equipment | 1Y:00-MFG | 05/23/2019 | 05/01/2020 | COOPER UNIVERSITY HOSPITAL |  |  | TICU BED 1 |  | CAROLYN RUMELL
|  | HILL-ROM INC. | TOTALCARE P1900 | BED, PATIENT, ELECTRIC | K275AM5520 | BEDS | Dorrance |  |  | 09/11/2015 |  | 9/11/27 |  |  | NO | YES |  |  |  |  | HILL-ROM INC. 10349526 K275AM5520 |  |  | Active |  | 99:99:99:99:99:99 |  | Equipment | 1Y:00-MFG | 01/30/2019 | 01/01/2020 | COOPER UNIVERSITY HOSPITAL |  |  | Pav 2 Bed Storage |  | Bonnie Aichroch
|  | HILL-ROM INC. | TOTALCARE P1900 | BED, PATIENT, ELECTRIC | B223AM5398 | [9 empty] | YES | YES
|  | HILL-ROM INC. | TOTALCARE P1900 | BED, PATIENT, ELECTRIC | F117AM0320 |  | 201 S Broadway | [7 empty] | YES | YES
|  | HILL-ROM INC. | VERSACARE P3200 SERIES | BED, PATIENT, ELECTRIC | S024AD9026 |  | Kelemen | [7 empty] | YES | YES
|  | HILL-ROM INC. | VERSACARE P3200 SERIES | BED, PATIENT, ELECTRIC | O058AD5963 |  | Kelemen | [7 empty] | NO | YES
|  | HILL-ROM INC. | VERSACARE P3200 SERIES | BED, PATIENT, ELECTRIC | P188AD3274 |  | Pavilion | [7 empty] | NO | YES
|  | HILL-ROM INC. | VERSACARE P3200 SERIES | BED, PATIENT, ELECTRIC | j318ad2540 |  | Kelemen | [7 empty] | NO | YES
|  | HILL-ROM INC. | VERSACARE P3200 SERIES | BED, PATIENT, ELECTRIC | J312AD1960 |  | Pavilion | [7 empty] | NO | YES
|  | HILL-ROM INC. | VERSACARE P3200 SERIES | BED, PATIENT, ELECTRIC | K050AD7434 |  | Kelemen | [7 empty] | YES | YES
|  | HILL-ROM INC. | VERSACARE P3200 SERIES | BED, PATIENT, ELECTRIC | K285AD6957 |  | Pavilion | [7 empty] | NO | YES
|  | HILL-ROM INC. | VERSACARE P3200 SERIES | BED, PATIENT, ELECTRIC | S033AD9398 |  | Kelemen | [7 empty] | NO | YES
|  | HILL-ROM INC. | VERSACARE P3200 SERIES | BED, PATIENT, ELECTRIC | R147AD8001 |  | Pavilion | [7 empty] | NO | YES
|  | HILL-ROM INC. | VERSACARE P3200 SERIES | BED, PATIENT, ELECTRIC |  |  | Pavilion | [7 empty] | YES | YES
|  | HILL-ROM INC. | VERSACARE P3200 SERIES | BED, PATIENT, ELECTRIC | P129AD1318 |  | Pavilion | [7 empty] | NO | YES
|  | HILL-ROM INC. | VERSACARE P3200 SERIES | BED, PATIENT, ELECTRIC | P094AD0405 |  | Pavilion | [7 empty] | NO | YES
|  | HILL-ROM INC. | VERSACARE P3200 SERIES | BED, PATIENT, ELECTRIC | s137ad3647 |  | Pavilion | [7 empty] | NO | YES
|  | HILL-ROM INC. | VERSACARE P3200 SERIES | BED, PATIENT, ELECTRIC | Q023AD4703 |  | Kelemen | [7 empty] | YES | YES
|  | HILL-ROM INC. | VERSACARE P3200 SERIES | BED, PATIENT, ELECTRIC | P094AD0414 |  | Pavilion | [7 empty] | NO | YES
|  | HILL-ROM INC. | VERSACARE P3200 SERIES | BED, PATIENT, ELECTRIC | F090AD0657 | INCU - KELEMEN S10 | Pavilion |  |  | 09/26/2019 |  | 9/26/31 |  |  | NO | YES |  |  |  |  | HILL-ROM INC. 50036193 F090AD0657 |  |  | Active | 10349615, 50036192 | 99:99:99:99:99:99 |  | Alarm | 1Y:00-MFG | 09/26/2019 | 09/26/2019 | COOPER UNIVERSITY HOSPITAL |  |  | pav 6 626 |  | Lisa Brooks |  |  |  | 09/26/2019 | 09/26/2019 |  |  |  |  | 09/26/2019 | 09/26/2019
|  | HILL-ROM INC. | VERSACARE P3200 SERIES | BED, PATIENT, ELECTRIC | SO32AD9370 | BIOMEDICAL | Dorrance |  |  | 12/17/2018 |  | 12/17/30 |  |  | NO | YES |  |  |  |  | HILL-ROM INC. 50036168 SO32AD9370 |  |  | Active |  | 99:99:99:99:99:99 |  | Alarm | 1Y:00-MFG | 12/17/2018 | 12/17/2018 | COOPER UNIVERSITY HOSPITAL |  |  |  | 0011371855 | Bonnie Aichroch | Preventative Maintenance | Closed | Bonnie Aichroth | 12/17/2018 | 12/17/2018 | PERFORMANCE ASSURANCE AT INVENTORY | INVENTORIED DEVICE AND ENSURED DEVICE WAS FUNCTIONING PROPERLY. | 9715102B-E787-42CB-932F-45FC6751338E | Labor | 12/17/2018 | 12/17/2018 | Tom Burhart
|  | HILL-ROM INC. | VERSACARE P3200 SERIES | BED, PATIENT, ELECTRIC | SO32AD9364 | BIOMEDICAL | Pavilion |  |  | 12/17/2018 |  | 12/17/30 |  |  | NO | YES |  |  |  |  | HILL-ROM INC. 50036169 SO32AD9364 |  |  | Active |  | 99:99:99:99:99:99 |  | Alarm | 1Y:00-MFG | 12/17/2018 | 12/17/2018 | COOPER UNIVERSITY HOSPITAL |  |  |  | 0011371860 | Bonnie Aichroch | Preventative Maintenance | Closed | Bonnie Aichroth | 12/17/2018 | 12/17/2018 | PERFORMANCE ASSURANCE AT INVENTORY | INVENTORIED DEVICE AND ENSURED DEVICE WAS FUNCTIONING PROPERLY. | 64235E19-0C61-4478-A976-CC0BCDB4F597 | Labor | 12/17/2018 | 12/17/2018 | Tom Burhart
|  | HILL-ROM INC. | VERSACARE P3200 SERIES | BED, PATIENT, ELECTRIC | SO33AD9413 | BIOMEDICAL | Pavilion |  |  | 11/01/2019 |  | 11/1/31 |  |  | NO | YES |  |  |  |  | HILL-ROM INC. 50036167 SO33AD9413 |  |  | Active |  | 99:99:99:99:99:99 |  | Alarm | 1Y:00-MFG | 11/01/2019 | 11/01/2019 | COOPER UNIVERSITY HOSPITAL |  |  |  | 0011371833 | Bonnie Aichroch | Preventative Maintenance | Closed | Bonnie Aichroth | 11/01/2019 | 11/01/2019 | PERFORMANCE ASSURANCE AT INVENTORY | INVENTORIED DEVICE AND ENSURED DEVICE WAS FUNCTIONING PROPERLY. | 629929E9-7072-4C87-94E7-BB2170751848 | Labor | 11/01/2019 | 11/01/2019 | Tom Burhart
|  | HILL-ROM INC. | VERSACARE P3200 SERIES | BED, PATIENT, ELECTRIC | SO33AD9386 | BIOMEDICAL | Kelemen |  |  | 10/30/2019 |  | 10/30/31 |  |  | NO | YES |  |  |  |  | HILL-ROM INC. 50036165 SO33AD9386 |  |  | Active |  | 99:99:99:99:99:99 |  | Alarm | 1Y:00-MFG | 10/30/2019 | 10/30/2019 | COOPER UNIVERSITY HOSPITAL |  |  | PAV 6 | 0011371620 | Bonnie Aichroch | Performance Verification | Closed | Bonnie Aichroth | 10/30/2019 | 10/30/2019 | INCOMING INVENTORY | DEVICE INVENTORIED | A485D923-5ABF-423B-A1CE-94BD40200E30 | Labor | 10/30/2019 | 10/30/2019 | Bonnie Aichroth
|  | HILL-ROM INC. | VERSACARE P3200 SERIES | BED, PATIENT, ELECTRIC | SO32AD9368 | BIOMEDICAL | Kelemen |  |  | 10/21/2019 |  | 10/21/31 |  |  | NO | YES |  |  |  |  | HILL-ROM INC. 50036164 SO32AD9368 |  |  | Active |  | 99:99:99:99:99:99 |  | Alarm | 1Y:00-MFG | 10/21/2019 | 10/21/2019 | COOPER UNIVERSITY HOSPITAL |  |  | P6 | 0011371615 | Bonnie Aichroch | Performance Verification | Closed | Bonnie Aichroth | 10/21/2019 | 10/21/2019 | INCOMING INVENTORY | DEVICE INVENTORIED | C7815C6E-28C3-4315-B011-DD5403B74329 | Labor | 10/21/2019 | 10/21/2019 | Bonnie Aichroth
|  | HILL-ROM INC. | VERSACARE P3200 SERIES | BED, PATIENT, ELECTRIC | SO31AD9340 | BIOMEDICAL | Dorrance |  |  | 09/26/2019 |  | 9/26/31 |  |  | NO | YES |  |  |  |  | HILL-ROM INC. 50036163 SO31AD9340 |  |  | Active |  | 99:99:99:99:99:99 |  | Alarm | 1Y:00-MFG | 09/26/2019 | 09/26/2019 | COOPER UNIVERSITY HOSPITAL |  |  |  | 0011371611 | Bonnie Aichroch | Performance Verification | Closed | Bonnie Aichroth | 09/26/2019 | 09/26/2019 | INCOMING INVENTORY | DEVICE INVENTORIED | 3F848BEB-E04D-4914-9682-054DE70A3B63 | Labor | 09/26/2019 | 09/26/2019 | Bonnie Aichroth
|  | HILL-ROM INC. | VERSACARE P3200 SERIES | BED, PATIENT, ELECTRIC | SO33AD9388 | BIOMEDICAL | Kelemen |  |  | 09/26/2019 |  | 9/26/31 |  |  | NO | YES |  |  |  |  | HILL-ROM INC. 50036162 SO33AD9388 |  |  | Active |  | 99:99:99:99:99:99 |  | Alarm | 1Y:00-MFG | 09/26/2019 | 09/26/2019 | COOPER UNIVERSITY HOSPITAL |  |  |  | 0011371573 | Bonnie Aichroch | Preventative Maintenance | Closed | Bonnie Aichroth | 09/26/2019 | 09/26/2019 | PERFORMANCE ASSURANCE AT INVENTORY | INVENTORIED DEVICE AND ENSURED DEVICE WAS FUNCTIONING PROPERLY. | 9F28C74E-B8C8-4C43-8E3A-D5904A153BB7 | Labor | 09/26/2019 | 09/26/2019 | Tom Burhart
|  | HILL-ROM INC. | VERSACARE P3200 SERIES | BED, PATIENT, ELECTRIC | SO33AD9392 | BIOMEDICAL | Kelemen |  |  | 08/27/2019 |  | 8/27/31 |  |  | NO | YES |  |  |  |  | HILL-ROM INC. 50036160 SO33AD9392 |  |  | Active |  | 99:99:99:99:99:99 |  | Alarm | 1Y:00-MFG | 08/27/2019 | 08/27/2019 | COOPER UNIVERSITY HOSPITAL |  |  |  | 0011370397 | Bonnie Aichroch | Preventative Maintenance | Closed | Bonnie Aichroth | 08/27/2019 | 08/27/2019 | PERFORMANCE ASSURANCE AT INVENTORY | INVENTORIED DEVICE AND ENSURED DEVICE WAS FUNCTIONING PROPERLY. | 86997DC0-DDE0-4E34-80F1-D4C3EE29329B | Labor | 08/27/2019 | 08/27/2019 | Tom Burhart
|  | HILL-ROM INC. | VERSACARE P3200 SERIES | BED, PATIENT, ELECTRIC | SO32AD9372 | BIOMEDICAL | Kelemen |  |  | 08/05/2019 |  | 8/5/31 |  |  | NO | YES |  |  |  |  | HILL-ROM INC. 50036161 SO32AD9372 |  |  | Active |  | 99:99:99:99:99:99 |  | Alarm | 1Y:00-MFG | 08/05/2019 | 08/05/2019 | COOPER UNIVERSITY HOSPITAL |  |  |  | 0011370401 | Bonnie Aichroch | Performance Verification | Closed | Bonnie Aichroth | 08/05/2019 | 08/05/2019 | INCOMING INVENTORY | DEVICE INVENTORIED | D3A1B369-0CBD-4DC1-A59D-9BC57DE24A29 | Labor | 08/05/2019 | 08/05/2019 | Bonnie Aichroth
|  | HILL-ROM INC. | VERSACARE P3200 SERIES | BED, PATIENT, ELECTRIC | SO33AD9390 | BIOMEDICAL | Pavilion |  |  | 07/19/2019 |  | 7/19/31 |  |  | NO | YES |  |  |  |  | HILL-ROM INC. 50036158 SO33AD9390 |  |  | Active |  | 99:99:99:99:99:99 |  | Alarm | 1Y:00-MFG | 07/19/2019 | 07/19/2019 | COOPER UNIVERSITY HOSPITAL |  |  |  | 0011370392 | Bonnie Aichroch | Preventative Maintenance | Closed | Bonnie Aichroth | 07/19/2019 | 07/19/2019 | PERFORMANCE ASSURANCE AT INVENTORY | INVENTORIED DEVICE AND ENSURED DEVICE WAS FUNCTIONING PROPERLY. | 7AC25358-546E-4847-AD81-BB1012093EA0 | Labor | 07/19/2019 | 07/19/2019 | Tom Burhart
|  | HILL-ROM INC. | VERSACARE P3200 SERIES | BED, PATIENT, ELECTRIC | O051AD5712 |  | Pavilion | [7 empty] | YES | YES
|  | HILL-ROM INC. | VERSACARE P3200 SERIES | BED, PATIENT, ELECTRIC | SO33AD9406 | BIOMEDICAL | Kelemen |  |  | 06/19/2019 |  | 6/19/31 |  |  | NO | YES |  |  |  |  | HILL-ROM INC. 50036156 SO33AD9406 |  |  | Active |  | 99:99:99:99:99:99 |  | Alarm | 1Y:00-MFG | 06/19/2019 | 06/19/2019 | COOPER UNIVERSITY HOSPITAL |  |  |  | 0011370381 | Bonnie Aichroch | Performance Verification | Closed | Bonnie Aichroth | 06/19/2019 | 06/19/2019 | INCOMING INVENTORY | DEVICE INVENTORIED | 30BEBEE6-E60C-48E8-B267-B2FAAD786B54 | Labor | 06/19/2019 | 06/19/2019 | Bonnie Aichroth
|  | HILL-ROM INC. | VERSACARE P3200 SERIES | BED, PATIENT, ELECTRIC | SO33AD9404 | BIOMEDICAL | Pavilion |  |  | 06/24/2019 |  | 6/24/31 |  |  | NO | YES |  |  |  |  | HILL-ROM INC. 50036155 SO33AD9404 |  |  | Active |  | 99:99:99:99:99:99 |  | Alarm | 1Y:00-MFG | 06/24/2019 | 06/24/2019 | COOPER UNIVERSITY HOSPITAL |  |  |  | 0011370374 | Bonnie Aichroch | Performance Verification | Closed | Bonnie Aichroth | 06/24/2019 | 06/24/2019 | INCOMING INVENTORY | DEVICE INVENTORIED | 2C19E131-EC3F-47B9-9C6A-B7F135A582D4 | Labor | 06/24/2019 | 06/24/2019 | Bonnie Aichroth
|  | HILL-ROM INC. | VERSACARE P3200 SERIES | BED, PATIENT, ELECTRIC | SO33AD9400 | BIOMEDICAL | Dorrance |  |  | 05/15/2019 |  | 5/15/31 |  |  | NO | YES |  |  |  |  | HILL-ROM INC. 50036153 SO33AD9400 |  |  | Active |  | 99:99:99:99:99:99 |  | Alarm | 1Y:00-MFG | 05/15/2019 | 05/15/2019 | COOPER UNIVERSITY HOSPITAL |  |  |  | 0011370250 | Bonnie Aichroch | Preventative Maintenance | Closed | Bonnie Aichroth | 05/15/2019 | 05/15/2019 | PERFORMANCE ASSURANCE AT INVENTORY | INVENTORIED DEVICE AND ENSURED DEVICE WAS FUNCTIONING PROPERLY. | 73B14620-93B0-42EF-82D2-AB949B367226 | Labor | 05/15/2019 | 05/15/2019 | Tom Burhart
|  | HILL-ROM INC. | VERSACARE P3200 SERIES | BED, PATIENT, ELECTRIC | SO33AD9382 | BIOMEDICAL | Kelemen |  |  | 05/09/2019 |  | 5/9/31 |  |  | NO | YES |  |  |  |  | HILL-ROM INC. 50036151 SO33AD9382 |  |  | Active |  | 99:99:99:99:99:99 |  | Alarm | 1Y:00-MFG | 05/09/2019 | 05/09/2019 | COOPER UNIVERSITY HOSPITAL |  |  |  | 0011370237 | Bonnie Aichroch | Preventative Maintenance | Closed | Bonnie Aichroth | 05/09/2019 | 05/09/2019 | PERFORMANCE ASSURANCE AT INVENTORY | INVENTORIED DEVICE AND ENSURED DEVICE WAS FUNCTIONING PROPERLY. | 4F66A6E5-F580-41B8-983E-BE8C1FE91C09 | Labor | 05/09/2019 | 05/09/2019 | Tom Burhart
|  | HILL-ROM INC. | VERSACARE P3200 SERIES | BED, PATIENT, ELECTRIC | SO31AD9347 | BIOMEDICAL | Kelemen |  |  | 04/18/2019 |  | 4/18/31 |  |  | NO | YES |  |  |  |  | HILL-ROM INC. 50036150 SO31AD9347 |  |  | Active |  | 99:99:99:99:99:99 |  | Alarm | 1Y:00-MFG | 04/18/2019 | 04/18/2019 | COOPER UNIVERSITY HOSPITAL |  |  |  | 0011370234 | Bonnie Aichroch | Performance Verification | Closed | Bonnie Aichroth | 04/18/2019 | 04/18/2019 | INCOMING INVENTORY | DEVICE INVENTORIED | 62EE28DA-75A8-4E95-9AF0-4257FC169E23 | Labor | 04/18/2019 | 04/18/2019 | Bonnie Aichroth
|  | HILL-ROM INC. | VERSACARE P3200 SERIES | BED, PATIENT, ELECTRIC | SO33AD9384 | BIOMEDICAL | Kelemen |  |  | 04/18/2019 |  | 4/18/31 |  |  | NO | YES |  |  |  |  | HILL-ROM INC. 50036148 SO33AD9384 |  |  | Active |  | 99:99:99:99:99:99 |  | Alarm | 1Y:00-MFG | 04/18/2019 | 04/18/2019 | COOPER UNIVERSITY HOSPITAL |  |  |  | 0011370225 | Bonnie Aichroch | Performance Verification | Closed | Bonnie Aichroth | 04/18/2019 | 04/18/2019 | INCOMING INVENTORY | DEVICE INVENTORIED | 92CF2E83-678D-4D22-B27B-F1987436E888 | Labor | 04/18/2019 | 04/18/2019 | Bonnie Aichroth
|  | HILL-ROM INC. | VERSACARE P3200 SERIES | BED, PATIENT, ELECTRIC | SO31AD9345 | BIOMEDICAL | Pavilion |  |  | 04/15/2019 |  | 4/15/31 |  |  | NO | YES |  |  |  |  | HILL-ROM INC. 50036149 SO31AD9345 |  |  | Active |  | 99:99:99:99:99:99 |  | Alarm | 1Y:00-MFG | 04/15/2019 | 04/15/2019 | COOPER UNIVERSITY HOSPITAL |  |  |  | 0011370231 | Bonnie Aichroch | Performance Verification | Closed | Bonnie Aichroth | 04/15/2019 | 04/15/2019 | INCOMING INVENTORY | DEVICE INVENTORIED | 1244245F-E4E0-473C-AFEC-0F4294F1B981 | Labor | 04/15/2019 | 04/15/2019 | Bonnie Aichroth
|  | HILL-ROM INC. | VERSACARE P3200 SERIES | BED, PATIENT, ELECTRIC | SO33AD9402 | BIOMEDICAL | Kelemen |  |  | 04/18/2019 |  | 4/18/31 |  |  | NO | YES |  |  |  |  | HILL-ROM INC. 50036147 SO33AD9402 |  |  | Active |  | 99:99:99:99:99:99 |  | Alarm | 1Y:00-MFG | 04/18/2019 | 04/18/2019 | COOPER UNIVERSITY HOSPITAL |  |  |  | 0011370219 | Bonnie Aichroch | Performance Verification | Closed | Bonnie Aichroth | 04/18/2019 | 04/18/2019 | INCOMING INVENTORY | DEVICE INVENTORIED | 322F5220-14B5-4F1F-877B-9789421246BD | Labor | 04/18/2019 | 04/18/2019 | Bonnie Aichroth
|  | HILL-ROM INC. | VERSACARE P3200 SERIES | BED, PATIENT, ELECTRIC | SO33AD9415 | BIOMEDICAL | Pavilion |  |  | 03/21/2019 |  | 3/21/31 |  |  | NO | YES |  |  |  |  | HILL-ROM INC. 50036145 SO33AD9415 |  |  | Active |  | 99:99:99:99:99:99 |  | Alarm | 1Y:00-MFG | 03/21/2019 | 03/21/2019 | COOPER UNIVERSITY HOSPITAL |  |  |  | 0011370211 | Bonnie Aichroch | Preventative Maintenance | Closed | Bonnie Aichroth | 03/21/2019 | 03/21/2019 | PERFORMANCE ASSURANCE AT INVENTORY | INVENTORIED DEVICE AND ENSURED DEVICE WAS FUNCTIONING PROPERLY. | CE3657FF-9DA7-4E5E-BFD7-D0CA150B21E6 | Labor | 03/21/2019 | 03/21/2019 | Tom Burhart
|  | HILL-ROM INC. | VERSACARE P3200 SERIES | BED, PATIENT, ELECTRIC | SO32AD9360 | BIOMEDICAL | Pavilion |  |  | 03/21/2019 |  | 3/21/31 |  |  | NO | YES |  |  |  |  | HILL-ROM INC. 50036146 SO32AD9360 |  |  | Active |  | 99:99:99:99:99:99 |  | Alarm | 1Y:00-MFG | 03/21/2019 | 03/21/2019 | COOPER UNIVERSITY HOSPITAL |  |  |  | 0011370215 | Bonnie Aichroch | Preventative Maintenance | Closed | Bonnie Aichroth | 03/21/2019 | 03/21/2019 | PERFORMANCE ASSURANCE AT INVENTORY | INVENTORIED DEVICE AND ENSURED DEVICE WAS FUNCTIONING PROPERLY. | 9109A52E-0020-4E32-8EA9-E97EFB54548C | Labor | 03/21/2019 | 03/21/2019 | Tom Burhart
|  | HILL-ROM INC. | VERSACARE P3200 SERIES | BED, PATIENT, ELECTRIC | SO32AD9366 | BIOMEDICAL | Kelemen |  |  | 02/20/2019 |  | 2/20/31 |  |  | NO | YES |  |  |  |  | HILL-ROM INC. 50036144 SO32AD9366 |  |  | Active |  | 99:99:99:99:99:99 |  | Alarm | 1Y:00-MFG | 02/20/2019 | 02/20/2019 | COOPER UNIVERSITY HOSPITAL |  |  |  | 0011370201 | Bonnie Aichroch | Preventative Maintenance | Closed | Bonnie Aichroth | 02/20/2019 | 02/20/2019 | PERFORMANCE ASSURANCE AT INVENTORY | INVENTORIED DEVICE AND ENSURED DEVICE WAS FUNCTIONING PROPERLY. | C6D1CFE8-0A6A-4210-9EC1-675E972CAEA8 | Labor | 02/20/2019 | 02/20/2019 | Tom Burhart
|  | HILL-ROM INC. | VERSACARE P3200 SERIES | BED, PATIENT, ELECTRIC | SO33AD9411 | BIOMEDICAL | Kelemen |  |  | 02/20/2019 |  | 2/20/31 |  |  | NO | YES |  |  |  |  | HILL-ROM INC. 50036142 SO33AD9411 |  |  | Active |  | 99:99:99:99:99:99 |  | Alarm | 1Y:00-MFG | 02/20/2019 | 02/20/2019 | COOPER UNIVERSITY HOSPITAL |  |  |  | 0011369458 | Bonnie Aichroch | Preventative Maintenance | Closed | Bonnie Aichroth | 02/20/2019 | 02/20/2019 | PERFORMANCE ASSURANCE AT INVENTORY | INVENTORIED DEVICE AND ENSURED DEVICE WAS FUNCTIONING PROPERLY. | 914F6A07-4970-4D3B-8C9C-1A02AD41E045 | Labor | 02/20/2019 | 02/20/2019 | Tom Burhart
|  | HILL-ROM INC. | VERSACARE P3200 SERIES | BED, PATIENT, ELECTRIC | SO31AD9349 | BIOMEDICAL | Pavilion |  |  | 02/20/2019 |  | 2/20/31 |  |  | NO | YES |  |  |  |  | HILL-ROM INC. 50036143 SO31AD9349 |  |  | Active |  | 99:99:99:99:99:99 |  | Alarm | 1Y:00-MFG | 02/20/2019 | 02/20/2019 | COOPER UNIVERSITY HOSPITAL |  |  |  | 0011370191 | Bonnie Aichroch | Preventative Maintenance | Closed | Bonnie Aichroth | 02/20/2019 | 02/20/2019 | PERFORMANCE ASSURANCE AT INVENTORY | INVENTORIED DEVICE AND ENSURED DEVICE WAS FUNCTIONING PROPERLY. | 9F40D1C7-F882-4DB7-9DC2-71E4802F8543 | Labor | 02/20/2019 | 02/20/2019 | Tom Burhart
|  | HILL-ROM INC. | VERSACARE P3200 SERIES | BED, PATIENT, ELECTRIC | SO33AD9408 | BIOMEDICAL | Kelemen |  |  | 01/07/2019 |  | 1/7/31 |  |  | NO | YES |  |  |  |  | HILL-ROM INC. 50036141 SO33AD9408 |  |  | Active |  | 99:99:99:99:99:99 |  | Alarm | 1Y:00-MFG | 01/07/2019 | 01/07/2019 | COOPER UNIVERSITY HOSPITAL |  |  |  | 0011369455 | Bonnie Aichroch | Preventative Maintenance | Closed | Bonnie Aichroth | 01/07/2019 | 01/07/2019 | PERFORMANCE ASSURANCE AT INVENTORY | INVENTORIED DEVICE AND ENSURED DEVICE WAS FUNCTIONING PROPERLY. | DF038324-A073-44EA-A029-D2FAAC3A92ED | Labor | 01/07/2019 | 01/07/2019 | Tom Burhart
|  | HILL-ROM INC. | VERSACARE P3200 SERIES | BED, PATIENT, ELECTRIC | SO32AD9362 | BIOMEDICAL | Kelemen |  |  | 01/07/2019 |  | 1/7/31 |  |  | NO | YES |  |  |  |  | HILL-ROM INC. 50036140 SO32AD9362 |  |  | Active |  | 99:99:99:99:99:99 |  | Alarm | 1Y:00-MFG | 01/07/2019 | 01/07/2019 | COOPER UNIVERSITY HOSPITAL |  |  |  | 0011369451 | Bonnie Aichroch | Performance Verification | Closed | Bonnie Aichroth | 01/07/2019 | 01/07/2019 | INCOMING INVENTORY | DEVICE INVENTORIED | BFA323F2-D3DD-4A19-8A0A-6AE1830E105A | Labor | 01/07/2019 | 01/07/2019 | Bonnie Aichroth
|  | HILL-ROM INC. | VERSACARE P3200 SERIES | BED, PATIENT, ELECTRIC | R147AD8046 | BEDS | Pavilion |  |  | 08/23/2019 |  | 8/23/31 |  |  | NO | YES |  |  |  |  | HILL-ROM INC. 50036068 R147AD8046 |  |  | Active |  | 99:99:99:99:99:99 |  | Alarm | 1Y:00-MFG | 08/23/2019 | 08/23/2019 | COOPER UNIVERSITY HOSPITAL |  |  |  |  | Bonnie Aichroch |  |  |  | 08/23/2019 | 08/23/2019 |  |  |  |  | 08/23/2019 | 08/23/2019
|  | HILL-ROM INC. | VERSACARE P3200 SERIES | BED, PATIENT, ELECTRIC | R147AD8048 | BEDS | Kelemen |  |  | 08/22/2019 |  | 8/22/31 |  |  | NO | YES |  |  |  |  | HILL-ROM INC. 50036067 R147AD8048 |  |  | Active |  | 99:99:99:99:99:99 |  | Alarm | 1Y:00-MFG | 08/22/2019 | 08/22/2019 | COOPER UNIVERSITY HOSPITAL |  |  |  |  | Bonnie Aichroch |  |  |  | 08/22/2019 | 08/22/2019 |  |  |  |  | 08/22/2019 | 08/22/2019
|  | HILL-ROM INC. | VERSACARE P3200 SERIES | BED, PATIENT, ELECTRIC | R144AD7813 | BEDS | Kelemen |  |  | 08/22/2019 |  | 8/22/31 |  |  | NO | YES |  |  |  |  | HILL-ROM INC. 50036065 R144AD7813 |  |  | Active |  | 99:99:99:99:99:99 |  | Alarm | 1Y:00-MFG | 08/22/2019 | 08/22/2019 | COOPER UNIVERSITY HOSPITAL |  |  |  |  | Bonnie Aichroch |  |  |  | 08/22/2019 | 08/22/2019 |  |  |  |  | 08/22/2019 | 08/22/2019
|  | HILL-ROM INC. | VERSACARE P3200 SERIES | BED, PATIENT, ELECTRIC | R147AD8036 | BEDS | Pavilion |  |  | 08/23/2019 |  | 8/23/31 |  |  | NO | YES |  |  |  |  | HILL-ROM INC. 50036066 R147AD8036 |  |  | Active |  | 99:99:99:99:99:99 |  | Alarm | 1Y:00-MFG | 08/23/2019 | 08/23/2019 | COOPER UNIVERSITY HOSPITAL |  |  |  |  | Bonnie Aichroch |  |  |  | 08/23/2019 | 08/23/2019 |  |  |  |  | 08/23/2019 | 08/23/2019
|  | HILL-ROM INC. | VERSACARE P3200 SERIES | BED, PATIENT, ELECTRIC | R147AD8005 | BEDS | Pavilion |  |  | 08/20/2019 |  | 8/20/31 |  |  | NO | YES |  |  |  |  | HILL-ROM INC. 50036064 R147AD8005 |  |  | Active |  | 99:99:99:99:99:99 |  | Alarm | 1Y:00-MFG | 08/20/2019 | 08/20/2019 | COOPER UNIVERSITY HOSPITAL |  |  |  |  | Bonnie Aichroch |  |  |  | 08/20/2019 | 08/20/2019 |  |  |  |  | 08/20/2019 | 08/20/2019
|  | HILL-ROM INC. | VERSACARE P3200 SERIES | BED, PATIENT, ELECTRIC | R144AD7823 | BEDS | Pavilion |  |  | 08/20/2019 |  | 8/20/31 |  |  | NO | YES |  |  |  |  | HILL-ROM INC. 50036063 R144AD7823 |  |  | Active |  | 99:99:99:99:99:99 |  | Alarm | 1Y:00-MFG | 08/20/2019 | 08/20/2019 | COOPER UNIVERSITY HOSPITAL |  |  |  |  | Bonnie Aichroch |  |  |  | 08/20/2019 | 08/20/2019 |  |  |  |  | 08/20/2019 | 08/20/2019
|  | HILL-ROM INC. | VERSACARE P3200 SERIES | BED, PATIENT, ELECTRIC | R144AD7829 | BEDS | Pavilion |  |  | 08/20/2019 |  | 8/20/31 |  |  | NO | YES |  |  |  |  | HILL-ROM INC. 50036061 R144AD7829 |  |  | Active |  | 99:99:99:99:99:99 |  | Alarm | 1Y:00-MFG | 08/20/2019 | 08/20/2019 | COOPER UNIVERSITY HOSPITAL |  |  |  |  | Bonnie Aichroch |  |  |  | 08/20/2019 | 08/20/2019 |  |  |  |  | 08/20/2019 | 08/20/2019
|  | HILL-ROM INC. | VERSACARE P3200 SERIES | BED, PATIENT, ELECTRIC | R144AD7831 | BEDS | Pavilion |  |  | 08/15/2019 |  | 8/15/31 |  |  | NO | YES |  |  |  |  | HILL-ROM INC. 50036062 R144AD7831 |  |  | Active |  | 99:99:99:99:99:99 |  | Alarm | 1Y:00-MFG | 08/15/2019 | 08/15/2019 | COOPER UNIVERSITY HOSPITAL |  |  |  |  | Bonnie Aichroch |  |  |  | 08/15/2019 | 08/15/2019 |  |  |  |  | 08/15/2019 | 08/15/2019
|  | HILL-ROM INC. | VERSACARE P3200 SERIES | BED, PATIENT, ELECTRIC | J312AD1964 |  | Pavilion | [7 empty] | NO | YES
|  | HILL-ROM INC. | VERSACARE P3200 SERIES | BED, PATIENT, ELECTRIC | R147AD8034 | BEDS | Kelemen |  |  | 08/15/2019 |  | 8/15/31 |  |  | NO | YES |  |  |  |  | HILL-ROM INC. 50036060 R147AD8034 |  |  | Active |  | 99:99:99:99:99:99 |  | Alarm | 1Y:00-MFG | 08/15/2019 | 08/15/2019 | COOPER UNIVERSITY HOSPITAL |  |  |  |  | Bonnie Aichroch |  |  |  | 08/15/2019 | 08/15/2019 |  |  |  |  | 08/15/2019 | 08/15/2019
|  | HILL-ROM INC. | VERSACARE P3200 SERIES | BED, PATIENT, ELECTRIC | R147AD8038 | BEDS | Kelemen |  |  | 08/09/2019 |  | 8/9/31 |  |  | NO | YES |  |  |  |  | HILL-ROM INC. 50036059 R147AD8038 |  |  | Active |  | 99:99:99:99:99:99 |  | Alarm | 1Y:00-MFG | 08/09/2019 | 08/09/2019 | COOPER UNIVERSITY HOSPITAL |  |  |  |  | Bonnie Aichroch |  |  |  | 08/09/2019 | 08/09/2019 |  |  |  |  | 08/09/2019 | 08/09/2019
|  | HILL-ROM INC. | VERSACARE P3200 SERIES | BED, PATIENT, ELECTRIC | R147AD8008 | BEDS | Kelemen |  |  | 08/16/2019 |  | 8/16/31 |  |  | NO | YES |  |  |  |  | HILL-ROM INC. 50036058 R147AD8008 |  |  | Active |  | 99:99:99:99:99:99 |  | Alarm | 1Y:00-MFG | 08/16/2019 | 08/16/2019 | COOPER UNIVERSITY HOSPITAL |  |  |  |  | Bonnie Aichroch |  |  |  | 08/16/2019 | 08/16/2019 |  |  |  |  | 08/16/2019 | 08/16/2019
|  | HILL-ROM INC. | VERSACARE P3200 SERIES | BED, PATIENT, ELECTRIC | R144AD7826 | BEDS | Dorrance |  |  | 08/20/2019 |  | 8/20/31 |  |  | NO | YES |  |  |  |  | HILL-ROM INC. 50036056 R144AD7826 |  |  | Active |  | 99:99:99:99:99:99 |  | Alarm | 1Y:00-MFG | 08/20/2019 | 08/20/2019 | COOPER UNIVERSITY HOSPITAL |  |  |  |  | Bonnie Aichroch |  |  |  | 08/20/2019 | 08/20/2019 |  |  |  |  | 08/20/2019 | 08/20/2019
|  | HILL-ROM INC. | VERSACARE P3200 SERIES | BED, PATIENT, ELECTRIC | R147AD8044 | BEDS | Kelemen |  |  | 08/23/2019 |  | 8/23/31 |  |  | NO | YES |  |  |  |  | HILL-ROM INC. 50036057 R147AD8044 |  |  | Active |  | 99:99:99:99:99:99 |  | Alarm | 1Y:00-MFG | 08/23/2019 | 08/23/2019 | COOPER UNIVERSITY HOSPITAL |  |  |  |  | Bonnie Aichroch |  |  |  | 08/23/2019 | 08/23/2019 |  |  |  |  | 08/23/2019 | 08/23/2019
|  | HILL-ROM INC. | VERSACARE P3200 SERIES | BED, PATIENT, ELECTRIC | R144AD7837 | BEDS | Kelemen |  |  | 08/22/2019 |  | 8/22/31 |  |  | NO | YES |  |  |  |  | HILL-ROM INC. 50036055 R144AD7837 |  |  | Active |  | 99:99:99:99:99:99 |  | Alarm | 1Y:00-MFG | 08/22/2019 | 08/22/2019 | COOPER UNIVERSITY HOSPITAL |  |  |  |  | Bonnie Aichroch |  |  |  | 08/22/2019 | 08/22/2019 |  |  |  |  | 08/22/2019 | 08/22/2019
|  | HILL-ROM INC. | VERSACARE P3200 SERIES | BED, PATIENT, ELECTRIC | R144AD7819 | BEDS | Kelemen |  |  | 08/02/2019 |  | 8/2/31 |  |  | NO | YES |  |  |  |  | HILL-ROM INC. 50036052 R144AD7819 |  |  | Active |  | 99:99:99:99:99:99 |  | Alarm | 1Y:00-MFG | 08/02/2019 | 08/02/2019 | COOPER UNIVERSITY HOSPITAL |  |  | cdu 17 |  | Bonnie Aichroch |  |  |  | 08/02/2019 | 08/02/2019 |  |  |  |  | 08/02/2019 | 08/02/2019
|  | HILL-ROM INC. | VERSACARE P3200 SERIES | BED, PATIENT, ELECTRIC | R144AD7839 | BEDS | Kelemen |  |  | 08/09/2019 |  | 8/9/31 |  |  | NO | YES |  |  |  |  | HILL-ROM INC. 50036053 R144AD7839 |  |  | Active |  | 99:99:99:99:99:99 |  | Alarm | 1Y:00-MFG | 08/09/2019 | 08/09/2019 | COOPER UNIVERSITY HOSPITAL |  |  |  |  | Bonnie Aichroch |  |  |  | 08/09/2019 | 08/09/2019 |  |  |  |  | 08/09/2019 | 08/09/2019
|  | HILL-ROM INC. | VERSACARE P3200 SERIES | BED, PATIENT, ELECTRIC | R144AD7821 | BEDS | Pavilion |  |  | 08/12/2019 |  | 8/12/31 |  |  | NO | YES |  |  |  |  | HILL-ROM INC. 50036051 R144AD7821 |  |  | Active |  | 99:99:99:99:99:99 |  | Alarm | 1Y:00-MFG | 08/12/2019 | 08/12/2019 | COOPER UNIVERSITY HOSPITAL |  |  |  |  | Bonnie Aichroch |  |  |  | 08/12/2019 | 08/12/2019 |  |  |  |  | 08/12/2019 | 08/12/2019
|  | HILL-ROM INC. | VERSACARE P3200 SERIES | BED, PATIENT, ELECTRIC | R144AD7815 | BEDS | Kelemen |  |  | 08/16/2019 |  | 8/16/31 |  |  | NO | YES |  |  |  |  | HILL-ROM INC. 50036049 R144AD7815 |  |  | Active |  | 99:99:99:99:99:99 |  | Alarm | 1Y:00-MFG | 08/16/2019 | 08/16/2019 | COOPER UNIVERSITY HOSPITAL |  |  |  |  | Bonnie Aichroch |  |  |  | 08/16/2019 | 08/16/2019 |  |  |  |  | 08/16/2019 | 08/16/2019
|  | HILL-ROM INC. | VERSACARE P3200 SERIES | BED, PATIENT, ELECTRIC | R144AD7817 | BEDS | Kelemen |  |  | 08/12/2019 |  | 8/12/31 |  |  | NO | YES |  |  |  |  | HILL-ROM INC. 50036048 R144AD7817 |  |  | Active |  | 99:99:99:99:99:99 |  | Alarm | 1Y:00-MFG | 08/12/2019 | 08/12/2019 | COOPER UNIVERSITY HOSPITAL |  |  |  |  | Bonnie Aichroch |  |  |  | 08/12/2019 | 08/12/2019 |  |  |  |  | 08/12/2019 | 08/12/2019
|  | HILL-ROM INC. | VERSACARE P3200 SERIES | BED, PATIENT, ELECTRIC | R144AD7809 | BEDS | Pavilion |  |  | 08/16/2019 |  | 8/16/31 |  |  | NO | YES |  |  |  |  | HILL-ROM INC. 50036047 R144AD7809 |  |  | Active |  | 99:99:99:99:99:99 |  | Alarm | 1Y:00-MFG | 08/16/2019 | 08/16/2019 | COOPER UNIVERSITY HOSPITAL |  |  |  |  | Bonnie Aichroch |  |  |  | 08/16/2019 | 08/16/2019 |  |  |  |  | 08/16/2019 | 08/16/2019
|  | HILL-ROM INC. | VERSACARE P3200 SERIES | BED, PATIENT, ELECTRIC | R144AD7807 | BEDS | Kelemen |  |  | 08/20/2019 |  | 8/20/31 |  |  | NO | YES |  |  |  |  | HILL-ROM INC. 50036040 R144AD7807 |  |  | Active |  | 99:99:99:99:99:99 |  | Alarm | 1Y:00-MFG | 08/20/2019 | 08/20/2019 | COOPER UNIVERSITY HOSPITAL |  |  |  |  | Bonnie Aichroch |  |  |  | 08/20/2019 | 08/20/2019 |  |  |  |  | 08/20/2019 | 08/20/2019
|  | HILL-ROM INC. | VERSACARE P3200 SERIES | BED, PATIENT, ELECTRIC | B144AD7798 | BEDS | Kelemen |  |  | 08/08/2019 |  | 8/8/31 |  |  | NO | YES |  |  |  |  | HILL-ROM INC. 50036041 B144AD7798 |  |  | Active |  | 99:99:99:99:99:99 |  | Alarm | 1Y:00-MFG | 08/08/2019 | 08/08/2019 | COOPER UNIVERSITY HOSPITAL |  |  |  |  | Bonnie Aichroch |  |  |  | 08/08/2019 | 08/08/2019 |  |  |  |  | 08/08/2019 | 08/08/2019
|  | HILL-ROM INC. | VERSACARE P3200 SERIES | BED, PATIENT, ELECTRIC | R144AD7811 | BEDS | Dorrance |  |  | 08/05/2019 |  | 8/5/31 |  |  | NO | YES |  |  |  |  | HILL-ROM INC. 50036042 R144AD7811 |  |  | Active |  | 99:99:99:99:99:99 |  | Alarm | 1Y:00-MFG | 08/05/2019 | 08/05/2019 | COOPER UNIVERSITY HOSPITAL |  |  |  |  | Bonnie Aichroch |  |  |  | 08/05/2019 | 08/05/2019 |  |  |  |  | 08/05/2019 | 08/05/2019
|  | HILL-ROM INC. | VERSACARE P3200 SERIES | BED, PATIENT, ELECTRIC | R144AD7835 | BEDS | Kelemen |  |  | 08/23/2019 |  | 8/23/31 |  |  | NO | YES |  |  |  |  | HILL-ROM INC. 50036046 R144AD7835 |  |  | Active |  | 99:99:99:99:99:99 |  | Alarm | 1Y:00-MFG | 08/23/2019 | 08/23/2019 | COOPER UNIVERSITY HOSPITAL |  |  |  |  | Bonnie Aichroch |  |  |  | 08/23/2019 | 08/23/2019 |  |  |  |  | 08/23/2019 | 08/23/2019
|  | HILL-ROM INC. | VERSACARE P3200 SERIES | BED, PATIENT, ELECTRIC | S137AD3682 |  | Kelemen | [7 empty] | NO | YES
|  | HILL-ROM INC. | VERSACARE P3200 SERIES | BED, PATIENT, ELECTRIC | R147AD8042 | BEDS | Pavilion |  |  | 08/05/2019 |  | 8/5/31 |  |  | NO | YES |  |  |  |  | HILL-ROM INC. 50036044 R147AD8042 |  |  | Active |  | 99:99:99:99:99:99 |  | Alarm | 1Y:00-MFG | 08/05/2019 | 08/05/2019 | COOPER UNIVERSITY HOSPITAL |  |  |  |  | Bonnie Aichroch |  |  |  | 08/05/2019 | 08/05/2019 |  |  |  |  | 08/05/2019 | 08/05/2019
|  | HILL-ROM INC. | VERSACARE P3200 SERIES | BED, PATIENT, ELECTRIC | S138AD3700 |  | Pavilion | [7 empty] | NO | YES
|  | HILL-ROM INC. | VERSACARE P3200 SERIES | BED, PATIENT, ELECTRIC | R147AD8040 | BEDS | Pavilion |  |  | 08/02/2019 |  | 8/2/31 |  |  | NO | YES |  |  |  |  | HILL-ROM INC. 50036045 R147AD8040 |  |  | Active |  | 99:99:99:99:99:99 |  | Alarm | 1Y:00-MFG | 08/02/2019 | 08/02/2019 | COOPER UNIVERSITY HOSPITAL |  |  |  |  | Bonnie Aichroch |  |  |  | 08/02/2019 | 08/02/2019 |  |  |  |  | 08/02/2019 | 08/02/2019
|  | HILL-ROM INC. | VERSACARE P3200 SERIES | BED, PATIENT, ELECTRIC | R144AD7805 | BEDS | Kelemen |  |  | 08/15/2019 |  | 8/15/31 |  |  | NO | YES |  |  |  |  | HILL-ROM INC. 50036043 R144AD7805 |  |  | Active |  | 99:99:99:99:99:99 |  | Alarm | 1Y:00-MFG | 08/15/2019 | 08/15/2019 | COOPER UNIVERSITY HOSPITAL |  |  |  |  | Bonnie Aichroch |  |  |  | 08/15/2019 | 08/15/2019 |  |  |  |  | 08/15/2019 | 08/15/2019
|  | HILL-ROM INC. | VERSACARE P3200 SERIES | BED, PATIENT, ELECTRIC | R144AD7803 | BEDS | Kelemen |  |  | 08/02/2019 |  | 8/2/31 |  |  | NO | YES |  |  |  |  | HILL-ROM INC. 50036039 R144AD7803 |  |  | Active |  | 99:99:99:99:99:99 |  | Alarm | 1Y:00-MFG | 08/02/2019 | 08/02/2019 | COOPER UNIVERSITY HOSPITAL |  |  |  |  | Bonnie Aichroch |  |  |  | 08/02/2019 | 08/02/2019 |  |  |  |  | 08/02/2019 | 08/02/2019
|  | HILL-ROM INC. | VERSACARE P3200 SERIES | BED, PATIENT, ELECTRIC | P098AD0471 | TRAUMA ICU | Kelemen |  |  | 02/20/2019 |  | 2/20/31 |  |  | NO | YES |  |  |  |  | HILL-ROM INC. 50036036 P098AD0471 |  |  | Active |  | 99:99:99:99:99:99 |  | Equipment | 1Y:00-MFG | 02/20/2019 | 02/20/2019 | COOPER UNIVERSITY HOSPITAL |  |  | PAV 7 711 | 0012386381 | Diane Floyd | Repair | Closed | Tom Burhart | 02/20/2019 | 02/20/2019 | MATTRESS SYSTEM - HI/LO MOTOR BROKEN - TMX | 11/6/2017 11:18:10 AM TJBURHART (TJBURHART 11/6/2017 12:00 AM) RELOCATED TO BED SHOP. WHEN TESTING, THE HIGH/LOW FOOT END MOTOR WAS NOT WORKING. CHECKED THE CONNECTIONS, WILL NEED TO REPLACE THE MOTOR. 11/9/2017 1:37:24 PM TJBURHART (TJBURHART 11/9/2017 12:00 AM) REMOVAL OF OLD MOTOR, INSTALLED NEW MOTOR. TESTED AND WORKING PROPERLY. OVP-RTS | D72E36A6-6B36-4DBE-9286-5001EE58CED5 | Labor | 02/20/2019 | 02/20/2019 | Tom Burhart
|  | HILL-ROM INC. | VERSACARE P3200 SERIES | BED, PATIENT, ELECTRIC | J304AD1304 | NEURO/ORTHO/MEDSURG/7 PAV | Kelemen |  |  | 02/20/2019 |  | 2/20/31 |  |  | NO | YES |  |  |  |  | HILL-ROM INC. 50036010 J304AD1304 |  |  | Active |  | 99:99:99:99:99:99 |  | Equipment | 1Y:00-MFG | 02/20/2019 | 02/20/2019 | COOPER UNIVERSITY HOSPITAL |  |  | p8 834 |  | Pam Young |  |  |  | 02/20/2019 | 02/20/2019 |  |  |  |  | 02/20/2019 | 02/20/2019
|  | HILL-ROM INC. | VERSACARE P3200 SERIES | BED, PATIENT, ELECTRIC | P098AD0514 | BEDS | Kelemen |  |  | 06/20/2019 |  | 6/20/31 |  |  | NO | YES |  |  |  |  | HILL-ROM INC. 50036011 P098AD0514 |  |  | Active |  | 99:99:99:99:99:99 |  | Alarm | 1Y:00-MFG | 06/20/2019 | 06/20/2019 | COOPER UNIVERSITY HOSPITAL |  |  | peds 6 641 |  | Bonnie Aichroch |  |  |  | 06/20/2019 | 06/20/2019 |  |  |  |  | 06/20/2019 | 06/20/2019
|  | HILL-ROM INC. | VERSACARE P3200 SERIES | BED, PATIENT, ELECTRIC | P098AD0469 | BEDS | Pavilion |  |  | 02/15/2019 |  | 2/15/31 |  |  | NO | YES |  |  |  |  | HILL-ROM INC. 50036008 P098AD0469 |  |  | Active |  | 99:99:99:99:99:99 |  | Alarm | 1Y:00-MFG | 02/15/2019 | 02/15/2019 | COOPER UNIVERSITY HOSPITAL |  |  |  |  | Bonnie Aichroch |  |  |  | 02/15/2019 | 02/15/2019 |  |  |  |  | 02/15/2019 | 02/15/2019
|  | HILL-ROM INC. | VERSACARE P3200 SERIES | BED, PATIENT, ELECTRIC | O052AD5721 | BEDS | Kelemen |  |  | 04/15/2019 |  | 4/15/31 |  |  | NO | YES |  |  |  |  | HILL-ROM INC. 50036005 O052AD5721 |  |  | Active |  | 99:99:99:99:99:99 |  | Alarm | 1Y:00-MFG | 04/15/2019 | 04/15/2019 | COOPER UNIVERSITY HOSPITAL |  |  | DORRANCE 5 555 |  | Bonnie Aichroch |  |  |  | 04/15/2019 | 04/15/2019 |  |  |  |  | 04/15/2019 | 04/15/2019
|  | HILL-ROM INC. | VERSACARE P3200 SERIES | BED, PATIENT, ELECTRIC | S137AD3630 | BEDS | Kelemen |  |  | 06/24/2019 |  | 6/24/31 |  |  | NO | YES |  |  |  |  | HILL-ROM INC. 50035871 S137AD3630 |  |  | Active |  | 99:99:99:99:99:99 |  | Alarm | 1Y:00-MFG | 06/24/2019 | 06/24/2019 | COOPER UNIVERSITY HOSPITAL |  |  |  | 0012148577 | Bonnie Aichroch | Preventative Maintenance | Closed | Tom Burhart | 06/24/2019 | 06/24/2019 | PERFORMANCE ASSURANCE AT INVENTORY | INVENTORIED DEVICE AND ENSURED DEVICE WAS FUNCTIONING PROPERLY. | 16EBA275-FD11-49AD-A979-69341739B5CA | Labor | 06/24/2019 | 06/24/2019 | Tom Burhart
|  | HILL-ROM INC. | VERSACARE P3200 SERIES | BED, PATIENT, ELECTRIC | S137AD3639 | BEDS | Kelemen |  |  | 08/08/2019 |  | 8/8/31 |  |  | NO | YES |  |  |  |  | HILL-ROM INC. 50035872 S137AD3639 |  |  | Active |  | 99:99:99:99:99:99 |  | Alarm | 1Y:00-MFG | 08/08/2019 | 08/08/2019 | COOPER UNIVERSITY HOSPITAL |  |  |  | 0012148583 | Bonnie Aichroch | Performance Verification | Closed | Tom Burhart | 08/08/2019 | 08/08/2019 | INCOMING INVENTORY | DEVICE INVENTORIED | E4F7ECC7-1B81-4024-8615-C3AEEC0A023B | Labor | 08/08/2019 | 08/08/2019 | Bonnie Aichroth
|  | HILL-ROM INC. | VERSACARE P3200 SERIES | BED, PATIENT, ELECTRIC | S137AD3680 | BEDS | Kelemen |  |  | 04/18/2019 |  | 4/18/31 |  |  | NO | YES |  |  |  |  | HILL-ROM INC. 50035874 S137AD3680 |  |  | Active |  | 99:99:99:99:99:99 |  | Alarm | 1Y:00-MFG | 04/18/2019 | 04/18/2019 | COOPER UNIVERSITY HOSPITAL |  |  |  | 0012148608 | Bonnie Aichroch | Preventative Maintenance | Closed | Tom Burhart | 04/18/2019 | 04/18/2019 | PERFORMANCE ASSURANCE AT INVENTORY | INVENTORIED DEVICE AND ENSURED DEVICE WAS FUNCTIONING PROPERLY. | E20E6259-2D79-4A2D-8738-1EDA6CC31AC0 | Labor | 04/18/2019 | 04/18/2019 | Tom Burhart
|  | HILL-ROM INC. | VERSACARE P3200 SERIES | BED, PATIENT, ELECTRIC | S137AD3676 | BEDS | Kelemen |  |  | 03/21/2019 |  | 3/21/31 |  |  | NO | YES |  |  |  |  | HILL-ROM INC. 50035873 S137AD3676 |  |  | Active |  | 99:99:99:99:99:99 |  | Alarm | 1Y:00-MFG | 03/21/2019 | 03/21/2019 | COOPER UNIVERSITY HOSPITAL |  |  |  | 0012148589 | Bonnie Aichroch | Preventative Maintenance | Closed | Tom Burhart | 03/21/2019 | 03/21/2019 | PERFORMANCE ASSURANCE AT INVENTORY | INVENTORIED DEVICE AND ENSURED DEVICE WAS FUNCTIONING PROPERLY. | F5A097D8-CEB1-400A-A00E-AD42F9BE75A3 | Labor | 03/21/2019 | 03/21/2019 | Tom Burhart
|  | HILL-ROM INC. | VERSACARE P3200 SERIES | BED, PATIENT, ELECTRIC | S137AD3663 | BEDS | Kelemen |  |  | 07/11/2019 |  | 7/11/31 |  |  | NO | YES |  |  |  |  | HILL-ROM INC. 50035870 S137AD3663 |  |  | Active |  | 99:99:99:99:99:99 |  | Alarm | 1Y:00-MFG | 07/11/2019 | 07/11/2019 | COOPER UNIVERSITY HOSPITAL |  |  |  | 0012148569 | Bonnie Aichroch | Performance Verification | Closed | Tom Burhart | 07/11/2019 | 07/11/2019 | INCOMING INVENTORY | DEVICE INVENTORIED | C993B986-C249-4F7C-B57F-B9970DEAD83A | Labor | 07/11/2019 | 07/11/2019 | Bonnie Aichroth
|  | HILL-ROM INC. | VERSACARE P3200 SERIES | BED, PATIENT, ELECTRIC | S137AD3668 | BEDS | Kelemen |  |  | 03/18/2019 |  | 3/18/31 |  |  | NO | YES |  |  |  |  | HILL-ROM INC. 50035869 S137AD3668 |  |  | Active |  | 99:99:99:99:99:99 |  | Alarm | 1Y:00-MFG | 03/18/2019 | 03/18/2019 | COOPER UNIVERSITY HOSPITAL |  |  |  | 0012148564 | Bonnie Aichroch | Preventative Maintenance | Closed | Tom Burhart | 03/18/2019 | 03/18/2019 | PERFORMANCE ASSURANCE AT INVENTORY | INVENTORIED DEVICE AND ENSURED DEVICE WAS FUNCTIONING PROPERLY. | 49CB3E5A-7210-4973-9AE7-8FF252353F60 | Labor | 03/18/2019 | 03/18/2019 | Tom Burhart
|  | HILL-ROM INC. | VERSACARE P3200 SERIES | BED, PATIENT, ELECTRIC | S137AD3666 | BEDS | Pavilion |  |  | 12/17/2018 |  | 12/17/30 |  |  | NO | YES |  |  |  |  | HILL-ROM INC. 50035868 S137AD3666 |  |  | Active |  | 99:99:99:99:99:99 |  | Alarm | 1Y:00-MFG | 12/17/2018 | 12/17/2018 | COOPER UNIVERSITY HOSPITAL |  |  |  | 0012148555 | Bonnie Aichroch | Preventative Maintenance | Closed | Tom Burhart | 12/17/2018 | 12/17/2018 | PERFORMANCE ASSURANCE AT INVENTORY | INVENTORIED DEVICE AND ENSURED DEVICE WAS FUNCTIONING PROPERLY. | F35DB863-1499-4F6D-86B1-ED382D87BB8D | Labor | 12/17/2018 | 12/17/2018 | Tom Burhart
|  | HILL-ROM INC. | VERSACARE P3200 SERIES | BED, PATIENT, ELECTRIC | S138AD3677 | BEDS | Kelemen |  |  | 12/17/2018 |  | 12/17/30 |  |  | NO | YES |  |  |  |  | HILL-ROM INC. 50035866 S138AD3677 |  |  | Active |  | 99:99:99:99:99:99 |  | Alarm | 1Y:00-MFG | 12/17/2018 | 12/17/2018 | COOPER UNIVERSITY HOSPITAL |  |  |  | 0012148548 | Bonnie Aichroch | Preventative Maintenance | Closed | Tom Burhart | 12/17/2018 | 12/17/2018 | PERFORMANCE ASSURANCE AT INVENTORY | INVENTORIED DEVICE AND ENSURED DEVICE WAS FUNCTIONING PROPERLY. | FB8D7CF5-92AE-4525-94D9-2EA679132E5E | Labor | 12/17/2018 | 12/17/2018 | Tom Burhart
|  | HILL-ROM INC. | VERSACARE P3200 SERIES | BED, PATIENT, ELECTRIC | S137AD3657 | BEDS | Pavilion |  |  | 12/17/2018 |  | 12/17/30 |  |  | NO | YES |  |  |  |  | HILL-ROM INC. 50035865 S137AD3657 |  |  | Active |  | 99:99:99:99:99:99 |  | Alarm | 1Y:00-MFG | 12/17/2018 | 12/17/2018 | COOPER UNIVERSITY HOSPITAL |  |  |  | 0012148454 | Bonnie Aichroch | Preventative Maintenance | Closed | Tom Burhart | 12/17/2018 | 12/17/2018 | PERFORMANCE ASSURANCE AT INVENTORY | INVENTORIED DEVICE AND ENSURED DEVICE WAS FUNCTIONING PROPERLY. | FBFBF38B-37E0-4692-9020-911694D2D6A5 | Labor | 12/17/2018 | 12/17/2018 | Tom Burhart
|  | HILL-ROM INC. | VERSACARE P3200 SERIES | BED, PATIENT, ELECTRIC | S137AD3626 | BEDS | Kelemen |  |  | 12/18/2018 |  | 12/18/30 |  |  | NO | YES |  |  |  |  | HILL-ROM INC. 50035864 S137AD3626 |  |  | Active |  | 99:99:99:99:99:99 |  | Alarm | 1Y:00-MFG | 12/18/2018 | 12/18/2018 | COOPER UNIVERSITY HOSPITAL |  |  |  | 0012148434 | Bonnie Aichroch | Performance Verification | Closed | Tom Burhart | 12/18/2018 | 12/18/2018 | INCOMING INVENTORY | DEVICE INVENTORIED | 09A81E55-6DAE-4E1F-B3D4-CDF0B565AC79 | Labor | 12/18/2018 | 12/18/2018 | Bonnie Aichroth
|  | HILL-ROM INC. | VERSACARE P3200 SERIES | BED, PATIENT, ELECTRIC | S136AD3620 | BEDS | Dorrance |  |  | 11/01/2019 |  | 11/1/31 |  |  | NO | YES |  |  |  |  | HILL-ROM INC. 50035863 S136AD3620 |  |  | Active |  | 99:99:99:99:99:99 |  | Alarm | 1Y:00-MFG | 11/01/2019 | 11/01/2019 | COOPER UNIVERSITY HOSPITAL |  |  |  | 0012148428 | Bonnie Aichroch | Preventative Maintenance | Closed | Tom Burhart | 11/01/2019 | 11/01/2019 | PERFORMANCE ASSURANCE AT INVENTORY | INVENTORIED DEVICE AND ENSURED DEVICE WAS FUNCTIONING PROPERLY. | 605F7B2A-5ECC-4795-9B11-3E9C964E5865 | Labor | 11/01/2019 | 11/01/2019 | Tom Burhart
|  | HILL-ROM INC. | VERSACARE P3200 SERIES | BED, PATIENT, ELECTRIC | S137AD3655 | BEDS | Dorrance |  |  | 11/01/2019 |  | 11/1/31 |  |  | NO | YES |  |  |  |  | HILL-ROM INC. 50035861 S137AD3655 |  |  | Active |  | 99:99:99:99:99:99 |  | Alarm | 1Y:00-MFG | 11/01/2019 | 11/01/2019 | COOPER UNIVERSITY HOSPITAL |  |  |  | 0012148410 | Bonnie Aichroch | Preventative Maintenance | Closed | Tom Burhart | 11/01/2019 | 11/01/2019 | PERFORMANCE ASSURANCE AT INVENTORY | INVENTORIED DEVICE AND ENSURED DEVICE WAS FUNCTIONING PROPERLY. | FF208759-C466-4D88-B7A5-F29B552B226F | Labor | 11/01/2019 | 11/01/2019 | Tom Burhart
|  | HILL-ROM INC. | VERSACARE P3200 SERIES | BED, PATIENT, ELECTRIC | S137AD3659 | BEDS | Kelemen |  |  | 11/01/2019 |  | 11/1/31 |  |  | NO | YES |  |  |  |  | HILL-ROM INC. 50035862 S137AD3659 |  |  | Active |  | 99:99:99:99:99:99 |  | Alarm | 1Y:00-MFG | 11/01/2019 | 11/01/2019 | COOPER UNIVERSITY HOSPITAL |  |  |  | 0012148417 | Bonnie Aichroch | Performance Verification | Closed | Tom Burhart | 11/01/2019 | 11/01/2019 | INCOMING INVENTORY | DEVICE INVENTORIED | 826646D7-6C46-4A17-AF2F-7C4A37DECD55 | Labor | 11/01/2019 | 11/01/2019 | Bonnie Aichroth
|  | HILL-ROM INC. | VERSACARE P3200 SERIES | BED, PATIENT, ELECTRIC | S137AD3690 | BEDS | Pavilion |  |  | 11/01/2019 |  | 11/1/31 |  |  | NO | YES |  |  |  |  | HILL-ROM INC. 50035859 S137AD3690 |  |  | Active |  | 99:99:99:99:99:99 |  | Alarm | 1Y:00-MFG | 11/01/2019 | 11/01/2019 | COOPER UNIVERSITY HOSPITAL |  |  |  | 0012148401 | Bonnie Aichroch | Performance Verification | Closed | Tom Burhart | 11/01/2019 | 11/01/2019 | INCOMING INVENTORY | DEVICE INVENTORIED | 3436D127-41FC-4859-B3DE-8E554A49B4CD | Labor | 11/01/2019 | 11/01/2019 | Bonnie Aichroth
|  | HILL-ROM INC. | VERSACARE P3200 SERIES | BED, PATIENT, ELECTRIC | S137AD3624 | BEDS | Kelemen |  |  | 11/01/2019 |  | 11/1/31 |  |  | NO | YES |  |  |  |  | HILL-ROM INC. 50035858 S137AD3624 |  |  | Active |  | 99:99:99:99:99:99 |  | Alarm | 1Y:00-MFG | 11/01/2019 | 11/01/2019 | COOPER UNIVERSITY HOSPITAL |  |  | 961D | 0012148360 | Bonnie Aichroch | Preventative Maintenance | Closed | Tom Burhart | 11/01/2019 | 11/01/2019 | PERFORMANCE ASSURANCE AT INVENTORY | INVENTORIED DEVICE AND ENSURED DEVICE WAS FUNCTIONING PROPERLY. | 1C4D92D8-263C-4CFD-A72F-C2E687C6AE4E | Labor | 11/01/2019 | 11/01/2019 | Tom Burhart
|  | HILL-ROM INC. | VERSACARE P3200 SERIES | BED, PATIENT, ELECTRIC | S137AD3686 | BEDS | Pavilion |  |  | 10/01/2019 |  | 10/1/31 |  |  | NO | YES |  |  |  |  | HILL-ROM INC. 50035857 S137AD3686 |  |  | Active |  | 99:99:99:99:99:99 |  | Alarm | 1Y:00-MFG | 10/01/2019 | 10/01/2019 | COOPER UNIVERSITY HOSPITAL |  |  |  | 0012148355 | Bonnie Aichroch | Performance Verification | Closed | Tom Burhart | 10/01/2019 | 10/01/2019 | INCOMING INVENTORY | DEVICE INVENTORIED | CD1551B8-04F9-48AF-B85C-8E5C76A6F63F | Labor | 10/01/2019 | 10/01/2019 | Bonnie Aichroth
|  | HILL-ROM INC. | VERSACARE P3200 SERIES | BED, PATIENT, ELECTRIC | S138AD3095 | BEDS | Kelemen |  |  | 10/01/2019 |  | 10/1/31 |  |  | NO | YES |  |  |  |  | HILL-ROM INC. 50035855 S138AD3095 |  |  | Active |  | 99:99:99:99:99:99 |  | Alarm | 1Y:00-MFG | 10/01/2019 | 10/01/2019 | COOPER UNIVERSITY HOSPITAL |  |  |  | 0012148339 | Bonnie Aichroch | Performance Verification | Closed | Tom Burhart | 10/01/2019 | 10/01/2019 | INCOMING INVENTORY | DEVICE INVENTORIED | F87A1A25-A975-4566-A4DB-F90553583D15 | Labor | 10/01/2019 | 10/01/2019 | Bonnie Aichroth
|  | HILL-ROM INC. | VERSACARE P3200 SERIES | BED, PATIENT, ELECTRIC | S137AD3674 | BEDS | Kelemen |  |  | 09/26/2019 |  | 9/26/31 |  |  | NO | YES |  |  |  |  | HILL-ROM INC. 50035854 S137AD3674 |  |  | Active |  | 99:99:99:99:99:99 |  | Alarm | 1Y:00-MFG | 09/26/2019 | 09/26/2019 | COOPER UNIVERSITY HOSPITAL |  |  |  | 0012148337 | Bonnie Aichroch | Preventative Maintenance | Closed | Tom Burhart | 09/26/2019 | 09/26/2019 | PERFORMANCE ASSURANCE AT INVENTORY | INVENTORIED DEVICE AND ENSURED DEVICE WAS FUNCTIONING PROPERLY. | 1910DB88-70D7-4D4D-A205-90FD8ECFB05A | Labor | 09/26/2019 | 09/26/2019 | Tom Burhart
|  | HILL-ROM INC. | VERSACARE P3200 SERIES | BED, PATIENT, ELECTRIC | S137AD3653 | BEDS | Pavilion |  |  | 09/26/2019 |  | 9/26/31 |  |  | NO | YES |  |  |  |  | HILL-ROM INC. 50035852 S137AD3653 |  |  | Active |  | 99:99:99:99:99:99 |  | Alarm | 1Y:00-MFG | 09/26/2019 | 09/26/2019 | COOPER UNIVERSITY HOSPITAL |  |  |  | 0012148320 | Bonnie Aichroch | Performance Verification | Closed | Tom Burhart | 09/26/2019 | 09/26/2019 | INCOMING INVENTORY | DEVICE INVENTORIED | 9388C81A-BA75-430B-B6BD-B7D62315585B | Labor | 09/26/2019 | 09/26/2019 | Bonnie Aichroth
|  | HILL-ROM INC. | VERSACARE P3200 SERIES | BED, PATIENT, ELECTRIC | S137AD3672 | BEDS | Pavilion |  |  | 09/26/2019 |  | 9/26/31 |  |  | NO | YES |  |  |  |  | HILL-ROM INC. 50035853 S137AD3672 |  |  | Active |  | 99:99:99:99:99:99 |  | Alarm | 1Y:00-MFG | 09/26/2019 | 09/26/2019 | COOPER UNIVERSITY HOSPITAL |  |  |  | 0012148329 | Bonnie Aichroch | Performance Verification | Closed | Tom Burhart | 09/26/2019 | 09/26/2019 | INCOMING INVENTORY | DEVICE INVENTORIED | D7F84571-E56A-4BD1-8BC8-FDBCA82920E0 | Labor | 09/26/2019 | 09/26/2019 | Bonnie Aichroth
|  | HILL-ROM INC. | VERSACARE P3200 SERIES | BED, PATIENT, ELECTRIC | S137AD3665 | BEDS | Dorrance |  |  | 09/26/2019 |  | 9/26/31 |  |  | NO | YES |  |  |  |  | HILL-ROM INC. 50035851 S137AD3665 |  |  | Active |  | 99:99:99:99:99:99 |  | Alarm | 1Y:00-MFG | 09/26/2019 | 09/26/2019 | COOPER UNIVERSITY HOSPITAL |  |  |  | 0012148315 | Bonnie Aichroch | Preventative Maintenance | Closed | Tom Burhart | 09/26/2019 | 09/26/2019 | PERFORMANCE ASSURANCE AT INVENTORY | INVENTORIED DEVICE AND ENSURED DEVICE WAS FUNCTIONING PROPERLY. | 2225AEA9-EE12-47A5-9ED8-9606CE57C0C4 | Labor | 09/26/2019 | 09/26/2019 | Tom Burhart
|  | HILL-ROM INC. | VERSACARE P3200 SERIES | BED, PATIENT, ELECTRIC | S137AD3661 | BEDS | Kelemen |  |  | 09/26/2019 |  | 9/26/31 |  |  | NO | YES |  |  |  |  | HILL-ROM INC. 50035850 S137AD3661 |  |  | Active |  | 99:99:99:99:99:99 |  | Alarm | 1Y:00-MFG | 09/26/2019 | 09/26/2019 | COOPER UNIVERSITY HOSPITAL |  |  |  | 0012148303 | Bonnie Aichroch | Preventative Maintenance | Closed | Tom Burhart | 09/26/2019 | 09/26/2019 | PERFORMANCE ASSURANCE AT INVENTORY | INVENTORIED DEVICE AND ENSURED DEVICE WAS FUNCTIONING PROPERLY. | EC95CD49-56EA-49C7-B774-3A915B417D7F | Labor | 09/26/2019 | 09/26/2019 | Tom Burhart
|  | HILL-ROM INC. | VERSACARE P3200 SERIES | BED, PATIENT, ELECTRIC | S137AD3645 | BEDS | Kelemen |  |  | 08/05/2019 |  | 8/5/31 |  |  | NO | YES |  |  |  |  | HILL-ROM INC. 50035848 S137AD3645 |  |  | Active |  | 99:99:99:99:99:99 |  | Alarm | 1Y:00-MFG | 08/05/2019 | 08/05/2019 | COOPER UNIVERSITY HOSPITAL |  |  |  | 0012148180 | Bonnie Aichroch | Preventative Maintenance | Closed | Tom Burhart | 08/05/2019 | 08/05/2019 | PERFORMANCE ASSURANCE AT INVENTORY | INVENTORIED DEVICE AND ENSURED DEVICE WAS FUNCTIONING PROPERLY. | 818D9A91-C68E-462C-ACBB-11F4D281A138 | Labor | 08/05/2019 | 08/05/2019 | Tom Burhart
|  | HILL-ROM INC. | VERSACARE P3200 SERIES | BED, PATIENT, ELECTRIC | S137AD3641 | BEDS | Kelemen |  |  | 08/02/2019 |  | 8/2/31 |  |  | NO | YES |  |  |  |  | HILL-ROM INC. 50035847 S137AD3641 |  |  | Active |  | 99:99:99:99:99:99 |  | Alarm | 1Y:00-MFG | 08/02/2019 | 08/02/2019 | COOPER UNIVERSITY HOSPITAL |  |  |  | 0012148178 | Bonnie Aichroch | Preventative Maintenance | Closed | Tom Burhart | 08/02/2019 | 08/02/2019 | PERFORMANCE ASSURANCE AT INVENTORY | INVENTORIED DEVICE AND ENSURED DEVICE WAS FUNCTIONING PROPERLY. | 76CC6FE3-8EC0-4F95-A10A-B179D523B86A | Labor | 08/02/2019 | 08/02/2019 | Tom Burhart
|  | HILL-ROM INC. | VERSACARE P3200 SERIES | BED, PATIENT, ELECTRIC | S138AD3691 | BEDS | Kelemen |  |  | 07/25/2019 |  | 7/25/31 |  |  | NO | YES |  |  |  |  | HILL-ROM INC. 50035843 S138AD3691 |  |  | Active |  | 99:99:99:99:99:99 |  | Alarm | 1Y:00-MFG | 07/25/2019 | 07/25/2019 | COOPER UNIVERSITY HOSPITAL |  |  |  | 0012148155 | Bonnie Aichroch | Preventative Maintenance | Closed | Tom Burhart | 07/25/2019 | 07/25/2019 | PERFORMANCE ASSURANCE AT INVENTORY | INVENTORIED DEVICE AND ENSURED DEVICE WAS FUNCTIONING PROPERLY. | 1EA85449-D04E-4458-91A0-191EB2A9F752 | Labor | 07/25/2019 | 07/25/2019 | Tom Burhart
|  | HILL-ROM INC. | VERSACARE P3200 SERIES | BED, PATIENT, ELECTRIC | S137AD3651 | BEDS | Kelemen |  |  | 08/16/2019 |  | 8/16/31 |  |  | NO | YES |  |  |  |  | HILL-ROM INC. 50035846 S137AD3651 |  |  | Active |  | 99:99:99:99:99:99 |  | Alarm | 1Y:00-MFG | 08/16/2019 | 08/16/2019 | COOPER UNIVERSITY HOSPITAL |  |  |  | 0012148168 | Bonnie Aichroch | Performance Verification | Closed | Tom Burhart | 08/16/2019 | 08/16/2019 | INCOMING INVENTORY | DEVICE INVENTORIED | CDE41C5E-E115-44AF-A140-916445A6FA8E | Labor | 08/16/2019 | 08/16/2019 | Bonnie Aichroth
|  | HILL-ROM INC. | VERSACARE P3200 SERIES | BED, PATIENT, ELECTRIC | S138AD3693 | BEDS | Kelemen |  |  | 08/22/2019 |  | 8/22/31 |  |  | NO | YES |  |  |  |  | HILL-ROM INC. 50035845 S138AD3693 |  |  | Active |  | 99:99:99:99:99:99 |  | Alarm | 1Y:00-MFG | 08/22/2019 | 08/22/2019 | COOPER UNIVERSITY HOSPITAL |  |  |  | 0012148161 | Bonnie Aichroch | Performance Verification | Closed | Tom Burhart | 08/22/2019 | 08/22/2019 | INCOMING INVENTORY | DEVICE INVENTORIED | 61986BF8-1AF5-47B7-8723-3EC3914AC3C7 | Labor | 08/22/2019 | 08/22/2019 | Bonnie Aichroth
|  | HILL-ROM INC. | VERSACARE P3200 SERIES | BED, PATIENT, ELECTRIC | S138AD3697 | BEDS | Kelemen |  |  | 07/19/2019 |  | 7/19/31 |  |  | NO | YES |  |  |  |  | HILL-ROM INC. 50035840 S138AD3697 |  |  | Active |  | 99:99:99:99:99:99 |  | Alarm | 1Y:00-MFG | 07/19/2019 | 07/19/2019 | COOPER UNIVERSITY HOSPITAL |  |  |  | 0012148144 | Bonnie Aichroch | Preventative Maintenance | Closed | Tom Burhart | 07/19/2019 | 07/19/2019 | PERFORMANCE ASSURANCE AT INVENTORY | INVENTORIED DEVICE AND ENSURED DEVICE WAS FUNCTIONING PROPERLY. | 62D7AF9C-E607-4CEA-B923-378F65C62B2B | Labor | 07/19/2019 | 07/19/2019 | Tom Burhart
|  | HILL-ROM INC. | VERSACARE P3200 SERIES | BED, PATIENT, ELECTRIC | S137AD3684 | BEDS | Pavilion |  |  | 07/24/2019 |  | 7/24/31 |  |  | NO | YES |  |  |  |  | HILL-ROM INC. 50035842 S137AD3684 |  |  | Active |  | 99:99:99:99:99:99 |  | Alarm | 1Y:00-MFG | 07/24/2019 | 07/24/2019 | COOPER UNIVERSITY HOSPITAL |  |  |  | 0012148152 | Bonnie Aichroch | Preventative Maintenance | Closed | Tom Burhart | 07/24/2019 | 07/24/2019 | PERFORMANCE ASSURANCE AT INVENTORY | INVENTORIED DEVICE AND ENSURED DEVICE WAS FUNCTIONING PROPERLY. | B41F1FA8-F97E-4982-B000-F6BD6F705DA9 | Labor | 07/24/2019 | 07/24/2019 | Tom Burhart
|  | HILL-ROM INC. | VERSACARE P3200 SERIES | BED, PATIENT, ELECTRIC | S137AD3636 | BEDS | Kelemen |  |  | 08/08/2019 |  | 8/8/31 |  |  | NO | YES |  |  |  |  | HILL-ROM INC. 50035844 S137AD3636 |  |  | Active |  | 99:99:99:99:99:99 |  | Alarm | 1Y:00-MFG | 08/08/2019 | 08/08/2019 | COOPER UNIVERSITY HOSPITAL |  |  |  | 0012148158 | Bonnie Aichroch | Preventative Maintenance | Closed | Tom Burhart | 08/08/2019 | 08/08/2019 | PERFORMANCE ASSURANCE AT INVENTORY | INVENTORIED DEVICE AND ENSURED DEVICE WAS FUNCTIONING PROPERLY. | 06692391-96C0-44D7-99D0-E2B33E1F0F3A | Labor | 08/08/2019 | 08/08/2019 | Tom Burhart
|  | HILL-ROM INC. | VERSACARE P3200 SERIES | BED, PATIENT, ELECTRIC | S137AD3628 | BEDS | Pavilion |  |  | 07/11/2019 |  | 7/11/31 |  |  | NO | YES |  |  |  |  | HILL-ROM INC. 50035839 S137AD3628 |  |  | Active |  | 99:99:99:99:99:99 |  | Alarm | 1Y:00-MFG | 07/11/2019 | 07/11/2019 | COOPER UNIVERSITY HOSPITAL |  |  |  | 0012148142 | Bonnie Aichroch | Preventative Maintenance | Closed | Tom Burhart | 07/11/2019 | 07/11/2019 | PERFORMANCE ASSURANCE AT INVENTORY | INVENTORIED DEVICE AND ENSURED DEVICE WAS FUNCTIONING PROPERLY. | E6172D14-F48B-439C-BE08-96E9D2290A26 | Labor | 07/11/2019 | 07/11/2019 | Tom Burhart
|  | HILL-ROM INC. | VERSACARE P3200 SERIES | BED, PATIENT, ELECTRIC | S136AD3588 | BEDS | Kelemen |  |  | 06/05/2019 |  | 6/5/31 |  |  | NO | YES |  |  |  |  | HILL-ROM INC. 50035837 S136AD3588 |  |  | Active |  | 99:99:99:99:99:99 |  | Alarm | 1Y:00-MFG | 06/05/2019 | 06/05/2019 | COOPER UNIVERSITY HOSPITAL |  |  |  | 0012148081 | Bonnie Aichroch | Performance Verification | Closed | Tom Burhart | 06/05/2019 | 06/05/2019 | INCOMING INVENTORY | DEVICE INVENTORIED | 2E6AC2A2-21F2-4374-A854-B29E956FC1B4 | Labor | 06/05/2019 | 06/05/2019 | Bonnie Aichroth
|  | HILL-ROM INC. | VERSACARE P3200 SERIES | BED, PATIENT, ELECTRIC | S137AD3634 | BEDS | Kelemen |  |  | 07/19/2019 |  | 7/19/31 |  |  | NO | YES |  |  |  |  | HILL-ROM INC. 50035838 S137AD3634 |  |  | Active |  | 99:99:99:99:99:99 |  | Alarm | 1Y:00-MFG | 07/19/2019 | 07/19/2019 | COOPER UNIVERSITY HOSPITAL |  |  |  | 0012148135 | Bonnie Aichroch | Performance Verification | Closed | Tom Burhart | 07/19/2019 | 07/19/2019 | INCOMING INVENTORY | DEVICE INVENTORIED | 3595EC92-1425-48E1-AA47-00B23E42C8F0 | Labor | 07/19/2019 | 07/19/2019 | Bonnie Aichroth
|  | HILL-ROM INC. | VERSACARE P3200 SERIES | BED, PATIENT, ELECTRIC | S136AD3580 | BEDS | Pavilion |  |  | 06/24/2019 |  | 6/24/31 |  |  | NO | YES |  |  |  |  | HILL-ROM INC. 50035836 S136AD3580 |  |  | Active |  | 99:99:99:99:99:99 |  | Alarm | 1Y:00-MFG | 06/24/2019 | 06/24/2019 | COOPER UNIVERSITY HOSPITAL |  |  |  | 0012144831 | Bonnie Aichroch | Performance Verification | Closed | Tom Burhart | 06/24/2019 | 06/24/2019 | INCOMING INVENTORY | DEVICE INVENTORIED | 3A8E320E-2765-46C1-AC0D-E4BA7F98A518 | Labor | 06/24/2019 | 06/24/2019 | Bonnie Aichroth
|  | HILL-ROM INC. | VERSACARE P3200 SERIES | BED, PATIENT, ELECTRIC | S136AD3584 | BEDS | Kelemen |  |  | 06/07/2019 |  | 6/7/31 |  |  | NO | YES |  |  |  |  | HILL-ROM INC. 50035835 S136AD3584 |  |  | Active |  | 99:99:99:99:99:99 |  | Alarm | 1Y:00-MFG | 06/07/2019 | 06/07/2019 | COOPER UNIVERSITY HOSPITAL |  |  |  | 0012144829 | Bonnie Aichroch | Preventative Maintenance | Closed | Tom Burhart | 06/07/2019 | 06/07/2019 | PERFORMANCE ASSURANCE AT INVENTORY | INVENTORIED DEVICE AND ENSURED DEVICE WAS FUNCTIONING PROPERLY. | CB676075-2824-4769-9CD8-A8A4061CF447 | Labor | 06/07/2019 | 06/07/2019 | Tom Burhart
|  | HILL-ROM INC. | VERSACARE P3200 SERIES | BED, PATIENT, ELECTRIC | S137AD3622 | BEDS | Kelemen |  |  | 06/21/2019 |  | 6/21/31 |  |  | NO | YES |  |  |  |  | HILL-ROM INC. 50035834 S137AD3622 |  |  | Active |  | 99:99:99:99:99:99 |  | Alarm | 1Y:00-MFG | 06/21/2019 | 06/21/2019 | COOPER UNIVERSITY HOSPITAL |  |  |  | 0012144824 | Bonnie Aichroch | Preventative Maintenance | Closed | Tom Burhart | 06/21/2019 | 06/21/2019 | PERFORMANCE ASSURANCE AT INVENTORY | INVENTORIED DEVICE AND ENSURED DEVICE WAS FUNCTIONING PROPERLY. | 4CD540A0-997D-46DE-B9DD-5D62473E415C | Labor | 06/21/2019 | 06/21/2019 | Tom Burhart
|  | HILL-ROM INC. | VERSACARE P3200 SERIES | BED, PATIENT, ELECTRIC | S138AD3694 | BEDS | Kelemen |  |  | 05/10/2019 |  | 5/10/31 |  |  | NO | YES |  |  |  |  | HILL-ROM INC. 50035833 S138AD3694 |  |  | Active |  | 99:99:99:99:99:99 |  | Alarm | 1Y:00-MFG | 05/10/2019 | 05/10/2019 | COOPER UNIVERSITY HOSPITAL |  |  |  | 0012144819 | Bonnie Aichroch | Preventative Maintenance | Closed | Tom Burhart | 05/10/2019 | 05/10/2019 | PERFORMANCE ASSURANCE AT INVENTORY | INVENTORIED DEVICE AND ENSURED DEVICE WAS FUNCTIONING PROPERLY. | 49078E73-EFDF-4C02-A5FF-486021334DFF | Labor | 05/10/2019 | 05/10/2019 | Tom Burhart
|  | HILL-ROM INC. | VERSACARE P3200 SERIES | BED, PATIENT, ELECTRIC | S136AD3582 | BEDS | Pavilion |  |  | 05/01/2019 |  | 5/1/31 |  |  | NO | YES |  |  |  |  | HILL-ROM INC. 50035831 S136AD3582 |  |  | Active |  | 99:99:99:99:99:99 |  | Alarm | 1Y:00-MFG | 05/01/2019 | 05/01/2019 | COOPER UNIVERSITY HOSPITAL |  |  |  | 0012144806 | Bonnie Aichroch | Performance Verification | Closed | Tom Burhart | 05/01/2019 | 05/01/2019 | INCOMING INVENTORY | DEVICE INVENTORIED | 5C73FF23-1A7F-40A5-AF31-6232E0435373 | Labor | 05/01/2019 | 05/01/2019 | Bonnie Aichroth
|  | HILL-ROM INC. | VERSACARE P3200 SERIES | BED, PATIENT, ELECTRIC | S138AD3703 | BEDS | Kelemen |  |  | 05/17/2019 |  | 5/17/31 |  |  | NO | YES |  |  |  |  | HILL-ROM INC. 50035832 S138AD3703 |  |  | Active |  | 99:99:99:99:99:99 |  | Alarm | 1Y:00-MFG | 05/17/2019 | 05/17/2019 | COOPER UNIVERSITY HOSPITAL |  |  |  | 0012144813 | Bonnie Aichroch | Preventative Maintenance | Closed | Tom Burhart | 05/17/2019 | 05/17/2019 | PERFORMANCE ASSURANCE AT INVENTORY | INVENTORIED DEVICE AND ENSURED DEVICE WAS FUNCTIONING PROPERLY. | 060250A6-A58B-460C-9A7D-C949A256BC1D | Labor | 05/17/2019 | 05/17/2019 | Tom Burhart
|  | HILL-ROM INC. | VERSACARE P3200 SERIES | BED, PATIENT, ELECTRIC | S136AD3600 | BEDS | Kelemen |  |  | 05/15/2019 |  | 5/15/31 |  |  | NO | YES |  |  |  |  | HILL-ROM INC. 50035830 S136AD3600 |  |  | Active |  | 99:99:99:99:99:99 |  | Alarm | 1Y:00-MFG | 05/15/2019 | 05/15/2019 | COOPER UNIVERSITY HOSPITAL |  |  |  | 0012144801 | Bonnie Aichroch | Performance Verification | Closed | Tom Burhart | 05/15/2019 | 05/15/2019 | INCOMING INVENTORY | DEVICE INVENTORIED | CD9535DF-2CCA-4B3F-A8F0-0871FAFE00A3 | Labor | 05/15/2019 | 05/15/2019 | Bonnie Aichroth
|  | HILL-ROM INC. | VERSACARE P3200 SERIES | BED, PATIENT, ELECTRIC | S136AD3597 | BEDS | Kelemen |  |  | 04/15/2019 |  | 4/15/31 |  |  | NO | YES |  |  |  |  | HILL-ROM INC. 50035828 S136AD3597 |  |  | Active |  | 99:99:99:99:99:99 |  | Alarm | 1Y:00-MFG | 04/15/2019 | 04/15/2019 | COOPER UNIVERSITY HOSPITAL |  |  |  | 0012144788 | Bonnie Aichroch | Performance Verification | Closed | Tom Burhart | 04/15/2019 | 04/15/2019 | INCOMING INVENTORY | DEVICE INVENTORIED | F1FA4DE1-7C21-449A-956C-643ED08EE6D6 | Labor | 04/15/2019 | 04/15/2019 | Bonnie Aichroth
|  | HILL-ROM INC. | VERSACARE P3200 SERIES | BED, PATIENT, ELECTRIC | S136AD3610 | BEDS | Kelemen |  |  | 05/13/2019 |  | 5/13/31 |  |  | NO | YES |  |  |  |  | HILL-ROM INC. 50035829 S136AD3610 |  |  | Active |  | 99:99:99:99:99:99 |  | Alarm | 1Y:00-MFG | 05/13/2019 | 05/13/2019 | COOPER UNIVERSITY HOSPITAL |  |  |  | 0012144795 | Bonnie Aichroch | Preventative Maintenance | Closed | Tom Burhart | 05/13/2019 | 05/13/2019 | PERFORMANCE ASSURANCE AT INVENTORY | INVENTORIED DEVICE AND ENSURED DEVICE WAS FUNCTIONING PROPERLY. | 327B948F-CC69-4102-83C8-CA4382127F50 | Labor | 05/13/2019 | 05/13/2019 | Tom Burhart
|  | HILL-ROM INC. | VERSACARE P3200 SERIES | BED, PATIENT, ELECTRIC | S138AD3698 | BEDS | Kelemen |  |  | 04/19/2019 |  | 4/19/31 |  |  | NO | YES |  |  |  |  | HILL-ROM INC. 50035826 S138AD3698 |  |  | Active |  | 99:99:99:99:99:99 |  | Alarm | 1Y:00-MFG | 04/19/2019 | 04/19/2019 | COOPER UNIVERSITY HOSPITAL |  |  |  | 0012144776 | Bonnie Aichroch | Performance Verification | Closed | Tom Burhart | 04/19/2019 | 04/19/2019 | INCOMING INVENTORY | DEVICE INVENTORIED | C32826F4-B4CB-462A-81F2-413542D594DC | Labor | 04/19/2019 | 04/19/2019 | Bonnie Aichroth
|  | HILL-ROM INC. | VERSACARE P3200 SERIES | BED, PATIENT, ELECTRIC | S136AD3618 | BEDS | Kelemen |  |  | 04/18/2019 |  | 4/18/31 |  |  | NO | YES |  |  |  |  | HILL-ROM INC. 50035827 S136AD3618 |  |  | Active |  | 99:99:99:99:99:99 |  | Alarm | 1Y:00-MFG | 04/18/2019 | 04/18/2019 | COOPER UNIVERSITY HOSPITAL |  |  |  | 0012144782 | Bonnie Aichroch | Preventative Maintenance | Closed | Tom Burhart | 04/18/2019 | 04/18/2019 | PERFORMANCE ASSURANCE AT INVENTORY | INVENTORIED DEVICE AND ENSURED DEVICE WAS FUNCTIONING PROPERLY. | C64CC896-05A3-471A-A7EC-D2615BBAC20B | Labor | 04/18/2019 | 04/18/2019 | Tom Burhart
|  | HILL-ROM INC. | VERSACARE P3200 SERIES | BED, PATIENT, ELECTRIC | S138AD3702 | BEDS | Kelemen |  |  | 04/22/2019 |  | 4/22/31 |  |  | NO | YES |  |  |  |  | HILL-ROM INC. 50035824 S138AD3702 |  |  | Active |  | 99:99:99:99:99:99 |  | Alarm | 1Y:00-MFG | 04/22/2019 | 04/22/2019 | COOPER UNIVERSITY HOSPITAL |  |  |  | 0012144753 | Bonnie Aichroch | Preventative Maintenance | Closed | Tom Burhart | 04/22/2019 | 04/22/2019 | PERFORMANCE ASSURANCE AT INVENTORY | INVENTORIED DEVICE AND ENSURED DEVICE WAS FUNCTIONING PROPERLY. | 240C80F4-37B2-4FC5-90C6-7AAD0389ACF6 | Labor | 04/22/2019 | 04/22/2019 | Tom Burhart
|  | HILL-ROM INC. | VERSACARE P3200 SERIES | BED, PATIENT, ELECTRIC | S138AD3701 | BEDS | Kelemen |  |  | 04/19/2019 |  | 4/19/31 |  |  | NO | YES |  |  |  |  | HILL-ROM INC. 50035823 S138AD3701 |  |  | Active |  | 99:99:99:99:99:99 |  | Alarm | 1Y:00-MFG | 04/19/2019 | 04/19/2019 | COOPER UNIVERSITY HOSPITAL |  |  |  | 0012144745 | Bonnie Aichroch | Performance Verification | Closed | Tom Burhart | 04/19/2019 | 04/19/2019 | INCOMING INVENTORY | DEVICE INVENTORIED | 4DE29A54-F190-4FD3-BC8E-5629326A65BD | Labor | 04/19/2019 | 04/19/2019 | Bonnie Aichroth
|  | HILL-ROM INC. | VERSACARE P3200 SERIES | BED, PATIENT, ELECTRIC | S136AD3614 | BEDS | Kelemen |  |  | 03/21/2019 |  | 3/21/31 |  |  | NO | YES |  |  |  |  | HILL-ROM INC. 50035820 S136AD3614 |  |  | Active |  | 99:99:99:99:99:99 |  | Alarm | 1Y:00-MFG | 03/21/2019 | 03/21/2019 | COOPER UNIVERSITY HOSPITAL |  |  |  | 0012144732 | Bonnie Aichroch | Preventative Maintenance | Closed | Tom Burhart | 03/21/2019 | 03/21/2019 | PERFORMANCE ASSURANCE AT INVENTORY | INVENTORIED DEVICE AND ENSURED DEVICE WAS FUNCTIONING PROPERLY. | B9B6BDA1-0091-4B19-85B3-7E13C8BB3A69 | Labor | 03/21/2019 | 03/21/2019 | Tom Burhart
|  | HILL-ROM INC. | VERSACARE P3200 SERIES | BED, PATIENT, ELECTRIC | S136AD3604 | BEDS | Kelemen |  |  | 03/15/2019 |  | 3/15/31 |  |  | NO | YES |  |  |  |  | HILL-ROM INC. 50035821 S136AD3604 |  |  | Active |  | 99:99:99:99:99:99 |  | Alarm | 1Y:00-MFG | 03/15/2019 | 03/15/2019 | COOPER UNIVERSITY HOSPITAL |  |  |  | 0012144736 | Bonnie Aichroch | Preventative Maintenance | Closed | Tom Burhart | 03/15/2019 | 03/15/2019 | PERFORMANCE ASSURANCE AT INVENTORY | INVENTORIED DEVICE AND ENSURED DEVICE WAS FUNCTIONING PROPERLY. | 7DDBE925-AC5B-48F3-8C5A-A3AF4E34AAF5 | Labor | 03/15/2019 | 03/15/2019 | Tom Burhart
|  | HILL-ROM INC. | VERSACARE P3200 SERIES | BED, PATIENT, ELECTRIC | S136AD3602 | BEDS | Kelemen |  |  | 03/19/2019 |  | 3/19/31 |  |  | NO | YES |  |  |  |  | HILL-ROM INC. 50035822 S136AD3602 |  |  | Active |  | 99:99:99:99:99:99 |  | Alarm | 1Y:00-MFG | 03/19/2019 | 03/19/2019 | COOPER UNIVERSITY HOSPITAL |  |  |  | 0012144739 | Bonnie Aichroch | Performance Verification | Closed | Tom Burhart | 03/19/2019 | 03/19/2019 | INCOMING INVENTORY | DEVICE INVENTORIED | 93DE1534-EA99-4FF9-9DCA-83978777D99F | Labor | 03/19/2019 | 03/19/2019 | Bonnie Aichroth
|  | HILL-ROM INC. | VERSACARE P3200 SERIES | BED, PATIENT, ELECTRIC | S138AD3606 | BEDS | Kelemen |  |  | 02/15/2019 |  | 2/15/31 |  |  | NO | YES |  |  |  |  | HILL-ROM INC. 50035819 S138AD3606 |  |  | Active |  | 99:99:99:99:99:99 |  | Alarm | 1Y:00-MFG | 02/15/2019 | 02/15/2019 | COOPER UNIVERSITY HOSPITAL |  |  |  | 0012144727 | Bonnie Aichroch | Performance Verification | Closed | Tom Burhart | 02/15/2019 | 02/15/2019 | INCOMING INVENTORY | DEVICE INVENTORIED | A5801C71-1201-48C6-9838-711432AC2D42 | Labor | 02/15/2019 | 02/15/2019 | Bonnie Aichroth
|  | HILL-ROM INC. | VERSACARE P3200 SERIES | BED, PATIENT, ELECTRIC | S138AD3705 | BEDS | Pavilion |  |  | 02/15/2019 |  | 2/15/31 |  |  | NO | YES |  |  |  |  | HILL-ROM INC. 50035818 S138AD3705 |  |  | Active |  | 99:99:99:99:99:99 |  | Alarm | 1Y:00-MFG | 02/15/2019 | 02/15/2019 | COOPER UNIVERSITY HOSPITAL |  |  |  | 0012144724 | Bonnie Aichroch | Performance Verification | Closed | Tom Burhart | 02/15/2019 | 02/15/2019 | INCOMING INVENTORY | DEVICE INVENTORIED | 7B95C44A-9B0E-4427-9F40-C435E16360FC | Labor | 02/15/2019 | 02/15/2019 | Bonnie Aichroth
|  | HILL-ROM INC. | VERSACARE P3200 SERIES | BED, PATIENT, ELECTRIC | S136AD3574 | BEDS | Kelemen |  |  | 02/18/2019 |  | 2/18/31 |  |  | NO | YES |  |  |  |  | HILL-ROM INC. 50035817 S136AD3574 |  |  | Active |  | 99:99:99:99:99:99 |  | Alarm | 1Y:00-MFG | 02/18/2019 | 02/18/2019 | COOPER UNIVERSITY HOSPITAL |  |  |  | 0012144719 | Bonnie Aichroch | Performance Verification | Closed | Tom Burhart | 02/18/2019 | 02/18/2019 | INCOMING INVENTORY | DEVICE INVENTORIED | FF0F3C9F-6504-4D4F-BC67-1FB7C45A3749 | Labor | 02/18/2019 | 02/18/2019 | Bonnie Aichroth
|  | HILL-ROM INC. | VERSACARE P3200 SERIES | BED, PATIENT, ELECTRIC | S136AD3570 | BEDS | Kelemen |  |  | 02/21/2019 |  | 2/21/31 |  |  | NO | YES |  |  |  |  | HILL-ROM INC. 50035816 S136AD3570 |  |  | Active |  | 99:99:99:99:99:99 |  | Alarm | 1Y:00-MFG | 02/21/2019 | 02/21/2019 | COOPER UNIVERSITY HOSPITAL |  |  |  | 0012144712 | Bonnie Aichroch | Preventative Maintenance | Closed | Tom Burhart | 02/21/2019 | 02/21/2019 | PERFORMANCE ASSURANCE AT INVENTORY | INVENTORIED DEVICE AND ENSURED DEVICE WAS FUNCTIONING PROPERLY. | BB18AD41-F157-4E7A-B6C8-968F93D20443 | Labor | 02/21/2019 | 02/21/2019 | Tom Burhart
|  | HILL-ROM INC. | VERSACARE P3200 SERIES | BED, PATIENT, ELECTRIC | S136AD3612 | BEDS | Pavilion |  |  | 02/18/2019 |  | 2/18/31 |  |  | NO | YES |  |  |  |  | HILL-ROM INC. 50035815 S136AD3612 |  |  | Active |  | 99:99:99:99:99:99 |  | Alarm | 1Y:00-MFG | 02/18/2019 | 02/18/2019 | COOPER UNIVERSITY HOSPITAL |  |  |  | 0012144707 | Bonnie Aichroch | Performance Verification | Closed | Tom Burhart | 02/18/2019 | 02/18/2019 | INCOMING INVENTORY | DEVICE INVENTORIED | ECFA0F5C-2500-484A-9262-9EDBE1D45731 | Labor | 02/18/2019 | 02/18/2019 | Bonnie Aichroth
|  | HILL-ROM INC. | VERSACARE P3200 SERIES | BED, PATIENT, ELECTRIC | S138AD3704 | BEDS | Kelemen |  |  | 02/15/2019 |  | 2/15/31 |  |  | NO | YES |  |  |  |  | HILL-ROM INC. 50035814 S138AD3704 |  |  | Active |  | 99:99:99:99:99:99 |  | Alarm | 1Y:00-MFG | 02/15/2019 | 02/15/2019 | COOPER UNIVERSITY HOSPITAL |  |  |  | 0012144703 | Bonnie Aichroch | Performance Verification | Closed | Tom Burhart | 02/15/2019 | 02/15/2019 | INCOMING INVENTORY | DEVICE INVENTORIED | 688110B0-9639-40F6-B9F6-A90E1D0B7220 | Labor | 02/15/2019 | 02/15/2019 | Bonnie Aichroth
|  | HILL-ROM INC. | VERSACARE P3200 SERIES | BED, PATIENT, ELECTRIC | S136AD3572 | BEDS | Kelemen |  |  | 01/07/2019 |  | 1/7/31 |  |  | NO | YES |  |  |  |  | HILL-ROM INC. 50035813 S136AD3572 |  |  | Active |  | 99:99:99:99:99:99 |  | Alarm | 1Y:00-MFG | 01/07/2019 | 01/07/2019 | COOPER UNIVERSITY HOSPITAL |  |  |  | 0012144700 | Bonnie Aichroch | Preventative Maintenance | Closed | Tom Burhart | 01/07/2019 | 01/07/2019 | PERFORMANCE ASSURANCE AT INVENTORY | INVENTORIED DEVICE AND ENSURED DEVICE WAS FUNCTIONING PROPERLY. | A4E01B98-D897-4993-8978-0E91D7B467DF | Labor | 01/07/2019 | 01/07/2019 | Tom Burhart
|  | HILL-ROM INC. | VERSACARE P3200 SERIES | BED, PATIENT, ELECTRIC | P097AD0453 | BIOMEDICAL | Pavilion |  |  | 03/18/2019 |  | 3/18/31 |  |  | NO | YES |  |  |  |  | HILL-ROM INC. 50035803 P097AD0453 |  |  | Active |  | 99:99:99:99:99:99 |  | Alarm | 1Y:00-MFG | 03/18/2019 | 03/18/2019 | COOPER UNIVERSITY HOSPITAL |  |  | pav 9 936 |  | Bonnie Aichroch |  |  |  | 03/18/2019 | 03/18/2019 |  |  |  |  | 03/18/2019 | 03/18/2019
|  | HILL-ROM INC. | VERSACARE P3200 SERIES | BED, PATIENT, ELECTRIC | S136AD3576 | BEDS | Pavilion |  |  | 01/07/2019 |  | 1/7/31 |  |  | NO | YES |  |  |  |  | HILL-ROM INC. 50035812 S136AD3576 |  |  | Active |  | 99:99:99:99:99:99 |  | Alarm | 1Y:00-MFG | 01/07/2019 | 01/07/2019 | COOPER UNIVERSITY HOSPITAL |  |  |  | 0012144693 | Bonnie Aichroch | Performance Verification | Closed | Tom Burhart | 01/07/2019 | 01/07/2019 | INCOMING INVENTORY | DEVICE INVENTORIED | 7BC87230-D376-4B74-B1AC-E29E4F295F8F | Labor | 01/07/2019 | 01/07/2019 | Bonnie Aichroth
|  | HILL-ROM INC. | VERSACARE P3200 SERIES | BED, PATIENT, ELECTRIC | S136AD3608 | BEDS | Kelemen |  |  | 01/07/2019 |  | 1/7/31 |  |  | NO | YES |  |  |  |  | HILL-ROM INC. 50035811 S136AD3608 |  |  | Active |  | 99:99:99:99:99:99 |  | Alarm | 1Y:00-MFG | 01/07/2019 | 01/07/2019 | COOPER UNIVERSITY HOSPITAL |  |  |  | 0012144691 | Bonnie Aichroch | Preventative Maintenance | Closed | Tom Burhart | 01/07/2019 | 01/07/2019 | PERFORMANCE ASSURANCE AT INVENTORY | INVENTORIED DEVICE AND ENSURED DEVICE WAS FUNCTIONING PROPERLY. | 8D597178-B375-49D9-A850-52401EE58D7A | Labor | 01/07/2019 | 01/07/2019 | Tom Burhart
|  | HILL-ROM INC. | VERSACARE P3200 SERIES | BED, PATIENT, ELECTRIC | S138AD3699 | BEDS | Dorrance |  |  | 01/07/2019 |  | 1/7/31 |  |  | NO | YES |  |  |  |  | HILL-ROM INC. 50035810 S138AD3699 |  |  | Active |  | 99:99:99:99:99:99 |  | Alarm | 1Y:00-MFG | 01/07/2019 | 01/07/2019 | COOPER UNIVERSITY HOSPITAL |  |  |  | 0012144682 | Bonnie Aichroch | Performance Verification | Closed | Tom Burhart | 01/07/2019 | 01/07/2019 | INCOMING INVENTORY | DEVICE INVENTORIED | F9613287-B7D3-4AED-9126-E514A7376513 | Labor | 01/07/2019 | 01/07/2019 | Bonnie Aichroth
|  | HILL-ROM INC. | VERSACARE P3200 SERIES | BED, PATIENT, ELECTRIC | S136AD3586 | BEDS | Kelemen |  |  | 01/11/2019 |  | 1/11/31 |  |  | NO | YES |  |  |  |  | HILL-ROM INC. 50035809 S136AD358 |  |  | Active |  | 99:99:99:99:99:99 |  | Alarm | 1Y:00-MFG | 01/11/2019 | 01/11/2019 | COOPER UNIVERSITY HOSPITAL |  |  |  | 0012144675 | Bonnie Aichroch | Performance Verification | Closed | Tom Burhart | 01/11/2019 | 01/11/2019 | INCOMING INVENTORY | DEVICE INVENTORIED | 0CA4D51D-B17B-46F2-AA1E-A36EE985BF6C | Labor | 01/11/2019 | 01/11/2019 | Bonnie Aichroth
|  | HILL-ROM INC. | VERSACARE P3200 SERIES | BED, PATIENT, ELECTRIC | S136AD3578 | BEDS | Kelemen |  |  | 01/07/2019 |  | 1/7/31 |  |  | NO | YES |  |  |  |  | HILL-ROM INC. 50035808 S136AD3578 |  |  | Active |  | 99:99:99:99:99:99 |  | Alarm | 1Y:00-MFG | 01/07/2019 | 01/07/2019 | COOPER UNIVERSITY HOSPITAL |  |  |  | 0012143310 | Bonnie Aichroch | Preventative Maintenance | Closed | Tom Burhart | 01/07/2019 | 01/07/2019 | PERFORMANCE ASSURANCE AT INVENTORY | INVENTORIED DEVICE AND ENSURED DEVICE WAS FUNCTIONING PROPERLY. | 04F6E19D-B29F-40A6-A4C8-9EA2CB7D6D8A | Labor | 01/07/2019 | 01/07/2019 | Tom Burhart
|  | HILL-ROM INC. | VERSACARE P3200 SERIES | BED, PATIENT, ELECTRIC | P188AD3276 | CHIP - 9 PAVILION | Pavilion |  |  | 06/05/2019 |  | 6/5/31 |  |  | NO | YES |  |  |  |  | HILL-ROM INC. 50010995 P188AD3276 |  |  | Active |  | 99:99:99:99:99:99 |  | Alarm | 1Y:00-MFG | 06/05/2019 | 06/05/2019 | COOPER UNIVERSITY HOSPITAL |  |  | south 10 1068d |  | KIM HUMMEL |  |  |  | 06/05/2019 | 06/05/2019 |  |  |  |  | 06/05/2019 | 06/05/2019
|  | HILL-ROM INC. | VERSACARE P3200 SERIES | BED, PATIENT, ELECTRIC | J312AD1972 | MED/SURG 6 PAVILION | Kelemen |  |  | 09/26/2019 |  | 9/26/31 |  |  | NO | YES |  |  |  |  | HILL-ROM INC. 50010994 J312AD1972 |  |  | Active |  | 99:99:99:99:99:99 |  | Alarm | 1Y:00-MFG | 09/26/2019 | 09/26/2019 | COOPER UNIVERSITY HOSPITAL |  |  | pav 8 830 |  | BRIAN OSHAUGHNESSY |  |  |  | 09/26/2019 | 09/26/2019 |  |  |  |  | 09/26/2019 | 09/26/2019
|  | HILL-ROM INC. | VERSACARE P3200 SERIES | BED, PATIENT, ELECTRIC | O056AD5839 | BIOMEDICAL | Kelemen |  |  | 12/19/2018 |  | 12/19/30 |  |  | NO | YES |  |  |  |  | HILL-ROM INC. 50010987 0056AD5839 |  |  | Active |  | 99:99:99:99:99:99 |  | Equipment | 1Y:00-MFG | 12/19/2018 | 12/19/2018 | COOPER UNIVERSITY HOSPITAL |  |  | south 10 1053w |  | Bonnie Aichroch |  |  |  | 12/19/2018 | 12/19/2018 |  |  |  |  | 12/19/2018 | 12/19/2018
|  | HILL-ROM INC. | VERSACARE P3200 SERIES | BED, PATIENT, ELECTRIC | F090AD0664 | BIOMEDICAL | Kelemen |  |  | 11/01/2019 |  | 11/1/31 |  |  | NO | YES |  |  |  |  | HILL-ROM INC. 50010979 F090AD0664 |  |  | Active |  | 99:99:99:99:99:99 |  | Equipment | 1Y:00-MFG | 11/01/2019 | 11/01/2019 | COOPER UNIVERSITY HOSPITAL |  |  | L and D 6 |  | Bonnie Aichroch |  |  |  | 11/01/2019 | 11/01/2019 |  |  |  |  | 11/01/2019 | 11/01/2019
|  | HILL-ROM INC. | VERSACARE P3200 SERIES | BED, PATIENT, ELECTRIC | M117AD9093 | BIOMEDICAL | Kelemen |  |  | 12/17/2018 |  | 12/17/30 |  |  | NO | YES |  |  |  |  | HILL-ROM INC. 50010966 M117AD9093 |  |  | Active |  | 99:99:99:99:99:99 |  | Equipment | 1Y:00-MFG | 12/17/2018 | 12/17/2018 | COOPER UNIVERSITY HOSPITAL |  |  | PAV 6 621 | 0011500837 | Bonnie Aichroch | Repair | Closed | Tom Burhart | 12/17/2018 | 12/17/2018 | AIR MATTRESS - MATTRESS DEFLATED -TMX | 4/20/2017 3:40:18 PM TJBURHART (TJBURHART 4/20/2017 12:00 AM) OPEN THE MATTRESS TO CHECK THE BLADDERS. TRACE THE THE LEAK TO THE FINGER BLADDERS. CHANGED THE AIR CONNECTION. TESTED THE BED AND RETURN TO SERVICE. | E1F5B217-D77E-4848-A23E-6A9A41A06511 | Labor | 12/17/2018 | 12/17/2018 | Tom Burhart
|  | HILL-ROM INC. | VERSACARE P3200 SERIES | BED, PATIENT, ELECTRIC | P178AD3268 | BIOMEDICAL | Pavilion |  |  | 12/26/2018 |  | 12/26/30 |  |  | NO | YES |  |  |  |  | HILL-ROM INC. 50010958 P178AD3268 |  |  | Active |  | 99:99:99:99:99:99 |  | Equipment | 1Y:00-MFG | 12/26/2018 | 12/26/2018 | COOPER UNIVERSITY HOSPITAL |  |  | NORTH 8 813 |  | Bonnie Aichroch |  |  |  | 12/26/2018 | 12/26/2018 |  |  |  |  | 12/26/2018 | 12/26/2018
|  | HILL-ROM INC. | VERSACARE P3200 SERIES | BED, PATIENT, ELECTRIC | K285AD6949 | BIOMEDICAL | Pavilion |  |  | 01/11/2019 |  | 1/11/31 |  |  | NO | YES |  |  |  |  | HILL-ROM INC. 50010956 K285AD6949 |  |  | Active |  | 99:99:99:99:99:99 |  | Equipment | 1Y:00-MFG | 01/11/2019 | 01/11/2019 | COOPER UNIVERSITY HOSPITAL |  |  | north 9 914w |  | Bonnie Aichroch |  |  |  | 01/11/2019 | 01/11/2019 |  |  |  |  | 01/11/2019 | 01/11/2019
|  | HILL-ROM INC. | VERSACARE P3200 SERIES | BED, PATIENT, ELECTRIC | P099AD0529 | BIOMEDICAL | Kelemen |  |  | 06/18/2019 |  | 6/18/31 |  |  | NO | YES |  |  |  |  | HILL-ROM INC. 50010952 P099AD0529 |  |  | Active |  | 99:99:99:99:99:99 |  | Alarm | 1Y:00-MFG | 06/18/2019 | 06/18/2019 | COOPER UNIVERSITY HOSPITAL |  |  | pav 9 928 |  | Bonnie Aichroch |  |  |  | 06/18/2019 | 06/18/2019 |  |  |  |  | 06/18/2019 | 06/18/2019
|  | HILL-ROM INC. | VERSACARE P3200 SERIES | BED, PATIENT, ELECTRIC | P101AD0692 | BEDS | Dorrance |  |  | 06/07/2019 |  | 6/7/31 |  |  | NO | YES |  |  |  |  | HILL-ROM INC. 50010939 P101AD0692 |  |  | Active |  | 99:99:99:99:99:99 |  | Alarm | 1Y:00-MFG | 06/07/2019 | 06/07/2019 | COOPER UNIVERSITY HOSPITAL |  |  | south 4 450 |  | Bonnie Aichroch |  |  |  | 06/07/2019 | 06/07/2019 |  |  |  |  | 06/07/2019 | 06/07/2019
|  | HILL-ROM INC. | VERSACARE P3200 SERIES | BED, PATIENT, ELECTRIC | M123AD9407 | CDU - CLINICAL DECISION UNIT-9 KELEMEN | Kelemen |  |  | 05/13/2019 |  | 5/13/31 |  |  | NO | YES |  |  |  |  | HILL-ROM INC. 50010898 M123AD9407 |  |  | Active |  | 99:99:99:99:99:99 |  | Alarm | 1Y:00-MFG | 05/13/2019 | 05/13/2019 | COOPER UNIVERSITY HOSPITAL |  |  | pav 7 727 |  | KAREN GRUBER |  |  |  | 05/13/2019 | 05/13/2019 |  |  |  |  | 05/13/2019 | 05/13/2019
|  | HILL-ROM INC. | VERSACARE P3200 SERIES | BED, PATIENT, ELECTRIC | J311AD1946 | KELEMEN 8 PCU | Kelemen |  |  | 09/26/2019 |  | 9/26/31 |  |  | NO | YES |  |  |  |  | HILL-ROM INC. 50010897 J311AD1946 |  |  | Active |  | 99:99:99:99:99:99 |  | Equipment | 1Y:00-MFG | 09/26/2019 | 09/26/2019 | COOPER UNIVERSITY HOSPITAL |  |  | n9 968d |  | BYRON WELLS |  |  |  | 09/26/2019 | 09/26/2019 |  |  |  |  | 09/26/2019 | 09/26/2019
|  | HILL-ROM INC. | VERSACARE P3200 SERIES | BED, PATIENT, ELECTRIC | P097AD0459 | KELEMEN 8 PCU | Pavilion |  |  | 01/08/2019 |  | 1/8/31 |  |  | NO | YES |  |  |  |  | HILL-ROM INC. 50010896 P097AD0459 |  |  | Active |  | 99:99:99:99:99:99 |  | Equipment | 1Y:00-MFG | 01/08/2019 | 01/08/2019 | COOPER UNIVERSITY HOSPITAL |  |  | DORRANCE 3 350 | 0011025706 | BYRON WELLS | Repair | Closed | Tom Burhart | 01/08/2019 | 01/08/2019 | MATTRESS SYSTEM - REPLACE SCALE LOAD CELLS - TMX | 1/4/2017 4:09:07 PM TJBURHART (TJBURHART 1/4/2017 12:00 AM) HAD AN ERROR CODE TO REPLACE SCALE LOAD CELL 2 AND 4 . REMOVAL OF OLD LOAD CELL AND INSTALL OF NEW CELLS. TESTED AND RETURN TO SERVICE. | 2B4D9F47-759A-404E-8518-799927403F5B | Labor | 01/08/2019 | 01/08/2019 | Tom Burhart
|  | HILL-ROM INC. | VERSACARE P3200 SERIES | BED, PATIENT, ELECTRIC | O058AD5975 | KELEMEN 8 PCU | Pavilion |  |  | 01/08/2019 |  | 1/8/31 |  |  | NO | YES |  |  |  |  | HILL-ROM INC. 50010895 0058AD5975 |  |  | Active |  | 99:99:99:99:99:99 |  | Equipment | 1Y:00-MFG | 01/08/2019 | 01/08/2019 | COOPER UNIVERSITY HOSPITAL |  |  | N10 1012D |  | BYRON WELLS |  |  |  | 01/08/2019 | 01/08/2019 |  |  |  |  | 01/08/2019 | 01/08/2019
|  | HILL-ROM INC. | VERSACARE P3200 SERIES | BED, PATIENT, ELECTRIC | P178AD3254 | KELEMEN 8 PCU | Kelemen |  |  | 01/21/2019 |  | 1/21/31 |  |  | NO | YES |  |  |  |  | HILL-ROM INC. 50010891 P178AD3254 |  |  | Active |  | 99:99:99:99:99:99 |  | Equipment | 1Y:00-MFG | 01/21/2019 | 01/21/2019 | COOPER UNIVERSITY HOSPITAL |  |  | dorrance 3 339 | 0012261417 | BYRON WELLS | Repair | Closed | Gene Amodei | 01/21/2019 | 01/21/2019 | BED - ALARMING - PEDS SOUTH 7 KELEMEN RM 764 DOOR | 10/3/2017 3:46:17 PM TJBURHART (TJBURHART 10/3/2017 12:00 AM) WENT TO THE ROOM. THE BED WAS ALARMING. THE PATIENT EXIT ALARAM WAS ON. TURNED IT OFF AND SHOWED THE STAFF. OVP-RTS | BC461C55-006F-4A4F-96B6-D60B66A06C33 | Labor | 01/21/2019 | 01/21/2019 | Tom Burhart
|  | HILL-ROM INC. | VERSACARE P3200 SERIES | BED, PATIENT, ELECTRIC | P098AD0507 | KELEMEN 8 PCU | Kelemen |  |  | 05/07/2019 |  | 5/7/31 |  |  | NO | YES |  |  |  |  | HILL-ROM INC. 50010890 P098AD0507 |  |  | Active |  | 99:99:99:99:99:99 |  | Equipment | 1Y:00-MFG | 05/07/2019 | 05/07/2019 | COOPER UNIVERSITY HOSPITAL |  |  | PEDS 7 759 |  | BYRON WELLS |  |  |  | 05/07/2019 | 05/07/2019 |  |  |  |  | 05/07/2019 | 05/07/2019
|  | HILL-ROM INC. | VERSACARE P3200 SERIES | BED, PATIENT, ELECTRIC | J318AD2509 | BEDS | Kelemen |  |  | 01/08/2019 |  | 1/8/31 |  |  | NO | YES |  |  |  |  | HILL-ROM INC. 50010886 J318AD2509 |  |  | Active |  | 99:99:99:99:99:99 |  | Equipment | 1Y:00-MFG | 01/08/2019 | 01/08/2019 | COOPER UNIVERSITY HOSPITAL |  |  | pav 9 928 |  | Bonnie Aichroch |  |  |  | 01/08/2019 | 01/08/2019 |  |  |  |  | 01/08/2019 | 01/08/2019
|  | HILL-ROM INC. | VERSACARE P3200 SERIES | BED, PATIENT, ELECTRIC | J275AD8711 | TRAUMA ICU | Kelemen |  |  | 09/26/2019 |  | 9/26/31 |  |  | NO | YES |  |  |  |  | HILL-ROM INC. 50010882 J275AD8711 |  |  | Active |  | 99:99:99:99:99:99 |  | Equipment | 1Y:00-MFG | 09/26/2019 | 09/26/2019 | COOPER UNIVERSITY HOSPITAL |  |  | pav 9 937 |  | Diane Floyd |  |  |  | 09/26/2019 | 09/26/2019 |  |  |  |  | 09/26/2019 | 09/26/2019
|  | HILL-ROM INC. | VERSACARE P3200 SERIES | BED, PATIENT, ELECTRIC | P097AD0455 | TRAUMA ICU | Kelemen |  |  | 02/14/2019 |  | 2/14/31 |  |  | NO | YES |  |  |  |  | HILL-ROM INC. 50010880 P097AD0455 |  |  | Active |  | 99:99:99:99:99:99 |  | Equipment | 1Y:00-MFG | 02/14/2019 | 02/14/2019 | COOPER UNIVERSITY HOSPITAL |  |  | north 10 1018w | 0012397286 | Diane Floyd | Repair | Closed | Michael Youch | 02/14/2019 | 02/14/2019 | BED - WONT GO DOWN, PATIENT IN BED - PAV PACU, SLOT 10 | 11/10/2017 1:22:46 PM TJBURHART (TJBURHART 11/10/2017 12:00 AM) WENT TO THE BED, SAW THAT THE CONTROLS WERE LOCKED OUT. UNLOCKED THE CONTROLS, BED IS WORKING. EDUCATED THE STAFF ON THE LOCKOUT OF CONTROLS ON THE BED. OVP-RTS | 2EA99800-F845-47D0-AF23-2D4451009332 | Labor | 02/14/2019 | 02/14/2019 | Tom Burhart
|  | HILL-ROM INC. | VERSACARE P3200 SERIES | BED, PATIENT, ELECTRIC | P098AD0484 | TRAUMA ICU | Kelemen |  |  | 12/19/2018 |  | 12/19/30 |  |  | NO | YES |  |  |  |  | HILL-ROM INC. 50010878 P098AD0484 |  |  | Active |  | 99:99:99:99:99:99 |  | Equipment | 1Y:00-MFG | 12/19/2018 | 12/19/2018 | COOPER UNIVERSITY HOSPITAL |  |  | s9 958d |  | Diane Floyd |  |  |  | 12/19/2018 | 12/19/2018 |  |  |  |  | 12/19/2018 | 12/19/2018
|  | HILL-ROM INC. | VERSACARE P3200 SERIES | BED, PATIENT, ELECTRIC | K275AD6929 | TRAUMA ICU | Kelemen |  |  | 02/19/2019 |  | 2/19/31 |  |  | NO | YES |  |  |  |  | HILL-ROM INC. 50010877 K275AD6929 |  |  | Active |  | 99:99:99:99:99:99 |  | Equipment | 1Y:00-MFG | 02/19/2019 | 02/19/2019 | COOPER UNIVERSITY HOSPITAL |  |  | CDU HALLWAY | 0012626916 | Diane Floyd | Repair | Closed | Tom Burhart | 02/19/2019 | 02/19/2019 | MATTRESS SYSTEM - REPLACED MATTRESS COVER - TMX | 1/8/2018 12:08:35 PM TJBURHART (TJBURHART 1/8/2018 12:00 AM) WHEN ROUNDING, FOUND THE BED WAS DAMAGED MATTRESS COVER. RELOCATED TO THE SHOP. REMOVE OLD COVER AND INSTALLED NEW COVER. BED WAS WORKING PROPERL.Y OVP-RTS | A38BB8CF-3F63-4ADB-B803-01219E889A74 | Labor | 02/19/2019 | 02/19/2019 | Tom Burhart
|  | HILL-ROM INC. | VERSACARE P3200 SERIES | BED, PATIENT, ELECTRIC | P106AD0696 | TRAUMA ICU | Kelemen |  |  | 02/19/2019 |  | 2/19/31 |  |  | NO | YES |  |  |  |  | HILL-ROM INC. 50010876 P106AD0696 |  |  | Active |  | 99:99:99:99:99:99 |  | Equipment | 1Y:00-MFG | 02/19/2019 | 02/19/2019 | COOPER UNIVERSITY HOSPITAL |  |  | NORTH 8 823 W | 0012324611 | Diane Floyd | Repair | Closed | Tom Burhart | 02/19/2019 | 02/19/2019 | BED - WONT RAISE - 10N 1013 WINDOW | 10/26/2017 11:57:43 AM SJZUBRZYCKI (SJZUBRZYCKI 10/26/2017 12:00 AM) ANALYZED UNIT. EITHER BOARD OR MOTOR. CANNOT REPAIR WITH PATIENT ON BED 10/31/2017 11:46:17 AM TJBURHART (TJBURHART 10/31/2017 12:00 AM) RELOCATED TO THE BED SHOP. THE HIGH/LOW FOOT MOTOR WAS NOT WORKING. CHECKED ALL THE CONNECTIONS TO THE MOTOR. WENT AND GOT A CONTROL BOARD TO TEST. AFTER TESTING, THE CONTROL BOARD NEEDS TO BE REPLACED NOT THE MOTOR. WILL NEED TO ORDER BOARD 11/6/2017 11:20:18 AM TJBURHART (TJBURHART 11/6/2017 12:00 AM) REPLACE THE CONTROL BOARD. HAD TO SET THE SCALE SYSTEM UP. REPLACE POWER CORD. TESTED AND WORKING PROPERLY. OVP-RTS | C8FC0D21-B494-4BC9-9E34-E43572567C68 | Parts | 02/19/2019 | 02/19/2019 | Tom Burhart
|  | HILL-ROM INC. | VERSACARE P3200 SERIES | BED, PATIENT, ELECTRIC | O046AD5461 | TRAUMA ICU | Kelemen |  |  | 05/02/2019 |  | 5/2/31 |  |  | NO | YES |  |  |  |  | HILL-ROM INC. 50010874 0046AD5461 |  |  | Active |  | 99:99:99:99:99:99 |  | Equipment | 1Y:00-MFG | 05/02/2019 | 05/02/2019 | COOPER UNIVERSITY HOSPITAL |  |  | NORTH 7 729 D |  | Diane Floyd |  |  |  | 05/02/2019 | 05/02/2019 |  |  |  |  | 05/02/2019 | 05/02/2019
|  | HILL-ROM INC. | VERSACARE P3200 SERIES | BED, PATIENT, ELECTRIC | M117AD9083 | TRAUMA ICU | Pavilion |  |  | 02/20/2019 |  | 2/20/31 |  |  | NO | YES |  |  |  |  | HILL-ROM INC. 50010873 M117AD9083 |  |  | Active |  | 99:99:99:99:99:99 |  | Equipment | 1Y:00-MFG | 02/20/2019 | 02/20/2019 | COOPER UNIVERSITY HOSPITAL |  |  | NORTH 9 926 | 0011228902 | Diane Floyd | Repair | Closed | Tom Burhart | 02/20/2019 | 02/20/2019 | BED - ERROR - TMX | 2/21/2017 4:14:14 PM TJBURHART (TJBURHART 2/21/2017 12:00 AM) FOUND THE BED WITH A BROKEN SIGN ON IT. I TESTED AND THE CONTROLS WERE LOCKED OUT. UNLOCKED THEM AND TESTED THE BED, RETURN TO SERVICE. | 6BC06AB8-49FC-4794-8D08-D76AF3F79020 | Labor | 02/20/2019 | 02/20/2019 | Tom Burhart
|  | HILL-ROM INC. | VERSACARE P3200 SERIES | BED, PATIENT, ELECTRIC | F090AD0656 | TRAUMA ICU | Pavilion |  |  | 11/01/2019 |  | 11/1/31 |  |  | NO | YES |  |  |  |  | HILL-ROM INC. 50010871 F090AD0656 |  |  | Active |  | 99:99:99:99:99:99 |  | Equipment | 1Y:00-MFG | 11/01/2019 | 11/01/2019 | COOPER UNIVERSITY HOSPITAL |  |  | n8 815w |  | Diane Floyd |  |  |  | 11/01/2019 | 11/01/2019 |  |  |  |  | 11/01/2019 | 11/01/2019
|  | HILL-ROM INC. | VERSACARE P3200 SERIES | BED, PATIENT, ELECTRIC | O056AD5830 | PEDIATRIC INTENSIVE CARE UNIT | Kelemen |  |  | 03/22/2019 |  | 3/22/31 |  |  | NO | YES |  |  |  |  | HILL-ROM INC. 50010864 0056AD5830 |  |  | Active |  | 99:99:99:99:99:99 |  | Equipment | 1Y:00-MFG | 03/22/2019 | 03/22/2019 | COOPER UNIVERSITY HOSPITAL |  |  | PAV 6 615 |  | Susan Cannon |  |  |  | 03/22/2019 | 03/22/2019 |  |  |  |  | 03/22/2019 | 03/22/2019
|  | HILL-ROM INC. | VERSACARE P3200 SERIES | BED, PATIENT, ELECTRIC | P099AD0542 | PEDIATRIC INTENSIVE CARE UNIT | Kelemen |  |  | 03/22/2019 |  | 3/22/31 |  |  | NO | YES |  |  |  |  | HILL-ROM INC. 50010866 P099AD0542 |  |  | Active |  | 99:99:99:99:99:99 |  | Equipment | 1Y:00-MFG | 03/22/2019 | 03/22/2019 | COOPER UNIVERSITY HOSPITAL |  |  | CDU 14 | WOT00000000488330 | Susan Cannon | Preventative Maintenance | Closed | Tom Burhart | 03/22/2019 | 03/22/2019 | PM: Procedure: 00-MFG Frequency: 1Y | SEARCHED FOR THE BED, LOCATED THE BED. THE BED HAS PASSED PM TESTING. USED 10480316 FOR TESTING | EXP0138891 | Labor | 03/22/2019 | 03/22/2019 | Tom Burhart
|  | HILL-ROM INC. | VERSACARE P3200 SERIES | BED, PATIENT, ELECTRIC | J304AD1295 | KELEMEN 8 PCU | Kelemen |  |  | 09/26/2019 |  | 9/26/31 |  |  | NO | YES |  |  |  |  | HILL-ROM INC. 50010857 J304AD1295 |  |  | Active |  | 99:99:99:99:99:99 |  | Alarm | 1Y:00-MFG | 09/26/2019 | 09/26/2019 | COOPER UNIVERSITY HOSPITAL |  |  | pav 9 915 |  | BYRON WELLS |  |  |  | 09/26/2019 | 09/26/2019 |  |  |  |  | 09/26/2019 | 09/26/2019
|  | HILL-ROM INC. | VERSACARE P3200 SERIES | BED, PATIENT, ELECTRIC | P126AD1224 | KELEMEN N10 | Kelemen |  |  | 10/30/2019 |  | 10/30/31 |  |  | NO | YES |  |  |  |  | HILL-ROM INC. 50010855 P126AD1224 |  |  | Active |  | 99:99:99:99:99:99 |  | Alarm | 1Y:00-MFG | 10/30/2019 | 10/30/2019 | COOPER UNIVERSITY HOSPITAL |  |  | south 10 1069d |  | Lisa Brooks |  |  |  | 10/30/2019 | 10/30/2019 |  |  |  |  | 10/30/2019 | 10/30/2019
|  | HILL-ROM INC. | VERSACARE P3200 SERIES | BED, PATIENT, ELECTRIC | K287AD7035 | BEDS | Kelemen |  |  | 09/26/2019 |  | 9/26/31 |  |  | NO | YES |  |  |  |  | HILL-ROM INC. 50010853 K287AD7035 |  |  | Active |  | 99:99:99:99:99:99 |  | Alarm | 1Y:00-MFG | 09/26/2019 | 09/26/2019 | COOPER UNIVERSITY HOSPITAL |  |  | s869w |  | Bonnie Aichroch |  |  |  | 09/26/2019 | 09/26/2019 |  |  |  |  | 09/26/2019 | 09/26/2019
|  | HILL-ROM INC. | VERSACARE P3200 SERIES | BED, PATIENT, ELECTRIC | P188AD3272 | BEDS | Pavilion |  |  | 07/10/2019 |  | 7/10/31 |  |  | NO | YES |  |  |  |  | HILL-ROM INC. 50010842 P188AD3272 |  |  | Active |  | 99:99:99:99:99:99 |  | Alarm | 1Y:00-MFG | 07/10/2019 | 07/10/2019 | COOPER UNIVERSITY HOSPITAL |  |  | NORTH 9 918 D |  | Bonnie Aichroch |  |  |  | 07/10/2019 | 07/10/2019 |  |  |  |  | 07/10/2019 | 07/10/2019
|  | HILL-ROM INC. | VERSACARE P3200 SERIES | BED, PATIENT, ELECTRIC | J304AD1290 | MED/SURG 6 PAVILION | Kelemen |  |  | 09/26/2019 |  | 9/26/31 |  |  | NO | YES |  |  |  |  | HILL-ROM INC. 50010843 J304AD1290 |  |  | Active |  | 99:99:99:99:99:99 |  | Alarm | 1Y:00-MFG | 09/26/2019 | 09/26/2019 | COOPER UNIVERSITY HOSPITAL |  |  | s8 855w |  | BRIAN OSHAUGHNESSY |  |  |  | 09/26/2019 | 09/26/2019 |  |  |  |  | 09/26/2019 | 09/26/2019
|  | HILL-ROM INC. | VERSACARE P3200 SERIES | BED, PATIENT, ELECTRIC | P099AD0539 | BEDS | Kelemen |  |  | 07/24/2019 |  | 7/24/31 |  |  | NO | YES |  |  |  |  | HILL-ROM INC. 50010841 P099AD0539 |  |  | Active |  | 99:99:99:99:99:99 |  | Alarm | 1Y:00-MFG | 07/24/2019 | 07/24/2019 | COOPER UNIVERSITY HOSPITAL |  |  | dorrance3 337 |  | Bonnie Aichroch |  |  |  | 07/24/2019 | 07/24/2019 |  |  |  |  | 07/24/2019 | 07/24/2019
|  | HILL-ROM INC. | VERSACARE P3200 SERIES | BED, PATIENT, ELECTRIC | J318AD2523 | NEURO/ORTHO/MEDSURG/7 PAV | Pavilion |  |  | 09/26/2019 |  | 9/26/31 |  |  | NO | YES |  |  |  |  | HILL-ROM INC. 50010840 J318AD2523 |  |  | Active |  | 99:99:99:99:99:99 |  | Alarm | 1Y:00-MFG | 09/26/2019 | 09/26/2019 | COOPER UNIVERSITY HOSPITAL |  |  | pav 8 833 |  | Pam Young |  |  |  | 09/26/2019 | 09/26/2019 |  |  |  |  | 09/26/2019 | 09/26/2019
|  | HILL-ROM INC. | VERSACARE P3200 SERIES | BED, PATIENT, ELECTRIC | P101AD0644 | KELEMEN 8 PCU | Kelemen |  |  | 02/14/2019 |  | 2/14/31 |  |  | NO | YES |  |  |  |  | HILL-ROM INC. 50010836 P101AD0644 |  |  | Active |  | 99:99:99:99:99:99 |  | Alarm | 1Y:00-MFG | 02/14/2019 | 02/14/2019 | COOPER UNIVERSITY HOSPITAL |  |  | RM 867 |  | BYRON WELLS |  |  |  | 02/14/2019 | 02/14/2019 |  |  |  |  | 02/14/2019 | 02/14/2019
|  | HILL-ROM INC. | VERSACARE P3200 SERIES | BED, PATIENT, ELECTRIC | P100AD0610 | PAVILION 8 | Kelemen |  |  | 07/24/2019 |  | 7/24/31 |  |  | NO | YES |  |  |  |  | HILL-ROM INC. 50010834 P100AD0610 |  |  | Active |  | 99:99:99:99:99:99 |  | Alarm | 1Y:00-MFG | 07/24/2019 | 07/24/2019 | COOPER UNIVERSITY HOSPITAL |  |  | south 10 1057w |  | BRIAN OSHAUGHNESSY |  |  |  | 07/24/2019 | 07/24/2019 |  |  |  |  | 07/24/2019 | 07/24/2019
|  | HILL-ROM INC. | VERSACARE P3200 SERIES | BED, PATIENT, ELECTRIC | P126AD1210 | KELEMEN 8 PCU | Pavilion |  |  | 02/18/2019 |  | 2/18/31 |  |  | NO | YES |  |  |  |  | HILL-ROM INC. 50010832 P126AD1210 |  |  | Active |  | 99:99:99:99:99:99 |  | Alarm | 1Y:00-MFG | 02/18/2019 | 02/18/2019 | COOPER UNIVERSITY HOSPITAL |  |  | RM 861 |  | BYRON WELLS |  |  |  | 02/18/2019 | 02/18/2019 |  |  |  |  | 02/18/2019 | 02/18/2019
|  | HILL-ROM INC. | VERSACARE P3200 SERIES | BED, PATIENT, ELECTRIC | P126AD1240 | KELEMEN 8 PCU | Kelemen |  |  | 02/15/2019 |  | 2/15/31 |  |  | NO | YES |  |  |  |  | HILL-ROM INC. 50010826 P126AD1240 |  |  | Active |  | 99:99:99:99:99:99 |  | Alarm | 1Y:00-MFG | 02/15/2019 | 02/15/2019 | COOPER UNIVERSITY HOSPITAL |  |  | RM 855 |  | BYRON WELLS |  |  |  | 02/15/2019 | 02/15/2019 |  |  |  |  | 02/15/2019 | 02/15/2019
|  | HILL-ROM INC. | VERSACARE P3200 SERIES | BED, PATIENT, ELECTRIC | O049AD5533 | KELEMEN 8 PCU | Kelemen |  |  | 03/18/2019 |  | 3/18/31 |  |  | NO | YES |  |  |  |  | HILL-ROM INC. 50010821 0049AD5533 |  |  | Active |  | 99:99:99:99:99:99 |  | Alarm | 1Y:00-MFG | 03/18/2019 | 03/18/2019 | COOPER UNIVERSITY HOSPITAL |  |  | PAV 9 935 |  | BYRON WELLS |  |  |  | 03/18/2019 | 03/18/2019 |  |  |  |  | 03/18/2019 | 03/18/2019
|  | HILL-ROM INC. | VERSACARE P3200 SERIES | BED, PATIENT, ELECTRIC | P098AD0474 | KELEMEN 8 PCU | Kelemen |  |  | 02/15/2019 |  | 2/15/31 |  |  | NO | YES |  |  |  |  | HILL-ROM INC. 50010822 P098AD0474 |  |  | Active |  | 99:99:99:99:99:99 |  | Alarm | 1Y:00-MFG | 02/15/2019 | 02/15/2019 | COOPER UNIVERSITY HOSPITAL |  |  | PAVILION 9 924 |  | BYRON WELLS |  |  |  | 02/15/2019 | 02/15/2019 |  |  |  |  | 02/15/2019 | 02/15/2019
|  | HILL-ROM INC. | VERSACARE P3200 SERIES | BED, PATIENT, ELECTRIC | P097AD0457 | BIOMEDICAL | Kelemen |  |  | 12/18/2018 |  | 12/18/30 |  |  | NO | YES |  |  |  |  | HILL-ROM INC. 50010823 P097AD0457 |  |  | Active |  | 99:99:99:99:99:99 |  | Alarm | 1Y:00-MFG | 12/18/2018 | 12/18/2018 | COOPER UNIVERSITY HOSPITAL |  |  | pav 6 620 |  | Bonnie Aichroch |  |  |  | 12/18/2018 | 12/18/2018 |  |  |  |  | 12/18/2018 | 12/18/2018
|  | HILL-ROM INC. | VERSACARE P3200 SERIES | BED, PATIENT, ELECTRIC | P097AD0463 | PAVILION 8 | Pavilion |  |  | 07/19/2019 |  | 7/19/31 |  |  | NO | YES |  |  |  |  | HILL-ROM INC. 50010824 P097AD0463 |  |  | Active |  | 99:99:99:99:99:99 |  | Alarm | 1Y:00-MFG | 07/19/2019 | 07/19/2019 | COOPER UNIVERSITY HOSPITAL |  |  | n9 919d |  | BRIAN OSHAUGHNESSY |  |  |  | 07/19/2019 | 07/19/2019 |  |  |  |  | 07/19/2019 | 07/19/2019
|  | HILL-ROM INC. | VERSACARE P3200 SERIES | BED, PATIENT, ELECTRIC | P099AD0533 | KELEMEN N6 | Kelemen |  |  | 07/10/2019 |  | 7/10/31 |  |  | NO | YES |  |  |  |  | HILL-ROM INC. 50010819 P099AD0533 |  |  | Active |  | 99:99:99:99:99:99 |  | Alarm | 1Y:00-MFG | 07/10/2019 | 07/10/2019 | COOPER UNIVERSITY HOSPITAL |  |  | north 10 1023w |  | Susan Cannon |  |  |  | 07/10/2019 | 07/10/2019 |  |  |  |  | 07/10/2019 | 07/10/2019
|  | HILL-ROM INC. | VERSACARE P3200 SERIES | BED, PATIENT, ELECTRIC | P128AD1292 | KELEMEN N6 | Kelemen |  |  | 07/19/2019 |  | 7/19/31 |  |  | NO | YES |  |  |  |  | HILL-ROM INC. 50010817 P128AD1292 |  |  | Active |  | 99:99:99:99:99:99 |  | Alarm | 1Y:00-MFG | 07/19/2019 | 07/19/2019 | COOPER UNIVERSITY HOSPITAL |  |  | south 9 950 |  | Susan Cannon |  |  |  | 07/19/2019 | 07/19/2019 |  |  |  |  | 07/19/2019 | 07/19/2019
|  | HILL-ROM INC. | VERSACARE P3200 SERIES | BED, PATIENT, ELECTRIC | P099AD0535 | PEDIATRICS SOUTH 7 | Pavilion |  |  | 12/17/2018 |  | 12/17/30 |  |  | NO | YES |  |  |  |  | HILL-ROM INC. 50010815 P099AD0535 |  |  | Active |  | 99:99:99:99:99:99 |  | Alarm | 1Y:00-MFG | 12/17/2018 | 12/17/2018 | COOPER UNIVERSITY HOSPITAL |  |  | s9 958w |  | JOANNE FOX |  |  |  | 12/17/2018 | 12/17/2018 |  |  |  |  | 12/17/2018 | 12/17/2018
|  | HILL-ROM INC. | VERSACARE P3200 SERIES | BED, PATIENT, ELECTRIC | P092AD0311 | KELEMEN 8 PCU | Kelemen |  |  | 02/18/2019 |  | 2/18/31 |  |  | NO | YES |  |  |  |  | HILL-ROM INC. 50010813 P092AD0311 |  |  | Active |  | 99:99:99:99:99:99 |  | Alarm | 1Y:00-MFG | 02/18/2019 | 02/18/2019 | COOPER UNIVERSITY HOSPITAL |  |  | n9 924d |  | BYRON WELLS |  |  |  | 02/18/2019 | 02/18/2019 |  |  |  |  | 02/18/2019 | 02/18/2019
|  | HILL-ROM INC. | VERSACARE P3200 SERIES | BED, PATIENT, ELECTRIC | J318AD2534 | KELEMEN 8 PCU | Kelemen |  |  | 09/06/2019 |  | 9/6/31 |  |  | NO | YES |  |  |  |  | HILL-ROM INC. 50010812 J318AD2534 |  |  | Active |  | 99:99:99:99:99:99 |  | Alarm | 1Y:00-MFG | 09/06/2019 | 09/06/2019 | COOPER UNIVERSITY HOSPITAL |  |  | s10 1061d |  | BYRON WELLS |  |  |  | 09/06/2019 | 09/06/2019 |  |  |  |  | 09/06/2019 | 09/06/2019
|  | HILL-ROM INC. | VERSACARE P3200 SERIES | BED, PATIENT, ELECTRIC | S016AD8587 |  | Kelemen | [7 empty] | YES | YES
|  | HILL-ROM INC. | VERSACARE P3200 SERIES | BED, PATIENT, ELECTRIC | J318AD2530 | KELEMEN 8 PCU | Kelemen |  |  | 02/25/2019 |  | 2/25/31 |  |  | NO | YES |  |  |  |  | HILL-ROM INC. 50010811 J318AD2530 |  |  | Active |  | 99:99:99:99:99:99 |  | Alarm | 1Y:00-MFG | 02/25/2019 | 02/25/2019 | COOPER UNIVERSITY HOSPITAL |  |  | pav 8 816 |  | BYRON WELLS |  |  |  | 02/25/2019 | 02/25/2019 |  |  |  |  | 02/25/2019 | 02/25/2019
|  | HILL-ROM INC. | VERSACARE P3200 SERIES | BED, PATIENT, ELECTRIC | K285AD6964 | KELEMEN 8 PCU | Kelemen |  |  | 02/14/2019 |  | 2/14/31 |  |  | NO | YES |  |  |  |  | HILL-ROM INC. 50010810 K285AD6964 |  |  | Active |  | 99:99:99:99:99:99 |  | Alarm | 1Y:00-MFG | 02/14/2019 | 02/14/2019 | COOPER UNIVERSITY HOSPITAL |  |  | pav 9 937 |  | BYRON WELLS |  |  |  | 02/14/2019 | 02/14/2019 |  |  |  |  | 02/14/2019 | 02/14/2019
|  | HILL-ROM INC. | VERSACARE P3200 SERIES | BED, PATIENT, ELECTRIC | O052AD5715 | KELEMEN 8 PCU | Kelemen |  |  | 03/19/2019 |  | 3/19/31 |  |  | NO | YES |  |  |  |  | HILL-ROM INC. 50010809 0052AD5715 |  |  | Active |  | 99:99:99:99:99:99 |  | Alarm | 1Y:00-MFG | 03/19/2019 | 03/19/2019 | COOPER UNIVERSITY HOSPITAL |  |  | peds6 641 |  | BYRON WELLS |  |  |  | 03/19/2019 | 03/19/2019 |  |  |  |  | 03/19/2019 | 03/19/2019
|  | HILL-ROM INC. | VERSACARE P3200 SERIES | BED, PATIENT, ELECTRIC | K286AD7015 |  | Kelemen | [7 empty] | NO | YES
|  | HILL-ROM INC. | VERSACARE P3200 SERIES | BED, PATIENT, ELECTRIC | J318AD2511 | OR - KELEMEN 3 | Pavilion |  |  | 11/02/2019 |  | 11/2/31 |  |  | NO | YES |  |  |  |  | HILL-ROM INC. 50010769 J318AD2511 |  |  | Active |  | 99:99:99:99:99:99 |  | Equipment | PAAR:00-PVAR | 11/02/2019 | 11/02/2019 | COOPER UNIVERSITY HOSPITAL |  |  | DORRANCE 3 342 |  | DOMINIC VENDETTA |  |  |  | 11/02/2019 | 11/02/2019 |  |  |  |  | 11/02/2019 | 11/02/2019
|  | HILL-ROM INC. | VERSACARE P3200 SERIES | BED, PATIENT, ELECTRIC | P126AD1236 | KELEMEN N6 | Kelemen |  |  | 08/05/2019 |  | 8/5/31 |  |  | NO | YES |  |  |  |  | HILL-ROM INC. 50010752 P126AD1236 |  |  | Active |  | 99:99:99:99:99:99 |  | Equipment | 1Y:00-MFG | 08/05/2019 | 08/05/2019 | COOPER UNIVERSITY HOSPITAL |  |  | PAV 9 911 |  | Susan Cannon |  |  |  | 08/05/2019 | 08/05/2019 |  |  |  |  | 08/05/2019 | 08/05/2019
|  | HILL-ROM INC. | VERSACARE P3200 SERIES | BED, PATIENT, ELECTRIC | P100AD0598 |  | Kelemen | [7 empty] | NO | YES
|  | HILL-ROM INC. | VERSACARE P3200 SERIES | BED, PATIENT, ELECTRIC | K286AD6983 | MED/SURG 6 PAVILION | Kelemen |  |  | 09/26/2019 |  | 9/26/31 |  |  | NO | YES |  |  |  |  | HILL-ROM INC. 50006489 K286AD6983 |  |  | Active |  | 99:99:99:99:99:99 |  | Equipment | 1Y:00-MFG | 09/26/2019 | 09/26/2019 | COOPER UNIVERSITY HOSPITAL |  |  | n7 724 d |  | BRIAN OSHAUGHNESSY |  |  |  | 09/26/2019 | 09/26/2019 |  |  |  |  | 09/26/2019 | 09/26/2019
|  | HILL-ROM INC. | VERSACARE P3200 SERIES | BED, PATIENT, ELECTRIC | J312AD1976 | NEURO/ORTHO/MEDSURG/7 PAV | Kelemen |  |  | 10/01/2019 |  | 10/1/31 |  |  | NO | YES |  |  |  |  | HILL-ROM INC. 50006487 J312AD1976 |  |  | Active |  | 99:99:99:99:99:99 |  | Equipment | 1Y:00-MFG | 10/01/2019 | 10/01/2019 | COOPER UNIVERSITY HOSPITAL |  |  | PAV 7 717 |  | Pam Young |  |  |  | 10/01/2019 | 10/01/2019 |  |  |  |  | 10/01/2019 | 10/01/2019
|  | HILL-ROM INC. | VERSACARE P3200 SERIES | BED, PATIENT, ELECTRIC | M117AD9086 | CDU - CLINICAL DECISION UNIT-9 KELEMEN | Kelemen |  |  | 04/19/2019 |  | 4/19/31 |  |  | NO | YES |  |  |  |  | HILL-ROM INC. 50006485 M117AD9086 |  |  | Active |  | 99:99:99:99:99:99 |  | Alarm | 1Y:00-MFG | 04/19/2019 | 04/19/2019 | COOPER UNIVERSITY HOSPITAL |  |  | pav 9 917 |  | KAREN GRUBER |  |  |  | 04/19/2019 | 04/19/2019 |  |  |  |  | 04/19/2019 | 04/19/2019
|  | HILL-ROM INC. | VERSACARE P3200 SERIES | BED, PATIENT, ELECTRIC | Q286AD7398 | KELEMEN 8 PCU | Kelemen |  |  | 11/01/2019 |  | 11/1/31 |  |  | NO | YES |  |  |  |  | HILL-ROM INC. 50006483 Q286AD7398 |  |  | Active |  | 99:99:99:99:99:99 |  | Alarm | 1Y:00-MFG | 11/01/2019 | 11/01/2019 | COOPER UNIVERSITY HOSPITAL |  |  | L and D 6 |  | BYRON WELLS |  |  |  | 11/01/2019 | 11/01/2019 |  |  |  |  | 11/01/2019 | 11/01/2019
|  | HILL-ROM INC. | VERSACARE P3200 SERIES | BED, PATIENT, ELECTRIC | P098AD0472 | BIOMEDICAL | Dorrance |  |  | 05/17/2019 |  | 5/17/31 |  |  | NO | YES |  |  |  |  | HILL-ROM INC. 50006473 P098AD0472 |  |  | Active |  | 99:99:99:99:99:99 |  | Alarm | 1Y:00-MFG | 05/17/2019 | 05/17/2019 | COOPER UNIVERSITY HOSPITAL |  |  | pav 8 826 |  | Bonnie Aichroch |  |  |  | 05/17/2019 | 05/17/2019 |  |  |  |  | 05/17/2019 | 05/17/2019
|  | HILL-ROM INC. | VERSACARE P3200 SERIES | BED, PATIENT, ELECTRIC | O049AD5469 | NEURO/ORTHO/MEDSURG/7 PAV | Kelemen |  |  | 03/19/2019 |  | 3/19/31 |  |  | NO | YES |  |  |  |  | HILL-ROM INC. 50006470 0049AD5469 |  |  | Active |  | 99:99:99:99:99:99 |  | Equipment | 1Y:00-MFG | 03/19/2019 | 03/19/2019 | COOPER UNIVERSITY HOSPITAL |  |  | PAVILION 8 ROOM 815 |  | Pam Young |  |  |  | 03/19/2019 | 03/19/2019 |  |  |  |  | 03/19/2019 | 03/19/2019
|  | HILL-ROM INC. | VERSACARE P3200 SERIES | BED, PATIENT, ELECTRIC | P098AD0483 | MED/SURG 6 PAVILION | Kelemen |  |  | 02/12/2019 |  | 2/12/31 |  |  | NO | YES |  |  |  |  | HILL-ROM INC. 50006471 P098AD0483 |  |  | Active |  | 99:99:99:99:99:99 |  | Equipment | 1Y:00-MFG | 02/12/2019 | 02/12/2019 | COOPER UNIVERSITY HOSPITAL |  |  | PAV 8 821 | 0012671816 | BRIAN OSHAUGHNESSY | Repair | Closed | Richard Jolly | 02/12/2019 | 02/12/2019 | BED - NOT WORKING, WON'T GO UP OR DOWN - MICKEL ED RIGHT HAND SIDE OF UNIT | 1/24/2018 10:32:27 AM TJBURHART (TJBURHART 1/24/2018 12:00 AM) ANAZYLED THE BED. WHEN PLUGGED IN, THERE WAS NO POWER. THE PLUG WAS PULLED OUT. INSTALLED AND TESTED THE BED. BED IS WORKING PROPERLY. SHOWED CALLER THE PROBLEM AND HOW TO FIX IT. OVP-RTS | 4188A5F4-001C-456E-B254-09C724659B57 | Labor | 02/12/2019 | 02/12/2019 | Tom Burhart
|  | HILL-ROM INC. | VERSACARE P3200 SERIES | BED, PATIENT, ELECTRIC | P178AD3266 | BEDS | Pavilion |  |  | 07/19/2019 |  | 7/19/31 |  |  | NO | YES |  |  |  |  | HILL-ROM INC. 50006459 P178AD3266 |  |  | Active |  | 99:99:99:99:99:99 |  | Alarm | 1Y:00-MFG | 07/19/2019 | 07/19/2019 | COOPER UNIVERSITY HOSPITAL |  |  | pav 9 910A |  | Bonnie Aichroch |  |  |  | 07/19/2019 | 07/19/2019 |  |  |  |  | 07/19/2019 | 07/19/2019
|  | HILL-ROM INC. | VERSACARE P3200 SERIES | BED, PATIENT, ELECTRIC | J304AD1296 | EMERGENCY ROOM | Pavilion |  |  | 02/22/2019 |  | 2/22/31 |  |  | NO | YES |  |  |  |  | HILL-ROM INC. 50006438 J304AD1296 |  |  | Active |  | 99:99:99:99:99:99 |  | Equipment | 1Y:00-MFG | 02/22/2019 | 02/22/2019 | COOPER UNIVERSITY HOSPITAL |  |  | PAV 8 822 | WOT00000000488183 | KAREN GRUBER | Preventative Maintenance | Closed | Tom Burhart | 02/22/2019 | 02/22/2019 | PM: Procedure: 00-MFG Frequency: 1Y | SEARCHED FOR THE BED, LOCATED THE BED. THE BED HAS PASSED PM TESTING. USED 10480316 FOR TESTING | EXP0152416 | Labor | 02/22/2019 | 02/22/2019 | Tom Burhart
|  | HILL-ROM INC. | VERSACARE P3200 SERIES | BED, PATIENT, ELECTRIC | J304AD1281 | CDU - CLINICAL DECISION UNIT-9 KELEMEN | Kelemen |  |  | 05/08/2019 |  | 5/8/31 |  |  | NO | YES |  |  |  |  | HILL-ROM INC. 50006428 J304AD1281 |  |  | Active |  | 99:99:99:99:99:99 |  | Equipment | 1Y:00-MFG | 05/08/2019 | 05/08/2019 | COOPER UNIVERSITY HOSPITAL |  |  | PEDS 7 766 |  | KAREN GRUBER |  |  |  | 05/08/2019 | 05/08/2019 |  |  |  |  | 05/08/2019 | 05/08/2019
|  | HILL-ROM INC. | VERSACARE P3200 SERIES | BED, PATIENT, ELECTRIC | M117AD9092 | CDU - CLINICAL DECISION UNIT-9 KELEMEN | Kelemen |  |  | 05/08/2019 |  | 5/8/31 |  |  | NO | YES |  |  |  |  | HILL-ROM INC. 50006427 M117AD9092 |  |  | Active |  | 99:99:99:99:99:99 |  | Equipment | 1Y:00-MFG | 05/08/2019 | 05/08/2019 | COOPER UNIVERSITY HOSPITAL |  |  | PAV 6 628 |  | KAREN GRUBER |  |  |  | 05/08/2019 | 05/08/2019 |  |  |  |  | 05/08/2019 | 05/08/2019
|  | HILL-ROM INC. | VERSACARE P3200 SERIES | BED, PATIENT, ELECTRIC | P188AD3270 | CDU - CLINICAL DECISION UNIT-9 KELEMEN | Pavilion |  |  | 05/06/2019 |  | 5/6/31 |  |  | NO | YES |  |  |  |  | HILL-ROM INC. 50006426 P188AD3270 |  |  | Active |  | 99:99:99:99:99:99 |  | Equipment | 1Y:00-MFG | 05/06/2019 | 05/06/2019 | COOPER UNIVERSITY HOSPITAL |  |  | CDU 11 | 0011571692 | KAREN GRUBER | Preventative Maintenance | Closed | Tom Burhart | 05/06/2019 | 05/06/2019 | Performance Assurance: 00-MFG | 5/18/2017 8:28:47 AM TJBURHART (TJBURHART 5/18/2017 12:00 AM) SEARCHED FOR THE BED, LOCATED THE BED. THE BED HAS PASSED PM TESTING. USED 10480316 FOR TESTING 5/18/2017 8:28 AM TJBURHART | 47494665-C4B0-4668-B9D4-BBD808D3C8E6 | Labor | 05/06/2019 | 05/06/2019 | Tom Burhart
|  | HILL-ROM INC. | VERSACARE P3200 SERIES | BED, PATIENT, ELECTRIC | P100AD0619 | CDU - CLINICAL DECISION UNIT-9 KELEMEN | Kelemen |  |  | 05/06/2019 |  | 5/6/31 |  |  | NO | YES |  |  |  |  | HILL-ROM INC. 50006424 P100AD0619 |  |  | Active |  | 99:99:99:99:99:99 |  | Equipment | 1Y:00-MFG | 05/06/2019 | 05/06/2019 | COOPER UNIVERSITY HOSPITAL |  |  | CDU 1 | 0011571689 | KAREN GRUBER | Preventative Maintenance | Closed | Tom Burhart | 05/06/2019 | 05/06/2019 | Performance Assurance: 00-MFG | 5/18/2017 8:28:04 AM TJBURHART (TJBURHART 5/18/2017 12:00 AM) SEARCHED FOR THE BED, LOCATED THE BED. THE BED HAS PASSED PM TESTING. USED 10480316 FOR TESTING 5/18/2017 8:28 AM TJBURHART | 52CBDC8B-AA8F-46C7-A3AC-DE63252D1A7B | Labor | 05/06/2019 | 05/06/2019 | Tom Burhart
|  | HILL-ROM INC. | VERSACARE P3200 SERIES | BED, PATIENT, ELECTRIC | M117AD9094 | CDU - CLINICAL DECISION UNIT-9 KELEMEN | Kelemen |  |  | 05/09/2019 |  | 5/9/31 |  |  | NO | YES |  |  |  |  | HILL-ROM INC. 50006423 M117AD9094 |  |  | Active |  | 99:99:99:99:99:99 |  | Equipment | 1Y:00-MFG | 05/09/2019 | 05/09/2019 | COOPER UNIVERSITY HOSPITAL |  |  | pav 8 828 |  | KAREN GRUBER |  |  |  | 05/09/2019 | 05/09/2019 |  |  |  |  | 05/09/2019 | 05/09/2019
|  | HILL-ROM INC. | VERSACARE P3200 SERIES | BED, PATIENT, ELECTRIC | J318AD2544 | CDU - CLINICAL DECISION UNIT-9 KELEMEN | Kelemen |  |  | 05/08/2019 |  | 5/8/31 |  |  | NO | YES |  |  |  |  | HILL-ROM INC. 50006422 J318AD2544 |  |  | Active |  | 99:99:99:99:99:99 |  | Equipment | 1Y:00-MFG | 05/08/2019 | 05/08/2019 | COOPER UNIVERSITY HOSPITAL |  |  | SOUTH 10 1061W |  | KAREN GRUBER |  |  |  | 05/08/2019 | 05/08/2019 |  |  |  |  | 05/08/2019 | 05/08/2019
|  | HILL-ROM INC. | VERSACARE P3200 SERIES | BED, PATIENT, ELECTRIC | O049AD5472 | CDU - CLINICAL DECISION UNIT-9 KELEMEN | Kelemen |  |  | 05/09/2019 |  | 5/9/31 |  |  | NO | YES |  |  |  |  | HILL-ROM INC. 50006421 0049AD5472 |  |  | Active |  | 99:99:99:99:99:99 |  | Equipment | 1Y:00-MFG | 05/09/2019 | 05/09/2019 | COOPER UNIVERSITY HOSPITAL |  |  | cdu 8 | 0011571673 | KAREN GRUBER | Preventative Maintenance | Closed | Tom Burhart | 05/09/2019 | 05/09/2019 | Performance Assurance: 00-MFG | 5/9/2017 12:03:03 PM TJBURHART (TJBURHART 5/9/2017 12:00 AM) SEARCHED AND FOUND. THE BED HAS PASSED PM TESTING USED 10480316 FOR TESTING 5/9/2017 12:03 PM TJBURHART | 3DEA0F01-D4A4-439D-96AA-32E2004E534D | Labor | 05/09/2019 | 05/09/2019 | Tom Burhart
|  | HILL-ROM INC. | VERSACARE P3200 SERIES | BED, PATIENT, ELECTRIC | M117AD9098 | CDU - CLINICAL DECISION UNIT-9 KELEMEN | Kelemen |  |  | 05/08/2019 |  | 5/8/31 |  |  | NO | YES |  |  |  |  | HILL-ROM INC. 50006420 M117AD9098 |  |  | Active |  | 99:99:99:99:99:99 |  | Equipment | 1Y:00-MFG | 05/08/2019 | 05/08/2019 | COOPER UNIVERSITY HOSPITAL |  |  | CDU 9 |  | KAREN GRUBER |  |  |  | 05/08/2019 | 05/08/2019 |  |  |  |  | 05/08/2019 | 05/08/2019
|  | HILL-ROM INC. | VERSACARE P3200 SERIES | BED, PATIENT, ELECTRIC | M123AD9426 | CDU - CLINICAL DECISION UNIT-9 KELEMEN | Pavilion |  |  | 05/06/2019 |  | 5/6/31 |  |  | NO | YES |  |  |  |  | HILL-ROM INC. 50006419 M123AD9426 |  |  | Active |  | 99:99:99:99:99:99 |  | Equipment | 1Y:00-MFG | 05/06/2019 | 05/06/2019 | COOPER UNIVERSITY HOSPITAL |  |  | SOUTH 4 453 | 0011571685 | KAREN GRUBER | Preventative Maintenance | Closed | Tom Burhart | 05/06/2019 | 05/06/2019 | Performance Assurance: 00-MFG | 5/9/2017 12:07:07 PM TJBURHART (TJBURHART 5/9/2017 12:00 AM) SEARCHED AND FOUND. THE BED HAS PASSED PM TESTING USED 10480316 FOR TESTING 5/9/2017 12:07 PM TJBURHART | E26F87E8-DD1A-4438-B553-DCF9A98D3AD6 | Labor | 05/06/2019 | 05/06/2019 | Tom Burhart
|  | HILL-ROM INC. | VERSACARE P3200 SERIES | BED, PATIENT, ELECTRIC | P098AD0487 | CDU - CLINICAL DECISION UNIT-9 KELEMEN | Kelemen |  |  | 05/06/2019 |  | 5/6/31 |  |  | NO | YES |  |  |  |  | HILL-ROM INC. 50006418 P098AD0487 |  |  | Active |  | 99:99:99:99:99:99 |  | Equipment | 1Y:00-MFG | 05/06/2019 | 05/06/2019 | COOPER UNIVERSITY HOSPITAL |  |  | CDU 4 | 0011571687 | KAREN GRUBER | Preventative Maintenance | Closed | Tom Burhart | 05/06/2019 | 05/06/2019 | Performance Assurance: 00-MFG | 5/19/2017 8:24:34 AM TJBURHART (TJBURHART 5/19/2017 12:00 AM) SEARCHED FOR THE BED, COULD NOT LOCATE 5/22/2017 4:23:22 PM TJBURHART (TJBURHART 5/22/2017 12:00 AM) SEARCHED FOR BED, UNABLE TO LOCATE. 5/23/2017 2:57:23 PM TJBURHART (TJBURHART 5/23/2017 12:00 AM) SEARCHED FOR THE BED, COULD NOT LOCATE 5/26/2017 2:57:03 PM TJBURHART (TJBURHART 5/26/2017 12:00 AM) ITS IN PAV ROOM 517, UNAVILABLE TO CHECK. SICK PATIENT AND FAMILY IS IN THE ROOM EVERY TIME I GO TO CHECK. 5/30/2017 8:20:17 AM TJBURHART (TJBURHART 5/30/2017 12:00 AM) SEARCHED FOR THE BED, LOCATED THE BED. THE BED HAS PASSED PM TESTING. USED 10480316 FOR TESTING 5/30/2017 8:20 AM TJBURHART | A9F04816-D761-4A83-B64C-F0A204740232 | Labor | 05/06/2019 | 05/06/2019 | Tom Burhart
|  | HILL-ROM INC. | VERSACARE P3200 SERIES | BED, PATIENT, ELECTRIC | P099AD0563 | NEURO/ORTHO/MEDSURG/7 PAV | Kelemen |  |  | 04/18/2019 |  | 4/18/31 |  |  | NO | YES |  |  |  |  | HILL-ROM INC. 50006392 P099AD0563 |  |  | Active |  | 99:99:99:99:99:99 |  | Alarm | 1Y:00-MFG | 04/18/2019 | 04/18/2019 | COOPER UNIVERSITY HOSPITAL |  |  | L and D 6 |  | Pam Young |  |  |  | 04/18/2019 | 04/18/2019 |  |  |  |  | 04/18/2019 | 04/18/2019
|  | HILL-ROM INC. | VERSACARE P3200 SERIES | BED, PATIENT, ELECTRIC | M123AD9413 | OPERATING ROOM - PAVILION | Pavilion |  |  | 02/14/2019 |  | 2/14/31 |  |  | NO | YES |  |  |  |  | HILL-ROM INC. 50006394 M123AD9413 |  |  | Active |  | 99:99:99:99:99:99 |  | Equipment | 1Y:00-MFG | 02/14/2019 | 02/14/2019 | COOPER UNIVERSITY HOSPITAL |  |  | CDU 4 | 0012589756 | DOMINIC VENDETTA | Repair | Closed | Zhan Kiselev | 02/14/2019 | 02/14/2019 | BED - WON'T RAISE - CDU HALLWAY NEAR ELEVEATORS | 12/28/2017 1:41:58 PM TJBURHART (TJBURHART 12/28/2017 12:00 AM) CHECKED ON UNIT. PLUGGED BED IN TO TEST. BED HIGHLOW WAS NOT WORKING. CHECKED ALL SENORS AND RAILINGS. FOUND TRASH ON THE RAILING. REMOVED AND BED IS WORKING PROPERLY. OVP-RTS | F261FCEC-50D9-4C86-B4E3-2A3445792934 | Labor | 02/14/2019 | 02/14/2019 | Tom Burhart
|  | HILL-ROM INC. | VERSACARE P3200 SERIES | BED, PATIENT, ELECTRIC | Q286AD7396 | KELEMEN 8 PCU | Kelemen |  |  | 11/01/2019 |  | 11/1/31 |  |  | NO | YES |  |  |  |  | HILL-ROM INC. 50006388 Q286AD7396 |  |  | Active |  | 99:99:99:99:99:99 |  | Alarm | 1Y:00-MFG | 11/01/2019 | 11/01/2019 | COOPER UNIVERSITY HOSPITAL |  |  | cdu 15 |  | BYRON WELLS |  |  |  | 11/01/2019 | 11/01/2019 |  |  |  |  | 11/01/2019 | 11/01/2019
|  | HILL-ROM INC. | VERSACARE P3200 SERIES | BED, PATIENT, ELECTRIC | P167AD2682 | BEDS | Kelemen |  |  | 07/12/2019 |  | 7/12/31 |  |  | NO | YES |  |  |  |  | HILL-ROM INC. 50006386 P167AD2682 |  |  | Active |  | 99:99:99:99:99:99 |  | Alarm | 1Y:00-MFG | 07/12/2019 | 07/12/2019 | COOPER UNIVERSITY HOSPITAL |  |  | PAVILION 6 622 |  | Bonnie Aichroch |  |  |  | 07/12/2019 | 07/12/2019 |  |  |  |  | 07/12/2019 | 07/12/2019
|  | HILL-ROM INC. | VERSACARE P3200 SERIES | BED, PATIENT, ELECTRIC | Q286AD7401 | KELEMEN 8 PCU | Pavilion |  |  | 11/01/2019 |  | 11/1/31 |  |  | NO | YES |  |  |  |  | HILL-ROM INC. 50006385 Q286AD7401 |  |  | Active |  | 99:99:99:99:99:99 |  | Alarm | 1Y:00-MFG | 11/01/2019 | 11/01/2019 | COOPER UNIVERSITY HOSPITAL |  |  | n7 718w |  | BYRON WELLS |  |  |  | 11/01/2019 | 11/01/2019 |  |  |  |  | 11/01/2019 | 11/01/2019
|  | HILL-ROM INC. | VERSACARE P3200 SERIES | BED, PATIENT, ELECTRIC | Q286AD7403 | KELEMEN 8 PCU | Kelemen |  |  | 10/01/2019 |  | 10/1/31 |  |  | NO | YES |  |  |  |  | HILL-ROM INC. 50006377 Q286AD7403 |  |  | Active |  | 99:99:99:99:99:99 |  | Alarm | 1Y:00-MFG | 10/01/2019 | 10/01/2019 | COOPER UNIVERSITY HOSPITAL |  |  | dorrance3 335 |  | BYRON WELLS |  |  |  | 10/01/2019 | 10/01/2019 |  |  |  |  | 10/01/2019 | 10/01/2019
|  | HILL-ROM INC. | VERSACARE P3200 SERIES | BED, PATIENT, ELECTRIC | Q286AD7395 | KELEMEN 8 PCU | Pavilion |  |  | 10/01/2019 |  | 10/1/31 |  |  | NO | YES |  |  |  |  | HILL-ROM INC. 50006380 Q286AD7395 |  |  | Active |  | 99:99:99:99:99:99 |  | Alarm | 1Y:00-MFG | 10/01/2019 | 10/01/2019 | COOPER UNIVERSITY HOSPITAL |  |  | pav 9 919 |  | BYRON WELLS |  |  |  | 10/01/2019 | 10/01/2019 |  |  |  |  | 10/01/2019 | 10/01/2019
|  | HILL-ROM INC. | VERSACARE P3200 SERIES | BED, PATIENT, ELECTRIC | Q286AD7394 | KELEMEN 8 PCU | Pavilion |  |  | 10/30/2019 |  | 10/30/31 |  |  | NO | YES |  |  |  |  | HILL-ROM INC. 50006379 Q286AD7394 |  |  | Active |  | 99:99:99:99:99:99 |  | Alarm | 1Y:00-MFG | 10/30/2019 | 10/30/2019 | COOPER UNIVERSITY HOSPITAL |  |  | N10 1013D |  | BYRON WELLS |  |  |  | 10/30/2019 | 10/30/2019 |  |  |  |  | 10/30/2019 | 10/30/2019
|  | HILL-ROM INC. | VERSACARE P3200 SERIES | BED, PATIENT, ELECTRIC | Q286AD7402 | KELEMEN 8 PCU | Kelemen |  |  | 10/21/2019 |  | 10/21/31 |  |  | NO | YES |  |  |  |  | HILL-ROM INC. 50006376 Q286AD7402 |  |  | Active |  | 99:99:99:99:99:99 |  | Alarm | 1Y:00-MFG | 10/21/2019 | 10/21/2019 | COOPER UNIVERSITY HOSPITAL |  |  | PAV 6 |  | BYRON WELLS |  |  |  | 10/21/2019 | 10/21/2019 |  |  |  |  | 10/21/2019 | 10/21/2019
|  | HILL-ROM INC. | VERSACARE P3200 SERIES | BED, PATIENT, ELECTRIC | Q286AD7399 | TRAUMA ICU | Kelemen |  |  | 10/01/2019 |  | 10/1/31 |  |  | NO | YES |  |  |  |  | HILL-ROM INC. 50006375 Q286AD7399 |  |  | Active |  | 99:99:99:99:99:99 |  | Alarm | 1Y:00-MFG | 10/01/2019 | 10/01/2019 | COOPER UNIVERSITY HOSPITAL |  |  | CDU 6 |  | Diane Floyd |  |  |  | 10/01/2019 | 10/01/2019 |  |  |  |  | 10/01/2019 | 10/01/2019
|  | HILL-ROM INC. | VERSACARE P3200 SERIES | BED, PATIENT, ELECTRIC | Q286AD7400 | TRAUMA ICU |  |  |  | 10/30/2019 |  | 10/30/31 |  |  | NO | YES |  |  |  |  | HILL-ROM INC. 50006374 Q286AD7400 |  |  | Active |  | 99:99:99:99:99:99 |  | Alarm | 1Y:00-MFG | 10/30/2019 | 10/30/2019 | COOPER UNIVERSITY HOSPITAL |  |  | Dorrance 3 341 |  | Diane Floyd |  |  |  | 10/30/2019 | 10/30/2019 |  |  |  |  | 10/30/2019 | 10/30/2019
|  | HILL-ROM INC. | VERSACARE P3200 SERIES | BED, PATIENT, ELECTRIC | Q286AD7397 | TRAUMA ICU | Dorrance |  |  | 10/01/2019 |  | 10/1/31 |  |  | NO | YES |  |  |  |  | HILL-ROM INC. 50006373 Q286AD7397 |  |  | Active |  | 99:99:99:99:99:99 |  | Alarm | 1Y:00-MFG | 10/01/2019 | 10/01/2019 | COOPER UNIVERSITY HOSPITAL |  |  | s8 857w |  | Diane Floyd |  |  |  | 10/01/2019 | 10/01/2019 |  |  |  |  | 10/01/2019 | 10/01/2019
|  | HILL-ROM INC. | VERSACARE P3200 SERIES | BED, PATIENT, ELECTRIC | P128AD1300 | MOTHER INFANT UNIT | Kelemen |  |  | 05/16/2019 |  | 5/16/31 |  |  | NO | YES |  |  |  |  | HILL-ROM INC. 50006369 P128AD1300 |  |  | Active |  | 99:99:99:99:99:99 |  | Alarm | 1Y:00-MFG | 05/16/2019 | 05/16/2019 | COOPER UNIVERSITY HOSPITAL |  |  | north 8 824 window |  | Christina Smith |  |  |  | 05/16/2019 | 05/16/2019 |  |  |  |  | 05/16/2019 | 05/16/2019
|  | HILL-ROM INC. | VERSACARE P3200 SERIES | BED, PATIENT, ELECTRIC | K286AD7025 | BIOMEDICAL | Kelemen |  |  | 09/26/2019 |  | 9/26/31 |  |  | NO | YES |  |  |  |  | HILL-ROM INC. 50006368 K286AD7025 |  |  | Active |  | 99:99:99:99:99:99 |  | Alarm | 1Y:00-MFG | 09/26/2019 | 09/26/2019 | COOPER UNIVERSITY HOSPITAL |  |  | n8 814d |  | Bonnie Aichroch |  |  |  | 09/26/2019 | 09/26/2019 |  |  |  |  | 09/26/2019 | 09/26/2019
|  | HILL-ROM INC. | VERSACARE P3200 SERIES | BED, PATIENT, ELECTRIC | P098AD0505 | MED/SURG 6 PAVILION | Kelemen |  |  | 06/18/2019 |  | 6/18/31 |  |  | NO | YES |  |  |  |  | HILL-ROM INC. 50006364 P098AD0505 |  |  | Active |  | 99:99:99:99:99:99 |  | Alarm | 1Y:00-MFG | 06/18/2019 | 06/18/2019 | COOPER UNIVERSITY HOSPITAL |  |  | PAV 8 821 |  | BRIAN OSHAUGHNESSY |  |  |  | 06/18/2019 | 06/18/2019 |  |  |  |  | 06/18/2019 | 06/18/2019
|  | HILL-ROM INC. | VERSACARE P3200 SERIES | BED, PATIENT, ELECTRIC | P097AD0445 | BIOMEDICAL | Kelemen |  |  | 12/18/2018 |  | 12/18/30 |  |  | NO | YES |  |  |  |  | HILL-ROM INC. 50006363 P097AD0445 |  |  | Active |  | 99:99:99:99:99:99 |  | Alarm | 1Y:00-MFG | 12/18/2018 | 12/18/2018 | COOPER UNIVERSITY HOSPITAL |  |  | north 7 720 w |  | Bonnie Aichroch |  |  |  | 12/18/2018 | 12/18/2018 |  |  |  |  | 12/18/2018 | 12/18/2018
|  | HILL-ROM INC. | VERSACARE P3200 SERIES | BED, PATIENT, ELECTRIC | O058AD5953 | PAVILION PACU | Pavilion |  |  | 03/12/2019 |  | 3/12/31 |  |  | NO | YES |  |  |  |  | HILL-ROM INC. 50006357 0058AD5953 |  |  | Active |  | 99:99:99:99:99:99 |  | Equipment | 1Y:00-MFG | 03/12/2019 | 03/12/2019 | COOPER UNIVERSITY HOSPITAL |  |  | PAVILION 7 room 729 |  | FRANK OBRIEN |  |  |  | 03/12/2019 | 03/12/2019 |  |  |  |  | 03/12/2019 | 03/12/2019
|  | HILL-ROM INC. | VERSACARE P3200 SERIES | BED, PATIENT, ELECTRIC | P098AD0509 | BIOMEDICAL | Pavilion |  |  | 12/18/2018 |  | 12/18/30 |  |  | NO | YES |  |  |  |  | HILL-ROM INC. 50006253 P098AD0509 |  |  | Active |  | 99:99:99:99:99:99 |  | Equipment | 1Y:00-MFG | 12/18/2018 | 12/18/2018 | COOPER UNIVERSITY HOSPITAL |  |  | PAV 8 836 | 0012445333 | Bonnie Aichroch | Preventative Maintenance | Closed | Tom Burhart | 12/18/2018 | 12/18/2018 | Performance Assurance: 00-MFG | 12/7/2017 9:08:05 AM TJBURHART (TJBURHART 12/7/2017 12:00 AM) SEARCHED FOR THE BED, LOCATED THE BED. THE BED HAS PASSED PM TESTING. USED 10480316 FOR TESTING 12/7/2017 9:08 AM TJBURHART | DD531BC9-1634-4200-9B1E-043603F8AB2A | Labor | 12/18/2018 | 12/18/2018 | Tom Burhart
|  | HILL-ROM INC. | VERSACARE P3200 SERIES | BED, PATIENT, ELECTRIC | O056AD5828 | BIOMEDICAL | Pavilion |  |  | 04/12/2019 |  | 4/12/31 |  |  | NO | YES |  |  |  |  | HILL-ROM INC. 50005249 0056AD5828 |  |  | Active |  | 99:99:99:99:99:99 |  | Alarm | 1Y:00-MFG | 04/12/2019 | 04/12/2019 | COOPER UNIVERSITY HOSPITAL |  |  | south 10 1057d |  | Bonnie Aichroch |  |  |  | 04/12/2019 | 04/12/2019 |  |  |  |  | 04/12/2019 | 04/12/2019
|  | HILL-ROM INC. | VERSACARE P3200 SERIES | BED, PATIENT, ELECTRIC | P099AD0576 | PAVILION 8 | Kelemen |  |  | 07/17/2019 |  | 7/17/31 |  |  | NO | YES |  |  |  |  | HILL-ROM INC. 50005248 P099AD0576 |  |  | Active |  | 99:99:99:99:99:99 |  | Alarm | 1Y:00-MFG | 07/17/2019 | 07/17/2019 | COOPER UNIVERSITY HOSPITAL |  |  | north 9 915 w |  | BRIAN OSHAUGHNESSY |  |  |  | 07/17/2019 | 07/17/2019 |  |  |  |  | 07/17/2019 | 07/17/2019
|  | HILL-ROM INC. | VERSACARE P3200 SERIES | BED, PATIENT, ELECTRIC | P101AD0680 | BIOMEDICAL | Kelemen |  |  | 12/26/2018 |  | 12/26/30 |  |  | NO | YES |  |  |  |  | HILL-ROM INC. 50005245 P101AD0680 |  |  | Active |  | 99:99:99:99:99:99 |  | Alarm | 1Y:00-MFG | 12/26/2018 | 12/26/2018 | COOPER UNIVERSITY HOSPITAL |  |  | N10 1028D |  | Bonnie Aichroch |  |  |  | 12/26/2018 | 12/26/2018 |  |  |  |  | 12/26/2018 | 12/26/2018
|  | HILL-ROM INC. | VERSACARE P3200 SERIES | BED, PATIENT, ELECTRIC | O051AD5694 | BIOMEDICAL | Kelemen |  |  | 04/22/2019 |  | 4/22/31 |  |  | NO | YES |  |  |  |  | HILL-ROM INC. 50005246 0051AD5694 |  |  | Active |  | 99:99:99:99:99:99 |  | Alarm | 1Y:00-MFG | 04/22/2019 | 04/22/2019 | COOPER UNIVERSITY HOSPITAL |  |  | peds 754 |  | Bonnie Aichroch |  |  |  | 04/22/2019 | 04/22/2019 |  |  |  |  | 04/22/2019 | 04/22/2019
|  | HILL-ROM INC. | VERSACARE P3200 SERIES | BED, PATIENT, ELECTRIC | O056AD5829 | BIOMEDICAL | Kelemen |  |  | 03/18/2019 |  | 3/18/31 |  |  | NO | YES |  |  |  |  | HILL-ROM INC. 50005244 0056AD5829 |  |  | Active |  | 99:99:99:99:99:99 |  | Alarm | 1Y:00-MFG | 03/18/2019 | 03/18/2019 | COOPER UNIVERSITY HOSPITAL |  |  | n9 910 |  | Bonnie Aichroch |  |  |  | 03/18/2019 | 03/18/2019 |  |  |  |  | 03/18/2019 | 03/18/2019
|  | HILL-ROM INC. | VERSACARE P3200 SERIES | BED, PATIENT, ELECTRIC | M115AD8946 | CDU - CLINICAL DECISION UNIT-9 KELEMEN | Kelemen |  |  | 04/16/2019 |  | 4/16/31 |  |  | NO | YES |  |  |  |  | HILL-ROM INC. 50005242 M115AD8946 |  |  | Active |  | 99:99:99:99:99:99 |  | Alarm | 1Y:00-MFG | 04/16/2019 | 04/16/2019 | COOPER UNIVERSITY HOSPITAL |  |  | pav 9 940 |  | KAREN GRUBER |  |  |  | 04/16/2019 | 04/16/2019 |  |  |  |  | 04/16/2019 | 04/16/2019
|  | HILL-ROM INC. | VERSACARE P3200 SERIES | BED, PATIENT, ELECTRIC | P101AD0689 | BIOMEDICAL | Kelemen |  |  | 03/19/2019 |  | 3/19/31 |  |  | NO | YES |  |  |  |  | HILL-ROM INC. 50005236 P101AD0689 |  |  | Active |  | 99:99:99:99:99:99 |  | Alarm | 1Y:00-MFG | 03/19/2019 | 03/19/2019 | COOPER UNIVERSITY HOSPITAL |  |  | PAVILION 6 641 |  | Bonnie Aichroch |  |  |  | 03/19/2019 | 03/19/2019 |  |  |  |  | 03/19/2019 | 03/19/2019
|  | HILL-ROM INC. | VERSACARE P3200 SERIES | BED, PATIENT, ELECTRIC | J275AD8707 | CDU - CLINICAL DECISION UNIT-9 KELEMEN | Kelemen |  |  | 02/18/2019 |  | 2/18/31 |  |  | NO | YES |  |  |  |  | HILL-ROM INC. 50005237 J275AD8707 |  |  | Active |  | 99:99:99:99:99:99 |  | Equipment | 1Y:00-MFG | 02/18/2019 | 02/18/2019 | COOPER UNIVERSITY HOSPITAL |  |  | CDU |  | KAREN GRUBER |  |  |  | 02/18/2019 | 02/18/2019 |  |  |  |  | 02/18/2019 | 02/18/2019
|  | HILL-ROM INC. | VERSACARE P3200 SERIES | BED, PATIENT, ELECTRIC | P106AD0695 | CDU - CLINICAL DECISION UNIT-9 KELEMEN | Kelemen |  |  | 05/09/2019 |  | 5/9/31 |  |  | NO | YES |  |  |  |  | HILL-ROM INC. 50005238 P106AD0695 |  |  | Active |  | 99:99:99:99:99:99 |  | Equipment | 1Y:00-MFG | 05/09/2019 | 05/09/2019 | COOPER UNIVERSITY HOSPITAL |  |  | CDU 10 | 0011571690 | KAREN GRUBER | Preventative Maintenance | Closed | Tom Burhart | 05/09/2019 | 05/09/2019 | Performance Assurance: 00-MFG | 5/18/2017 8:28:18 AM TJBURHART (TJBURHART 5/18/2017 12:00 AM) SEARCHED FOR THE BED, LOCATED THE BED. THE BED HAS PASSED PM TESTING. USED 10480316 FOR TESTING 5/18/2017 8:28 AM TJBURHART | AE58E0B8-3585-4348-8BC7-E6653EB2AEF5 | Labor | 05/09/2019 | 05/09/2019 | Tom Burhart
|  | HILL-ROM INC. | VERSACARE P3200 SERIES | BED, PATIENT, ELECTRIC | P099AD0527 | CDU - CLINICAL DECISION UNIT-9 KELEMEN | Kelemen |  |  | 05/01/2019 |  | 5/1/31 |  |  | NO | YES |  |  |  |  | HILL-ROM INC. 50005239 P099AD0527 |  |  | Active |  | 99:99:99:99:99:99 |  | Equipment | 1Y:00-MFG | 05/01/2019 | 05/01/2019 | COOPER UNIVERSITY HOSPITAL |  |  | CDU BED 3 | 0011571688 | KAREN GRUBER | Preventative Maintenance | Closed | Tom Burhart | 05/01/2019 | 05/01/2019 | Performance Assurance: 00-MFG | 5/9/2017 12:07:39 PM TJBURHART (TJBURHART 5/9/2017 12:00 AM) SEARCHED AND FOUND. THE BED HAS PASSED PM TESTING USED 10480316 FOR TESTING 5/9/2017 12:07 PM TJBURHART | FC5D587A-7615-4534-BBA5-7975D08E9671 | Labor | 05/01/2019 | 05/01/2019 | Tom Burhart
|  | HILL-ROM INC. | VERSACARE P3200 SERIES | BED, PATIENT, ELECTRIC | P097AD0467 | CDU - CLINICAL DECISION UNIT-9 KELEMEN | Dorrance |  |  | 02/14/2019 |  | 2/14/31 |  |  | NO | YES |  |  |  |  | HILL-ROM INC. 50005240 P097AD0467 |  |  | Active |  | 99:99:99:99:99:99 |  | Equipment | 1Y:00-MFG | 02/14/2019 | 02/14/2019 | COOPER UNIVERSITY HOSPITAL |  |  | Dorrance room 340 |  | KAREN GRUBER |  |  |  | 02/14/2019 | 02/14/2019 |  |  |  |  | 02/14/2019 | 02/14/2019
|  | HILL-ROM INC. | VERSACARE P3200 SERIES | BED, PATIENT, ELECTRIC | O058AD5955 | PAVILION 8 | Kelemen |  |  | 06/05/2019 |  | 6/5/31 |  |  | NO | YES |  |  |  |  | HILL-ROM INC. 50005232 0058AD5955 |  |  | Active |  | 99:99:99:99:99:99 |  | Alarm | 1Y:00-MFG | 06/05/2019 | 06/05/2019 | COOPER UNIVERSITY HOSPITAL |  |  | north 10 1011w |  | BRIAN OSHAUGHNESSY |  |  |  | 06/05/2019 | 06/05/2019 |  |  |  |  | 06/05/2019 | 06/05/2019
|  | HILL-ROM INC. | VERSACARE P3200 SERIES | BED, PATIENT, ELECTRIC | O051AD5703 | PAVILION 8 | Kelemen |  |  | 06/19/2019 |  | 6/19/31 |  |  | NO | YES |  |  |  |  | HILL-ROM INC. 50005230 0051AD5703 |  |  | Active |  | 99:99:99:99:99:99 |  | Alarm | 1Y:00-MFG | 06/19/2019 | 06/19/2019 | COOPER UNIVERSITY HOSPITAL |  |  | north 9 913 |  | BRIAN OSHAUGHNESSY |  |  |  | 06/19/2019 | 06/19/2019 |  |  |  |  | 06/19/2019 | 06/19/2019
|  | HILL-ROM INC. | VERSACARE P3200 SERIES | BED, PATIENT, ELECTRIC | P100AD0612 | PAVILION 8 | Dorrance |  |  | 07/16/2019 |  | 7/16/31 |  |  | NO | YES |  |  |  |  | HILL-ROM INC. 50005227 P100AD0612 |  |  | Active |  | 99:99:99:99:99:99 |  | Alarm | 1Y:00-MFG | 07/16/2019 | 07/16/2019 | COOPER UNIVERSITY HOSPITAL |  |  | PAV 7 718 |  | BRIAN OSHAUGHNESSY |  |  |  | 07/16/2019 | 07/16/2019 |  |  |  |  | 07/16/2019 | 07/16/2019
|  | HILL-ROM INC. | VERSACARE P3200 SERIES | BED, PATIENT, ELECTRIC | P113AD0700 | PAVILION 8 | Pavilion |  |  | 07/12/2019 |  | 7/12/31 |  |  | NO | YES |  |  |  |  | HILL-ROM INC. 50005228 P113AD0700 |  |  | Active |  | 99:99:99:99:99:99 |  | Alarm | 1Y:00-MFG | 07/12/2019 | 07/12/2019 | COOPER UNIVERSITY HOSPITAL |  |  | PAVILION 838 |  | BRIAN OSHAUGHNESSY |  |  |  | 07/12/2019 | 07/12/2019 |  |  |  |  | 07/12/2019 | 07/12/2019
|  | HILL-ROM INC. | VERSACARE P3200 SERIES | BED, PATIENT, ELECTRIC | M117AD9089 |  | Pavilion | [7 empty] | NO | YES
|  | HILL-ROM INC. | VERSACARE P3200 SERIES | BED, PATIENT, ELECTRIC | O056AD5834 | BIOMEDICAL | Kelemen |  |  | 04/18/2019 |  | 4/18/31 |  |  | NO | YES |  |  |  |  | HILL-ROM INC. 50005224 0056AD5834 |  |  | Active |  | 99:99:99:99:99:99 |  | Alarm | 1Y:00-MFG | 04/18/2019 | 04/18/2019 | COOPER UNIVERSITY HOSPITAL |  |  | PAVILION 8 room 840 |  | Bonnie Aichroch |  |  |  | 04/18/2019 | 04/18/2019 |  |  |  |  | 04/18/2019 | 04/18/2019
|  | HILL-ROM INC. | VERSACARE P3200 SERIES | BED, PATIENT, ELECTRIC | O051AD5764 | PAVILION 8 | Pavilion |  |  | 06/18/2019 |  | 6/18/31 |  |  | NO | YES |  |  |  |  | HILL-ROM INC. 50005226 0051AD5764 |  |  | Active |  | 99:99:99:99:99:99 |  | Alarm | 1Y:00-MFG | 06/18/2019 | 06/18/2019 | COOPER UNIVERSITY HOSPITAL |  |  | pav 7 741 |  | BRIAN OSHAUGHNESSY |  |  |  | 06/18/2019 | 06/18/2019 |  |  |  |  | 06/18/2019 | 06/18/2019
|  | HILL-ROM INC. | VERSACARE P3200 SERIES | BED, PATIENT, ELECTRIC | P097AD0421 | PAVILION 8 | Kelemen |  |  | 07/16/2019 |  | 7/16/31 |  |  | NO | YES |  |  |  |  | HILL-ROM INC. 50005225 P097AD0421 |  |  | Active |  | 99:99:99:99:99:99 |  | Alarm | 1Y:00-MFG | 07/16/2019 | 07/16/2019 | COOPER UNIVERSITY HOSPITAL |  |  | north 8 815w |  | BRIAN OSHAUGHNESSY |  |  |  | 07/16/2019 | 07/16/2019 |  |  |  |  | 07/16/2019 | 07/16/2019
|  | HILL-ROM INC. | VERSACARE P3200 SERIES | BED, PATIENT, ELECTRIC | P092AD0307 | PAVILION 8 | Kelemen |  |  | 06/21/2019 |  | 6/21/31 |  |  | NO | YES |  |  |  |  | HILL-ROM INC. 50005223 P092AD0307 |  |  | Active |  | 99:99:99:99:99:99 |  | Alarm | 1Y:00-MFG | 06/21/2019 | 06/21/2019 | COOPER UNIVERSITY HOSPITAL |  |  | south 10 1060w |  | BRIAN OSHAUGHNESSY |  |  |  | 06/21/2019 | 06/21/2019 |  |  |  |  | 06/21/2019 | 06/21/2019
|  | HILL-ROM INC. | VERSACARE P3200 SERIES | BED, PATIENT, ELECTRIC | P098AD0485 | PAVILION 8 | Pavilion |  |  | 07/17/2019 |  | 7/17/31 |  |  | NO | YES |  |  |  |  | HILL-ROM INC. 50005218 P098AD0485 |  |  | Active |  | 99:99:99:99:99:99 |  | Alarm | 1Y:00-MFG | 07/17/2019 | 07/17/2019 | COOPER UNIVERSITY HOSPITAL |  |  | s8 868w |  | BRIAN OSHAUGHNESSY |  |  |  | 07/17/2019 | 07/17/2019 |  |  |  |  | 07/17/2019 | 07/17/2019
|  | HILL-ROM INC. | VERSACARE P3200 SERIES | BED, PATIENT, ELECTRIC | P098AD0480 | BIOMEDICAL | Kelemen |  |  | 05/17/2019 |  | 5/17/31 |  |  | NO | YES |  |  |  |  | HILL-ROM INC. 50005216 P098AD0480 |  |  | Active |  | 99:99:99:99:99:99 |  | Alarm | 1Y:00-MFG | 05/17/2019 | 05/17/2019 | COOPER UNIVERSITY HOSPITAL |  |  | Dorrance 5 room 531 |  | Bonnie Aichroch |  |  |  | 05/17/2019 | 05/17/2019 |  |  |  |  | 05/17/2019 | 05/17/2019
|  | HILL-ROM INC. | VERSACARE P3200 SERIES | BED, PATIENT, ELECTRIC | P100AD0596 | NEURO/ORTHO/MEDSURG/7 PAV | Kelemen |  |  | 03/15/2019 |  | 3/15/31 |  |  | NO | YES |  |  |  |  | HILL-ROM INC. 50005215 P100AD0596 |  |  | Active |  | 99:99:99:99:99:99 |  | Alarm | 1Y:00-MFG | 03/15/2019 | 03/15/2019 | COOPER UNIVERSITY HOSPITAL |  |  | PAV 9 938 |  | Pam Young |  |  |  | 03/15/2019 | 03/15/2019 |  |  |  |  | 03/15/2019 | 03/15/2019
|  | HILL-ROM INC. | VERSACARE P3200 SERIES | BED, PATIENT, ELECTRIC | J318AD2536 | NEURO/ORTHO/MEDSURG/7 PAV | Pavilion |  |  | 09/26/2019 |  | 9/26/31 |  |  | NO | YES |  |  |  |  | HILL-ROM INC. 50005213 J318AD2536 |  |  | Active |  | 99:99:99:99:99:99 |  | Alarm | 1Y:00-MFG | 09/26/2019 | 09/26/2019 | COOPER UNIVERSITY HOSPITAL |  |  | pav 7 724 |  | Pam Young |  |  |  | 09/26/2019 | 09/26/2019 |  |  |  |  | 09/26/2019 | 09/26/2019
|  | HILL-ROM INC. | VERSACARE P3200 SERIES | BED, PATIENT, ELECTRIC | P099AD0544 | BIOMEDICAL | Kelemen |  |  | 06/18/2019 |  | 6/18/31 |  |  | NO | YES |  |  |  |  | HILL-ROM INC. 50005203 P099AD0544 |  |  | Active |  | 99:99:99:99:99:99 |  | Alarm | 1Y:00-MFG | 06/18/2019 | 06/18/2019 | COOPER UNIVERSITY HOSPITAL |  |  | pav 7 739 |  | Bonnie Aichroch |  |  |  | 06/18/2019 | 06/18/2019 |  |  |  |  | 06/18/2019 | 06/18/2019
|  | HILL-ROM INC. | VERSACARE P3200 SERIES | BED, PATIENT, ELECTRIC | P097AD0451 | BIOMEDICAL | Kelemen |  |  | 01/08/2019 |  | 1/8/31 |  |  | NO | YES |  |  |  |  | HILL-ROM INC. 50005206 P097AD0451 |  |  | Active |  | 99:99:99:99:99:99 |  | Alarm | 1Y:00-MFG | 01/08/2019 | 01/08/2019 | COOPER UNIVERSITY HOSPITAL |  |  | Pav 7 721 |  | Bonnie Aichroch |  |  |  | 01/08/2019 | 01/08/2019 |  |  |  |  | 01/08/2019 | 01/08/2019
|  | HILL-ROM INC. | VERSACARE P3200 SERIES | BED, PATIENT, ELECTRIC | P167AD2678 | PAVILION 8 | Pavilion |  |  | 07/17/2019 |  | 7/17/31 |  |  | NO | YES |  |  |  |  | HILL-ROM INC. 50005212 P167AD2678 |  |  | Active |  | 99:99:99:99:99:99 |  | Alarm | 1Y:00-MFG | 07/17/2019 | 07/17/2019 | COOPER UNIVERSITY HOSPITAL |  |  | s9 969d |  | BRIAN OSHAUGHNESSY |  |  |  | 07/17/2019 | 07/17/2019 |  |  |  |  | 07/17/2019 | 07/17/2019
|  | HILL-ROM INC. | VERSACARE P3200 SERIES | BED, PATIENT, ELECTRIC | O049AD5478 | BIOMEDICAL | Pavilion |  |  | 04/16/2019 |  | 4/16/31 |  |  | NO | YES |  |  |  |  | HILL-ROM INC. 50005211 0049AD5478 |  |  | Active |  | 99:99:99:99:99:99 |  | Alarm | 1Y:00-MFG | 04/16/2019 | 04/16/2019 | COOPER UNIVERSITY HOSPITAL |  |  | north 8 811 door |  | Bonnie Aichroch |  |  |  | 04/16/2019 | 04/16/2019 |  |  |  |  | 04/16/2019 | 04/16/2019
|  | HILL-ROM INC. | VERSACARE P3200 SERIES | BED, PATIENT, ELECTRIC | O051A05695 | BIOMEDICAL | Kelemen |  |  | 04/16/2019 |  | 4/16/31 |  |  | NO | YES |  |  |  |  | HILL-ROM INC. 50005208 0051A05695 |  |  | Active |  | 99:99:99:99:99:99 |  | Alarm | 1Y:00-MFG | 04/16/2019 | 04/16/2019 | COOPER UNIVERSITY HOSPITAL |  |  | BIOMED |  | Bonnie Aichroch |  |  |  | 04/16/2019 | 04/16/2019 |  |  |  |  | 04/16/2019 | 04/16/2019
|  | HILL-ROM INC. | VERSACARE P3200 SERIES | BED, PATIENT, ELECTRIC | O049AD5470 | MED/SURG 6 PAVILION | Pavilion |  |  | 03/14/2019 |  | 3/14/31 |  |  | NO | YES |  |  |  |  | HILL-ROM INC. 50005200 0049AD5470 |  |  | Active |  | 99:99:99:99:99:99 |  | Alarm | 1Y:00-MFG | 03/14/2019 | 03/14/2019 | COOPER UNIVERSITY HOSPITAL |  |  | Pav 9 927 |  | BRIAN OSHAUGHNESSY |  |  |  | 03/14/2019 | 03/14/2019 |  |  |  |  | 03/14/2019 | 03/14/2019
|  | HILL-ROM INC. | VERSACARE P3200 SERIES | BED, PATIENT, ELECTRIC | F090AD0661 | INCU - KELEMEN S10 | Pavilion |  |  | 09/26/2019 |  | 9/26/31 |  |  | NO | YES |  |  |  |  | HILL-ROM INC. 50005201 F090AD0661 |  |  | Active |  | 99:99:99:99:99:99 |  | Alarm | 1Y:00-MFG | 09/26/2019 | 09/26/2019 | COOPER UNIVERSITY HOSPITAL |  |  | north 9 912w |  | Lisa Brooks |  |  |  | 09/26/2019 | 09/26/2019 |  |  |  |  | 09/26/2019 | 09/26/2019
|  | HILL-ROM INC. | VERSACARE P3200 SERIES | BED, PATIENT, ELECTRIC | J304AD1286 | NEURO/ORTHO/MEDSURG/7 PAV | Kelemen |  |  | 03/14/2019 |  | 3/14/31 |  |  | NO | YES |  |  |  |  | HILL-ROM INC. 50005195 J304AD1286 |  |  | Active |  | 99:99:99:99:99:99 |  | Alarm | 1Y:00-MFG | 03/14/2019 | 03/14/2019 | COOPER UNIVERSITY HOSPITAL |  |  | pav 8 818 |  | Pam Young |  |  |  | 03/14/2019 | 03/14/2019 |  |  |  |  | 03/14/2019 | 03/14/2019
|  | HILL-ROM INC. | VERSACARE P3200 SERIES | BED, PATIENT, ELECTRIC | O056AD5838 | BIOMEDICAL | Kelemen |  |  | 04/15/2019 |  | 4/15/31 |  |  | NO | YES |  |  |  |  | HILL-ROM INC. 50005194 0056AD5838 |  |  | Active |  | 99:99:99:99:99:99 |  | Alarm | 1Y:00-MFG | 04/15/2019 | 04/15/2019 | COOPER UNIVERSITY HOSPITAL |  |  | dorrance 5 553 |  | Bonnie Aichroch |  |  |  | 04/15/2019 | 04/15/2019 |  |  |  |  | 04/15/2019 | 04/15/2019
|  | HILL-ROM INC. | VERSACARE P3200 SERIES | BED, PATIENT, ELECTRIC | P126AD1218 | BIOMEDICAL | Dorrance |  |  | 05/17/2019 |  | 5/17/31 |  |  | NO | YES |  |  |  |  | HILL-ROM INC. 50005193 P126AD1218 |  |  | Active |  | 99:99:99:99:99:99 |  | Alarm | 1Y:00-MFG | 05/17/2019 | 05/17/2019 | COOPER UNIVERSITY HOSPITAL |  |  | PAVILION 9 room 921 |  | Bonnie Aichroch |  |  |  | 05/17/2019 | 05/17/2019 |  |  |  |  | 05/17/2019 | 05/17/2019
|  | HILL-ROM INC. | VERSACARE P3200 SERIES | BED, PATIENT, ELECTRIC | P167AD2693 | BEDS | Pavilion |  |  | 07/16/2019 |  | 7/16/31 |  |  | NO | YES |  |  |  |  | HILL-ROM INC. 50005185 P167AD2693 |  |  | Active |  | 99:99:99:99:99:99 |  | Alarm | 1Y:00-MFG | 07/16/2019 | 07/16/2019 | COOPER UNIVERSITY HOSPITAL |  |  | n10 1022d |  | Bonnie Aichroch |  |  |  | 07/16/2019 | 07/16/2019 |  |  |  |  | 07/16/2019 | 07/16/2019
|  | HILL-ROM INC. | VERSACARE P3200 SERIES | BED, PATIENT, ELECTRIC | P098AD0523 | BIOMEDICAL | Kelemen |  |  | 05/13/2019 |  | 5/13/31 |  |  | NO | YES |  |  |  |  | HILL-ROM INC. 50005177 P098AD0523 |  |  | Active |  | 99:99:99:99:99:99 |  | Alarm | 1Y:00-MFG | 05/13/2019 | 05/13/2019 | COOPER UNIVERSITY HOSPITAL |  |  | KELEMEN OR |  | Bonnie Aichroch |  |  |  | 05/13/2019 | 05/13/2019 |  |  |  |  | 05/13/2019 | 05/13/2019
|  | HILL-ROM INC. | VERSACARE P3200 SERIES | BED, PATIENT, ELECTRIC | P099AD0579 | BIOMEDICAL | Kelemen |  |  | 05/16/2019 |  | 5/16/31 |  |  | NO | YES |  |  |  |  | HILL-ROM INC. 50005171 P099AD0579 |  |  | Active |  | 99:99:99:99:99:99 |  | Alarm | 1Y:00-MFG | 05/16/2019 | 05/16/2019 | COOPER UNIVERSITY HOSPITAL |  |  | pav 7 727 |  | Bonnie Aichroch |  |  |  | 05/16/2019 | 05/16/2019 |  |  |  |  | 05/16/2019 | 05/16/2019
|  | HILL-ROM INC. | VERSACARE P3200 SERIES | BED, PATIENT, ELECTRIC | M116AD8964 | CDU - CLINICAL DECISION UNIT-9 KELEMEN | Pavilion |  |  | 04/15/2019 |  | 4/15/31 |  |  | NO | YES |  |  |  |  | HILL-ROM INC. 50005169 M116AD8964 |  |  | Active |  | 99:99:99:99:99:99 |  | Alarm | 1Y:00-MFG | 04/15/2019 | 04/15/2019 | COOPER UNIVERSITY HOSPITAL |  |  | PAVILION 7 room 714 |  | KAREN GRUBER |  |  |  | 04/15/2019 | 04/15/2019 |  |  |  |  | 04/15/2019 | 04/15/2019
|  | HILL-ROM INC. | VERSACARE P3200 SERIES | BED, PATIENT, ELECTRIC | J312AD1984 | MED/SURG 6 PAVILION | Kelemen |  |  | 03/19/2019 |  | 3/19/31 |  |  | NO | YES |  |  |  |  | HILL-ROM INC. 50005168 J312AD1984 |  |  | Active |  | 99:99:99:99:99:99 |  | Alarm | 1Y:00-MFG | 03/19/2019 | 03/19/2019 | COOPER UNIVERSITY HOSPITAL |  |  | south 10 1062 w |  | BRIAN OSHAUGHNESSY |  |  |  | 03/19/2019 | 03/19/2019 |  |  |  |  | 03/19/2019 | 03/19/2019
|  | HILL-ROM INC. | VERSACARE P3200 SERIES | BED, PATIENT, ELECTRIC | J311AD1943 | MED/SURG 6 PAVILION | Kelemen |  |  | 09/26/2019 |  | 9/26/31 |  |  | NO | YES |  |  |  |  | HILL-ROM INC. 50005167 J311AD1943 |  |  | Active |  | 99:99:99:99:99:99 |  | Alarm | 1Y:00-MFG | 09/26/2019 | 09/26/2019 | COOPER UNIVERSITY HOSPITAL |  |  | pav 9 926 |  | BRIAN OSHAUGHNESSY |  |  |  | 09/26/2019 | 09/26/2019 |  |  |  |  | 09/26/2019 | 09/26/2019
|  | HILL-ROM INC. | VERSACARE P3200 SERIES | BED, PATIENT, ELECTRIC | K286AD7003 | BIOMEDICAL | Dorrance |  |  | 02/14/2019 |  | 2/14/31 |  |  | NO | YES |  |  |  |  | HILL-ROM INC. 50005166 K286AD7003 |  |  | Active |  | 99:99:99:99:99:99 |  | Alarm | 1Y:00-MFG | 02/14/2019 | 02/14/2019 | COOPER UNIVERSITY HOSPITAL |  |  | pav 8 841 |  | Bonnie Aichroch |  |  |  | 02/14/2019 | 02/14/2019 |  |  |  |  | 02/14/2019 | 02/14/2019
|  | HILL-ROM INC. | VERSACARE P3200 SERIES | BED, PATIENT, ELECTRIC | P098AD0478 | BEDS | Kelemen |  |  | 05/10/2019 |  | 5/10/31 |  |  | NO | YES |  |  |  |  | HILL-ROM INC. 50005164 P098AD0478 |  |  | Active |  | 99:99:99:99:99:99 |  | Alarm | 1Y:00-MFG | 05/10/2019 | 05/10/2019 | COOPER UNIVERSITY HOSPITAL |  |  | dorrance 3 336 |  | Bonnie Aichroch |  |  |  | 05/10/2019 | 05/10/2019 |  |  |  |  | 05/10/2019 | 05/10/2019
|  | HILL-ROM INC. | VERSACARE P3200 SERIES | BED, PATIENT, ELECTRIC | M116AD8976 | BEDS | Kelemen |  |  | 05/15/2019 |  | 5/15/31 |  |  | NO | YES |  |  |  |  | HILL-ROM INC. 50005163 M116AD8976 |  |  | Active |  | 99:99:99:99:99:99 |  | Alarm | 1Y:00-MFG | 05/15/2019 | 05/15/2019 | COOPER UNIVERSITY HOSPITAL |  |  | cdu bed 20 |  | Bonnie Aichroch |  |  |  | 05/15/2019 | 05/15/2019 |  |  |  |  | 05/15/2019 | 05/15/2019
|  | HILL-ROM INC. | VERSACARE P3200 SERIES | BED, PATIENT, ELECTRIC | M123AD9401 | CDU - CLINICAL DECISION UNIT-9 KELEMEN | Pavilion |  |  | 05/13/2019 |  | 5/13/31 |  |  | NO | YES |  |  |  |  | HILL-ROM INC. 50005162 M123AD9401 |  |  | Active |  | 99:99:99:99:99:99 |  | Alarm | 1Y:00-MFG | 05/13/2019 | 05/13/2019 | COOPER UNIVERSITY HOSPITAL |  |  | PAVILION 6 room 636 |  | KAREN GRUBER |  |  |  | 05/13/2019 | 05/13/2019 |  |  |  |  | 05/13/2019 | 05/13/2019
|  | HILL-ROM INC. | VERSACARE P3200 SERIES | BED, PATIENT, ELECTRIC | O056AD5835 | BEDS | Pavilion | 7 |  | 01/08/2019 |  | 1/8/31 |  |  | NO | YES |  |  |  |  | HILL-ROM INC. 50005160 0056AD5835 |  |  | Active |  | 99:99:99:99:99:99 |  | Alarm | 1Y:00-MFG | 01/08/2019 | 01/08/2019 | COOPER UNIVERSITY HOSPITAL |  |  | pav 8 837 |  | Bonnie Aichroch |  |  |  | 01/08/2019 | 01/08/2019 |  |  |  |  | 01/08/2019 | 01/08/2019
|  | HILL-ROM INC. | VERSACARE P3200 SERIES | BED, PATIENT, ELECTRIC | P100AD0605 | BEDS | Kelemen |  |  | 07/02/2019 |  | 7/2/31 |  |  | NO | YES |  |  |  |  | HILL-ROM INC. 50005158 P100AD0605 |  |  | Active |  | 99:99:99:99:99:99 |  | Equipment | 1Y:00-MFG | 07/02/2019 | 07/02/2019 | COOPER UNIVERSITY HOSPITAL |  |  | pav 8 834 |  | Bonnie Aichroch |  |  |  | 07/02/2019 | 07/02/2019 |  |  |  |  | 07/02/2019 | 07/02/2019
|  | HILL-ROM INC. | VERSACARE P3200 SERIES | BED, PATIENT, ELECTRIC | P099AD0546 | BEDS | Dorrance |  |  | 06/04/2019 |  | 6/4/31 |  |  | NO | YES |  |  |  |  | HILL-ROM INC. 50005155 P099AD0546 |  |  | Active |  | 99:99:99:99:99:99 |  | Equipment | 1Y:00-MFG | 06/04/2019 | 06/04/2019 | COOPER UNIVERSITY HOSPITAL |  |  | DORRANCE 3 342 |  | Bonnie Aichroch |  |  |  | 06/04/2019 | 06/04/2019 |  |  |  |  | 06/04/2019 | 06/04/2019
|  | HILL-ROM INC. | VERSACARE P3200 SERIES | BED, PATIENT, ELECTRIC | P167AD2680 | BEDS | Kelemen |  |  | 07/16/2019 |  | 7/16/31 |  |  | NO | YES |  |  |  |  | HILL-ROM INC. 50005157 P167AD2680 |  |  | Active |  | 99:99:99:99:99:99 |  | Equipment | 1Y:00-MFG | 07/16/2019 | 07/16/2019 | COOPER UNIVERSITY HOSPITAL |  |  | n10 1022w |  | Bonnie Aichroch |  |  |  | 07/16/2019 | 07/16/2019 |  |  |  |  | 07/16/2019 | 07/16/2019
|  | HILL-ROM INC. | VERSACARE P3200 SERIES | BED, PATIENT, ELECTRIC | P097AD0442 | BEDS | Pavilion |  |  | 05/02/2019 |  | 5/2/31 |  |  | NO | YES |  |  |  |  | HILL-ROM INC. 50005156 P097AD0442 |  |  | Active |  | 99:99:99:99:99:99 |  | Equipment | 1Y:00-MFG | 05/02/2019 | 05/02/2019 | COOPER UNIVERSITY HOSPITAL |  |  | pav 7 735 |  | Bonnie Aichroch |  |  |  | 05/02/2019 | 05/02/2019 |  |  |  |  | 05/02/2019 | 05/02/2019
|  | HILL-ROM INC. | VERSACARE P3200 SERIES | BED, PATIENT, ELECTRIC | J304AD1289 | MED/SURG 6 PAVILION | Dorrance |  |  | 02/14/2019 |  | 2/14/31 |  |  | NO | YES |  |  |  |  | HILL-ROM INC. 50005154 J304AD1289 |  |  | Active |  | 99:99:99:99:99:99 |  | Alarm | 1Y:00-MFG | 02/14/2019 | 02/14/2019 | COOPER UNIVERSITY HOSPITAL |  |  | ROOM 618 |  | BRIAN OSHAUGHNESSY |  |  |  | 02/14/2019 | 02/14/2019 |  |  |  |  | 02/14/2019 | 02/14/2019
|  | HILL-ROM INC. | VERSACARE P3200 SERIES | BED, PATIENT, ELECTRIC | P098AD0504 | BIOMEDICAL | Kelemen |  |  | 05/17/2019 |  | 5/17/31 |  |  | NO | YES |  |  |  |  | HILL-ROM INC. 50005153 P098AD0504 |  |  | Active |  | 99:99:99:99:99:99 |  | Alarm | 1Y:00-MFG | 05/17/2019 | 05/17/2019 | COOPER UNIVERSITY HOSPITAL |  |  | PAVILION 8 810 |  | Bonnie Aichroch |  |  |  | 05/17/2019 | 05/17/2019 |  |  |  |  | 05/17/2019 | 05/17/2019
|  | HILL-ROM INC. | VERSACARE P3200 SERIES | BED, PATIENT, ELECTRIC | P100AD0626 | BIOMEDICAL | Kelemen |  |  | 06/04/2019 |  | 6/4/31 |  |  | NO | YES |  |  |  |  | HILL-ROM INC. 50005152 P100AD0626 |  |  | Active |  | 99:99:99:99:99:99 |  | Alarm | 1Y:00-MFG | 06/04/2019 | 06/04/2019 | COOPER UNIVERSITY HOSPITAL |  |  | n10 room 1016 w |  | Bonnie Aichroch |  |  |  | 06/04/2019 | 06/04/2019 |  |  |  |  | 06/04/2019 | 06/04/2019
|  | HILL-ROM INC. | VERSACARE P3200 SERIES | BED, PATIENT, ELECTRIC | P126AD1244 | CHIP - 9 PAVILION | Pavilion |  |  | 06/05/2019 |  | 6/5/31 |  |  | NO | YES |  |  |  |  | HILL-ROM INC. 50005151 P126AD1244 |  |  | Active |  | 99:99:99:99:99:99 |  | Alarm | 1Y:00-MFG | 06/05/2019 | 06/05/2019 | COOPER UNIVERSITY HOSPITAL |  |  | cdu 18 |  | KIM HUMMEL |  |  |  | 06/05/2019 | 06/05/2019 |  |  |  |  | 06/05/2019 | 06/05/2019
|  | HILL-ROM INC. | VERSACARE P3200 SERIES | BED, PATIENT, ELECTRIC | P178AD3260 | PAVILION 8 | Pavilion |  |  | 07/02/2019 |  | 7/2/31 |  |  | NO | YES |  |  |  |  | HILL-ROM INC. 50005149 P178AD3260 |  |  | Active |  | 99:99:99:99:99:99 |  | Equipment | 1Y:00-MFG | 07/02/2019 | 07/02/2019 | COOPER UNIVERSITY HOSPITAL |  |  | SOUTH 9 963 | 0011830766 | BRIAN OSHAUGHNESSY | Preventative Maintenance | Closed | Tom Burhart | 07/02/2019 | 07/02/2019 | Performance Assurance: 00-MFG | 7/5/2017 12:05:50 PM TJBURHART (TJBURHART 7/5/2017 12:00 AM) SEARCHED FOR THE BED, LOCATED THE BED. THE BED HAS PASSED PM TESTING. USED 10480316 FOR TESTING 7/5/2017 12:05 PM TJBURHART | AD169512-539D-4C99-90CE-5DA29CDF7E3E | Labor | 07/02/2019 | 07/02/2019 | Tom Burhart
|  | HILL-ROM INC. | VERSACARE P3200 SERIES | BED, PATIENT, ELECTRIC | O056AD5842 | PAVILION 8 | Kelemen |  |  | 07/15/2019 |  | 7/15/31 |  |  | NO | YES |  |  |  |  | HILL-ROM INC. 50005148 0056AD5842 |  |  | Active |  | 99:99:99:99:99:99 |  | Equipment | 1Y:00-MFG | 07/15/2019 | 07/15/2019 | COOPER UNIVERSITY HOSPITAL |  |  | Pav 2 Bed Storage |  | BRIAN OSHAUGHNESSY |  |  |  | 07/15/2019 | 07/15/2019 |  |  |  |  | 07/15/2019 | 07/15/2019
|  | HILL-ROM INC. | VERSACARE P3200 SERIES | BED, PATIENT, ELECTRIC | J318AD2549 | PAVILION 8 | Pavilion |  |  | 09/26/2019 |  | 9/26/31 |  |  | NO | YES |  |  |  |  | HILL-ROM INC. 50005147 J318AD2549 |  |  | Active |  | 99:99:99:99:99:99 |  | Equipment | 1Y:00-MFG | 09/26/2019 | 09/26/2019 | COOPER UNIVERSITY HOSPITAL |  |  | n7 728d |  | BRIAN OSHAUGHNESSY |  |  |  | 09/26/2019 | 09/26/2019 |  |  |  |  | 09/26/2019 | 09/26/2019
|  | HILL-ROM INC. | VERSACARE P3200 SERIES | BED, PATIENT, ELECTRIC | P098AD0526 | BIOMEDICAL | Kelemen |  |  | 12/04/2018 |  | 12/4/30 |  |  | NO | YES |  |  |  |  | HILL-ROM INC. 50005145 P098AD0526 |  |  | Active |  | 99:99:99:99:99:99 |  | Equipment | 1Y:00-MFG | 12/04/2018 | 12/04/2018 | COOPER UNIVERSITY HOSPITAL |  |  | PAV 8 839 |  | Bonnie Aichroch |  |  |  | 12/04/2018 | 12/04/2018 |  |  |  |  | 12/04/2018 | 12/04/2018
|  | HILL-ROM INC. | VERSACARE P3200 SERIES | BED, PATIENT, ELECTRIC | P099AD0540 | PAVILION 8 | Pavilion |  |  | 07/12/2019 |  | 7/12/31 |  |  | NO | YES |  |  |  |  | HILL-ROM INC. 50005144 P099AD0540 |  |  | Active |  | 99:99:99:99:99:99 |  | Equipment | 1Y:00-MFG | 07/12/2019 | 07/12/2019 | COOPER UNIVERSITY HOSPITAL |  |  | S9 962 | 0011830759 | BRIAN OSHAUGHNESSY | Preventative Maintenance | Closed | Tom Burhart | 07/12/2019 | 07/12/2019 | Performance Assurance: 00-MFG | 7/7/2017 11:38:19 AM TJBURHART (TJBURHART 7/7/2017 12:00 AM) SEARCHED FOR THE BED, LOCATED THE BED. THE BED HAS PASSED PM TESTING. USED 10480316 FOR TESTING 7/7/2017 11:38 AM TJBURHART | 22A5D2B5-6984-4D8A-BE7A-C0852C37E8E3 | Labor | 07/12/2019 | 07/12/2019 | Tom Burhart
|  | HILL-ROM INC. | VERSACARE P3200 SERIES | BED, PATIENT, ELECTRIC | P100AD0600 | BEDS | Kelemen |  |  | 07/12/2019 |  | 7/12/31 |  |  | NO | YES |  |  |  |  | HILL-ROM INC. 50005143 P100AD0600 |  |  | Active |  | 99:99:99:99:99:99 |  | Equipment | 1Y:00-MFG | 07/12/2019 | 07/12/2019 | COOPER UNIVERSITY HOSPITAL |  |  | n10 1010d |  | Bonnie Aichroch |  |  |  | 07/12/2019 | 07/12/2019 |  |  |  |  | 07/12/2019 | 07/12/2019
|  | HILL-ROM INC. | VERSACARE P3200 SERIES | BED, PATIENT, ELECTRIC | P128AD1305 | NEURO/ORTHO/MEDSURG/7 PAV | Pavilion |  |  | 02/14/2019 |  | 2/14/31 |  |  | NO | YES |  |  |  |  | HILL-ROM INC. 50005140 P128AD1305 |  |  | Active |  | 99:99:99:99:99:99 |  | Equipment | 1Y:00-MFG | 02/14/2019 | 02/14/2019 | COOPER UNIVERSITY HOSPITAL |  |  | BED STORAGE | WOT00000000488134 | Pam Young | Preventative Maintenance | Closed | Tom Burhart | 02/14/2019 | 02/14/2019 | PM: Procedure: 00-MFG Frequency: 1Y | SEARCHED FOR THE BED, LOCATED THE BED. THE BED HAS PASSED PM TESTING. USED 10480316 FOR TESTING | EXP0136781 | Labor | 02/14/2019 | 02/14/2019 | Tom Burhart
|  | HILL-ROM INC. | VERSACARE P3200 SERIES | BED, PATIENT, ELECTRIC | P126AD1234 | BIOMEDICAL | Pavilion |  |  | 12/04/2018 |  | 12/4/30 |  |  | NO | YES |  |  |  |  | HILL-ROM INC. 50005139 P126AD1234 |  |  | Active |  | 99:99:99:99:99:99 |  | Equipment | 1Y:00-MFG | 12/04/2018 | 12/04/2018 | COOPER UNIVERSITY HOSPITAL |  |  | DORRANCE 5 552 | 0012445338 | Bonnie Aichroch | Preventative Maintenance | Closed | Tom Burhart | 12/04/2018 | 12/04/2018 | Performance Assurance: 00-MFG | 12/7/2017 11:30:04 AM TJBURHART (TJBURHART 12/7/2017 12:00 AM) SEARCHED FOR THE BED, LOCATED THE BED. THE BED HAS PASSED PM TESTING. USED 10480316 FOR TESTING 12/7/2017 11:30 AM TJBURHART | DC2D9727-A99A-49B4-A2C3-3696F7C423C8 | Labor | 12/04/2018 | 12/04/2018 | Tom Burhart
|  | HILL-ROM INC. | VERSACARE P3200 SERIES | BED, PATIENT, ELECTRIC | J318AD2553 | MED/SURG 6 PAVILION | Pavilion |  |  | 09/26/2019 |  | 9/26/31 |  |  | NO | YES |  |  |  |  | HILL-ROM INC. 50005137 J318AD2553 |  |  | Active |  | 99:99:99:99:99:99 |  | Equipment | 1Y:00-MFG | 09/26/2019 | 09/26/2019 | COOPER UNIVERSITY HOSPITAL |  |  | n9 915 |  | BRIAN OSHAUGHNESSY |  |  |  | 09/26/2019 | 09/26/2019 |  |  |  |  | 09/26/2019 | 09/26/2019
|  | HILL-ROM INC. | VERSACARE P3200 SERIES | BED, PATIENT, ELECTRIC | P128AD1306 | BEDS | Dorrance |  |  | 02/13/2019 |  | 2/13/31 |  |  | NO | YES |  |  |  |  | HILL-ROM INC. 50005133 P128AD1306 |  |  | Active |  | 99:99:99:99:99:99 |  | Equipment | 1Y:00-MFG | 02/13/2019 | 02/13/2019 | COOPER UNIVERSITY HOSPITAL |  |  | NORTH 10 1017W |  | Bonnie Aichroch |  |  |  | 02/13/2019 | 02/13/2019 |  |  |  |  | 02/13/2019 | 02/13/2019
|  | HILL-ROM INC. | VERSACARE P3200 SERIES | BED, PATIENT, ELECTRIC | K285AD6935 | MED/SURG 6 PAVILION | Pavilion |  |  | 01/14/2019 |  | 1/14/31 |  |  | NO | YES |  |  |  |  | HILL-ROM INC. 50005134 K285AD6935 |  |  | Active |  | 99:99:99:99:99:99 |  | Equipment | 1Y:00-MFG | 01/14/2019 | 01/14/2019 | COOPER UNIVERSITY HOSPITAL |  |  | pav 8 826 |  | BRIAN OSHAUGHNESSY |  |  |  | 01/14/2019 | 01/14/2019 |  |  |  |  | 01/14/2019 | 01/14/2019
|  | HILL-ROM INC. | VERSACARE P3200 SERIES | BED, PATIENT, ELECTRIC | F089AD0639 | MED/SURG 6 PAVILION | Pavilion |  |  | 11/01/2019 |  | 11/1/31 |  |  | NO | YES |  |  |  |  | HILL-ROM INC. 50005132 F089AD0639 |  |  | Active |  | 99:99:99:99:99:99 |  | Equipment | 1Y:00-MFG | 11/01/2019 | 11/01/2019 | COOPER UNIVERSITY HOSPITAL |  |  | K852 |  | BRIAN OSHAUGHNESSY |  |  |  | 11/01/2019 | 11/01/2019 |  |  |  |  | 11/01/2019 | 11/01/2019
|  | HILL-ROM INC. | VERSACARE P3200 SERIES | BED, PATIENT, ELECTRIC | S136AD3616 |  | Kelemen | [7 empty] | YES | YES
|  | HILL-ROM INC. | VERSACARE P3200 SERIES | BED, PATIENT, ELECTRIC | O052AD5720 | MED/SURG 6 PAVILION | Kelemen |  |  | 02/04/2019 |  | 2/4/31 |  |  | NO | YES |  |  |  |  | HILL-ROM INC. 50005129 0052AD5720 |  |  | Active |  | 99:99:99:99:99:99 |  | Equipment | 1Y:00-MFG | 02/04/2019 | 02/04/2019 | COOPER UNIVERSITY HOSPITAL |  |  | CDU 5 | WOT00000000488129 | BRIAN OSHAUGHNESSY | Preventative Maintenance | Closed | Tom Burhart | 02/04/2019 | 02/04/2019 | PM: Procedure: 00-MFG Frequency: 1Y | SEARCHED FOR THE BED, LOCATED THE BED. THE BED HAS PASSED PM TESTING. USED 10480316 FOR TESTING | EXP0158908 | Labor | 02/04/2019 | 02/04/2019 | Tom Burhart
|  | HILL-ROM INC. | VERSACARE P3200 SERIES | BED, PATIENT, ELECTRIC | J318AD2551 | MED/SURG 6 PAVILION | Kelemen |  |  | 02/04/2019 |  | 2/4/31 |  |  | NO | YES |  |  |  |  | HILL-ROM INC. 50005128 J318AD2551 |  |  | Active |  | 99:99:99:99:99:99 |  | Equipment | 1Y:00-MFG | 02/04/2019 | 02/04/2019 | COOPER UNIVERSITY HOSPITAL |  |  | CDU 7 |  | BRIAN OSHAUGHNESSY |  |  |  | 02/04/2019 | 02/04/2019 |  |  |  |  | 02/04/2019 | 02/04/2019
|  | HILL-ROM INC. | VERSACARE P3200 SERIES | BED, PATIENT, ELECTRIC | J304AD1298 | BIOMEDICAL | Pavilion |  |  | 12/19/2018 |  | 12/19/30 |  |  | NO | YES |  |  |  |  | HILL-ROM INC. 50005110 J304AD1298 |  |  | Active |  | 99:99:99:99:99:99 |  | Equipment | 1Y:00-MFG | 12/19/2018 | 12/19/2018 | COOPER UNIVERSITY HOSPITAL |  |  | N7 725D | 0012445323 | Bonnie Aichroch | Preventative Maintenance | Closed | Tom Burhart | 12/19/2018 | 12/19/2018 | Performance Assurance: 00-MFG | 12/6/2017 10:01:11 AM TJBURHART (TJBURHART 12/6/2017 12:00 AM) SEARCHED FOR THE BED, LOCATED THE BED. THE BED HAS PASSED PM TESTING. USED 10480316 FOR TESTING 12/6/2017 10:01 AM TJBURHART | 243CF3F8-B9E7-447A-B5F3-A221718E4250 | Labor | 12/19/2018 | 12/19/2018 | Tom Burhart
|  | HILL-ROM INC. | VERSACARE P3200 SERIES | BED, PATIENT, ELECTRIC | M117AD9097 | BIOMEDICAL | Kelemen |  |  | 12/18/2018 |  | 12/18/30 |  |  | NO | YES |  |  |  |  | HILL-ROM INC. 50005108 M116AD8976 |  |  | Active |  | 99:99:99:99:99:99 |  | Equipment | 1Y:00-MFG | 12/18/2018 | 12/18/2018 | COOPER UNIVERSITY HOSPITAL |  |  | SOUTH 8 857D | 0012445326 | Bonnie Aichroch | Preventative Maintenance | Closed | Tom Burhart | 12/18/2018 | 12/18/2018 | Performance Assurance: 00-MFG | 12/6/2017 2:17:02 PM TJBURHART (TJBURHART 12/6/2017 12:00 AM) SEARCHED FOR THE BED, LOCATED THE BED. THE BED HAS PASSED PM TESTING. USED 10480316 FOR TESTING 12/6/2017 2:17 PM TJBURHART | 3EF33A35-C395-4A97-8CFC-EEB1DF1CF2D8 | Labor | 12/18/2018 | 12/18/2018 | Tom Burhart
|  | HILL-ROM INC. | VERSACARE P3200 SERIES | BED, PATIENT, ELECTRIC | F090AD0665 | INCU - KELEMEN S10 | Pavilion |  |  | 01/01/1900 |  |  |  |  | NO | YES |  |  |  |  | HILL-ROM INC. 10369560 F090AD0665 |  |  | Active |  | 99:99:99:99:99:99 |  | Equipment | 1Y:00-MFG | 11/01/2019 | 11/01/2020 | COOPER UNIVERSITY HOSPITAL |  |  | pav 9 914 |  | Lisa Brooks
|  | HILL-ROM INC. | VERSACARE P3200 SERIES | BED, PATIENT, ELECTRIC | P098AD0489 | BIOMEDICAL | Kelemen |  |  | 03/25/2014 |  | 3/25/26 |  |  | NO | YES |  |  |  |  | HILL-ROM INC. 10369559 P098AD0489 |  |  | Active |  | 99:99:99:99:99:99 |  | Alarm | 1Y:00-MFG | 05/15/2019 | 05/01/2020 | COOPER UNIVERSITY HOSPITAL |  |  | b |  | Bonnie Aichroch
|  | HILL-ROM INC. | VERSACARE P3200 SERIES | BED, PATIENT, ELECTRIC | M117AD9090 | CDU - CLINICAL DECISION UNIT-9 KELEMEN | Pavilion |  |  | 02/01/2011 |  | 2/1/23 |  |  | NO | YES |  |  |  |  | HILL-ROM INC. 10369242 M117AD9090 |  |  | Active |  | 99:99:99:99:99:99 |  | Equipment | 1Y:00-MFG | 05/08/2019 | 05/01/2020 | COOPER UNIVERSITY HOSPITAL |  |  | DORRANCE 5 545 | 0011571679 | KAREN GRUBER | Preventative Maintenance | Closed | Tom Burhart | 05/01/2017 | 05/02/2017 | Performance Assurance: 00-MFG | 5/2/2017 3:36:19 PM TJBURHART (TJBURHART 5/2/2017 12:00 AM) SEARCHED AND FOUND THE BED. THE BED HAS PASSED PM TESTING USED 10480316 FOR ELECTRIC SAFETY TEST 5/2/2017 3:36 PM TJBURHART | 2CC02770-E722-41D4-9B02-88D9D042A6B4 | Labor | 05/02/2017 | 05/02/2017 | Tom Burhart
|  | HILL-ROM INC. | VERSACARE P3200 SERIES | BED, PATIENT, ELECTRIC | J318AD2515 | MED/SURG 6 PAVILION | Kelemen |  |  | 02/16/2009 |  | 2/16/21 |  |  | NO | YES |  |  |  |  | HILL-ROM INC. 10368944 J318AD2515 |  |  | Active |  | 99:99:99:99:99:99 |  | Equipment | 1Y:00-MFG | 09/26/2019 | 09/01/2020 | COOPER UNIVERSITY HOSPITAL |  |  | peds6 638 |  | BRIAN OSHAUGHNESSY
|  | HILL-ROM INC. | VERSACARE P3200 SERIES | BED, PATIENT, ELECTRIC | J312AD1955 | INCU - KELEMEN S10 | Kelemen |  |  | 09/06/2019 |  | 9/6/31 |  |  | NO | YES |  |  |  |  | HILL-ROM INC. 50005100 J312AD1955 |  |  | Active |  | 99:99:99:99:99:99 |  | Alarm | 1Y:00-MFG | 09/06/2019 | 09/06/2019 | COOPER UNIVERSITY HOSPITAL |  |  | pav 8 23 |  | Lisa Brooks |  |  |  | 09/06/2019 | 09/06/2019 |  |  |  |  | 09/06/2019 | 09/06/2019
|  | HILL-ROM INC. | VERSACARE P3200 SERIES | BED, PATIENT, ELECTRIC | P097AD0461 | INCU - KELEMEN S10 | Kelemen |  |  | 09/05/2019 |  | 9/5/31 |  |  | NO | YES |  |  |  |  | HILL-ROM INC. 50005098 P097AD0461 |  |  | Active |  | 99:99:99:99:99:99 |  | Alarm | 1Y:00-MFG | 09/05/2019 | 09/05/2019 | COOPER UNIVERSITY HOSPITAL |  |  | DORRANCE 5 552 |  | Lisa Brooks |  |  |  | 09/05/2019 | 09/05/2019 |  |  |  |  | 09/05/2019 | 09/05/2019
|  | HILL-ROM INC. | VERSACARE P3200 SERIES | BED, PATIENT, ELECTRIC | P128AD1288 | BEDS | Kelemen |  |  | 07/15/2019 |  | 7/15/31 |  |  | NO | YES |  |  |  |  | HILL-ROM INC. 50005097 P128AD1288 |  |  | Active |  | 99:99:99:99:99:99 |  | Alarm | 1Y:00-MFG | 07/15/2019 | 07/15/2019 | COOPER UNIVERSITY HOSPITAL |  |  | pav 9 941 |  | Bonnie Aichroch |  |  |  | 07/15/2019 | 07/15/2019 |  |  |  |  | 07/15/2019 | 07/15/2019
|  | HILL-ROM INC. | VERSACARE P3200 SERIES | BED, PATIENT, ELECTRIC | P099AD0531 | INCU - KELEMEN S10 | Kelemen |  |  | 09/05/2019 |  | 9/5/31 |  |  | NO | YES |  |  |  |  | HILL-ROM INC. 50005096 P099AD0531 |  |  | Active |  | 99:99:99:99:99:99 |  | Alarm | 1Y:00-MFG | 09/05/2019 | 09/05/2019 | COOPER UNIVERSITY HOSPITAL |  |  | dorrance 3 340 |  | Lisa Brooks |  |  |  | 09/05/2019 | 09/05/2019 |  |  |  |  | 09/05/2019 | 09/05/2019
|  | HILL-ROM INC. | VERSACARE P3200 SERIES | BED, PATIENT, ELECTRIC | J318AD2513 | GYNECOLOGY / DIABETES TREATMENT | Kelemen |  |  | 02/13/2019 |  | 2/13/31 |  |  | NO | YES |  |  |  |  | HILL-ROM INC. 50005095 J318AD2513 |  |  | Active |  | 99:99:99:99:99:99 |  | Alarm | 1Y:00-MFG | 02/13/2019 | 02/13/2019 | COOPER UNIVERSITY HOSPITAL |  |  | north 9 922d |  | LAUSA ZIMMERMAN |  |  |  | 02/13/2019 | 02/13/2019 |  |  |  |  | 02/13/2019 | 02/13/2019
|  | HILL-ROM INC. | VERSACARE P3200 SERIES | BED, PATIENT, ELECTRIC | P128AD1302 | GYNECOLOGY / DIABETES TREATMENT | Kelemen |  |  | 03/20/2019 |  | 3/20/31 |  |  | NO | YES |  |  |  |  | HILL-ROM INC. 50005094 P128AD1302 |  |  | Active |  | 99:99:99:99:99:99 |  | Alarm | 1Y:00-MFG | 03/20/2019 | 03/20/2019 | COOPER UNIVERSITY HOSPITAL |  |  | pav 9 912 |  | LAUSA ZIMMERMAN |  |  |  | 03/20/2019 | 03/20/2019 |  |  |  |  | 03/20/2019 | 03/20/2019
|  | HILL-ROM INC. | VERSACARE P3200 SERIES | BED, PATIENT, ELECTRIC | P100AD0606 | INCU - KELEMEN S10 | Kelemen |  |  | 07/12/2019 |  | 7/12/31 |  |  | NO | YES |  |  |  |  | HILL-ROM INC. 50005093 P100AD0606 |  |  | Active |  | 99:99:99:99:99:99 |  | Alarm | 1Y:00-MFG | 07/12/2019 | 07/12/2019 | COOPER UNIVERSITY HOSPITAL |  |  | north 10 1013w |  | Lisa Brooks |  |  |  | 07/12/2019 | 07/12/2019 |  |  |  |  | 07/12/2019 | 07/12/2019
|  | HILL-ROM INC. | VERSACARE P3200 SERIES | BED, PATIENT, ELECTRIC | O056AD5832 | GYNECOLOGY / DIABETES TREATMENT | Pavilion |  |  | 02/12/2019 |  | 2/12/31 |  |  | NO | YES |  |  |  |  | HILL-ROM INC. 50005090 0056AD5832 |  |  | Active |  | 99:99:99:99:99:99 |  | Alarm | 1Y:00-MFG | 02/12/2019 | 02/12/2019 | COOPER UNIVERSITY HOSPITAL |  |  | RM 953 |  | LAUSA ZIMMERMAN |  |  |  | 02/12/2019 | 02/12/2019 |  |  |  |  | 02/12/2019 | 02/12/2019
|  | HILL-ROM INC. | VERSACARE P3200 SERIES | BED, PATIENT, ELECTRIC | O049AD5479 | GYNECOLOGY / DIABETES TREATMENT | Kelemen |  |  | 02/01/2019 |  | 2/1/31 |  |  | NO | YES |  |  |  |  | HILL-ROM INC. 50005091 0049AD5479 |  |  | Active |  | 99:99:99:99:99:99 |  | Alarm | 1Y:00-MFG | 02/01/2019 | 02/01/2019 | COOPER UNIVERSITY HOSPITAL |  |  | pav 7 742 |  | LAUSA ZIMMERMAN |  |  |  | 02/01/2019 | 02/01/2019 |  |  |  |  | 02/01/2019 | 02/01/2019
|  | HILL-ROM INC. | VERSACARE P3200 SERIES | BED, PATIENT, ELECTRIC | S137AD3688 |  | Pavilion | [7 empty] | NO | YES
|  | HILL-ROM INC. | VERSACARE P3200 SERIES | BED, PATIENT, ELECTRIC | o051ad5691 |  | Pavilion | [7 empty] | NO | YES
|  | HILL-ROM INC. | VERSACARE P3200 SERIES | BED, PATIENT, ELECTRIC | P094AD0410 | BIOMEDICAL | Pavilion |  |  | 02/01/2019 |  | 2/1/31 |  |  | NO | YES |  |  |  |  | HILL-ROM INC. 50005088 P094AD0410 |  |  | Active |  | 99:99:99:99:99:99 |  | Alarm | 1Y:00-MFG | 02/01/2019 | 02/01/2019 | COOPER UNIVERSITY HOSPITAL |  |  | RM 956 |  | Bonnie Aichroch |  |  |  | 02/01/2019 | 02/01/2019 |  |  |  |  | 02/01/2019 | 02/01/2019
|  | HILL-ROM INC. | VERSACARE P3200 SERIES | BED, PATIENT, ELECTRIC | P167AD2695 | GYNECOLOGY / DIABETES TREATMENT | Pavilion |  |  | 03/13/2019 |  | 3/13/31 |  |  | NO | YES |  |  |  |  | HILL-ROM INC. 50005086 P167AD2695 |  |  | Active |  | 99:99:99:99:99:99 |  | Alarm | 1Y:00-MFG | 03/13/2019 | 03/13/2019 | COOPER UNIVERSITY HOSPITAL |  |  | pav 9 916 |  | LAUSA ZIMMERMAN |  |  |  | 03/13/2019 | 03/13/2019 |  |  |  |  | 03/13/2019 | 03/13/2019
|  | HILL-ROM INC. | VERSACARE P3200 SERIES | BED, PATIENT, ELECTRIC | K287AD7030 | GYNECOLOGY / DIABETES TREATMENT | Pavilion |  |  | 11/01/2019 |  | 11/1/31 |  |  | NO | YES |  |  |  |  | HILL-ROM INC. 50005084 K287AD7030 |  |  | Active |  | 99:99:99:99:99:99 |  | Alarm | 1Y:00-MFG | 11/01/2019 | 11/01/2019 | COOPER UNIVERSITY HOSPITAL |  |  | 958W |  | LAUSA ZIMMERMAN |  |  |  | 11/01/2019 | 11/01/2019 |  |  |  |  | 11/01/2019 | 11/01/2019
|  | HILL-ROM INC. | VERSACARE P3200 SERIES | BED, PATIENT, ELECTRIC | O056AD5845 | BIOMEDICAL | Kelemen |  |  | 03/12/2019 |  | 3/12/31 |  |  | NO | YES |  |  |  |  | HILL-ROM INC. 50005078 0056AD5845 |  |  | Active |  | 99:99:99:99:99:99 |  | Alarm | 1Y:00-MFG | 03/12/2019 | 03/12/2019 | COOPER UNIVERSITY HOSPITAL |  |  | PAVILION 9 918 |  | Bonnie Aichroch |  |  |  | 03/12/2019 | 03/12/2019 |  |  |  |  | 03/12/2019 | 03/12/2019
|  | HILL-ROM INC. | VERSACARE P3200 SERIES | BED, PATIENT, ELECTRIC | O051AD5700 | GYNECOLOGY / DIABETES TREATMENT | Pavilion |  |  | 02/01/2019 |  | 2/1/31 |  |  | NO | YES |  |  |  |  | HILL-ROM INC. 50005074 0051AD5700 |  |  | Active |  | 99:99:99:99:99:99 |  | Alarm | 1Y:00-MFG | 02/01/2019 | 02/01/2019 | COOPER UNIVERSITY HOSPITAL |  |  | pav 7 734 |  | LAUSA ZIMMERMAN |  |  |  | 02/01/2019 | 02/01/2019 |  |  |  |  | 02/01/2019 | 02/01/2019
|  | HILL-ROM INC. | VERSACARE P3200 SERIES | BED, PATIENT, ELECTRIC | P129AD1313 | INCU - KELEMEN S10 | Dorrance |  |  | 10/01/2019 |  | 10/1/31 |  |  | NO | YES |  |  |  |  | HILL-ROM INC. 50005073 P129AD1313 |  |  | Active |  | 99:99:99:99:99:99 |  | Alarm | 1Y:00-MFG | 10/01/2019 | 10/01/2019 | COOPER UNIVERSITY HOSPITAL |  |  | s4 450 |  | Lisa Brooks |  |  |  | 10/01/2019 | 10/01/2019 |  |  |  |  | 10/01/2019 | 10/01/2019
|  | HILL-ROM INC. | VERSACARE P3200 SERIES | BED, PATIENT, ELECTRIC | K286AD6994 | INCU - KELEMEN S10 | Kelemen |  |  | 09/05/2019 |  | 9/5/31 |  |  | NO | YES |  |  |  |  | HILL-ROM INC. 50005072 K286AD6994 |  |  | Active |  | 99:99:99:99:99:99 |  | Alarm | 1Y:00-MFG | 09/05/2019 | 09/05/2019 | COOPER UNIVERSITY HOSPITAL |  |  | n10 1023d |  | Lisa Brooks |  |  |  | 09/05/2019 | 09/05/2019 |  |  |  |  | 09/05/2019 | 09/05/2019
|  | HILL-ROM INC. | VERSACARE P3200 SERIES | BED, PATIENT, ELECTRIC | P097AD0433 | INCU - KELEMEN S10 | Kelemen |  |  | 09/26/2019 |  | 9/26/31 |  |  | NO | YES |  |  |  |  | HILL-ROM INC. 50005070 P097AD0433 |  |  | Active |  | 99:99:99:99:99:99 |  | Alarm | 1Y:00-MFG | 09/26/2019 | 09/26/2019 | COOPER UNIVERSITY HOSPITAL |  |  | n7 718d |  | Lisa Brooks |  |  |  | 09/26/2019 | 09/26/2019 |  |  |  |  | 09/26/2019 | 09/26/2019
|  | HILL-ROM INC. | VERSACARE P3200 SERIES | BED, PATIENT, ELECTRIC | P178AD3258 | INCU - KELEMEN S10 | Kelemen |  |  | 10/30/2019 |  | 10/30/31 |  |  | NO | YES |  |  |  |  | HILL-ROM INC. 50005069 P178AD3258 |  |  | Active |  | 99:99:99:99:99:99 |  | Alarm | 1Y:00-MFG | 10/30/2019 | 10/30/2019 | COOPER UNIVERSITY HOSPITAL |  |  | dorrance 3 337 |  | Lisa Brooks |  |  |  | 10/30/2019 | 10/30/2019 |  |  |  |  | 10/30/2019 | 10/30/2019
|  | HILL-ROM INC. | VERSACARE P3200 SERIES | BED, PATIENT, ELECTRIC | P101AD0690 | INCU - KELEMEN S10 | Pavilion |  |  | 02/07/2019 |  | 2/7/31 |  |  | NO | YES |  |  |  |  | HILL-ROM INC. 50005068 P101AD0690 |  |  | Active |  | 99:99:99:99:99:99 |  | Alarm | 1Y:00-MFG | 02/07/2019 | 02/07/2019 | COOPER UNIVERSITY HOSPITAL |  |  | south 9 955w |  | Lisa Brooks |  |  |  | 02/07/2019 | 02/07/2019 |  |  |  |  | 02/07/2019 | 02/07/2019
|  | HILL-ROM INC. | VERSACARE P3200 SERIES | BED, PATIENT, ELECTRIC | J318AD2517 | INCU - KELEMEN S10 | Dorrance |  |  | 02/01/2019 |  | 2/1/31 |  |  | NO | YES |  |  |  |  | HILL-ROM INC. 50005066 J318AD2517 |  |  | Active |  | 99:99:99:99:99:99 |  | Alarm | 1Y:00-MFG | 02/01/2019 | 02/01/2019 | COOPER UNIVERSITY HOSPITAL |  |  | pav 7 741 |  | Lisa Brooks |  |  |  | 02/01/2019 | 02/01/2019 |  |  |  |  | 02/01/2019 | 02/01/2019
|  | HILL-ROM INC. | VERSACARE P3200 SERIES | BED, PATIENT, ELECTRIC | P106AD0698 | INCU - KELEMEN S10 | Kelemen |  |  | 07/15/2019 |  | 7/15/31 |  |  | NO | YES |  |  |  |  | HILL-ROM INC. 50005067 P106AD0698 |  |  | Active |  | 99:99:99:99:99:99 |  | Alarm | 1Y:00-MFG | 07/15/2019 | 07/15/2019 | COOPER UNIVERSITY HOSPITAL |  |  | n8 822w |  | Lisa Brooks |  |  |  | 07/15/2019 | 07/15/2019 |  |  |  |  | 07/15/2019 | 07/15/2019
|  | HILL-ROM INC. | VERSACARE P3200 SERIES | BED, PATIENT, ELECTRIC | P167AD2687 | INCU - KELEMEN S10 | Pavilion |  |  | 07/15/2019 |  | 7/15/31 |  |  | NO | YES |  |  |  |  | HILL-ROM INC. 50005065 P167AD2687 |  |  | Active |  | 99:99:99:99:99:99 |  | Alarm | 1Y:00-MFG | 07/15/2019 | 07/15/2019 | COOPER UNIVERSITY HOSPITAL |  |  | n10 1014d |  | Lisa Brooks |  |  |  | 07/15/2019 | 07/15/2019 |  |  |  |  | 07/15/2019 | 07/15/2019
|  | HILL-ROM INC. | VERSACARE P3200 SERIES | BED, PATIENT, ELECTRIC | P099AD0581 | KELEMEN N10 | Kelemen |  |  | 11/01/2019 |  | 11/1/31 |  |  | NO | YES |  |  |  |  | HILL-ROM INC. 50005054 P099AD0581 |  |  | Active |  | 99:99:99:99:99:99 |  | Equipment | 1Y:00-MFG | 11/01/2019 | 11/01/2019 | COOPER UNIVERSITY HOSPITAL |  |  |  | 0012352584 | Lisa Brooks | Preventative Maintenance | Closed | Tom Burhart | 11/01/2019 | 11/01/2019 | Performance Assurance: 00-MFG | 11/16/2017 10:36:55 AM TJBURHART (TJBURHART 11/16/2017 12:00 AM) SEARCHED FOR THE BED, LOCATED THE BED. THE BED HAS PASSED PM TESTING. USED 10480316 FOR TESTING 11/16/2017 10:36 AM TJBURHART | 3A63920A-8503-4EF1-A61E-8D8C84EA316F | Labor | 11/01/2019 | 11/01/2019 | Tom Burhart
|  | HILL-ROM INC. | VERSACARE P3200 SERIES | BED, PATIENT, ELECTRIC | O049AD5534 | KELEMEN N10 | Dorrance |  |  | 11/01/2019 |  | 11/1/31 |  |  | NO | YES |  |  |  |  | HILL-ROM INC. 50005062 0049AD5534 |  |  | Active |  | 99:99:99:99:99:99 |  | Equipment | 1Y:00-MFG | 11/01/2019 | 11/01/2019 | COOPER UNIVERSITY HOSPITAL |  |  | DORRANCE 5 537 | 0012352573 | Lisa Brooks | Preventative Maintenance | Closed | Tom Burhart | 11/01/2019 | 11/01/2019 | Performance Assurance: 00-MFG | 11/8/2017 10:52:43 AM TJBURHART (TJBURHART 11/8/2017 12:00 AM) SEARCHED FOR THE BED, LOCATED THE BED. THE BED HAS PASSED PM TESTING. USED 10480316 FOR TESTING 11/8/2017 10:52 AM TJBURHART | A8DB92FC-ECA6-4381-9B87-C240D0D00584 | Labor | 11/01/2019 | 11/01/2019 | Tom Burhart
|  | HILL-ROM INC. | VERSACARE P3200 SERIES | BED, PATIENT, ELECTRIC | P098AD0521 | BIOMEDICAL | Kelemen |  |  | 12/19/2018 |  | 12/19/30 |  |  | NO | YES |  |  |  |  | HILL-ROM INC. 50005060 P098AD0521 |  |  | Active |  | 99:99:99:99:99:99 |  | Equipment | 1Y:00-MFG | 12/19/2018 | 12/19/2018 | COOPER UNIVERSITY HOSPITAL |  |  | DORRANCE 3 350 |  | Bonnie Aichroch |  |  |  | 12/19/2018 | 12/19/2018 |  |  |  |  | 12/19/2018 | 12/19/2018
|  | HILL-ROM INC. | VERSACARE P3200 SERIES | BED, PATIENT, ELECTRIC | P128AD1296 | KELEMEN N10 | Kelemen |  |  | 11/01/2019 |  | 11/1/31 |  |  | NO | YES |  |  |  |  | HILL-ROM INC. 50005059 P128AD1296 |  |  | Active |  | 99:99:99:99:99:99 |  | Equipment | 1Y:00-MFG | 11/01/2019 | 11/01/2019 | COOPER UNIVERSITY HOSPITAL |  |  | PAVILION 6 619 |  | Lisa Brooks |  |  |  | 11/01/2019 | 11/01/2019 |  |  |  |  | 11/01/2019 | 11/01/2019
|  | HILL-ROM INC. | VERSACARE P3200 SERIES | BED, PATIENT, ELECTRIC | J304AD1303 | KELEMEN N10 | Kelemen |  |  | 11/01/2019 |  | 11/1/31 |  |  | NO | YES |  |  |  |  | HILL-ROM INC. 50005057 J304AD1303 |  |  | Active |  | 99:99:99:99:99:99 |  | Equipment | 1Y:00-MFG | 11/01/2019 | 11/01/2019 | COOPER UNIVERSITY HOSPITAL |  |  | NORTH 9 921W |  | Lisa Brooks |  |  |  | 11/01/2019 | 11/01/2019 |  |  |  |  | 11/01/2019 | 11/01/2019
|  | HILL-ROM INC. | VERSACARE P3200 SERIES | BED, PATIENT, ELECTRIC | P099ad0557 |  | Kelemen | [7 empty] | NO | YES
|  | HILL-ROM INC. | VERSACARE P3200 SERIES | BED, PATIENT, ELECTRIC | J318AD2521 | BEDS | Dorrance |  |  | 11/01/2019 |  | 11/1/31 |  |  | NO | YES |  |  |  |  | HILL-ROM INC. 50005056 J318AD2521 |  |  | Active |  | 99:99:99:99:99:99 |  | Equipment | 1Y:00-MFG | 11/01/2019 | 11/01/2019 | COOPER UNIVERSITY HOSPITAL |  |  | n10 1014d |  | Bonnie Aichroch |  |  |  | 11/01/2019 | 11/01/2019 |  |  |  |  | 11/01/2019 | 11/01/2019
|  | HILL-ROM INC. | VERSACARE P3200 SERIES | BED, PATIENT, ELECTRIC | P098AD0492 | KELEMEN N10 | Kelemen |  |  | 11/01/2019 |  | 11/1/31 |  |  | NO | YES |  |  |  |  | HILL-ROM INC. 50005049 P098AD0492 |  |  | Active |  | 99:99:99:99:99:99 |  | Equipment | 1Y:00-MFG | 11/01/2019 | 11/01/2019 | COOPER UNIVERSITY HOSPITAL |  |  | P 6 |  | Lisa Brooks |  |  |  | 11/01/2019 | 11/01/2019 |  |  |  |  | 11/01/2019 | 11/01/2019
|  | HILL-ROM INC. | VERSACARE P3200 SERIES | BED, PATIENT, ELECTRIC | O057AD5874 | KELEMEN N10 | Kelemen |  |  | 11/01/2019 |  | 11/1/31 |  |  | NO | YES |  |  |  |  | HILL-ROM INC. 50005047 0057AD5874 |  |  | Active |  | 99:99:99:99:99:99 |  | Equipment | 1Y:00-MFG | 11/01/2019 | 11/01/2019 | COOPER UNIVERSITY HOSPITAL |  |  | PAV 7 718 |  | Lisa Brooks |  |  |  | 11/01/2019 | 11/01/2019 |  |  |  |  | 11/01/2019 | 11/01/2019
|  | HILL-ROM INC. | VERSACARE P3200 SERIES | BED, PATIENT, ELECTRIC | P167AD2691 | KELEMEN N10 | Kelemen |  |  | 11/01/2019 |  | 11/1/31 |  |  | NO | YES |  |  |  |  | HILL-ROM INC. 50005046 P167AD2691 |  |  | Active |  | 99:99:99:99:99:99 |  | Equipment | 1Y:00-MFG | 11/01/2019 | 11/01/2019 | COOPER UNIVERSITY HOSPITAL |  |  | 718W | 0011307402 | Lisa Brooks | Repair | Closed | Tom Burhart | 11/01/2019 | 11/01/2019 | MATTRESS SYSTEM - NO MOTOR FUNCTION - TMX | 3/1/2017 4:23:37 PM TJBURHART (TJBURHART 3/1/2017 12:00 AM) FOUND THE BED AND NO MOTOR FUCTIONS WERE WORKING. RELOCATE TO BED SHOP. CHECKED THE CPR HANDLES AND FUCTIONS LOCKS, ALL WERE WORKING. I CLEANED THE SENORS ON THE BOTTOM RAIL. CALLED HILLROM TECH SUPPORT, WENT THROUGH SOME CHECKS AND NEED TO REPLACE UPPER CONTROL BOARD. ALSO THE COVERS FOR THE SIDERAILS ARE BROKEN AND NEED TO BE REPLACED. CHEAP PLASTIC. 3/6/2017 3:01:09 PM TJBURHART (TJBURHART 3/6/2017 12:00 AM) GOT AN EMAIL SAYING THE BOARD IS ON BACK ORDER, TRIMEDX WILL EMAIL WHEN IT SHIPS 3/7/2017 3:23:52 PM TJBURHART (TJBURHART 3/7/2017 12:00 AM) RECEIVED CONTROL BOARD, REMOVE OLD BOARD AND INSTALLED NEW BOARD. CALIBRATE THE SCALE. BED IS WORKING PROPERLY. CHANGED OUT THE SIDE RAIL COVERS. RETURN TO SERVICE. | 47B0969B-158F-4279-A75D-B367D0EB284B | Parts | 11/01/2019 | 11/01/2019 | Tom Burhart
|  | HILL-ROM INC. | VERSACARE P3200 SERIES | BED, PATIENT, ELECTRIC | P098AD0481 | KELEMEN N10 | Kelemen |  |  | 11/09/2017 |  | 11/9/29 |  |  | NO | YES |  |  |  |  | HILL-ROM INC. 50005044 P098AD0481 |  |  | Active |  | 99:99:99:99:99:99 |  | Equipment | 10Y:00-MFG | 11/09/2017 | 11/09/2017 | COOPER UNIVERSITY HOSPITAL |  |  | K852 | 0012352580 | Lisa Brooks | Preventative Maintenance | Closed | Tom Burhart | 11/09/2017 | 11/09/2017 | Performance Assurance: 00-MFG | 11/9/2017 3:47:13 PM TJBURHART (TJBURHART 11/9/2017 12:00 AM) SEARCHED FOR THE BED, LOCATED THE BED. THE BED HAS PASSED PM TESTING. USED 10480316 FOR TESTING 11/9/2017 3:47 PM TJBURHART | B3258582-EC02-4306-8477-C77124CAE2AC | Labor | 11/09/2017 | 11/09/2017 | Tom Burhart
|  | HILL-ROM INC. | VERSACARE P3200 SERIES | BED, PATIENT, ELECTRIC | P097AD0446 | BIOMEDICAL | Kelemen |  |  | 02/11/2019 |  | 2/11/31 |  |  | NO | YES |  |  |  |  | HILL-ROM INC. 50005045 P097AD0446 |  |  | Active |  | 99:99:99:99:99:99 |  | Alarm | 1Y:00-MFG | 02/11/2019 | 02/11/2019 | COOPER UNIVERSITY HOSPITAL |  |  |  |  | Bonnie Aichroch |  |  |  | 02/11/2019 | 02/11/2019 |  |  |  |  | 02/11/2019 | 02/11/2019
|  | HILL-ROM INC. | VERSACARE P3200 SERIES | BED, PATIENT, ELECTRIC | J304AD1292 | KELEMEN N10 | Kelemen |  |  | 11/01/2019 |  | 11/1/31 |  |  | NO | YES |  |  |  |  | HILL-ROM INC. 50005041 J304AD1292 |  |  | Active |  | 99:99:99:99:99:99 |  | Equipment | 1Y:00-MFG | 11/01/2019 | 11/01/2019 | COOPER UNIVERSITY HOSPITAL |  |  | P816 |  | Lisa Brooks |  |  |  | 11/01/2019 | 11/01/2019 |  |  |  |  | 11/01/2019 | 11/01/2019
|  | HILL-ROM INC. | VERSACARE P3200 SERIES | BED, PATIENT, ELECTRIC | O052AD5718 | KELEMEN N10 | Kelemen |  |  | 05/01/2019 |  | 5/1/31 |  |  | NO | YES |  |  |  |  | HILL-ROM INC. 50005040 0052AD5718 |  |  | Active |  | 99:99:99:99:99:99 |  | Equipment | 1Y:00-MFG | 05/01/2019 | 05/01/2019 | COOPER UNIVERSITY HOSPITAL |  |  | n10 1025d |  | Lisa Brooks |  |  |  | 05/01/2019 | 05/01/2019 |  |  |  |  | 05/01/2019 | 05/01/2019
|  | HILL-ROM INC. | VERSACARE P3200 SERIES | BED, PATIENT, ELECTRIC | P098AD0502 | KELEMEN N10 | Kelemen |  |  | 11/01/2019 |  | 11/1/31 |  |  | NO | YES |  |  |  |  | HILL-ROM INC. 50005038 P098AD0502 |  |  | Active |  | 99:99:99:99:99:99 |  | Equipment | 1Y:00-MFG | 11/01/2019 | 11/01/2019 | COOPER UNIVERSITY HOSPITAL |  |  | 760W | 0012119317 | Lisa Brooks | Repair | Closed | Tom Burhart | 11/01/2019 | 11/01/2019 | BED - ERROR - BIOMED | 8/28/2017 3:36:19 PM TJBURHART (TJBURHART 8/28/2017 12:00 AM) NURSE STAFF ASKED ME TO LOOK AT THE BED, NOT WORKNG. WHEN CHECKING THE BED OUT, THE CONTROLS WERE LOOKED OUT. UNLOCKED THE CONTROLS AND SHOWED THE NURSE. OVP-RTS | DBC9990F-16F8-4A8F-BD1B-5632FC3F8495 | Labor | 11/01/2019 | 11/01/2019 | Tom Burhart
|  | HILL-ROM INC. | VERSACARE P3200 SERIES | BED, PATIENT, ELECTRIC | P098AD0511 | KELEMEN N10 | Kelemen |  |  | 10/28/2019 |  | 10/28/31 |  |  | NO | YES |  |  |  |  | HILL-ROM INC. 50005037 P098AD0511 |  |  | Active |  | 99:99:99:99:99:99 |  | Alarm | 1Y:00-MFG | 10/28/2019 | 10/28/2019 | COOPER UNIVERSITY HOSPITAL |  |  | PAV 6 |  | Lisa Brooks |  |  |  | 10/28/2019 | 10/28/2019 |  |  |  |  | 10/28/2019 | 10/28/2019
|  | HILL-ROM INC. | VERSACARE P3200 SERIES | BED, PATIENT, ELECTRIC | P100AD0630 | KELEMEN N10 | Kelemen |  |  | 11/01/2019 |  | 11/1/31 |  |  | NO | YES |  |  |  |  | HILL-ROM INC. 50005033 P100AD0630 |  |  | Active |  | 99:99:99:99:99:99 |  | Equipment | 1Y:00-MFG | 11/01/2019 | 11/01/2019 | COOPER UNIVERSITY HOSPITAL |  |  | pav 7 723 |  | Lisa Brooks |  |  |  | 11/01/2019 | 11/01/2019 |  |  |  |  | 11/01/2019 | 11/01/2019
|  | HILL-ROM INC. | VERSACARE P3200 SERIES | BED, PATIENT, ELECTRIC | P126AD1220 | KELEMEN N10 | Kelemen |  |  | 11/01/2019 |  | 11/1/31 |  |  | NO | YES |  |  |  |  | HILL-ROM INC. 50005034 P126AD1220 |  |  | Active |  | 99:99:99:99:99:99 |  | Equipment | 1Y:00-MFG | 11/01/2019 | 11/01/2019 | COOPER UNIVERSITY HOSPITAL |  |  | K924 |  | Lisa Brooks |  |  |  | 11/01/2019 | 11/01/2019 |  |  |  |  | 11/01/2019 | 11/01/2019
|  | HILL-ROM INC. | VERSACARE P3200 SERIES | BED, PATIENT, ELECTRIC | P098AD0477 | KELEMEN N10 | Kelemen |  |  | 11/01/2019 |  | 11/1/31 |  |  | NO | YES |  |  |  |  | HILL-ROM INC. 50005031 P098AD0477 |  |  | Active |  | 99:99:99:99:99:99 |  | Equipment | 1Y:00-MFG | 11/01/2019 | 11/01/2019 | COOPER UNIVERSITY HOSPITAL |  |  | P522 |  | Lisa Brooks |  |  |  | 11/01/2019 | 11/01/2019 |  |  |  |  | 11/01/2019 | 11/01/2019
|  | HILL-ROM INC. | VERSACARE P3200 SERIES | BED, PATIENT, ELECTRIC | J304AD1300 | KELEMEN 8 PCU | Pavilion |  |  | 01/15/2019 |  | 1/15/31 |  |  | NO | YES |  |  |  |  | HILL-ROM INC. 50005028 J304AD1300 |  |  | Active |  | 99:99:99:99:99:99 |  | Equipment | 1Y:00-MFG | 01/15/2019 | 01/15/2019 | COOPER UNIVERSITY HOSPITAL |  |  | n10 1021w |  | BYRON WELLS |  |  |  | 01/15/2019 | 01/15/2019 |  |  |  |  | 01/15/2019 | 01/15/2019
|  | HILL-ROM INC. | VERSACARE P3200 SERIES | BED, PATIENT, ELECTRIC | P098A00513 | KELEMEN 8 PCU | Pavilion |  |  | 01/11/2019 |  | 1/11/31 |  |  | NO | YES |  |  |  |  | HILL-ROM INC. 50005026 P098A00513 |  |  | Active |  | 99:99:99:99:99:99 |  | Equipment | 1Y:00-MFG | 01/11/2019 | 01/11/2019 | COOPER UNIVERSITY HOSPITAL |  |  | DORRANCE 5 555 | 0012565030 | BYRON WELLS | Preventative Maintenance | Closed | Tom Burhart | 01/11/2019 | 01/11/2019 | Performance Assurance: 00-MFG | 1/11/2018 3:37:30 PM TJBURHART (TJBURHART 1/11/2018 12:00 AM) SEARCHED FOR THE BED, LOCATED THE BED. THE BED HAS PASSED PM TESTING. USED 10480316 FOR TESTING 1/11/2018 3:37 PM TJBURHART | EFE22B1E-67ED-4434-8D67-79518B83A8E0 | Labor | 01/11/2019 | 01/11/2019 | Tom Burhart
|  | HILL-ROM INC. | VERSACARE P3200 SERIES | BED, PATIENT, ELECTRIC | J304AD1302 | KELEMEN 8 PCU | Pavilion |  |  | 01/04/2019 |  | 1/4/31 |  |  | NO | YES |  |  |  |  | HILL-ROM INC. 50005024 J304AD1302 |  |  | Active |  | 99:99:99:99:99:99 |  | Equipment | 1Y:00-MFG | 01/04/2019 | 01/04/2019 | COOPER UNIVERSITY HOSPITAL |  |  | N8 822D |  | BYRON WELLS |  |  |  | 01/04/2019 | 01/04/2019 |  |  |  |  | 01/04/2019 | 01/04/2019
|  | HILL-ROM INC. | VERSACARE P3200 SERIES | BED, PATIENT, ELECTRIC | J318AD2542 |  | Pavilion | [7 empty] | YES | YES
|  | HILL-ROM INC. | VERSACARE P3200 SERIES | BED, PATIENT, ELECTRIC | P126AD1212 | KELEMEN 8 PCU | Kelemen |  |  | 01/15/2019 |  | 1/15/31 |  |  | NO | YES |  |  |  |  | HILL-ROM INC. 50005023 P126AD1212 |  |  | Active |  | 99:99:99:99:99:99 |  | Equipment | 1Y:00-MFG | 01/15/2019 | 01/15/2019 | COOPER UNIVERSITY HOSPITAL |  |  | PAV 7 729 | 0012565032 | BYRON WELLS | Preventative Maintenance | Closed | Tom Burhart | 01/15/2019 | 01/15/2019 | Performance Assurance: 00-MFG | 1/3/2018 4:16:44 PM TJBURHART (TJBURHART 1/3/2018 12:00 AM) SEARCHED FOR THE BED, LOCATED THE BED. THE BED HAS PASSED PM TESTING. USED 10480316 FOR TESTING 1/3/2018 4:16 PM TJBURHART | F39E72DF-CC50-4F0F-959B-037D651592F0 | Labor | 01/15/2019 | 01/15/2019 | Tom Burhart
|  | HILL-ROM INC. | VERSACARE P3200 SERIES | BED, PATIENT, ELECTRIC | P099AD0541 | KELEMEN 8 PCU | Kelemen |  |  | 01/15/2019 |  | 1/15/31 |  |  | NO | YES |  |  |  |  | HILL-ROM INC. 50005013 P099AD0541 |  |  | Active |  | 99:99:99:99:99:99 |  | Equipment | 1Y:00-MFG | 01/15/2019 | 01/15/2019 | COOPER UNIVERSITY HOSPITAL |  |  | SOUTH 8 865 D | 0010982939 | BYRON WELLS | Preventative Maintenance | Closed | Tom Burhart | 01/15/2019 | 01/15/2019 | Performance Assurance: 00-MFG | 12/28/2016 12:02:26 PM TJBURHART (TJBURHART 12/28/2016 12:00 AM) FOUND THE BED, HAD AN ERROR CODE. CHECKED EVERYTHING. NOTICED THE REMOTE WAS STUCK UNDER THE BED, REMOVED IT AND THE ERROR WAS GONE. THE BED HAS PASSED THE PM TESTING. 12/28/2016 12:02 PM TJBURHART | AF2BFF65-A816-4197-A6BF-CDEBB26573A7 | Labor | 01/15/2019 | 01/15/2019 | Tom Burhart
|  | HILL-ROM INC. | VERSACARE P3200 SERIES | BED, PATIENT, ELECTRIC | M117AD9088 | KELEMEN 8 PCU | Kelemen |  |  | 01/08/2019 |  | 1/8/31 |  |  | NO | YES |  |  |  |  | HILL-ROM INC. 50005015 M117AD9088 |  |  | Active |  | 99:99:99:99:99:99 |  | Equipment | 1Y:00-MFG | 01/08/2019 | 01/08/2019 | COOPER UNIVERSITY HOSPITAL |  |  | N8 828D |  | BYRON WELLS |  |  |  | 01/08/2019 | 01/08/2019 |  |  |  |  | 01/08/2019 | 01/08/2019
|  | HILL-ROM INC. | VERSACARE P3200 SERIES | BED, PATIENT, ELECTRIC | J318AD2557 | KELEMEN 8 PCU | Kelemen |  |  | 02/07/2019 |  | 2/7/31 |  |  | NO | YES |  |  |  |  | HILL-ROM INC. 50005014 J318AD2557 |  |  | Active |  | 99:99:99:99:99:99 |  | Alarm | 1Y:00-MFG | 02/07/2019 | 02/07/2019 | COOPER UNIVERSITY HOSPITAL |  |  | pav 9 922 |  | BYRON WELLS |  |  |  | 02/07/2019 | 02/07/2019 |  |  |  |  | 02/07/2019 | 02/07/2019
|  | HILL-ROM INC. | VERSACARE P3200 SERIES | BED, PATIENT, ELECTRIC | O049AD5464 | KELEMEN 8 PCU | Kelemen |  |  | 01/21/2019 |  | 1/21/31 |  |  | NO | YES |  |  |  |  | HILL-ROM INC. 50005012 0049AD5464 |  |  | Active |  | 99:99:99:99:99:99 |  | Equipment | 1Y:00-MFG | 01/21/2019 | 01/21/2019 | COOPER UNIVERSITY HOSPITAL |  |  | PAV 7 732 | 0012565016 | BYRON WELLS | Preventative Maintenance | Closed | Tom Burhart | 01/21/2019 | 01/21/2019 | Performance Assurance: 00-MFG | 1/11/2018 3:36:05 PM TJBURHART (TJBURHART 1/11/2018 12:00 AM) SEARCHED FOR THE BED, LOCATED THE BED. THE BED HAS PASSED PM TESTING. USED 10480316 FOR TESTING 1/11/2018 3:36 PM TJBURHART | 40D57D4E-D6D2-4D5B-9D76-A44FAC3E0F20 | Labor | 01/21/2019 | 01/21/2019 | Tom Burhart
|  | HILL-ROM INC. | VERSACARE P3200 SERIES | BED, PATIENT, ELECTRIC | P126AD1214 | TRAUMA ICU | Dorrance |  |  | 04/12/2019 |  | 4/12/31 |  |  | NO | YES |  |  |  |  | HILL-ROM INC. 50005000 P126AD1214 |  |  | Active |  | 99:99:99:99:99:99 |  | Equipment | 1Y:00-MFG | 04/12/2019 | 04/12/2019 | COOPER UNIVERSITY HOSPITAL |  |  | PAv8 814 |  | Diane Floyd |  |  |  | 04/12/2019 | 04/12/2019 |  |  |  |  | 04/12/2019 | 04/12/2019
|  | HILL-ROM INC. | VERSACARE P3200 SERIES | BED, PATIENT, ELECTRIC | M313ae7453 | CDU - CLINICAL DECISION UNIT-9 KELEMEN | Pavilion |  |  | 01/01/1900 |  |  |  |  | NO | YES |  |  |  |  | HILL-ROM INC. 10367729 M313ae7453 |  |  | Active |  | 99:99:99:99:99:99 |  | Equipment | 1Y:00-MFG | 05/01/2019 | 05/01/2020 | COOPER UNIVERSITY HOSPITAL |  |  | CDU HALLWAY | 0011571686 | KAREN GRUBER | Preventative Maintenance | Closed | Tom Burhart | 05/01/2017 | 05/11/2017 | Performance Assurance: 00-MFG | 5/11/2017 11:27:15 AM TJBURHART (TJBURHART 5/11/2017 12:00 AM) SEARCHED AND FOUND THE BED. THE BED HAS PASSED PM TESTING. USED 10480316 FOR TESTING. 5/11/2017 11:27 AM TJBURHART | A8A2BD4B-1F54-4FDA-82AF-C6262D484A94 | Labor | 05/11/2017 | 05/11/2017 | Tom Burhart
|  | HILL-ROM INC. | VERSACARE P3200 SERIES | BED, PATIENT, ELECTRIC | P126AD1222 |  | Kelemen | [7 empty] | NO | YES
|  | HILL-ROM INC. | VERSACARE P3200 SERIES | BED, PATIENT, ELECTRIC | R144AD7833 |  | Pavilion | [7 empty] | NO | YES
|  | HILL-ROM INC. | VERSACARE P3200 SERIES | BED, PATIENT, ELECTRIC | P097ad0423 |  | Pavilion | [7 empty] | NO | YES
|  | HILL-ROM INC. | VERSACARE P3200 SERIES | BED, PATIENT, ELECTRIC | P129AD1316 |  | Pavilion | [7 empty] | NO | YES
|  | HILL-ROM INC. | VERSACARE P3200 SERIES | BED, PATIENT, ELECTRIC | S137ad3632 |  | Kelemen | [7 empty] | YES | YES
|  | HILL-ROM INC. | VERSACARE P3200 SERIES | BED, PATIENT, ELECTRIC | P094AD0407 | BIOMEDICAL | Kelemen |  |  | 03/25/2014 |  | 3/25/26 |  |  | NO | YES |  |  |  |  | HILL-ROM INC. 10365493 P094AD0407 |  |  | Active |  | 99:99:99:99:99:99 |  | Alarm | 1Y:00-MFG | 02/13/2019 | 02/01/2020 | COOPER UNIVERSITY HOSPITAL |  |  | PAVILLION 9 932 |  | Bonnie Aichroch
|  | HILL-ROM INC. | VERSACARE P3200 SERIES | BED, PATIENT, ELECTRIC | K285AD6945 | BIOMEDICAL | Pavilion |  |  | 11/11/2009 |  | 11/11/21 |  |  | NO | YES |  |  |  |  | HILL-ROM INC. 10365490 K285AD6945 |  |  | Active |  | 99:99:99:99:99:99 |  | Equipment | 1Y:00-MFG | 12/18/2018 | 12/01/2019 | COOPER UNIVERSITY HOSPITAL |  |  | S10 1058D |  | Bonnie Aichroch
|  | HILL-ROM INC. | VERSACARE P3200 SERIES | BED, PATIENT, ELECTRIC | J304AD1294 | NEURO/ORTHO/MEDSURG/7 PAV | Pavilion |  |  | 03/30/2009 |  | 3/30/21 |  |  | NO | YES |  |  |  |  | HILL-ROM INC. 10364842 J304AD1294 |  |  | Active |  | 99:99:99:99:99:99 |  | Alarm | 1Y:00-MFG | 09/04/2019 | 09/01/2020 | COOPER UNIVERSITY HOSPITAL |  |  | north 8 21 d |  | Pam Young
|  | HILL-ROM INC. | VERSACARE P3200 SERIES | BED, PATIENT, ELECTRIC | J318AD2547 | MED/SURG 6 PAVILION | Kelemen |  |  | 02/16/2009 |  | 2/16/21 |  |  | NO | YES |  |  |  |  | HILL-ROM INC. 10364839 J318AD2547 |  |  | Active |  | 99:99:99:99:99:99 |  | Alarm | 1Y:00-MFG | 11/01/2019 | 11/01/2020 | COOPER UNIVERSITY HOSPITAL |  |  | 852W |  | BRIAN OSHAUGHNESSY
|  | HILL-ROM INC. | VERSACARE P3200 SERIES | BED, PATIENT, ELECTRIC | O051AD5688 | BIOMEDICAL | Pavilion |  |  | 01/31/2013 |  | 1/31/25 |  |  | NO | YES |  |  |  |  | HILL-ROM INC. 10364841 0051AD5688 |  |  | Active |  | 99:99:99:99:99:99 |  | Alarm | 1Y:00-MFG | 03/15/2019 | 03/01/2020 | COOPER UNIVERSITY HOSPITAL |  |  | n9 917d |  | Bonnie Aichroch
|  | HILL-ROM INC. | VERSACARE P3200 SERIES | BED, PATIENT, ELECTRIC | P178AD3256 | CHIP - 9 PAVILION | Dorrance |  |  | 03/27/2014 |  | 3/27/26 |  |  | NO | YES |  |  |  |  | HILL-ROM INC. 10364840 P178AD3256 |  |  | Active |  | 99:99:99:99:99:99 |  | Alarm | 1Y:00-MFG | 06/06/2019 | 06/01/2020 | COOPER UNIVERSITY HOSPITAL |  |  | south 8 860 w |  | KIM HUMMEL
|  | HILL-ROM INC. | VERSACARE P3200 SERIES | BED, PATIENT, ELECTRIC | P128AD1299 | BIOMEDICAL | Pavilion |  |  | 03/25/2014 |  | 3/25/26 |  |  | NO | YES |  |  |  |  | HILL-ROM INC. 10364838 P128AD1299 |  |  | Active |  | 99:99:99:99:99:99 |  | Alarm | 1Y:00-MFG | 03/14/2019 | 03/01/2020 | COOPER UNIVERSITY HOSPITAL |  |  | s8 852d |  | Bonnie Aichroch
|  | HILL-ROM INC. | VERSACARE P3200 SERIES | BED, PATIENT, ELECTRIC | P101AD0682 | BIOMEDICAL | Pavilion |  |  | 03/25/2014 |  | 3/25/26 |  |  | NO | YES |  |  |  |  | HILL-ROM INC. 10364837 P101AD0682 |  |  | Active |  | 99:99:99:99:99:99 |  | Alarm | 1Y:00-MFG | 03/15/2019 | 03/01/2020 | COOPER UNIVERSITY HOSPITAL |  |  | north 7 725d |  | Bonnie Aichroch
|  | HILL-ROM INC. | VERSACARE P3200 SERIES | BED, PATIENT, ELECTRIC | P098AD0475 | BIOMEDICAL | Pavilion |  |  | 03/25/2014 |  | 3/25/26 |  |  | NO | YES |  |  |  |  | HILL-ROM INC. 10364836 P098AD0475 |  |  | Active |  | 99:99:99:99:99:99 |  | Alarm | 1Y:00-MFG | 05/17/2019 | 05/01/2020 | COOPER UNIVERSITY HOSPITAL |  |  | PAVILION 9 ROOM 922 |  | Bonnie Aichroch
|  | HILL-ROM INC. | VERSACARE P3200 SERIES | BED, PATIENT, ELECTRIC | J318AD2525 | MOTHER INFANT UNIT | Kelemen |  |  | 03/30/2009 |  | 3/30/21 |  |  | NO | YES |  |  |  |  | HILL-ROM INC. 10364834 J318AD2525 |  |  | Active |  | 99:99:99:99:99:99 |  | Alarm | 1Y:00-MFG | 05/15/2019 | 05/01/2020 | COOPER UNIVERSITY HOSPITAL |  |  | peds 7 758w |  | Christina Smith
|  | HILL-ROM INC. | VERSACARE P3200 SERIES | BED, PATIENT, ELECTRIC | P097AD0465 | BIOMEDICAL | Pavilion | 7 |  | 03/25/2014 |  | 3/25/26 |  |  | NO | YES |  |  |  |  | HILL-ROM INC. 10364833 P094AD0405 |  |  | Active |  | 99:99:99:99:99:99 |  | Alarm | 1Y:00-MFG | 03/12/2019 | 03/01/2020 | COOPER UNIVERSITY HOSPITAL |  |  | retired |  | Bonnie Aichroch
|  | HILL-ROM INC. | VERSACARE P3200 SERIES | BED, PATIENT, ELECTRIC | O051AD5709 | INTENSIVE CARE NURSERY | Pavilion |  |  | 01/31/2013 |  | 1/31/25 |  |  | NO | YES |  |  |  |  | HILL-ROM INC. 10364784 0051AD5709 |  |  | Active |  | 99:99:99:99:99:99 |  | Alarm | 1Y:00-MFG | 04/12/2019 | 04/01/2020 | COOPER UNIVERSITY HOSPITAL |  |  | peds 7 760 |  | JOANNE FOX
|  | HILL-ROM INC. | VERSACARE P3200 SERIES | BED, PATIENT, ELECTRIC | P097AD0448 | BIOMEDICAL | Pavilion |  |  | 03/25/2014 |  | 3/25/26 |  |  | NO | YES |  |  |  |  | HILL-ROM INC. 10364781 P097AD0448 |  |  | Active |  | 99:99:99:99:99:99 |  | Alarm | 1Y:00-MFG | 12/17/2018 | 12/01/2019 | COOPER UNIVERSITY HOSPITAL |  |  | north 8 cicu 2 |  | Bonnie Aichroch
|  | HILL-ROM INC. | VERSACARE P3200 SERIES | BED, PATIENT, ELECTRIC | P126AD1238 | BIOMEDICAL | Kelemen |  |  | 03/25/2014 |  | 3/25/26 |  |  | NO | YES |  |  |  |  | HILL-ROM INC. 10364767 P126AD1238 |  |  | Active |  | 99:99:99:99:99:99 |  | Alarm | 1Y:00-MFG | 05/01/2019 | 05/01/2020 | COOPER UNIVERSITY HOSPITAL |  |  | north 8 820 d |  | Bonnie Aichroch
|  | HILL-ROM INC. | VERSACARE P3200 SERIES | BED, PATIENT, ELECTRIC | O058AD5971 | BIOMEDICAL | Kelemen |  |  | 01/31/2013 |  | 1/31/25 |  |  | NO | YES |  |  |  |  | HILL-ROM INC. 10364766 0058AD5971 |  |  | Active |  | 99:99:99:99:99:99 |  | Alarm | 1Y:00-MFG | 03/13/2019 | 03/01/2020 | COOPER UNIVERSITY HOSPITAL |  |  | BIOMED |  | Bonnie Aichroch
|  | HILL-ROM INC. | VERSACARE P3200 SERIES | BED, PATIENT, ELECTRIC | J275AD8686 | MED/SURG 6 PAVILION | Kelemen |  |  | 02/17/2009 |  | 2/17/21 |  |  | NO | YES |  |  |  |  | HILL-ROM INC. 10356744 J275AD8686 |  |  | Active |  | 99:99:99:99:99:99 |  | Equipment | 1Y:00-MFG | 02/12/2019 | 02/01/2020 | COOPER UNIVERSITY HOSPITAL |  |  | Pav 7 715 |  | BRIAN OSHAUGHNESSY
|  | HILL-ROM INC. | VERSACARE P3200 SERIES | BED, PATIENT, ELECTRIC | J311AD1953 | MED/SURG 6 PAVILION | Pavilion |  |  | 03/30/2009 |  | 3/30/21 |  |  | NO | YES |  |  |  |  | HILL-ROM INC. 10356732 J311AD1953 |  |  | Active |  | 99:99:99:99:99:99 |  | Equipment | 1Y:00-MFG | 03/13/2019 | 03/01/2020 | COOPER UNIVERSITY HOSPITAL |  |  | 6 PAVILION - 610 |  | BRIAN OSHAUGHNESSY
|  | HILL-ROM INC. | VERSACARE P3200 SERIES | BED, PATIENT, ELECTRIC | K286AD6999 | BIOMEDICAL | Kelemen |  |  | 11/05/2009 |  | 11/5/21 |  |  | NO | YES |  |  |  |  | HILL-ROM INC. 10356729 K286AD6999 |  |  | Active |  | 99:99:99:99:99:99 |  | Equipment | 1Y:00-MFG | 09/04/2019 | 09/01/2020 | COOPER UNIVERSITY HOSPITAL |  |  | dorrance 5 547 |  | Bonnie Aichroch
|  | HILL-ROM INC. | VERSACARE P3200 SERIES | BED, PATIENT, ELECTRIC | O056AD5836 | NEURO/ORTHO/MEDSURG/7 PAV | Pavilion |  |  | 01/31/2013 |  | 1/31/25 |  |  | NO | YES |  |  |  |  | HILL-ROM INC. 10356723 0056AD5836 |  |  | Active |  | 99:99:99:99:99:99 |  | Equipment | 1Y:00-MFG | 01/14/2019 | 01/01/2020 | COOPER UNIVERSITY HOSPITAL |  |  | PAVILON 7 - 727 |  | Pam Young
|  | HILL-ROM INC. | VERSACARE P3200 SERIES | BED, PATIENT, ELECTRIC | P094AD0380 | NEURO/ORTHO/MEDSURG/7 PAV | Dorrance |  |  | 03/27/2014 |  | 3/27/26 |  |  | NO | YES |  |  |  |  | HILL-ROM INC. 10356706 P094AD0380 |  |  | Active |  | 99:99:99:99:99:99 |  | Equipment | 1Y:00-MFG | 02/19/2019 | 02/01/2020 | COOPER UNIVERSITY HOSPITAL |  |  | Dorrance 333 | WOT00000000467256 | Pam Young | Preventative Maintenance | Closed | Tom Burhart | 02/01/2018 | 05/11/2018 | PM: Procedure: 00-MFG Frequency: 1Y | SEARCHED FOR THE BED, LOCATED THE BED. THE BED HAS PASSED PM TESTING. USED 10480316 FOR TESTING | EXP0144168 | Labor | 02/19/2018 | 02/19/2018 | Tom Burhart
|  | HILL-ROM INC. | VERSACARE P3200 SERIES | BED, PATIENT, ELECTRIC | M123AD9410 | NEURO/ORTHO/MEDSURG/7 PAV | Pavilion |  |  | 02/01/2011 |  | 2/1/23 |  |  | NO | YES |  |  |  |  | HILL-ROM INC. 10356705 M123AD9410 |  |  | Active |  | 99:99:99:99:99:99 |  | Equipment | 1Y:00-MFG | 05/07/2019 | 05/01/2020 | COOPER UNIVERSITY HOSPITAL |  |  | PAVILION 6 ROOM 619 |  | Pam Young
|  | HILL-ROM INC. | VERSACARE P3200 SERIES | BED, PATIENT, ELECTRIC | P101AD0684 | NEURO/ORTHO/MEDSURG/7 PAV | Kelemen |  |  | 03/27/2014 |  | 3/27/26 |  |  | NO | YES |  |  |  |  | HILL-ROM INC. 10356699 P101AD0684 |  |  | Active |  | 99:99:99:99:99:99 |  | Equipment | 1Y:00-MFG | 02/01/2019 | 02/01/2020 | COOPER UNIVERSITY HOSPITAL |  |  | SOUTH 1058W |  | Pam Young
|  | HILL-ROM INC. | VERSACARE P3200 SERIES | BED, PATIENT, ELECTRIC | P094AD0399 | NEURO/ORTHO/MEDSURG/7 PAV | Kelemen |  |  | 03/25/2014 |  | 3/25/26 |  |  | NO | YES |  |  |  |  | HILL-ROM INC. 10356692 P094AD0399 |  |  | Active |  | 99:99:99:99:99:99 |  | Equipment | 1Y:00-MFG | 02/11/2019 | 02/01/2020 | COOPER UNIVERSITY HOSPITAL |  |  | PAVILION 8 823 | WOT00000000467252 | Pam Young | Preventative Maintenance | Closed | Tom Burhart | 02/01/2018 | 05/11/2018 | PM: Procedure: 00-MFG Frequency: 1Y | SEARCHED FOR THE BED, LOCATED THE BED. THE BED HAS PASSED PM TESTING. USED 10480316 FOR TESTING | EXP0165024 | Labor | 02/26/2018 | 02/26/2018 | Tom Burhart
|  | HILL-ROM INC. | VERSACARE P3200 SERIES | BED, PATIENT, ELECTRIC | K286AD6988 | NEURO/ORTHO/MEDSURG/7 PAV | Pavilion |  |  | 11/11/2009 |  | 11/11/21 |  |  | NO | YES |  |  |  |  | HILL-ROM INC. 10356689 K286AD6988 |  |  | Active |  | 99:99:99:99:99:99 |  | Equipment | 1Y:00-MFG | 02/08/2019 | 02/01/2020 | COOPER UNIVERSITY HOSPITAL |  |  | PAV 817 | 0012418258 | Pam Young | Repair | Closed | Tom Burhart | 11/21/2017 | 11/21/2017 | MATTRESS SYSTEM - MATTRESS IS DEFLATED - TMX | 11/21/2017 2:04:07 PM TJBURHART (TJBURHART 11/21/2017 12:00 AM) FOUND AND RELOCATED TO THE SHOP. CHECKED ALL THE BLADDERS, NO LEAKS. FOUND A HOSE WAS OUT. REPLACED THE CONNECTOR. CONNECTOR WAS CRACKED. TESTED AND WORKING PROPERLY. OVP-RTS | 4E83DC01-E5D8-451F-8C8B-A26CC597DEF2 | Labor | 11/21/2017 | 11/21/2017 | Tom Burhart
|  | HILL-ROM INC. | VERSACARE P3200 SERIES | BED, PATIENT, ELECTRIC | P098AD0515 | NEURO/ORTHO/MEDSURG/7 PAV | Kelemen |  |  | 03/25/2014 |  | 3/25/26 |  |  | NO | YES |  |  |  |  | HILL-ROM INC. 10356687 P098AD0515 |  |  | Active |  | 99:99:99:99:99:99 |  | Equipment | 1Y:00-MFG | 02/07/2019 | 02/01/2020 | COOPER UNIVERSITY HOSPITAL |  |  | Dorrance 3 341 |  | Pam Young
|  | HILL-ROM INC. | VERSACARE P3200 SERIES | BED, PATIENT, ELECTRIC | S033AD9396 |  | Pavilion | [7 empty] | YES | YES
|  | HILL-ROM INC. | VERSACARE P3200 SERIES | BED, PATIENT, ELECTRIC | P097AD0419 |  | Pavilion | [7 empty] | NO | YES
|  | HILL-ROM INC. | VERSACARE P3200 SERIES | BED, PATIENT, ELECTRIC | P094AD0401 | MED/SURG 6 PAVILION | Kelemen |  |  | 03/25/2014 |  | 3/25/26 |  |  | NO | YES |  |  |  |  | HILL-ROM INC. 10356466 P094AD0401 |  |  | Active |  | 99:99:99:99:99:99 |  | Equipment | 1Y:00-MFG | 02/07/2019 | 02/01/2020 | COOPER UNIVERSITY HOSPITAL |  |  | NORTH 8 825D | WOT00000000467240 | BRIAN OSHAUGHNESSY | Preventative Maintenance | Closed | Tom Burhart | 02/01/2018 | 05/11/2018 | PM: Procedure: 00-MFG Frequency: 1Y | SEARCHED FOR THE BED, LOCATED THE BED. THE BED HAS PASSED PM TESTING. USED 10480316 FOR TESTING | EXP0161063 | Labor | 02/23/2018 | 02/23/2018 | Tom Burhart
|  | HILL-ROM INC. | VERSACARE P3200 SERIES | BED, PATIENT, ELECTRIC | P101AD0642 | CHIP - 9 PAVILION | Pavilion |  |  | 03/27/2014 |  | 3/27/26 |  |  | NO | YES |  |  |  |  | HILL-ROM INC. 10356325 P101AD0642 |  |  | Active |  | 99:99:99:99:99:99 |  | Alarm | 1Y:00-MFG | 06/06/2019 | 06/01/2020 | COOPER UNIVERSITY HOSPITAL |  |  | s10 1058 w |  | KIM HUMMEL
|  | HILL-ROM INC. | VERSACARE P3200 SERIES | BED, PATIENT, ELECTRIC | P129AD1321 | CHIP - 9 PAVILION | Kelemen |  |  | 03/27/2014 |  | 3/27/26 |  |  | NO | YES |  |  |  |  | HILL-ROM INC. 10356323 P129AD1321 |  |  | Active |  | 99:99:99:99:99:99 |  | Alarm | 1Y:00-MFG | 06/06/2019 | 06/01/2020 | COOPER UNIVERSITY HOSPITAL |  |  | south 4 |  | KIM HUMMEL
|  | HILL-ROM INC. | VERSACARE P3200 SERIES | BED, PATIENT, ELECTRIC | P128AD1294 | CHIP - 9 PAVILION | Kelemen |  |  | 03/25/2014 |  | 3/25/26 |  |  | NO | YES |  |  |  |  | HILL-ROM INC. 10356314 P128AD1294 |  |  | Active |  | 99:99:99:99:99:99 |  | Alarm | 1Y:00-MFG | 06/05/2019 | 06/01/2020 | COOPER UNIVERSITY HOSPITAL |  |  | south 4 450 |  | KIM HUMMEL
|  | HILL-ROM INC. | VERSACARE P3200 SERIES | BED, PATIENT, ELECTRIC | P100AD0604 | CHIP - 9 PAVILION | Pavilion |  |  | 03/27/2014 |  | 3/27/26 |  |  | NO | YES |  |  |  |  | HILL-ROM INC. 10356311 P100AD0604 |  |  | Active |  | 99:99:99:99:99:99 |  | Alarm | 1Y:00-MFG | 06/07/2019 | 06/01/2020 | COOPER UNIVERSITY HOSPITAL |  |  | north 8 817 d |  | KIM HUMMEL
|  | HILL-ROM INC. | VERSACARE P3200 SERIES | BED, PATIENT, ELECTRIC | O051AD5689 | CHIP - 9 PAVILION | Pavilion |  |  | 01/31/2013 |  | 1/31/25 |  |  | NO | YES |  |  |  |  | HILL-ROM INC. 10356308 0051AD5689 |  |  | Active |  | 99:99:99:99:99:99 |  | Alarm | 1Y:00-MFG | 06/20/2019 | 06/01/2020 | COOPER UNIVERSITY HOSPITAL |  |  | north 9 918 w |  | KIM HUMMEL
|  | HILL-ROM INC. | VERSACARE P3200 SERIES | BED, PATIENT, ELECTRIC | O058AD5959 |  | Pavilion | [7 empty] | NO | YES
|  | HILL-ROM INC. | VERSACARE P3200 SERIES | BED, PATIENT, ELECTRIC | P178AD3264 | CHIP - 9 PAVILION | Kelemen |  |  | 03/27/2014 |  | 3/27/26 |  |  | NO | YES |  |  |  |  | HILL-ROM INC. 10356292 P178AD3264 |  |  | Active |  | 99:99:99:99:99:99 |  | Alarm | 1Y:00-MFG | 06/07/2019 | 06/01/2020 | COOPER UNIVERSITY HOSPITAL |  |  | peds 7 761d |  | KIM HUMMEL
|  | HILL-ROM INC. | VERSACARE P3200 SERIES | BED, PATIENT, ELECTRIC | P094AD0412 | BIOMEDICAL | Kelemen |  |  | 03/25/2014 |  | 3/25/26 |  |  | NO | YES |  |  |  |  | HILL-ROM INC. 10356286 P094AD0412 |  |  | Active |  | 99:99:99:99:99:99 |  | Equipment | 1Y:00-MFG | 02/07/2019 | 02/01/2020 | COOPER UNIVERSITY HOSPITAL |  |  | pav 9 915 |  | Bonnie Aichroch
|  | HILL-ROM INC. | VERSACARE P3200 SERIES | BED, PATIENT, ELECTRIC | P101AD0686 | CHIP - 9 PAVILION | Pavilion |  |  | 01/01/1900 |  |  |  |  | NO | YES |  |  |  |  | GE MEDICAL SYSTEMS 10356277 coophospnsn014 |  |  | Disposition |  | 99:99:99:99:99:99 |  | Equipment | PAAR:00-PVAR | 11/02/2019 |  | COOPER UNIVERSITY HOSPITAL |  |  | south 8 851d | WOT00000002202947 | KIM HUMMEL | Disposition | Closed | Michael Youch | 02/14/2019 | 05/14/2019 | Bulk Disposition CNL | Equipment was lost by department and was replaced. | EXP2920277 | Labor | 05/14/2019 | 05/14/2019 | Michael Youch
|  | HILL-ROM INC. | VERSACARE P3200 SERIES | BED, PATIENT, ELECTRIC | O058AD5967 | BIOMEDICAL | Kelemen |  |  | 01/31/2013 |  | 1/31/25 |  |  | NO | YES |  |  |  |  | HILL-ROM INC. 10356278 0058AD5967 |  |  | Active |  | 99:99:99:99:99:99 |  | Alarm | 1Y:00-MFG | 03/15/2019 | 03/01/2020 | COOPER UNIVERSITY HOSPITAL |  |  | PAVILION 7 room 721 |  | Bonnie Aichroch
|  | HILL-ROM INC. | VERSACARE P3200 SERIES | BED, PATIENT, ELECTRIC | P100AD0609 | CHIP - 9 PAVILION | Kelemen |  |  | 03/27/2014 |  | 3/27/26 |  |  | NO | YES |  |  |  |  | HILL-ROM INC. 10356275 P100AD0609 |  |  | Active |  | 99:99:99:99:99:99 |  | Equipment | 1Y:00-MFG | 06/06/2019 | 06/01/2020 | COOPER UNIVERSITY HOSPITAL |  |  | pav 8 820 |  | KIM HUMMEL
|  | HILL-ROM INC. | VERSACARE P3200 SERIES | BED, PATIENT, ELECTRIC | S033AD9394 |  | Pavilion | [7 empty] | NO | YES
|  | HILL-ROM INC. | VERSACARE P3200 SERIES | BED, PATIENT, ELECTRIC | s137ad3649 |  | Pavilion | [7 empty] | YES | YES
|  | HILL-ROM INC. | VERSACARE P3200 SERIES | BED, PATIENT, ELECTRIC | P098AD0517 | BIOMEDICAL | Kelemen |  |  | 03/25/2014 |  | 3/25/26 |  |  | NO | YES |  |  |  |  | HILL-ROM INC. 10356267 P098AD0517 |  |  | Active |  | 99:99:99:99:99:99 |  | Equipment | 1Y:00-MFG | 12/04/2018 | 12/01/2019 | COOPER UNIVERSITY HOSPITAL |  |  | ROOM 822 door |  | Bonnie Aichroch
|  | HILL-ROM INC. | VERSACARE P3200 SERIES | BED, PATIENT, ELECTRIC | P129AD1311 | BIOMEDICAL | Kelemen |  |  | 03/25/2014 |  | 3/25/26 |  |  | NO | YES |  |  |  |  | HILL-ROM INC. 10356265 P129AD1311 |  |  | Active |  | 99:99:99:99:99:99 |  | Alarm | 1Y:00-MFG | 03/12/2019 | 03/01/2020 | COOPER UNIVERSITY HOSPITAL |  |  | P939 |  | Bonnie Aichroch
|  | HILL-ROM INC. | VERSACARE P3200 SERIES | BED, PATIENT, ELECTRIC | O051AD5697 | BIOMEDICAL | Pavilion |  |  | 01/31/2013 |  | 1/31/25 |  |  | NO | YES |  |  |  |  | HILL-ROM INC. 10356260 0051AD5697 |  |  | Active |  | 99:99:99:99:99:99 |  | Alarm | 1Y:00-MFG | 03/15/2019 | 03/01/2020 | COOPER UNIVERSITY HOSPITAL |  |  | north 7 728 w |  | Bonnie Aichroch
|  | HILL-ROM INC. | VERSACARE P3200 SERIES | BED, PATIENT, ELECTRIC | O051AD5713 |  | Pavilion | [7 empty] | NO | YES
|  | HILL-ROM INC. | VERSACARE P3200 SERIES | BED, PATIENT, ELECTRIC | P094AD0393 |  | Pavilion | [7 empty] | NO | YES
|  | HILL-ROM INC. | VERSACARE P3200 SERIES | BED, PATIENT, ELECTRIC | J312AD2538 | MED/SURG 6 PAVILION | Kelemen |  |  | 02/17/2009 |  | 2/17/21 |  |  | NO | YES |  |  |  |  | HILL-ROM INC. 10356257 J312AD2538 |  |  | Active |  | 99:99:99:99:99:99 |  | Alarm | 1Y:00-MFG | 09/04/2019 | 09/01/2020 | COOPER UNIVERSITY HOSPITAL |  |  | s9 961w |  | BRIAN OSHAUGHNESSY
|  | HILL-ROM INC. | VERSACARE P3200 SERIES | BED, PATIENT, ELECTRIC | R301AD4818 |  | Pavilion | [7 empty] | YES | YES
|  | HILL-ROM INC. | VERSACARE P3200 SERIES | BED, PATIENT, ELECTRIC | K285AD6938 | MED/SURG 6 PAVILION | Pavilion |  |  | 11/05/2009 |  | 11/5/21 |  |  | NO | YES |  |  |  |  | HILL-ROM INC. 10355318 K285AD6938 |  |  | Active |  | 99:99:99:99:99:99 |  | Equipment | 1Y:00-MFG | 02/06/2019 | 02/01/2020 | COOPER UNIVERSITY HOSPITAL |  |  | 6TH FLOOR ROOM 628 |  | BRIAN OSHAUGHNESSY
|  | HILL-ROM INC. | VERSACARE P3200 SERIES | BED, PATIENT, ELECTRIC |  |  | Pavilion | [7 empty] | YES | YES
|  | HILL-ROM INC. | VERSACARE P3200 SERIES | BED, PATIENT, ELECTRIC | P126AD1216 | LABOR & DELIVERY | Dorrance |  |  | 03/27/2014 |  | 3/27/26 |  |  | NO | YES |  |  |  |  | HILL-ROM INC. 10355043 P126AD1216 |  |  | Active |  | 99:99:99:99:99:99 |  | Equipment | 1Y:00-MFG | 11/01/2019 | 11/01/2020 | COOPER UNIVERSITY HOSPITAL |  |  | DORRANCE 3 352 | 0012352529 | JOANNA HORST | Preventative Maintenance | Closed | Tom Burhart | 11/01/2017 | 11/07/2017 | Performance Assurance: 00-MFG | 11/7/2017 1:09:03 PM TJBURHART (TJBURHART 11/7/2017 12:00 AM) SEARCHED FOR THE BED, LOCATED THE BED. THE BED HAS PASSED PM TESTING. USED 10480316 FOR TESTING 11/7/2017 1:09 PM TJBURHART | 2C975086-9A71-4E35-B13E-D9A7E91B4E78 | Labor | 11/07/2017 | 11/07/2017 | Tom Burhart
|  | HILL-ROM INC. | VERSACARE P3200 SERIES | BED, PATIENT, ELECTRIC | P167AD2689 | BEDS | Kelemen |  |  | 11/13/2015 |  | 11/13/27 |  |  | NO | YES |  |  |  |  | HILL-ROM INC. 10354944 P167AD2689 |  |  | Active |  | 99:99:99:99:99:99 |  | Alarm | 1Y:00-MFG | 07/12/2019 | 07/01/2020 | COOPER UNIVERSITY HOSPITAL |  |  | pav 8 830 |  | Bonnie Aichroch
|  | HILL-ROM INC. | VERSACARE P3200 SERIES | BED, PATIENT, ELECTRIC | J312AD1980 | BEDS | Kelemen |  |  | 12/14/2015 |  | 12/14/27 |  |  | NO | YES |  |  |  |  | HILL-ROM INC. 10349611 J312AD1980 |  |  | Active |  | 99:99:99:99:99:99 |  | Alarm | 1Y:00-MFG | 12/17/2018 | 12/01/2019 | COOPER UNIVERSITY HOSPITAL |  |  | s9 967d |  | Bonnie Aichroch
|  | HILL-ROM INC. | VERSACARE P3200 SERIES | BED, PATIENT, ELECTRIC | O056AD5840 | BEDS | Kelemen |  |  | 12/11/2015 |  | 12/11/27 |  |  | NO | YES |  |  |  |  | HILL-ROM INC. 10349610 0056AD5840 |  |  | Active |  | 99:99:99:99:99:99 |  | Alarm | 1Y:00-MFG | 04/12/2019 | 04/01/2020 | COOPER UNIVERSITY HOSPITAL |  |  | pav 6 630 |  | Bonnie Aichroch
|  | HILL-ROM INC. | VERSACARE P3200 SERIES | BED, PATIENT, ELECTRIC | M117AD9085 | CDU - CLINICAL DECISION UNIT-9 KELEMEN | Kelemen |  |  | 02/01/2011 |  | 2/1/23 |  |  | NO | YES |  |  |  |  | HILL-ROM INC. 10349609 M117AD9085 |  |  | Active |  | 99:99:99:99:99:99 |  | Alarm | 1Y:00-MFG | 05/29/2019 | 05/01/2020 | COOPER UNIVERSITY HOSPITAL |  |  | north 8 818 d |  | KAREN GRUBER
|  | HILL-ROM INC. | VERSACARE P3200 SERIES | BED, PATIENT, ELECTRIC | P098AD0488 | BIOMEDICAL | Pavilion |  |  | 03/25/2014 |  | 3/25/26 |  |  | NO | YES |  |  |  |  | HILL-ROM INC. 10349607 P098AD0488 |  |  | Active |  | 99:99:99:99:99:99 |  | Alarm | 1Y:00-MFG | 12/26/2018 | 12/01/2019 | COOPER UNIVERSITY HOSPITAL |  |  | pav 9 918 |  | Bonnie Aichroch
|  | HILL-ROM INC. | VERSACARE P3200 SERIES | BED, PATIENT, ELECTRIC | O051AD5706 | BEDS | Pavilion |  |  | 10/22/2015 |  | 10/22/27 |  |  | NO | YES |  |  |  |  | HILL-ROM INC. 10349600 0051AD5706 |  |  | Active |  | 99:99:99:99:99:99 |  | Alarm | 1Y:00-MFG | 10/30/2019 | 10/01/2020 | COOPER UNIVERSITY HOSPITAL |  |  | pav 8 834 |  | Bonnie Aichroch
|  | HILL-ROM INC. | VERSACARE P3200 SERIES | BED, PATIENT, ELECTRIC | J275AD8690 | MED/SURG 6 PAVILION | Pavilion |  |  | 02/17/2009 |  | 2/17/21 |  |  | NO | YES |  |  |  |  | HILL-ROM INC. 10349576 J275AD8690 |  |  | Active |  | 99:99:99:99:99:99 |  | Alarm | 1Y:00-MFG | 11/01/2019 | 11/01/2020 | COOPER UNIVERSITY HOSPITAL |  |  | P9 |  | BRIAN OSHAUGHNESSY
|  | HILL-ROM INC. | VERSACARE P3200 SERIES | BED, PATIENT, ELECTRIC | P126AD1242 | BEDS | Kelemen |  |  | 09/30/2015 |  | 9/30/27 |  |  | NO | YES |  |  |  |  | HILL-ROM INC. 10349540 P126AD1242 |  |  | Active |  | 99:99:99:99:99:99 |  | Alarm | 1Y:00-MFG | 07/12/2019 | 07/01/2020 | COOPER UNIVERSITY HOSPITAL |  |  | dorrance 3 351 |  | Bonnie Aichroch
|  | HILL-ROM INC. | VERSACARE P3200 SERIES | BED, PATIENT, ELECTRIC | O051AD5692 | BEDS | Kelemen |  |  | 09/30/2015 |  | 9/30/27 |  |  | NO | YES |  |  |  |  | HILL-ROM INC. 10349536 0051AD5692 |  |  | Active |  | 99:99:99:99:99:99 |  | Alarm | 1Y:00-MFG | 01/04/2019 | 01/01/2020 | COOPER UNIVERSITY HOSPITAL |  |  | K 8 |  | Bonnie Aichroch
|  | HILL-ROM INC. | VERSACARE P3200 SERIES | BED, PATIENT, ELECTRIC | K286AD6973 | KELEMEN N10 | Kelemen |  |  | 11/12/2009 |  | 11/12/21 |  |  | NO | YES |  |  |  |  | HILL-ROM INC. 10349528 K286AD6973 |  |  | Active |  | 99:99:99:99:99:99 |  | Alarm | 1Y:00-MFG | 10/30/2019 | 10/01/2020 | COOPER UNIVERSITY HOSPITAL |  |  | n8 818 w |  | Lisa Brooks
|  | HILL-ROM INC. | VERSACARE P3200 SERIES | BED, PATIENT, ELECTRIC | J304AD1288 | MED/SURG 6 PAVILION | Pavilion |  |  | 09/11/2015 |  | 9/11/27 |  |  | NO | YES |  |  |  |  | HILL-ROM INC. 10349529 J304AD1288 |  |  | Active |  | 99:99:99:99:99:99 |  | Alarm | 1Y:00-MFG | 09/06/2019 | 09/01/2020 | COOPER UNIVERSITY HOSPITAL |  |  | PAV 7 711 |  | BRIAN OSHAUGHNESSY
|  | HILL-ROM INC. | VERSACARE P3200 SERIES | BED, PATIENT, ELECTRIC | J318AD2506 | NEURO/ORTHO/MEDSURG/7 PAV | Pavilion |  |  | 03/30/2009 |  | 3/30/21 |  |  | NO | YES |  |  |  |  | HILL-ROM INC. 10349530 J318AD2506 |  |  | Active |  | 99:99:99:99:99:99 |  | Alarm | 1Y:00-MFG | 03/15/2019 | 03/01/2020 | COOPER UNIVERSITY HOSPITAL |  |  | pav 9 926 |  | Pam Young
|  | HILL-ROM INC. | VERSACARE P3200 SERIES | BED, PATIENT, ELECTRIC | P097AD0435 | BIOMEDICAL | Kelemen |  |  | 03/25/2014 |  | 3/25/26 |  |  | NO | YES |  |  |  |  | HILL-ROM INC. 10349521 P097AD0435 |  |  | Active |  | 99:99:99:99:99:99 |  | Alarm | 1Y:00-MFG | 03/13/2019 | 03/01/2020 | COOPER UNIVERSITY HOSPITAL |  |  |  |  | Bonnie Aichroch
|  | HILL-ROM INC. | VERSACARE P3200 SERIES | BED, PATIENT, ELECTRIC | P094AD0416 | BIOMEDICAL | Kelemen |  |  | 03/25/2014 |  | 3/25/26 |  |  | NO | YES |  |  |  |  | HILL-ROM INC. 10349524 P094AD0416 |  |  | Active |  | 99:99:99:99:99:99 |  | Alarm | 1Y:00-MFG | 02/06/2019 | 02/01/2020 | COOPER UNIVERSITY HOSPITAL |  |  |  |  | Bonnie Aichroch
|  | HILL-ROM INC. | VERSACARE P3200 SERIES | BED, PATIENT, ELECTRIC | K286AD7020 | BIOMEDICAL | Kelemen |  |  | 11/05/2009 |  | 11/5/21 |  |  | NO | YES |  |  |  |  | HILL-ROM INC. 10349520 K286AD7020 |  |  | Active |  | 99:99:99:99:99:99 |  | Alarm | 1Y:00-MFG | 12/17/2018 | 12/01/2019 | COOPER UNIVERSITY HOSPITAL |  |  | n8 810d |  | Bonnie Aichroch
|  | HILL-ROM INC. | VERSACARE P3200 SERIES | BED, PATIENT, ELECTRIC | J318AD2555 | NEURO/ORTHO/MEDSURG/7 PAV | Kelemen |  |  | 03/30/2009 |  | 3/30/21 |  |  | NO | YES |  |  |  |  | HILL-ROM INC. 10349518 J318AD2555 |  |  | Active |  | 99:99:99:99:99:99 |  | Alarm | 1Y:00-MFG | 03/12/2019 | 03/01/2020 | COOPER UNIVERSITY HOSPITAL |  |  |  |  | Pam Young
|  | HILL-ROM INC. | VERSACARE P3200 SERIES | BED, PATIENT, ELECTRIC | P098AD0553 | BEDS | Pavilion |  |  | 09/30/2015 |  | 9/30/27 |  |  | NO | YES |  |  |  |  | HILL-ROM INC. 10349511 P098AD0553 |  |  | Active |  | 99:99:99:99:99:99 |  | Alarm | 1Y:00-MFG | 01/04/2019 | 01/01/2020 | COOPER UNIVERSITY HOSPITAL |  |  | K821 |  | Bonnie Aichroch
|  | HILL-ROM INC. | VERSACARE P3200 SERIES | BED, PATIENT, ELECTRIC | S137AD3643 |  | Pavilion | [7 empty] | YES | YES
|  | HILL-ROM INC. | VERSACARE P3200 SERIES | BED, PATIENT, ELECTRIC | SO33AD9380 |  | Pavilion | [7 empty] | NO | YES
|  | HILL-ROM INC. | VERSACARE P3200 SERIES | BED, PATIENT, ELECTRIC | P188AD3273 | CDU - CLINICAL DECISION UNIT-9 KELEMEN | Kelemen |  |  | 03/27/2014 |  | 3/27/26 |  |  | NO | YES |  |  |  |  | HILL-ROM INC. 10346976 P188AD3273 |  |  | Active |  | 99:99:99:99:99:99 |  | Equipment | 1Y:00-MFG | 05/07/2019 | 05/01/2020 | COOPER UNIVERSITY HOSPITAL |  |  | N8 825 D | 0011571693 | KAREN GRUBER | Preventative Maintenance | Closed | Tom Burhart | 05/01/2017 | 05/03/2017 | Performance Assurance: 00-MFG | 5/3/2017 4:12:47 PM TJBURHART (TJBURHART 5/3/2017 12:00 AM) SEARCHED FOR THE BED. FOUND IT. THE BED HAS PASSED PM TESTING USED 10480316 FOR TESTING 5/3/2017 4:12 PM TJBURHART | A2035473-D109-4529-9056-0844C1CF9579 | Labor | 05/03/2017 | 05/03/2017 | Tom Burhart
|  | HILL-ROM INC. | VERSACARE P3200 SERIES | BED, PATIENT, ELECTRIC | P129AD1317 | CDU - CLINICAL DECISION UNIT-9 KELEMEN | Pavilion |  |  | 03/25/2014 |  | 3/25/26 |  |  | NO | YES |  |  |  |  | HILL-ROM INC. 10346972 P129AD1317 |  |  | Active |  | 99:99:99:99:99:99 |  | Equipment | 1Y:00-MFG | 05/08/2019 | 05/01/2020 | COOPER UNIVERSITY HOSPITAL |  |  | CDU 13 | 0011571691 | KAREN GRUBER | Preventative Maintenance | Closed | Tom Burhart | 05/01/2017 | 05/02/2017 | Performance Assurance: 00-MFG | 5/2/2017 3:36:51 PM TJBURHART (TJBURHART 5/2/2017 12:00 AM) SEARCHED AND FOUND THE BED. THE BED HAS PASSED PM TESTING USED 10480316 FOR ELECTRIC SAFETY TEST 5/2/2017 3:36 PM TJBURHART | 703D38B9-1CD4-4262-A67F-EA87D0CF11D4 | Labor | 05/02/2017 | 05/02/2017 | Tom Burhart
|  | HILL-ROM INC. | VERSACARE P3200 SERIES | BED, PATIENT, ELECTRIC | J312AD2542 | KELEMEN 8 PCU | Kelemen |  |  | 02/17/2009 |  | 2/17/21 |  |  | NO | YES |  |  |  |  | HILL-ROM INC. 10346970 J312AD2542 |  |  | Active |  | 99:99:99:99:99:99 |  | Equipment | 1Y:00-MFG | 09/05/2019 | 09/01/2020 | COOPER UNIVERSITY HOSPITAL |  |  | ROOM 810 |  | BYRON WELLS
|  | HILL-ROM INC. | VERSACARE P3200 SERIES | BED, PATIENT, ELECTRIC | O049AD5467 |  | Pavilion | [7 empty] | NO | YES
|  | HILL-ROM INC. | VERSACARE P3200 SERIES | BED, PATIENT, ELECTRIC | O056AD5837 |  | Pavilion | [7 empty] | NO | YES
|  | HILL-ROM INC. | VERSACARE P3200 SERIES | BED, PATIENT, ELECTRIC | p027ad0465 |  | Pavilion | [7 empty] | YES | YES
|  | HILL-ROM INC. | VERSACARE P3200 SERIES | BED, PATIENT, ELECTRIC | Q057AD6881 |  | Pavilion | [7 empty] | YES | YES
|  | HILL-ROM INC. | VERSACARE P3200 SERIES | BED, PATIENT, ELECTRIC | O049AD5481 |  | Pavilion | [7 empty] | NO | YES
|  | HILL-ROM INC. | VERSACARE P3200 SERIES | BED, PATIENT, ELECTRIC | P094AD0395 |  | Kelemen | [7 empty] | NO | YES
|  | HILL-ROM INC. | VERSACARE P3200 SERIES | BED, PATIENT, ELECTRIC | J318AD2519 |  | Pavilion | [7 empty] | NO | YES
|  | KINETIC CONCEPTS, INC. (KCI) | ROTOREST DELTA | BED, PATIENT, ELECTRIC | RRHK0007 | BEDS | Kelemen |  |  | 10/15/2015 |  | 10/15/27 |  |  | NO | YES |  |  |  |  | KINETIC CONCEPTS, INC. (KCI) 10349577 RRHK0007 |  |  | Active |  | 99:99:99:99:99:99 |  | Equipment | 1Y:00-MFG | 01/14/2019 | 01/01/2020 | COOPER UNIVERSITY HOSPITAL |  |  | HELIPAD |  | Bonnie Aichroch
|  | HILL-ROM INC. | TOTALCARE P1840 | BED, PATIENT, ELECTRIC, BARIATRIC | SO40AM1167 |  | Kelemen |  |  | 01/18/2019 |  | 1/18/31 |  |  | NO | YES |  |  |  |  | HILL-ROM INC. 50036180 SO40AM1167 |  |  | Active |  | 99:99:99:99:99:99 | [5 empty] | COOPER UNIVERSITY HOSPITAL |  |  |  | 0011371886 |  | Preventative Maintenance | Closed | Bonnie Aichroth | 01/18/2019 | 01/18/2019 | PERFORMANCE ASSURANCE AT INVENTORY |  | AE47E06E-0162-4100-A451-9AC3F8C777DB | Labor | 01/18/2019 | 01/18/2019 | Tom Burhart
|  | HILL-ROM INC. | TOTALCARE P1840 | BED, PATIENT, ELECTRIC, BARIATRIC | R253AM1006 | BIOMEDICAL | Kelemen |  |  | 01/18/2019 |  | 1/18/31 |  |  | NO | YES |  |  |  |  | HILL-ROM INC. 50036177 R253AM1006 |  |  | Active |  | 99:99:99:99:99:99 |  | Equipment | 1Y:00-MFG | 01/18/2019 | 01/18/2019 | COOPER UNIVERSITY HOSPITAL |  |  |  | 0011371891 | Bonnie Aichroch | Performance Verification | Closed | Bonnie Aichroth | 01/18/2019 | 01/18/2019 | INCOMING INVENTORY | DEVICE INVENTORIED | 0DD89BD9-1571-4F05-AB3F-197DDAA54787 | Labor | 01/18/2019 | 01/18/2019 | Bonnie Aichroth
|  | HILL-ROM INC. | TOTALCARE P1840 | BED, PATIENT, ELECTRIC, BARIATRIC | SO40AM1168 |  | Kelemen |  |  | 01/18/2019 |  | 1/18/31 |  |  | NO | YES |  |  |  |  | HILL-ROM INC. 50036170 SO40AM1168 |  |  | Active |  | 99:99:99:99:99:99 | [5 empty] | COOPER UNIVERSITY HOSPITAL |  |  |  | 0011371873 |  | Performance Verification | Closed | Bonnie Aichroth | 01/18/2019 | 01/18/2019 | INCOMING INVENTORY |  | F55E7721-977F-423A-906B-1469D8092C4A | Labor | 01/18/2019 | 01/18/2019 | Bonnie Aichroth
|  | HILL-ROM INC. | TOTALCARE P1840 | BED, PATIENT, ELECTRIC, BARIATRIC | R253AM1007 | BIOMEDICAL | Pavilion |  |  | 01/18/2019 |  | 1/18/31 |  |  | NO | YES |  |  |  |  | HILL-ROM INC. 50036172 R253AM1007 |  |  | Active |  | 99:99:99:99:99:99 |  | Equipment | 1Y:00-MFG | 01/18/2019 | 01/18/2019 | COOPER UNIVERSITY HOSPITAL |  |  |  | 0011371881 | Bonnie Aichroch | Preventative Maintenance | Closed | Bonnie Aichroth | 01/18/2019 | 01/18/2019 | PERFORMANCE ASSURANCE AT INVENTORY | INVENTORIED DEVICE AND ENSURED DEVICE WAS FUNCTIONING PROPERLY. | 79721465-29CE-4FD5-8CC3-5355FDE357EB | Labor | 01/18/2019 | 01/18/2019 | Tom Burhart
|  | HILL-ROM INC. | TOTALCARE P1840 | BED, PATIENT, ELECTRIC, BARIATRIC | R253AM1008 | BIOMEDICAL | Kelemen |  |  | 01/17/2019 |  | 1/17/31 |  |  | NO | YES |  |  |  |  | HILL-ROM INC. 50036159 R253AM1008 |  |  | Active |  | 99:99:99:99:99:99 |  | Equipment | 1Y:00-MFG | 01/17/2019 | 01/17/2019 | COOPER UNIVERSITY HOSPITAL |  |  |  | 0011371867 | Bonnie Aichroch | Performance Verification | Closed | Bonnie Aichroth | 01/17/2019 | 01/17/2019 | INCOMING INVENTORY | DEVICE INVENTORIED | 7DDA5F05-7CD8-4E3C-A3AE-9E1DE58DD4E7 | Labor | 01/17/2019 | 01/17/2019 | Bonnie Aichroth
|  | HILL-ROM INC. | TOTALCARE P1840 | BED, PATIENT, ELECTRIC, BARIATRIC | N068AM9220 | OPERATING ROOM - PAVILION | Kelemen |  |  | 04/15/2019 |  | 4/15/31 |  |  | NO | YES |  |  |  |  | HILL-ROM INC. 50035910 N068AM9220 |  |  | Active |  | 99:99:99:99:99:99 |  | Equipment | 1Y:00-MFG | 04/15/2019 | 04/15/2019 | COOPER UNIVERSITY HOSPITAL |  |  | s10 1066w |  | DOMINIC VENDETTA |  |  |  | 04/15/2019 | 04/15/2019 |  |  |  |  | 04/15/2019 | 04/15/2019
|  | HILL-ROM INC. | TOTALCARE P1840 | BED, PATIENT, ELECTRIC, BARIATRIC | P098AM8325 | BEDS | Kelemen |  |  | 07/17/2019 |  | 7/17/31 |  |  | NO | YES |  |  |  |  | HILL-ROM INC. 50006458 P098AM8325 |  |  | Active |  | 99:99:99:99:99:99 |  | Equipment | 1Y:00-MFG | 07/17/2019 | 07/17/2019 | COOPER UNIVERSITY HOSPITAL |  |  | NORTH 8 823 W |  | Bonnie Aichroch |  |  |  | 07/17/2019 | 07/17/2019 |  |  |  |  | 07/17/2019 | 07/17/2019
|  | HILL-ROM INC. | TOTALCARE P1840 | BED, PATIENT, ELECTRIC, BARIATRIC | M202AM5288 |  | Kelemen | [7 empty] | YES | YES
|  | HILL-ROM INC. | TOTALCARE P1840 | BED, PATIENT, ELECTRIC, BARIATRIC | P104AM8349 |  | Pavilion |  |  | 03/27/2014 |  | 3/27/26 |  |  | NO | YES |  |  |  |  | HILL-ROM INC. 10357105 P104AM8349 |  |  | Active |  | 99:99:99:99:99:99 | [5 empty] | COOPER UNIVERSITY HOSPITAL |  |  | ccu 8
|  | HILL-ROM INC. | TOTALCARE P1840 | BED, PATIENT, ELECTRIC, BARIATRIC | N069AM9228 | TSDU - KELEMEN S7 | Kelemen |  |  | 02/14/2012 |  | 2/14/24 |  |  | NO | YES |  |  |  |  | HILL-ROM INC. 10355619 N069AM9228 |  |  | Active |  | 99:99:99:99:99:99 |  | Equipment | 1Y:00-MFG | 01/22/2019 | 01/01/2020 | COOPER UNIVERSITY HOSPITAL |  |  | TSDU/7N |  | JEN VANDER HORN
|  | SIZEWISE | BARI BED | BED, PATIENT, ELECTRIC, BARIATRIC |  | BEDS | Kelemen |  |  | 02/26/2019 |  | 2/26/31 |  |  | NO | YES |  |  |  |  | SIZEWISE RENTALS 50010992 218203 |  |  | Active |  | 99:99:99:99:99:99 |  | Equipment | 1Y:00-MFG | 02/26/2019 | 02/26/2019 | COOPER UNIVERSITY HOSPITAL |  |  |  |  | Bonnie Aichroch |  |  |  | 02/26/2019 | 02/26/2019 |  |  |  |  | 02/26/2019 | 02/26/2019
|  | SIZEWISE | BARI BED | BED, PATIENT, ELECTRIC, BARIATRIC |  | BIOMEDICAL | Pavilion |  |  | 02/26/2019 |  | 2/26/31 |  |  | NO | YES |  |  |  |  | SIZEWISE RENTALS 50005103 218207 |  |  | Active |  | 99:99:99:99:99:99 |  | Equipment | 1Y:00-MFG | 02/26/2019 | 02/26/2019 | COOPER UNIVERSITY HOSPITAL |  |  | P5 STORAGE RM |  | Bonnie Aichroch |  |  |  | 02/26/2019 | 02/26/2019 |  |  |  |  | 02/26/2019 | 02/26/2019
|  | SIZEWISE | BARI-REHAB PLATFORM 2 | BED, PATIENT, ELECTRIC, BARIATRIC |  | BEDS | Pavilion |  |  | 02/27/2019 |  | 2/27/31 |  |  | NO | YES |  |  |  |  | SIZEWISE RENTALS 50036007 39583 |  |  | Active |  | 99:99:99:99:99:99 |  | Equipment | 1Y:00-MFG | 02/27/2019 | 02/27/2019 | COOPER UNIVERSITY HOSPITAL |  |  |  |  | Bonnie Aichroch |  |  |  | 02/27/2019 | 02/27/2019 |  |  |  |  | 02/27/2019 | 02/27/2019
|  | SIZEWISE | BARI-REHAB PLATFORM 2 | BED, PATIENT, ELECTRIC, BARIATRIC |  | BIOMEDICAL | Kelemen |  |  | 02/19/2019 |  | 2/19/31 |  |  | NO | YES |  |  |  |  | SIZEWISE RENTALS 50010949 39600 |  |  | Active |  | 99:99:99:99:99:99 |  | Equipment | 1Y:00-MFG | 02/19/2019 | 02/19/2019 | COOPER UNIVERSITY HOSPITAL |  |  | P5 STORAGE RM |  | Bonnie Aichroch |  |  |  | 02/19/2019 | 02/19/2019 |  |  |  |  | 02/19/2019 | 02/19/2019
|  | HILL-ROM INC. | AFFINITY 4 P3700 | BED, PATIENT, ELECTRIC, BIRTHING | K254AA1597 | LABOR & DELIVERY | Dorrance |  |  | 09/26/2019 |  | 9/26/34 |  |  | NO | YES |  |  |  |  | HILL-ROM INC. 50036194 K254AA1597 |  |  | Active | 50006366, 50035905 | 99:99:99:99:99:99 |  | Equipment | 1Y:00-MFG | 09/26/2019 | 09/26/2019 | COOPER UNIVERSITY HOSPITAL |  |  | LABOR AND DELIVERY |  | JOANNA HORST |  |  |  | 09/26/2019 | 09/26/2019 |  |  |  |  | 09/26/2019 | 09/26/2019
|  | HILL-ROM INC. | AFFINITY 4 P3700 | BED, PATIENT, ELECTRIC, BIRTHING | S010AA9956 | LABOR & DELIVERY | Dorrance |  |  | 10/30/2019 |  | 10/30/34 |  |  | NO | YES |  |  |  |  | HILL-ROM INC. 50036178 S010AA9956 |  |  | Active |  | 99:99:99:99:99:99 |  | Equipment | 1Y:00-MFG | 10/30/2019 | 10/30/2019 | COOPER UNIVERSITY HOSPITAL |  |  |  | 0011462538 | JOANNA HORST | Performance Verification | Closed | Bonnie Aichroth | 10/30/2019 | 10/30/2019 | INCOMING INVENTORY | DEVICE INVENTORIED | EA8C9FE5-6A9E-4307-B547-154926468282 | Labor | 10/30/2019 | 10/30/2019 | Bonnie Aichroth
|  | HILL-ROM INC. | AFFINITY 4 P3700 | BED, PATIENT, ELECTRIC, BIRTHING | SO10AA9955 | LABOR & DELIVERY | Dorrance |  |  | 09/26/2019 |  | 9/26/34 |  |  | NO | YES |  |  |  |  | HILL-ROM INC. 50036179 SO10AA9955 |  |  | Active |  | 99:99:99:99:99:99 |  | Equipment | 1Y:00-MFG | 09/26/2019 | 09/26/2019 | COOPER UNIVERSITY HOSPITAL |  |  |  | 0011371920 | JOANNA HORST | Preventative Maintenance | Closed | Bonnie Aichroth | 09/26/2019 | 09/26/2019 | PERFORMANCE ASSURANCE AT INVENTORY | INVENTORIED DEVICE AND ENSURED DEVICE WAS FUNCTIONING PROPERLY. | 578255F9-CAE2-400C-8D44-B07CA8D60C01 | Labor | 09/26/2019 | 09/26/2019 | Tom Burhart
|  | HILL-ROM INC. | AFFINITY 4 P3700 | BED, PATIENT, ELECTRIC, BIRTHING | Q288AA6471 | LABOR & DELIVERY | Dorrance |  |  | 10/04/2019 |  | 10/4/34 |  |  | NO | YES |  |  |  |  | HILL-ROM INC. 50006477 Q288AA6471 |  |  | Active |  | 99:99:99:99:99:99 |  | Equipment | 1Y:00-MFG | 10/04/2019 | 10/04/2019 | COOPER UNIVERSITY HOSPITAL |  |  | L&D RM 6 |  | JOANNA HORST |  |  |  | 10/04/2019 | 10/04/2019 |  |  |  |  | 10/04/2019 | 10/04/2019
|  | HILL-ROM INC. | AFFINITY 4 P3700 | BED, PATIENT, ELECTRIC, BIRTHING | Q288AA6470 | LABOR & DELIVERY | Dorrance |  |  | 09/26/2019 |  | 9/26/34 |  |  | NO | YES |  |  |  |  | HILL-ROM INC. 50006476 Q288AA6470 |  |  | Active |  | 99:99:99:99:99:99 |  | Equipment | 1Y:00-MFG | 09/26/2019 | 09/26/2019 | COOPER UNIVERSITY HOSPITAL |  |  |  |  | JOANNA HORST |  |  |  | 09/26/2019 | 09/26/2019 |  |  |  |  | 09/26/2019 | 09/26/2019
|  | HILL-ROM INC. | AFFINITY 4 P3700 | BED, PATIENT, ELECTRIC, BIRTHING | K257AA1600 | LABOR & DELIVERY | Kelemen |  |  | 10/30/2019 |  | 10/30/34 |  |  | NO | YES |  |  |  |  | HILL-ROM INC. 50006367 K257AA1600 |  |  | Active |  | 99:99:99:99:99:99 |  | Equipment | 1Y:00-MFG | 10/30/2019 | 10/30/2019 | COOPER UNIVERSITY HOSPITAL |  |  |  |  | JOANNA HORST |  |  |  | 10/30/2019 | 10/30/2019 |  |  |  |  | 10/30/2019 | 10/30/2019
|  | HILL-ROM INC. | AFFINITY 4 P3700 | BED, PATIENT, ELECTRIC, BIRTHING | K257AA1604 | LABOR & DELIVERY | Dorrance |  |  | 09/29/2009 |  | 9/29/24 |  |  | NO | YES |  |  |  |  | HILL-ROM INC. 10355120 K257AA1604 |  |  | Active |  | 99:99:99:99:99:99 |  | Equipment | 1Y:00-MFG | 09/26/2019 | 09/01/2020 | COOPER UNIVERSITY HOSPITAL |  |  | LABOR AND DELIVERY |  | JOANNA HORST
|  | HILL-ROM INC. | AFFINITY 4 P3700 | BED, PATIENT, ELECTRIC, BIRTHING | K257AA1602 | LABOR & DELIVERY | Dorrance |  |  | 09/29/2009 |  | 9/29/24 |  |  | NO | YES |  |  |  |  | HILL-ROM INC. 10355082 K257AA1602 |  |  | Active |  | 99:99:99:99:99:99 |  | Equipment | 1Y:00-MFG | 09/26/2019 | 09/01/2020 | COOPER UNIVERSITY HOSPITAL |  |  | LABOR AND DELIVERY |  | JOANNA HORST
|  | HARD MANUFACTURING |  | BED, PEDIATRIC, CRIB | None |  | 201 S Broadway | [7 empty] | YES | YES
|  | HAUSTED | HORIZON 4160 | BED, PEDIATRIC, CRIB |  |  | Dorrance | [7 empty] | YES | YES
|  | NK MEDICAL PRODUCTS |  | BED, PEDIATRIC, CRIB |  |  | Kelemen | BASEMENT | [6 empty] | YES | YES
|  | STRYKER CORP. | CUB 190 | BED, PEDIATRIC, CRIB | F57551 |  | 900 Centennial Blvd | Suite E | [6 empty] | YES | YES
|  | STRYKER CORP. | CUB 190 | BED, PEDIATRIC, CRIB | F55316 | PATIENT TRANSPORT | Kelemen |  |  | 10/31/2019 |  | 10/31/29 |  |  | NO | YES |  |  |  |  | STRYKER CORP. 50035938 F55316 |  |  | Active |  | 99:99:99:99:99:99 |  | Equipment | PAAR:00-PVAR | 10/31/2019 | 10/31/2019 | COOPER UNIVERSITY HOSPITAL |  |  | P2 OR | WOT00000000564536 | Bonnie Aichroch | Performance Verification | Closed | Tom Burhart | 10/31/2019 | 10/31/2019 | Performance Verification for STRYKER CORP. 50035938 F55316 | Initial Install of Performance Verification. Device is ready for patient use. |  |  | 10/31/2019 | 10/31/2019
|  | STRYKER CORP. | CUB 190 | BED, PEDIATRIC, CRIB | F55317 | PATIENT TRANSPORT | Kelemen |  |  | 10/31/2019 |  | 10/31/29 |  |  | NO | YES |  |  |  |  | STRYKER CORP. 50035937 F55317 |  |  | Active |  | 99:99:99:99:99:99 |  | Equipment | PAAR:00-PVAR | 10/31/2019 | 10/31/2019 | COOPER UNIVERSITY HOSPITAL |  |  | P2 OR | WOT00000000564531 | Bonnie Aichroch | Performance Verification | Closed | Tom Burhart | 10/31/2019 | 10/31/2019 | Performance Verification for STRYKER CORP. 50035937 F55317 | Initial Install of Performance Verification. Device is ready for patient use. |  |  | 10/31/2019 | 10/31/2019
|  | STRYKER CORP. | CUB 190 | BED, PEDIATRIC, CRIB | F55137 | PEDIATRICS SOUTH 7 | Dorrance |  |  | 04/03/2019 |  | 4/3/29 |  |  | NO | YES |  |  |  |  | STRYKER CORP. 50035902 F55137 |  |  | Active |  | 99:99:99:99:99:99 |  | Equipment | 1Y:00-MFG | 04/03/2019 | 04/03/2019 | COOPER UNIVERSITY HOSPITAL |  |  |  | 0012306923 | JOANNE FOX | Performance Verification | Closed | Josh Harris | 04/03/2019 | 04/03/2019 | INCOMING INVENTORY | DEVICE INVENTORIED | 95BD90DF-8D0E-4995-8478-3B03D766C87C | Labor | 04/03/2019 | 04/03/2019 | Josh Harris
|  | STRYKER CORP. | CUB 190 | BED, PEDIATRIC, CRIB | F55136 | PEDIATRICS SOUTH 7 | Pavilion |  |  | 04/03/2019 |  | 4/3/29 |  |  | NO | YES |  |  |  |  | STRYKER CORP. 50035901 F55136 |  |  | Active |  | 99:99:99:99:99:99 |  | Equipment | 1Y:00-MFG | 04/03/2019 | 04/03/2019 | COOPER UNIVERSITY HOSPITAL |  |  |  | 0012306920 | JOANNE FOX | Performance Verification | Closed | Josh Harris | 04/03/2019 | 04/03/2019 | INCOMING INVENTORY | DEVICE INVENTORIED | 75094976-90A1-4812-8E61-872A0B8E588B | Labor | 04/03/2019 | 04/03/2019 | Josh Harris
|  | STRYKER CORP. | CUB 190 | BED, PEDIATRIC, CRIB | F55144 | PEDIATRICS SOUTH 7 | Dorrance |  |  | 04/18/2019 |  | 4/18/29 |  |  | NO | YES |  |  |  |  | STRYKER CORP. 50035899 F55144 |  |  | Active |  | 99:99:99:99:99:99 |  | Equipment | 1Y:00-MFG | 04/18/2019 | 04/18/2019 | COOPER UNIVERSITY HOSPITAL |  |  |  | 0012306871 | JOANNE FOX | Preventative Maintenance | Closed | Josh Harris | 04/18/2019 | 04/18/2019 | PERFORMANCE ASSURANCE AT INVENTORY | INVENTORIED DEVICE AND ENSURED DEVICE WAS FUNCTIONING PROPERLY. | DED14B84-9161-4CA7-9479-DFD2E5AB435E | Labor | 04/18/2019 | 04/18/2019 | Josh Harris
|  | STRYKER CORP. | CUB 190 | BED, PEDIATRIC, CRIB | F55140 | PEDIATRICS SOUTH 7 | Kelemen |  |  | 04/11/2019 |  | 4/11/29 |  |  | NO | YES |  |  |  |  | STRYKER CORP. 50035898 F55140 |  |  | Active |  | 99:99:99:99:99:99 |  | Equipment | 1Y:00-MFG | 04/11/2019 | 04/11/2019 | COOPER UNIVERSITY HOSPITAL |  |  |  | 0012306866 | JOANNE FOX | Performance Verification | Closed | Josh Harris | 04/11/2019 | 04/11/2019 | INCOMING INVENTORY | DEVICE INVENTORIED | B2A14275-9C7C-4FE0-969B-017E197913F5 | Labor | 04/11/2019 | 04/11/2019 | Josh Harris
|  | STRYKER CORP. | CUB 190 | BED, PEDIATRIC, CRIB | F55143 | PEDIATRICS SOUTH 7 | Kelemen |  |  | 04/03/2019 |  | 4/3/29 |  |  | NO | YES |  |  |  |  | STRYKER CORP. 50035896 F55143 |  |  | Active |  | 99:99:99:99:99:99 |  | Equipment | 1Y:00-MFG | 04/03/2019 | 04/03/2019 | COOPER UNIVERSITY HOSPITAL |  |  |  | 0012306861 | JOANNE FOX | Preventative Maintenance | Closed | Josh Harris | 04/03/2019 | 04/03/2019 | PERFORMANCE ASSURANCE AT INVENTORY | INVENTORIED DEVICE AND ENSURED DEVICE WAS FUNCTIONING PROPERLY. | DF1C2DBA-186E-40A3-BB61-694108F12F32 | Labor | 04/03/2019 | 04/03/2019 | Josh Harris
|  | STRYKER CORP. | CUB 190 | BED, PEDIATRIC, CRIB | F55142 | PEDIATRICS SOUTH 7 | Kelemen |  |  | 04/03/2019 |  | 4/3/29 |  |  | NO | YES |  |  |  |  | STRYKER CORP. 50035895 F55142 |  |  | Active |  | 99:99:99:99:99:99 |  | Equipment | 1Y:00-MFG | 04/03/2019 | 04/03/2019 | COOPER UNIVERSITY HOSPITAL |  |  |  | 0012306858 | JOANNE FOX | Performance Verification | Closed | Josh Harris | 04/03/2019 | 04/03/2019 | INCOMING INVENTORY | DEVICE INVENTORIED | F31972C5-B5F6-449E-A676-59FC5B9EAE87 | Labor | 04/03/2019 | 04/03/2019 | Josh Harris
|  | STRYKER CORP. | CUB 190 | BED, PEDIATRIC, CRIB | F55139 | PEDIATRICS SOUTH 7 | Kelemen |  |  | 04/10/2019 |  | 4/10/29 |  |  | NO | YES |  |  |  |  | STRYKER CORP. 50035894 F55139 |  |  | Active |  | 99:99:99:99:99:99 |  | Equipment | 1Y:00-MFG | 04/10/2019 | 04/10/2019 | COOPER UNIVERSITY HOSPITAL |  |  |  | 0012306856 | JOANNE FOX | Performance Verification | Closed | Josh Harris | 04/10/2019 | 04/10/2019 | INCOMING INVENTORY | DEVICE INVENTORIED | B11A7F65-7D57-45EC-A10C-71AE43D718B0 | Labor | 04/10/2019 | 04/10/2019 | Josh Harris
|  | STRYKER CORP. | CUB 190 | BED, PEDIATRIC, CRIB | F07557 | KELEMEN N6 | Kelemen |  |  | 10/31/2019 |  | 10/31/29 |  |  | NO | YES |  |  |  |  | STRYKER CORP. 50010946 F07557 |  |  | Active |  | 99:99:99:99:99:99 |  | Equipment | PAAR:00-PVAR | 10/31/2019 | 10/31/2019 | COOPER UNIVERSITY HOSPITAL |  |  | PEDS |  | Susan Cannon |  |  |  | 10/31/2019 | 10/31/2019 |  |  |  |  | 10/31/2019 | 10/31/2019
|  | STRYKER CORP. | CUB 190 | BED, PEDIATRIC, CRIB | F55141 |  | Kelemen | [7 empty] | NO | YES
|  | STRYKER CORP. | CUB 190 | BED, PEDIATRIC, CRIB | F07555 |  | Kelemen | [7 empty] | YES | YES
|  | STRYKER CORP. | CUB 190 | BED, PEDIATRIC, CRIB | F07554 | EMERGENCY ROOM | Kelemen |  |  | 04/11/2019 |  | 4/11/29 |  |  | NO | YES |  |  |  |  | STRYKER CORP. 50006390 FL19-0110 |  |  | Active |  | 99:99:99:99:99:99 |  | Equipment | 1Y:00-MFG | 04/11/2019 | 04/11/2019 | COOPER UNIVERSITY HOSPITAL |  |  | ER-PEDS |  | KAREN GRUBER |  |  |  | 04/11/2019 | 04/11/2019 |  |  |  |  | 04/11/2019 | 04/11/2019
|  | STRYKER CORP. | CUB 190 | BED, PEDIATRIC, CRIB | F07558 | EMERGENCY ROOM | Kelemen |  |  | 04/11/2019 |  | 4/11/29 |  |  | NO | YES |  |  |  |  | STRYKER CORP. 50005130 F07558 |  |  | Active |  | 99:99:99:99:99:99 |  | Equipment | 1Y:00-MFG | 04/11/2019 | 04/11/2019 | COOPER UNIVERSITY HOSPITAL |  |  |  |  | KAREN GRUBER |  |  |  | 04/11/2019 | 04/11/2019 |  |  |  |  | 04/11/2019 | 04/11/2019
|  | STRYKER CORP. | CUB 190 | BED, PEDIATRIC, CRIB | F57550 |  | 900 Centennial Blvd | Suite E | [6 empty] | YES | YES
|  | STRYKER CORP. | CUB 190 | BED, PEDIATRIC, CRIB | F07562 | KELEMEN N6 | Kelemen |  |  | 01/01/1900 |  |  |  |  | NO | YES |  |  |  |  | STRYKER CORP. 10360481 F07562 |  |  | Active |  | 99:99:99:99:99:99 |  | Equipment | 1Y:00-MFG | 04/11/2019 | 04/01/2020 | COOPER UNIVERSITY HOSPITAL |  |  | PEDS/6N RM 639 |  | Susan Cannon
|  | STRYKER CORP. | CUB 190 | BED, PEDIATRIC, CRIB | F07559 | PEDIATRIC INTENSIVE CARE UNIT | Kelemen |  |  | 01/01/1900 |  |  |  |  | NO | YES |  |  |  |  | STRYKER CORP. 10360414 F07559 |  |  | Active |  | 99:99:99:99:99:99 |  | Equipment | 1Y:00-MFG | 04/03/2019 | 04/01/2020 | COOPER UNIVERSITY HOSPITAL |  |  | PICU/RM5 |  | Susan Cannon
|  | STRYKER CORP. | CUB 190 | BED, PEDIATRIC, CRIB | F07561 | PEDIATRIC INTENSIVE CARE UNIT | Kelemen |  |  | 01/01/1900 |  |  |  |  | NO | YES |  |  |  |  | STRYKER CORP. 10360395 F07561 |  |  | Active |  | 99:99:99:99:99:99 |  | Equipment | 1Y:00-MFG | 04/03/2019 | 04/01/2020 | COOPER UNIVERSITY HOSPITAL |  |  | PICU/ RM 3 |  | Susan Cannon
|  | STRYKER CORP. | CUB 190 | BED, PEDIATRIC, CRIB | F07553 | KELEMEN N6 | Kelemen |  |  | 04/11/2019 |  | 4/11/29 |  |  | NO | YES |  |  |  |  | STRYKER CORP. 30143378 F07553 |  |  | Active |  | 99:99:99:99:99:99 |  | Equipment | 1Y:00-MFG | 04/11/2019 | 04/11/2019 | COOPER UNIVERSITY HOSPITAL |  |  | RM 766 |  | Susan Cannon |  |  |  | 04/11/2019 | 04/11/2019 |  |  |  |  | 04/11/2019 | 04/11/2019
|  | STRYKER CORP. | CUB 190 | BED, PEDIATRIC, CRIB | F07556 | PEDIATRICS SOUTH 7 | Kelemen |  |  | 04/03/2019 |  | 4/3/29 |  |  | NO | YES |  |  |  |  | STRYKER CORP. 30143371 F07556 |  |  | Active |  | 99:99:99:99:99:99 |  | Equipment | 1Y:00-MFG | 04/03/2019 | 04/03/2019 | COOPER UNIVERSITY HOSPITAL |  |  | RM 759 |  | JOANNE FOX |  |  |  | 04/03/2019 | 04/03/2019 |  |  |  |  | 04/03/2019 | 04/03/2019
|  | STRYKER CORP. | CUB 190 | BED, PEDIATRIC, CRIB | F02411 |  | Kelemen |  |  | 04/10/2019 |  | 4/10/29 |  |  | NO | YES |  |  |  |  | STRYKER CORP. 30143370 F02411 |  |  | Active |  | 99:99:99:99:99:99 |  | Equipment | 1Y:00-MFG | 04/10/2019 | 04/10/2019 | COOPER UNIVERSITY HOSPITAL |  |  | RM 755 |  | Susan Cannon |  |  |  | 04/10/2019 | 04/10/2019 |  |  |  |  | 04/10/2019 | 04/10/2019
|  | STRYKER CORP. | CUB 190 | BED, PEDIATRIC, CRIB | E07560 | KELEMEN N6 | Kelemen |  |  | 04/03/2019 |  | 4/3/29 |  |  | NO | YES |  |  |  |  | STRYKER CORP. 30143348 E07560 |  |  | Active |  | 99:99:99:99:99:99 |  | Equipment | 1Y:00-MFG | 04/03/2019 | 04/03/2019 | COOPER UNIVERSITY HOSPITAL |  |  | OR - PEDS |  | Susan Cannon |  |  |  | 04/03/2019 | 04/03/2019 |  |  |  |  | 04/03/2019 | 04/03/2019
|  | SCIFIT | ISO-7000 | BICYCLE | 473-000332 | PHYSICAL THERAPY DEPARTMENT | 221 Victoria Street |  |  | 10/31/2019 |  | 10/31/29 |  |  | NO | YES |  |  |  |  | SCIFIT 11221928 473-000332 |  |  | Active |  |  |  | Equipment | PAAR:00-PVAR | 10/31/2019 | 10/31/2019 | COOPER AMBULATORY OFF-SITES |  |  | Glassboro | WOT00000002753837 | COURTNEY BUDD | Performance Verification | Closed | Josh Harris | 10/31/2019 | 10/31/2019 | Performance Verification for SCIFIT 11221928 473-000332 | Initial Install of Performance Verification. Device is ready for patient use. |  |  | 10/31/2019 | 10/31/2019
|  | SPORTS ART | C5200 | BICYCLE |  | VOORHEES ORTHOPEDICS | 901 Centennial Blvd | Building 1 |  | 11/02/2019 |  | 11/2/29 |  |  | NO | YES |  |  |  |  | SPORTS ART 210337333 0069354 |  |  | Active |  | 99:99:99:99:99:99 |  | Equipment | PAAR:00-PVAR | 11/02/2019 | 11/02/2019 | COOPER AMBULATORY OFF-SITES |  |  | ORTHO PHYSICAL THERAPY |  | CAROL STRANTON |  |  |  | 11/02/2019 | 11/02/2019 |  |  |  |  | 11/02/2019 | 11/02/2019
|  | SPORTS ART | C52U | BICYCLE | NSNCOOPERAMB0005 | VOORHEES ORTHOPEDICS | 901 Centennial Blvd | Building 1 |  | 11/02/2019 |  | 11/2/29 |  |  | NO | YES |  |  |  |  | SPORTS ART 210337334 NSNCOOPERAMB0005 |  |  | Active |  | 99:99:99:99:99:99 |  | Equipment | PAAR:00-PVAR | 11/02/2019 | 11/02/2019 | COOPER AMBULATORY OFF-SITES |  |  | ORTHOPEDICS - BLDG 2 |  | CAROL STRANTON |  |  |  | 11/02/2019 | 11/02/2019 |  |  |  |  | 11/02/2019 | 11/02/2019
|  | LIFE FITNESS | LIFE CYCLE 95R | BICYCLE, RECUMBENT | ARL106162 | VOORHEES ORTHOPEDICS | 901 Centennial Blvd | Building 1 |  | 10/30/2009 |  | 10/30/19 |  |  | NO | YES |  |  |  |  | LIFE FITNESS 10345002 ARL106162 |  |  | Active |  | 99:99:99:99:99:99 |  | Equipment | PAAR:00-PVAR | 11/02/2019 |  | COOPER AMBULATORY OFF-SITES |  |  | ORTHO PHYSICAL THERAPY |  | CAROL STRANTON
|  | PRECOR, INC. | 815E | BICYCLE, RECUMBENT | 20I09D0001 | CHERRY HILL PHYSICAL THERAPY | 1101 N Kings Hwy |  |  | 01/01/1900 |  |  |  |  | NO | YES |  |  |  |  | PRECOR, INC. 10366084 20I09D0001 |  |  | Active |  | 99:99:99:99:99:99 |  | Equipment | PAAR:00-PVAR | 11/02/2019 |  | COOPER AMBULATORY OFF-SITES |  |  | EXERCISE ROOM | WOT00000004050107 | COURTNEY BUDD | Repair | Closed | Kirk Lis | 10/15/2019 | 10/18/2019 | Seat is falling off | .:: Acknowledged ::. Technician: Kirk LisTimestamp: 2019-10-15 16:11:43 RESEATED SEAT ASSEMBLY BOLTS. REINSTALLED ASSEMBLY AND TESTED UNIT. | EXP4397657 | Labor | 10/15/2019 | 10/15/2019 | Kirk Lis
|  | NATUS MEDICAL INC. | BILIMETER | BILIRUBINOMETER |  |  | Kelemen | [7 empty] | YES | YES
|  | OLYMPIC MEDICAL | BILI-METER 22 | BILIRUBINOMETER |  | KELEMEN N6 | Kelemen |  |  | 05/29/2012 |  | 5/29/22 |  |  | NO | YES |  |  |  |  | OLYMPIC MEDICAL 10354766 7027 |  |  | Disposition |  |  |  | Test Equipment | 1Y:00-MFG | 05/25/2017 | 01/01/2020 | COOPER UNIVERSITY HOSPITAL |  |  |  |  | Susan Cannon
|  | HUESTIS MEDICAL A.R.I. | STRYO-FORMER SF-II | BLOCK CUTTER | SF2699X010270 | COOPER CANCER CENTER | MD Anderson Cancer Center |  |  | 07/25/2013 |  | 7/25/23 |  |  | NO | YES |  |  |  |  | HUESTIS MEDICAL A.R.I. 10505023 SF2699X010270 |  |  | Active |  | 99:99:99:99:99:99 |  | Equipment | PAAR:00-PVAR | 10/31/2019 |  | COOPER AMBULATORY OFF-SITES |  |  | ROOM C1072 |  | COLLEEN TEGELER
|  | STATIC CLEAN | SENTINEL BTI | BLOWER, IONIZING | SBTI-AT-1113-006 | LAB MICROBIOLOGY | Pavilion | BASEMENT |  | 01/01/1900 |  |  |  |  | NO | YES |  |  |  |  | STATIC CLEAN 10367982 SBTI-AT-1113-006 |  |  | Active |  | 99:99:99:99:99:99 |  | Equipment | 1Y:00-MFG | 01/05/2019 | 01/01/2020 | COOPER UNIVERSITY HOSPITAL |  |  | MICROBIOLOGY |  | COURTNEY BARRY
|  |  |  | BOOM, ANESTHESIA |  |  | Kelemen | [7 empty] | YES | YES
|  |  |  | BOOM, ANESTHESIA |  |  | Pavilion | [7 empty] | YES | YES
|  |  |  | BOOM, ANESTHESIA |  |  | Kelemen | [7 empty] | YES | YES
|  |  |  | BOOM, ANESTHESIA |  |  | Kelemen | [7 empty] | YES | YES
|  |  | DIAMOND R 1515E | BOOM, ANESTHESIA | 16-1095-01-002 |  | Kelemen | [7 empty] | YES | YES | Serial Number 16-1095-01-002
|  |  | DIAMOND R 1515E | BOOM, ANESTHESIA | 17-1467-01-001 |  | Pavilion | [7 empty] | YES | YES
|  |  | DIAMOND R 1515E | BOOM, ANESTHESIA |  |  | Pavilion | [7 empty] | YES | YES
|  |  | DIAMOND R 1515E | BOOM, ANESTHESIA | 17-1404-01-005 |  | Pavilion | [7 empty] | YES | YES
|  |  | DIAMOND R 1515E | BOOM, ANESTHESIA | 17-1467-01-002 |  | Pavilion | [7 empty] | YES | YES
|  |  | DIAMOND R 1515E | BOOM, ANESTHESIA | 17-1404-01-006 |  | Pavilion | [7 empty] | YES | YES
|  | BERCHTOLD CORPORATION | TELETOM | BOOM, ANESTHESIA |  |  | Kelemen | [7 empty] | YES | YES
|  | BERCHTOLD CORPORATION | TELETOM | BOOM, ANESTHESIA |  |  | Pavilion | [7 empty] | YES | YES
|  | BERCHTOLD CORPORATION | TELETOM TC623-0 | BOOM, ANESTHESIA |  |  | Pavilion | [7 empty] | YES | YES
|  | BERCHTOLD CORPORATION | TELETOM TC664-0 | BOOM, ANESTHESIA |  |  | Pavilion | [7 empty] | YES | YES
|  | BERCHTOLD CORPORATION | TELETOM TC664-0 | BOOM, ANESTHESIA |  |  | Pavilion | [7 empty] | YES | YES
|  | BERCHTOLD CORPORATION | TELETOM TC764-2 | BOOM, ANESTHESIA |  | OPERATING ROOM - PAVILION | Pavilion |  |  | 03/16/2016 |  | 3/16/26 |  |  | NO | YES |  |  |  |  | BERCHTOLD CORPORATION 10480276 10090731 |  |  | Active |  | 99:99:99:99:99:99 |  | Equipment | PAAR:00-PVAR | 10/31/2019 |  | COOPER UNIVERSITY HOSPITAL |  |  | P OR 1 BOOM SYSTEM |  | DOMINIC VENDETTA
|  | CHEMETRON | 83-10-0112 | BOOM, ANESTHESIA | M0747 |  | Kelemen | [7 empty] | YES | YES
|  | CHEMETRON | 83-10-0112 | BOOM, ANESTHESIA | M0749 |  | Kelemen | [7 empty] | YES | YES
|  | CHEMETRON | 83-10-0112 | BOOM, ANESTHESIA | M0743 |  | Kelemen | [7 empty] | YES | YES
|  | DIAMOND R 1515E |  | BOOM, ANESTHESIA | 16-1095-01-002 |  | Kelemen | [7 empty] | YES | YES | Serial Number 16-1095-01-002
|  | MEDAES |  | BOOM, ANESTHESIA | AKKAB0051 |  | 900 Centennial Blvd | Suite E | [6 empty] | YES | YES
|  | MEDAES |  | BOOM, ANESTHESIA | AKKAB0049 |  | 900 Centennial Blvd | Suite E | [6 empty] | YES | YES
|  | MEDAES |  | BOOM, ANESTHESIA | AKKAB0050 |  | 900 Centennial Blvd | Suite E | [6 empty] | YES | YES
|  | MEDAES |  | BOOM, ANESTHESIA | AKKAB0052 |  | 900 Centennial Blvd | Suite E | [6 empty] | YES | YES
|  | MEDICAL DESIGN |  | BOOM, ANESTHESIA |  |  | Pavilion | [7 empty] | YES | YES
|  | MEDICAL DESIGN |  | BOOM, ANESTHESIA |  |  | Pavilion | [7 empty] | YES | YES
|  | MEDICAL DESIGN |  | BOOM, ANESTHESIA |  |  | Kelemen | [7 empty] | YES | YES
|  | SKYTRON |  | BOOM, ANESTHESIA |  |  | Kelemen | [7 empty] | YES | YES
|  | SKYTRON |  | BOOM, ANESTHESIA |  |  | Pavilion | [7 empty] | YES | YES
|  | SKYTRON |  | BOOM, ANESTHESIA |  |  | Kelemen | [7 empty] | YES | YES
|  | SKYTRON |  | BOOM, ANESTHESIA |  |  | Kelemen | [7 empty] | YES | YES
|  | SKYTRON |  | BOOM, ANESTHESIA |  |  | Kelemen | [7 empty] | YES | YES
|  | SKYTRON |  | BOOM, ANESTHESIA |  |  | Kelemen | [7 empty] | YES | YES
|  | SKYTRON | 13-705-03-0/3CM48 | BOOM, ANESTHESIA | 1511T1803-0-0034 |  | Kelemen | [7 empty] | YES | YES
|  | SKYTRON | E2VBA | BOOM, ANESTHESIA | 03-142-01-0-000020 |  | Pavilion | [7 empty] | YES | YES
|  |  |  | BOOM, EQUIPMENT |  |  | Kelemen | [7 empty] | YES | YES
|  |  |  | BOOM, EQUIPMENT |  |  | Kelemen | [7 empty] | YES | YES
|  |  |  | BOOM, EQUIPMENT |  |  | Kelemen | [7 empty] | YES | YES
|  | BERCHTOLD CORPORATION | TELETOM | BOOM, EQUIPMENT |  |  | Kelemen | [7 empty] | YES | YES
|  | BERCHTOLD CORPORATION | TELETOM TC732-2 | BOOM, EQUIPMENT |  |  | Pavilion | [7 empty] | YES | YES
|  | BERCHTOLD CORPORATION | TELETOM TC764-2 | BOOM, EQUIPMENT |  |  | Pavilion | [7 empty] | YES | YES
|  | MAVIG | GD60 | BOOM, EQUIPMENT |  |  | Kelemen | [7 empty] | YES | YES
|  | MAVIG | GD60-2 | BOOM, EQUIPMENT | 0604/20009 | CDU - CLINICAL DECISION UNIT-9 KELEMEN | Kelemen |  |  | 01/11/2006 |  | 1/11/16 |  |  | NO | YES |  |  |  |  | GE MEDICAL SYSTEMS 10369213 0604/20009 |  |  | Disposition |  | 99:99:99:99:99:99 |  | Accessory | PAAR:00-PVAR | 11/02/2019 |  | COOPER UNIVERSITY HOSPITAL |  |  | CDU | WOT00000000505335 | KAREN GRUBER | Disposition | Closed | Richard Jolly | 02/08/2018 | 12/31/2018 | Bulk Disposition CNL | not sure what this is for | EXP1852994 | Labor | 12/06/2018 | 12/06/2018 | Richard Jolly
|  | MAVIG | GD60-4 | BOOM, EQUIPMENT | 0410/10154 |  | Kelemen | [7 empty] | YES | YES
|  | SIEMENS MEDICAL |  | BOOM, EQUIPMENT |  | ANGIOGRAPHY | Kelemen | Basement |  | 02/14/2007 |  | 2/14/17 |  |  | NO | YES |  |  |  |  | SIEMENS MEDICAL 10347555 1111 |  |  | Active |  | 99:99:99:99:99:99 |  | Accessory | PAAR:00-PVAR | 11/01/2019 |  | COOPER UNIVERSITY HOSPITAL |  |  | B35 - Lab 1 | WOT00000000508249 | PAULETTE DUCKREY | Disposition | Closed | Charles Santomero | 02/08/2018 | 05/17/2019 | Bulk Disposition CNL
|  | SKYTRON |  | BOOM, EQUIPMENT | 03-142-01-0-000009 |  | Pavilion | [7 empty] | YES | YES
|  | SKYTRON |  | BOOM, EQUIPMENT | 03-294-01-0-000016 |  | Pavilion | [7 empty] | YES | YES
|  | SKYTRON |  | BOOM, EQUIPMENT | 07-08-VSP20096-P2 |  | Pavilion | [7 empty] | YES | YES
|  | SKYTRON |  | BOOM, EQUIPMENT |  |  | Pavilion | [7 empty] | YES | YES
|  | SKYTRON |  | BOOM, EQUIPMENT |  |  | Pavilion | [7 empty] | YES | YES
|  | SKYTRON |  | BOOM, EQUIPMENT |  |  | Pavilion | [7 empty] | YES | YES
|  | SKYTRON |  | BOOM, EQUIPMENT |  |  | Pavilion | [7 empty] | YES | YES
|  | SKYTRON |  | BOOM, EQUIPMENT | 03-294-01-0-000013 |  | Pavilion | [7 empty] | YES | YES
|  | SKYTRON |  | BOOM, EQUIPMENT |  |  | Pavilion | [7 empty] | YES | YES
|  | SKYTRON |  | BOOM, EQUIPMENT |  |  | Pavilion | [7 empty] | YES | YES
|  | SKYTRON |  | BOOM, EQUIPMENT |  |  | Pavilion | [7 empty] | YES | YES
|  | SKYTRON |  | BOOM, EQUIPMENT | 03-294-01-0-00001E |  | Pavilion | [7 empty] | YES | YES
|  | SKYTRON |  | BOOM, EQUIPMENT |  |  | Pavilion | [7 empty] | YES | YES
|  | SKYTRON |  | BOOM, EQUIPMENT |  |  | Pavilion | [7 empty] | YES | YES
|  | SKYTRON |  | BOOM, EQUIPMENT | 03-267-02-0-000011 |  | Pavilion | [7 empty] | YES | YES
|  | SKYTRON |  | BOOM, EQUIPMENT | 03-142-01-0-000014 |  | Pavilion | [7 empty] | YES | YES
|  | SKYTRON | 13-1221/1208-00-1 | BOOM, EQUIPMENT | 1707t1209-01-0-0071 |  | Pavilion | [7 empty] | YES | YES
|  | SKYTRON | 13-1221/1208-00-1 | BOOM, EQUIPMENT | 1707t1209-01-0-0070 |  | Kelemen | [7 empty] | YES | YES
|  | SKYTRON | 13-372-00-3/32F | BOOM, EQUIPMENT | 1705T565-02-3-0471 |  | Pavilion | [7 empty] | YES | YES
|  | SKYTRON | 13-705-03-0/3CM48 | BOOM, EQUIPMENT | 1709T1718-03-0-0122 |  | Kelemen | [7 empty] | YES | YES
|  | SKYTRON | 13-705-03-0/3CM48 | BOOM, EQUIPMENT | 1709T718-03-0-0115 |  | Kelemen | [7 empty] | YES | YES
|  | SKYTRON | 13-705-03-0/3CM48 | BOOM, EQUIPMENT | 1709T718-03-0-0114 |  | Pavilion | [7 empty] | YES | YES
|  | SKYTRON | 13-705-03-0/3CM48 | BOOM, EQUIPMENT | 1705T716-03-0-0118 |  | Pavilion | [7 empty] | YES | YES
|  | SKYTRON | 13-705-03-0/3CM4B | BOOM, EQUIPMENT | 1510T718-03-0-0025 |  | Kelemen | [7 empty] | YES | YES
|  | SKYTRON | ERGON 3 | BOOM, EQUIPMENT |  |  | Pavilion | [7 empty] | YES | YES
|  | FUJINON | EB-470S | BRONCHOSCOPE, FLEXIBLE | IB034A013 | [9 empty] | YES | YES
|  | FUJINON | EB-470S | BRONCHOSCOPE, FLEXIBLE | IB046A001 | [9 empty] | YES | YES
|  | FUJINON | EB-470S | BRONCHOSCOPE, FLEXIBLE | IB046A105 | [9 empty] | YES | YES
|  | FUJINON | EB-470T | BRONCHOSCOPE, FLEXIBLE | IB035A002 | [9 empty] | YES | YES
|  | FUJINON | EB-470T | BRONCHOSCOPE, FLEXIBLE | IB035A018 | [9 empty] | YES | YES
|  | FUJINON | EB-470T | BRONCHOSCOPE, FLEXIBLE | IB035A021 | [9 empty] | YES | YES
|  | OLYMPUS AMERICA, INC. |  | BRONCHOSCOPE, FLEXIBLE |  |  | 6015 Main St | [7 empty] | YES | YES
|  | OLYMPUS AMERICA, INC. | BF-H190 | BRONCHOSCOPE, FLEXIBLE |  | PULMONARY LAB | Kelemen |  | Serial Number Report | 10/31/2019 |  | 10/31/22 |  |  | NO | YES |  |  |  |  | OLYMPUS AMERICA, INC. 2613234 2613234 |  |  | Active |  |  |  | Equipment | PAAR:00-PVAR | 10/31/2019 | 10/31/2019 | COOPER UNIVERSITY HOSPITAL |  |  | 6TH FLOOR KELEMEN | WOT00000002900241 | KATHY LOFLAND | Performance Verification | Closed | Kenneth Krips | 10/31/2019 | 10/31/2019 | CEID Record Completion for OLYMPUS AMERICA, INC. 2613234 2613234 | SCOPE INVENTORIED FOR THE PULMONARY DEPT. | EXP3164066 | Labor | 10/31/2019 | 10/31/2019 | Kenneth Krips
|  | OLYMPUS AMERICA, INC. | BF-H190 | BRONCHOSCOPE, FLEXIBLE |  | PULMONARY LAB | Kelemen |  | Serial Number Report | 10/31/2019 |  | 10/31/22 |  |  | NO | YES |  |  |  |  | OLYMPUS AMERICA, INC. 2602998 2602998 |  |  | Active |  | 99:99:99:99:99:99 |  | Equipment | PAAR:00-PVAR | 10/31/2019 | 10/31/2019 | COOPER UNIVERSITY HOSPITAL |  |  |  |  | KATHY LOFLAND |  |  |  | 10/31/2019 | 10/31/2019 |  |  |  |  | 10/31/2019 | 10/31/2019
|  | OLYMPUS AMERICA, INC. | BF-Q180 | BRONCHOSCOPE, FLEXIBLE |  | INTENSIVE CARE UNIT | Kelemen |  | Serial Number Report | 10/31/2019 |  | 10/31/22 |  |  | NO | YES |  |  |  |  | OLYMPUS AMERICA, INC. 2655867 2655867 |  |  | Active |  | 99:99:99:99:99:99 |  | Equipment | PAAR:00-PVAR | 10/31/2019 | 10/31/2019 | COOPER UNIVERSITY HOSPITAL |  |  |  |  | CAROLYN RUMELL |  |  |  | 10/31/2019 | 10/31/2019 |  |  |  |  | 10/31/2019 | 10/31/2019
|  | OLYMPUS AMERICA, INC. | BF-UC180F | BRONCHOSCOPE, FLEXIBLE | [10 empty] | YES | YES
|  | OLYMPUS AMERICA, INC. | EVIS EXERA III BF-MP190F | BRONCHOSCOPE, FLEXIBLE |  | PULMONARY LAB |  |  | Serial Number Report | 10/31/2019 |  | 10/31/22 |  |  | NO | YES |  |  |  |  | OLYMPUS AMERICA, INC. 2900255 2900255 |  |  | Active |  | 99:99:99:99:99:99 |  | Equipment | PAAR:00-PVAR | 10/31/2019 | 10/31/2019 | COOPER UNIVERSITY HOSPITAL |  |  |  | WOT00000001866047 | KATHY LOFLAND | Performance Verification | Closed | Kenneth Krips | 10/31/2019 | 10/31/2019 | Performance Verification for OLYMPUS AMERICA, INC. 2900255 2900255 | Initial Install of Performance Verification. Device is ready for patient use. |  |  | 10/31/2019 | 10/31/2019
|  | CARESTREAM HEALTH, INC. | DRX-1 | BUCKY |  | KINGS HIGHWAY-RADIOLOGY | 1103 N Kings Hwy |  |  | 11/01/2019 |  |  |  |  | NO | YES |  |  |  |  | CARESTREAM HEALTH, INC. 11222054 30730 |  |  | Active |  | 3C:52:82:74:68:21 |  | Equipment | 1Y:00-MFG | 11/01/2019 | 11/01/2019 | COOPER AMBULATORY OFF-SITES |  |  | Computer for Imaging Plate | WOT00000001872662 | SUZEN SCHAFFER | Performance Verification | Closed | Charles Santomero | 11/01/2019 | 11/01/2019 | Performance Verification for CARESTREAM HEALTH, INC. 11222054 30730 | Initial Install of Performance Verification. Device is ready for patient use. |  |  | 11/01/2019 | 11/01/2019
|  | CARESTREAM HEALTH, INC. | DRX-1 | BUCKY |  | VOORHEES SURGERY CENTER-RADIOLOGY | 900 Centennial Blvd | Suite B |  | 03/05/2019 |  |  |  |  | NO | YES |  |  |  |  | CARESTREAM HEALTH, INC. 11222045 11327 |  |  | Active |  | 18:60:24:7B:DD:82 |  | Equipment | 1Y:00-MFG | 03/05/2019 | 03/05/2019 | COOPER AMBULATORY OFF-SITES |  |  | Suite B - Room 161 | WOT00000002346674 | PAT STIENES | Performance Verification | Closed | Charles Santomero | 03/05/2019 | 03/05/2019 | Performance Verification for CARESTREAM HEALTH, INC. 11222045 11327 | Initial Install of Performance Verification. Device is ready for patient use. |  |  | 03/05/2019 | 03/05/2019
|  | CARESTREAM HEALTH, INC. | DRX-1 | BUCKY |  | VOORHEES ORTHOPEDICS | 901 Centennial Blvd | Building 1 |  | 02/27/2019 |  |  |  |  | NO | YES |  |  |  |  | CARESTREAM HEALTH, INC. 11222041 10689 |  |  | Active |  | DC:4A:3E:7B:0F:07 |  | Equipment | 1Y:00-MFG | 02/27/2019 | 02/27/2019 | COOPER AMBULATORY OFF-SITES |  |  | Computer-Voor. Bldg 2 ste 203, site 8223 | WOT00000001673570 | CAROL STRANTON | Performance Verification | Closed | Charles Santomero | 02/27/2019 | 02/27/2019 | Performance Verification for CARESTREAM HEALTH, INC. 11222041 10689 | Initial Install of Performance Verification. Device is ready for patient use. |  |  | 02/27/2019 | 02/27/2019
|  | CARESTREAM HEALTH, INC. | DRX-1 | BUCKY |  | ORTHOPEDICS | 525 NJ-73 |  |  | 01/16/2019 |  |  |  |  | NO | YES |  |  |  |  | CARESTREAM HEALTH, INC. 11208112 11060 |  |  | Active |  | 40:B0:34:40:EF:25 |  | Equipment | 1Y:00-MFG | 01/16/2019 | 01/16/2019 | COOPER AMBULATORY OFF-SITES |  |  | Marlton, Rt 73 SUITE 303 EVESHAM COMMONS | WOT00000001608276 | JOAN STEAD | Repair | Closed | Charles Santomero | 01/16/2019 | 01/16/2019 | x-ray machine: not working, reading not calibrating correctly | They dropped the plate and it needs to be replaced. They have drop insurance. They will receive a loaner plate until they get a new permanent plate. New permanent plate installed on 12-27-18. Call complete. OVP, RTS | EXP2106850 | Labor | 01/16/2019 | 01/16/2019 | Charles Santomero
|  | CARESTREAM HEALTH, INC. | DRX-1 | BUCKY |  | 401 KINGS HIGHWAY - ORTHOPEDICS | 401 Kings Hwy South |  |  | 08/14/2017 |  |  |  |  | NO | YES |  |  |  |  | CARESTREAM HEALTH, INC. 10732395 10574 |  |  | Active |  | 70:5A:0F:37:31:62 |  | Equipment | 1Y:00-MFG | 11/01/2019 | 11/01/2020 | COOPER AMBULATORY OFF-SITES |  |  | Computer for Plate- 401 Kings Hwy South | 0012494756 | HELEN BOYLE | Performance Verification | Closed | Josh Harris | 12/08/2017 | 12/08/2017 | INCOMING INVENTORY | DEVICE INVENTORIED | 1537DED5-53E2-4E76-8B6E-AC7CA04AE1AF | Labor | 12/08/2017 | 12/08/2017 | Josh Harris
|  | CARESTREAM HEALTH, INC. | DRX-1 | BUCKY |  | CHERRY HILL BONE AND JOINT | 1878 Marlton Pike East |  |  | 08/04/2017 |  |  |  |  | NO | YES |  |  |  |  | CARESTREAM HEALTH, INC. 10732388 010575 |  |  | Active |  | 70:5A:0F:37:31:20 |  | Equipment | 1Y:00-MFG | 01/31/2019 | 01/01/2020 | COOPER AMBULATORY OFF-SITES |  |  | Hand Center 1878 RT 70- SUITE 5 | WOT00000000899720 | CASSANDRA RIVERA | Performance Verification | Closed | Charles Santomero | 05/03/2018 | 06/06/2019 | Performance Verification for CARESTREAM HEALTH, INC. 10732388 010575 | Initial Install of Performance Verification. Device is ready for patient use.
|  | CARESTREAM HEALTH, INC. | DRX-1 | BUCKY |  | RADIOLOGY DIAGNOSTICS | Kelemen |  |  | 12/12/2017 |  |  |  |  | NO | YES |  |  |  |  | CARESTREAM HEALTH, INC. 10732386 174660110220 |  |  | Active |  | 99:99:99:99:99:99 |  | Equipment | 1Y:00-MFG | 01/31/2019 | 01/01/2020 | COOPER UNIVERSITY HOSPITAL |  |  | ED-Plate in Wall Bucky | 0012678234 | PAULETTE DUCKREY | Performance Verification | Closed | Josh Harris | 01/26/2018 | 01/26/2018 | INCOMING INVENTORY | DEVICE INVENTORIED | C43204C2-790F-4566-BCCA-709E70203F56 | Labor | 01/26/2018 | 01/26/2018 | Josh Harris
|  | CARESTREAM HEALTH, INC. | DRX-1 | BUCKY |  | AUDUBON URGENT CARE | 318 S White Horse Pike |  |  | 04/10/2017 |  |  |  |  | NO | YES |  |  |  |  | CARESTREAM HEALTH, INC. 10649907 10369 |  |  | Active |  | 70:5A:0F:33:7B:5B |  | Equipment | 1Y:00-MFG | 11/01/2019 | 11/01/2020 | COOPER AMBULATORY OFF-SITES |  |  | Computer for Detector, Audubon UC | 0012410624 | MELISSA PORTOBANCO | Preventative Maintenance | Closed | Josh Harris | 11/17/2017 | 11/17/2017 | PERFORMANCE ASSURANCE AT INVENTORY | INVENTORIED DEVICE AND ENSURED DEVICE WAS FUNCTIONING PROPERLY. | F2F2CC86-09CA-4422-B0F4-D16B54153ACE | Labor | 04/10/2017 | 04/10/2017 | Charles Santomero
|  | CARESTREAM HEALTH, INC. | DRX-1 | BUCKY |  | CINNAMINSON URGENT CARE | 195 US-130 |  |  | 06/26/2017 |  |  |  |  | NO | YES |  |  |  |  | CARESTREAM HEALTH, INC. 10505051 010372 |  |  | Active |  | 70:5A:0F:40:88:44 |  | Equipment | 1Y:00-MFG | 12/31/2018 | 12/01/2019 | COOPER AMBULATORY OFF-SITES |  |  | Computer for Plate | 0012062731 | MELISSA PORTOBANCO | Preventative Maintenance | Closed | Charles Santomero | 08/24/2017 | 08/24/2017 | PERFORMANCE ASSURANCE AT INVENTORY | INVENTORIED DEVICE AND ENSURED DEVICE WAS FUNCTIONING PROPERLY. | DB923040-313F-43D4-B863-BEEE0957F43F | Labor | 06/26/2017 | 06/26/2017 | Charles Santomero
|  | GE HEALTHCARE | OEC 9800 PLUS | C-ARM, PORTABLE | 82-3827 |  | Warehouse (7815 Airport Hwy) | [7 empty] | NO | YES
|  | GE HEALTHCARE | OEC 9900 ELITE | C-ARM, PORTABLE | E2-3880 |  | Kelemen | [7 empty] | NO | YES
|  | GE HEALTHCARE | OEC 9900 ELITE | C-ARM, PORTABLE | An011715002165 |  | Kelemen | [7 empty] | YES | YES
|  | GE HEALTHCARE | OEC 9900 ELITE | C-ARM, PORTABLE | E2XXXX06302 | OPERATING ROOM - PAVILION | Pavilion |  |  | 01/04/2017 |  | 1/4/24 |  |  | NO | YES |  |  |  |  | GE MEDICAL SYSTEMS 10732383 E2XXXX06302 |  |  | Active |  | 00:0E:8E:5B:7C:A1 |  | Equipment | 1Y:00-MFG 3Y:00-RPLC | 02/14/2019 | 02/01/2020 | COOPER UNIVERSITY HOSPITAL |  |  | OEC #8 | 0012678075 | DOMINIC VENDETTA | Preventative Maintenance | Closed | Josh Harris | 01/26/2018 | 01/26/2018 | PERFORMANCE ASSURANCE AT INVENTORY | INVENTORIED DEVICE AND ENSURED DEVICE WAS FUNCTIONING PROPERLY. | 9E627A31-0C00-4DC3-8D9F-21150CB067DD | Labor | 01/04/2017 | 01/04/2017 | Charles Santomero
|  | GE HEALTHCARE | OEC 9900 ELITE | C-ARM, PORTABLE | E2XXXX06067 | RADIOLOGY DIAGNOSTICS | Pavilion |  |  | 05/16/2017 |  | 5/16/24 |  |  | NO | YES |  |  |  |  | GE MEDICAL SYSTEMS 10649905 E2XXXX06067 |  |  | Active |  | CD:10:10:CE:D0:00 |  | Equipment | 1Y:00-MFG 3Y:00-RPLC | 02/21/2019 | 02/01/2020 | COOPER UNIVERSITY HOSPITAL |  |  | #6 Pavilion | 0012389681 | PAULETTE DUCKREY | Performance Verification | Closed | Josh Harris | 11/07/2017 | 11/07/2017 | INCOMING INVENTORY | DEVICE INVENTORIED | 61FCD60D-248D-4C59-B55B-D345B987D2AD | Labor | 11/07/2017 | 11/07/2017 | Josh Harris
|  | GE HEALTHCARE | OEC 9900 ELITE | C-ARM, PORTABLE | ESCMHX07435 | CARDIAC CATH LAB | Kelemen |  |  | 06/06/2017 |  | 6/6/24 |  |  | NO | YES |  |  |  |  | GE MEDICAL SYSTEMS 10505052 ESCMHX07435 |  |  | Active |  | 00:90:FB:5A:FA:43 |  | Equipment | 1Y:00-MFG 3Y:00-RPLC | 08/29/2019 | 08/01/2020 | COOPER UNIVERSITY HOSPITAL |  |  | EP2 OEC C-Arm | 0012380915 | LINDA BEAN | Performance Verification | Closed | Josh Harris | 11/02/2017 | 11/02/2017 | INCOMING INVENTORY | DEVICE INVENTORIED | CD1DE73B-6B2C-499D-8D38-165CD2B9213D | Labor | 11/02/2017 | 11/02/2017 | Josh Harris
|  | GE HEALTHCARE | OEC 9900 ELITE | C-ARM, PORTABLE | ES-7116-CMH | CARDIAC CATH LAB | Kelemen |  |  | 12/12/2009 |  | 12/12/16 |  |  | NO | YES |  |  |  |  | GE MEDICAL SYSTEMS 10369219 NOT KNOWN |  |  | Active |  | 00:03:2D:12:0F:EB |  | Equipment | 1Y:00-MFG | 08/29/2019 | 08/01/2020 | COOPER UNIVERSITY HOSPITAL |  |  | Pav OR Storage Room |  | LINDA BEAN
|  | GE HEALTHCARE | OEC 9900 ELITE | C-ARM, PORTABLE | E9-0997 | SPECIAL TEST | Kelemen |  |  | 08/11/2009 |  | 8/11/16 |  |  | NO | YES |  |  |  |  | GE MEDICAL SYSTEMS 10347240 E9-0997 |  |  | Active |  | 00:03:2D:0E:F4:DF |  | Equipment | 1Y:00-MFG 3Y:00-RPLC | 04/23/2019 | 04/01/2020 | COOPER UNIVERSITY HOSPITAL |  |  | SpTst, Kel 6th Floor |  | AMY HANNAN
|  | GE HEALTHCARE | OEC 9900 ELITE | C-ARM, PORTABLE | E9-0048 | COOPER DIGESTIVE HEALTH-ENDOSCOPY | 501 Fellowship Rd |  |  | 04/22/2014 |  | 4/22/21 |  |  | NO | YES |  |  |  |  | GE MEDICAL SYSTEMS 10347107 E9-0048 |  |  | Active |  | 00:90:FB:4B:9A:31 |  | Equipment | 1Y:00-MFG 3Y:00-RPLC | 02/26/2019 | 02/01/2020 | COOPER AMBULATORY OFF-SITES |  |  | Mt. Laurel GI Center |  | JEANNE GREER
|  | GE HEALTHCARE | OEC 9900 ELITE | C-ARM, PORTABLE | E2-3852 | RADIOLOGY DIAGNOSTICS | Kelemen |  |  | 10/31/2013 |  | 10/31/20 |  |  | NO | YES |  |  |  |  | GE MEDICAL SYSTEMS 10346324 E2-3852 |  |  | Active |  | 00:03:2D:23:B6:95 |  | Equipment | 1Y:00-MFG | 01/31/2019 | 01/01/2020 | COOPER UNIVERSITY HOSPITAL |  |  | OEC 1 |  | PAULETTE DUCKREY
|  | GE HEALTHCARE | OEC 9900 ELITE VAS | C-ARM, PORTABLE | F9XXXX00037 | VOORHEES SURGERY CENTER-RADIOLOGY | 900 Centennial Blvd | Suite E |  | 06/20/2019 |  | 6/20/26 |  |  | NO | YES |  |  |  |  | GE MEDICAL SYSTEMS 11222070 F9XXXX00037 |  |  | Active |  |  |  | Equipment | 1Y:00-MFG 3Y:00-RPLC | 06/20/2019 | 06/20/2019 | COOPER AMBULATORY OFF-SITES |  |  | Voorhees Suite E OR | WOT00000002957581 | PAT STIENES | Performance Verification | Closed | Charles Santomero | 06/20/2019 | 06/20/2019 | Performance Verification for GE MEDICAL SYSTEMS 11222070 F9XXXX00037 | Initial Install of Performance Verification. Device is ready for patient use. |  |  | 06/20/2019 | 06/20/2019
|  | GE HEALTHCARE | OEC 9900 ELITE VAS MTS | C-ARM, PORTABLE | E2XXXX05567 | SHORT PROCEDURE UNIT | Kelemen |  |  | 06/30/2016 |  | 6/30/23 |  |  | NO | YES |  |  |  |  | GE MEDICAL SYSTEMS 10505027 E2XXXX05567 |  |  | Active |  | 00:90:FB:58:35:65 |  | Equipment | 1Y:00-MFG | 06/28/2019 | 06/01/2020 | COOPER UNIVERSITY HOSPITAL |  |  | 5TH FL HALLWAY |  | Lisa Geoghegan
|  | GE HEALTHCARE | OEC 9900 ELITE VAS15 | C-ARM, PORTABLE | E2-3857 | OPERATING ROOM - PAVILION | Kelemen |  |  | 10/31/2013 |  | 10/31/20 |  |  | NO | YES |  |  |  |  | GE MEDICAL SYSTEMS 10368344 E2-3857 |  |  | Active |  | 00:90:FB:45:97:B1 |  | Equipment | 1Y:00-MFG | 02/26/2019 | 02/01/2020 | COOPER UNIVERSITY HOSPITAL |  |  | #5 |  | DOMINIC VENDETTA
|  | GE HEALTHCARE | OEC 9900 ELITE VAS15 | C-ARM, PORTABLE | E2-3856 | RADIOLOGY DIAGNOSTICS | Kelemen |  |  | 10/31/2013 |  | 10/31/20 |  |  | NO | YES |  |  |  |  | GE MEDICAL SYSTEMS 10366515 E2-3856 |  |  | Active |  | 00:03:2D:23:07:83 |  | Equipment | 1Y:00-MFG | 01/24/2019 | 01/01/2020 | COOPER UNIVERSITY HOSPITAL |  |  | OEC #2 PAV OR |  | PAULETTE DUCKREY
|  | GE HEALTHCARE | OEC 9900 ELITE VAS15 | C-ARM, PORTABLE | E2-0834 |  | 401 Haddon Ave | [7 empty] | NO | YES
|  | PHILIPS MEDICAL SYSTEMS | VERADIUS UNITY | C-ARM, PORTABLE |  | VOORHEES SURGERY CENTER-OPERATING ROOM | 900 Centennial Blvd | Suite E |  | 10/29/2019 |  | 10/29/26 |  |  | NO | YES |  |  |  |  | PHILIPS MEDICAL SYSTEMS 11208109 982 |  |  | Active |  | 11:11:11:11:11:11 |  | Equipment | 1Y:00-MFG | 10/29/2019 | 10/29/2019 | COOPER AMBULATORY OFF-SITES |  |  | Voor, Ste E, site 75084319 | WOT00000001695920 | JENNIFER BOMBARO | Performance Verification | Closed | Charles Santomero | 10/29/2019 | 10/29/2019 | Performance Verification for PHILIPS MEDICAL SYSTEMS 11208109 982 | Initial Install of Performance Verification. Device is ready for patient use. |  |  | 10/29/2019 | 10/29/2019
|  | SIEMENS HEALTHCARE DIAGNOSTICS | CIOS ALPHA | C-ARM, PORTABLE | Na |  | Kelemen | BASEMENT | [6 empty] | YES | YES
|  | ORTHOSCAN INC. | ORTHOSCAN FD | C-ARM, PORTABLE, MINI | 5J0319 | OR - KELEMEN 3 | Kelemen |  |  | 11/04/2014 |  | 11/4/21 |  |  | NO | YES |  |  |  |  | ORTHOSCAN INC. 10346326 5J0319 |  |  | Active |  | 00:06:A0:A4:A0:59 |  | Equipment | 1Y:00-MFG | 02/28/2019 | 02/01/2020 | COOPER UNIVERSITY HOSPITAL |  |  | OR-KELLEMEN |  | DOMINIC VENDETTA
|  | ORTHOSCAN INC. | ORTHOSCAN HD | C-ARM, PORTABLE, MINI | 5H0423 | SAME DAY OR-2ND FL PAVILION | Kelemen |  |  | 03/14/2018 |  | 3/14/25 |  |  | NO | YES |  |  |  |  | ORTHOSCAN INC. 10732382 5H0423 |  |  | Active |  | 00:06:A9:A7:C1:38 |  | Equipment | 1Y:00-MFG | 01/25/2019 | 01/01/2020 | COOPER UNIVERSITY HOSPITAL |  |  | Mini C-Arm, 2nd Fl Same Day OR | WOT00000000779914 | JOE DRUCTOR | Performance Verification | Closed | Charles Santomero | 04/10/2018 | 07/30/2018 | Performance Verification for ORTHOSCAN INC. 10732382 5H0423 | Initial Install of Performance Verification. Device is ready for patient use.
|  | ORTHOSCAN INC. | ORTHOSCAN HD | C-ARM, PORTABLE, MINI | 5J0917 | VOORHEES SURGERY CENTER-OPERATING ROOM | 900 Centennial Blvd | Suite E |  | 01/04/2017 |  | 1/4/24 |  |  | NO | YES |  |  |  |  | ORTHOSCAN INC. 10649994 5J0917 |  |  | Active |  | CD:10:10:CE:D0:00 |  | Equipment | 1Y:00-MFG | 04/23/2019 | 04/01/2020 | COOPER AMBULATORY OFF-SITES |  |  | SUITE E | 0011032354 | JENNIFER BOMBARO | Preventative Maintenance | Closed | Bonnie Aichroth | 01/06/2017 | 01/06/2017 | PERFORMANCE ASSURANCE AT INVENTORY | INVENTORIED DEVICE AND ENSURED DEVICE WAS FUNCTIONING PROPERLY. | DAA93F7E-52C2-4D50-9235-F7187619A605 | Labor | 01/04/2017 | 01/04/2017 | Salvatore Bombara
|  | ORTHOSCAN INC. | ORTHOSCAN HD | C-ARM, PORTABLE, MINI | 5F0494 | OPERATING ROOM - PAVILION | Kelemen |  |  | 11/28/2012 |  | 11/28/19 |  |  | NO | YES |  |  |  |  | ORTHOSCAN INC. 10346661 5F0494 |  |  | Active |  | 00:06:A0:A2:85:11 |  | Equipment | 1Y:00-MFG | 02/21/2019 | 02/01/2020 | COOPER UNIVERSITY HOSPITAL |  |  | KELEMEN OR STORAGE AREA |  | DOMINIC VENDETTA
|  | OMNICELL |  | CABINET, DISPENSING, CLINICAL SUPPLY |  |  | Pavilion | [7 empty] | YES | YES
|  | OMNICELL |  | CABINET, DISPENSING, CLINICAL SUPPLY |  |  | Kelemen | [7 empty] | YES | YES
|  | OMNICELL |  | CABINET, DISPENSING, CLINICAL SUPPLY |  |  | Kelemen | [7 empty] | YES | YES
|  | OMNICELL |  | CABINET, DISPENSING, CLINICAL SUPPLY |  |  | Pavilion | [7 empty] | YES | YES
|  | OMNICELL |  | CABINET, DISPENSING, CLINICAL SUPPLY |  |  | Kelemen | [7 empty] | YES | YES
|  | OMNICELL |  | CABINET, DISPENSING, MEDICATION |  |  | Pavilion | [7 empty] | YES | YES | [18 empty] | L
|  | OMNICELL |  | CABINET, DISPENSING, MEDICATION |  |  | Kelemen | [7 empty] | YES | YES
|  | OMNICELL |  | CABINET, DISPENSING, MEDICATION |  |  | Kelemen | [7 empty] | YES | YES
|  | OMNICELL |  | CABINET, DISPENSING, MEDICATION |  |  | Pavilion | [7 empty] | YES | YES
|  | OMNICELL |  | CABINET, DISPENSING, MEDICATION |  |  | Kelemen | [7 empty] | YES | YES
|  | OMNICELL |  | CABINET, DISPENSING, MEDICATION |  |  | Kelemen | [7 empty] | YES | YES
|  | OMNICELL |  | CABINET, DISPENSING, MEDICATION |  |  | Pavilion | [7 empty] | YES | YES
|  | OMNICELL |  | CABINET, DISPENSING, MEDICATION |  |  | Kelemen | [7 empty] | YES | YES
|  | OMNICELL |  | CABINET, DISPENSING, MEDICATION |  |  | Kelemen | [7 empty] | YES | YES
|  | OMNICELL |  | CABINET, DISPENSING, MEDICATION |  |  | Kelemen | [7 empty] | YES | YES
|  | OMNICELL |  | CABINET, DISPENSING, MEDICATION |  |  | Pavilion | [7 empty] | YES | YES
|  | OMNICELL |  | CABINET, DISPENSING, MEDICATION |  |  | Kelemen | [7 empty] | YES | YES
|  | OMNICELL |  | CABINET, DISPENSING, MEDICATION |  |  | Kelemen | [7 empty] | YES | YES
|  | OMNICELL |  | CABINET, DISPENSING, MEDICATION |  |  | Kelemen | [7 empty] | YES | YES
|  | OMNICELL |  | CABINET, DISPENSING, MEDICATION |  |  | Pavilion | [7 empty] | YES | YES
|  | OMNICELL |  | CABINET, DISPENSING, MEDICATION |  |  | Kelemen | [7 empty] | YES | YES
|  | OMNICELL |  | CABINET, DISPENSING, MEDICATION |  |  | Pavilion | [7 empty] | YES | YES
|  | OMNICELL |  | CABINET, DISPENSING, MEDICATION |  |  | Pavilion | [7 empty] | YES | YES
|  | OMNICELL |  | CABINET, DISPENSING, MEDICATION |  |  | Pavilion | [7 empty] | YES | YES
|  | OMNICELL |  | CABINET, DISPENSING, MEDICATION |  |  | Kelemen | [7 empty] | YES | YES
|  | OMNICELL |  | CABINET, DISPENSING, MEDICATION |  |  | Kelemen | [7 empty] | YES | YES
|  | OMNICELL |  | CABINET, DISPENSING, MEDICATION |  |  | Kelemen | [7 empty] | YES | YES
|  | OMNICELL |  | CABINET, DISPENSING, MEDICATION |  |  | Kelemen | [7 empty] | YES | YES
|  | OMNICELL |  | CABINET, DISPENSING, MEDICATION |  |  | Dorrance | [7 empty] | YES | YES
|  | OMNICELL |  | CABINET, DISPENSING, MEDICATION |  |  | Kelemen | [7 empty] | YES | YES
|  | OMNICELL |  | CABINET, DISPENSING, MEDICATION |  |  | Pavilion | [7 empty] | YES | YES
|  | OMNICELL |  | CABINET, DISPENSING, MEDICATION |  |  | Pavilion | [7 empty] | YES | YES
|  | OMNICELL |  | CABINET, DISPENSING, MEDICATION |  |  | Pavilion | [7 empty] | YES | YES
|  | OMNICELL |  | CABINET, DISPENSING, MEDICATION |  |  | Kelemen | [7 empty] | YES | YES
|  | OMNICELL |  | CABINET, DISPENSING, MEDICATION |  |  | Pavilion | [7 empty] | YES | YES
|  | OMNICELL |  | CABINET, DISPENSING, MEDICATION |  |  | Kelemen | [7 empty] | YES | YES
|  | OMNICELL |  | CABINET, DISPENSING, MEDICATION |  |  | Kelemen | [7 empty] | YES | YES
|  | OMNICELL |  | CABINET, DISPENSING, MEDICATION |  |  | Kelemen | [7 empty] | YES | YES
|  | OMNICELL |  | CABINET, DISPENSING, MEDICATION |  |  | Kelemen | [7 empty] | YES | YES
|  | OMNICELL |  | CABINET, DISPENSING, MEDICATION |  |  | Kelemen | [7 empty] | YES | YES
|  | OMNICELL |  | CABINET, DISPENSING, MEDICATION |  |  | Pavilion | [7 empty] | YES | YES
|  | OMNICELL |  | CABINET, DISPENSING, MEDICATION |  |  | Kelemen | [7 empty] | YES | YES
|  | OMNICELL |  | CABINET, DISPENSING, MEDICATION |  |  | Kelemen | [7 empty] | YES | YES
|  | OMNICELL |  | CABINET, DISPENSING, MEDICATION |  |  | Kelemen | [7 empty] | YES | YES
|  | OMNICELL |  | CABINET, DISPENSING, MEDICATION |  |  | Dorrance | [7 empty] | YES | YES
|  | OMNICELL |  | CABINET, DISPENSING, MEDICATION |  |  | Pavilion | [7 empty] | YES | YES
|  | OMNICELL |  | CABINET, DISPENSING, MEDICATION |  |  | Kelemen | [7 empty] | YES | YES
|  | OMNICELL |  | CABINET, DISPENSING, MEDICATION |  |  | Kelemen | [7 empty] | YES | YES
|  | OMNICELL |  | CABINET, DISPENSING, MEDICATION |  |  | Kelemen | [7 empty] | YES | YES
|  | OMNICELL |  | CABINET, DISPENSING, MEDICATION |  |  | Dorrance | [7 empty] | YES | YES
|  | OMNICELL |  | CABINET, DISPENSING, MEDICATION |  |  | Kelemen | [7 empty] | YES | YES
|  | OMNICELL |  | CABINET, DISPENSING, MEDICATION |  |  | Kelemen | [7 empty] | YES | YES
|  | OMNICELL |  | CABINET, DISPENSING, MEDICATION |  |  | Kelemen | [7 empty] | YES | YES
|  | OMNICELL |  | CABINET, DISPENSING, MEDICATION |  |  | Kelemen | [7 empty] | YES | YES
|  | OMNICELL |  | CABINET, DISPENSING, MEDICATION |  |  | Kelemen | [7 empty] | YES | YES
|  | OMNICELL |  | CABINET, DISPENSING, MEDICATION |  |  | Kelemen | [7 empty] | YES | YES
|  | OMNICELL |  | CABINET, DISPENSING, MEDICATION |  |  | Kelemen | [7 empty] | YES | YES
|  | OMNICELL |  | CABINET, DISPENSING, MEDICATION |  |  | Dorrance | [7 empty] | YES | YES
|  | OMNICELL |  | CABINET, DISPENSING, MEDICATION |  |  | Kelemen | [7 empty] | YES | YES
|  | OMNICELL |  | CABINET, DISPENSING, MEDICATION |  |  | Kelemen | [7 empty] | YES | YES
|  | OMNICELL |  | CABINET, DISPENSING, MEDICATION |  |  | Kelemen | [7 empty] | YES | YES
|  | OMNICELL |  | CABINET, DISPENSING, MEDICATION |  |  | Kelemen | [7 empty] | YES | YES
|  | OMNICELL |  | CABINET, DISPENSING, MEDICATION |  |  | Pavilion | [7 empty] | YES | YES
|  | OMNICELL |  | CABINET, DISPENSING, MEDICATION |  |  | Dorrance | [7 empty] | YES | YES
|  | OMNICELL |  | CABINET, DISPENSING, MEDICATION |  |  | Pavilion | [7 empty] | YES | YES
|  | OMNICELL |  | CABINET, DISPENSING, MEDICATION |  |  | Dorrance | [7 empty] | YES | YES
|  | OMNICELL | OMNISUPPLIER 56 | CABINET, DISPENSING, MEDICATION |  |  | Pavilion | [7 empty] | YES | YES
|  | OMNICELL | OMNISUPPLIER 56 | CABINET, DISPENSING, MEDICATION |  |  | Pavilion | [7 empty] | YES | YES
|  | OMNICELL | ANT-FRM SERIES | CABINET, DISPENSING, MEDICATION, ANESTHESIA |  |  | Dorrance | [7 empty] | YES | YES
|  | OMNICELL | ANT-FRM SERIES | CABINET, DISPENSING, MEDICATION, ANESTHESIA |  |  | Pavilion | [7 empty] | YES | YES
|  | OMNICELL | ANT-FRM SERIES | CABINET, DISPENSING, MEDICATION, ANESTHESIA |  |  | Kelemen | [7 empty] | YES | YES
|  | OMNICELL | ANT-FRM SERIES | CABINET, DISPENSING, MEDICATION, ANESTHESIA |  |  | Dorrance | [7 empty] | YES | YES
|  | OMNICELL | ANT-FRM SERIES | CABINET, DISPENSING, MEDICATION, ANESTHESIA |  |  | Kelemen | [7 empty] | YES | YES
|  | OMNICELL | ANT-FRM SERIES | CABINET, DISPENSING, MEDICATION, ANESTHESIA |  |  | Kelemen | [7 empty] | YES | YES
|  | OMNICELL | ANT-FRM SERIES | CABINET, DISPENSING, MEDICATION, ANESTHESIA |  |  | Kelemen | [7 empty] | YES | YES
|  | OMNICELL | ANT-FRM SERIES | CABINET, DISPENSING, MEDICATION, ANESTHESIA |  |  | Pavilion | [7 empty] | YES | YES
|  | OMNICELL | ANT-FRM SERIES | CABINET, DISPENSING, MEDICATION, ANESTHESIA |  |  | Kelemen | [7 empty] | YES | YES
|  | OMNICELL | ANT-FRM SERIES | CABINET, DISPENSING, MEDICATION, ANESTHESIA |  |  | Kelemen | [7 empty] | YES | YES
|  | OMNICELL | ANT-FRM SERIES | CABINET, DISPENSING, MEDICATION, ANESTHESIA |  |  | Kelemen | [7 empty] | YES | YES
|  | OMNICELL | ANT-FRM SERIES | CABINET, DISPENSING, MEDICATION, ANESTHESIA |  |  | Pavilion | [7 empty] | YES | YES
|  | OMNICELL | ANT-FRM SERIES | CABINET, DISPENSING, MEDICATION, ANESTHESIA |  |  | Kelemen | [7 empty] | YES | YES
|  | OMNICELL | ANT-FRM SERIES | CABINET, DISPENSING, MEDICATION, ANESTHESIA |  |  | Pavilion | [7 empty] | YES | YES
|  | OMNICELL | ANT-FRM SERIES | CABINET, DISPENSING, MEDICATION, ANESTHESIA |  |  | Kelemen | [7 empty] | YES | YES
|  | OMNICELL | ANT-FRM SERIES | CABINET, DISPENSING, MEDICATION, ANESTHESIA |  |  | Kelemen | [7 empty] | YES | YES
|  | OMNICELL | ANT-FRM SERIES | CABINET, DISPENSING, MEDICATION, ANESTHESIA |  |  | Kelemen | [7 empty] | YES | YES
|  | OMNICELL | ANT-FRM SERIES | CABINET, DISPENSING, MEDICATION, ANESTHESIA |  |  | Pavilion | [7 empty] | YES | YES
|  | OMNICELL | ANT-FRM SERIES | CABINET, DISPENSING, MEDICATION, ANESTHESIA |  |  | Kelemen | [7 empty] | YES | YES
|  | OMNICELL | ANT-FRM SERIES | CABINET, DISPENSING, MEDICATION, ANESTHESIA |  |  | Kelemen | [7 empty] | YES | YES
|  | OMNICELL | ANT-FRM SERIES | CABINET, DISPENSING, MEDICATION, ANESTHESIA |  |  | Kelemen | [7 empty] | YES | YES
|  | OMNICELL | ANT-FRM SERIES | CABINET, DISPENSING, MEDICATION, ANESTHESIA |  |  | Pavilion | [7 empty] | YES | YES
|  | OMNICELL | ANT-FRM SERIES | CABINET, DISPENSING, MEDICATION, ANESTHESIA |  |  | Dorrance | [7 empty] | YES | YES
|  | OMNICELL | ANT-FRM SERIES | CABINET, DISPENSING, MEDICATION, ANESTHESIA |  |  | Kelemen | [7 empty] | YES | YES
|  | OMNICELL | ANT-FRM SERIES | CABINET, DISPENSING, MEDICATION, ANESTHESIA |  |  | Pavilion | [7 empty] | YES | YES
|  | OMNICELL | ANT-FRM SERIES | CABINET, DISPENSING, MEDICATION, ANESTHESIA |  |  | Pavilion | [7 empty] | YES | YES
|  | OMNICELL | ANT-FRM SERIES | CABINET, DISPENSING, MEDICATION, ANESTHESIA |  |  | Kelemen | [7 empty] | YES | YES
|  | OMNICELL | ANT-FRM SERIES | CABINET, DISPENSING, MEDICATION, ANESTHESIA |  |  | Kelemen | [7 empty] | YES | YES
|  | OMNICELL | ANT-FRM SERIES | CABINET, DISPENSING, MEDICATION, ANESTHESIA |  |  | Kelemen | [7 empty] | YES | YES
|  | OMNICELL | ANT-FRM-001 | CABINET, DISPENSING, MEDICATION, ANESTHESIA |  |  | Pavilion | [7 empty] | YES | YES
|  | OMNICELL | ANT-FRM-001 | CABINET, DISPENSING, MEDICATION, ANESTHESIA |  |  | Pavilion | [7 empty] | YES | YES
|  | OMNICELL | ANT-FRM-001 | CABINET, DISPENSING, MEDICATION, ANESTHESIA |  |  | Pavilion | [7 empty] | YES | YES
|  | OMNICELL | ANT-FRM-001 | CABINET, DISPENSING, MEDICATION, ANESTHESIA |  |  | Kelemen | [7 empty] | YES | YES
|  | OMNICELL | ANT-FRM-001 | CABINET, DISPENSING, MEDICATION, ANESTHESIA |  |  | Kelemen | [7 empty] | YES | YES
|  | OMNICELL | ANT-FRM-001 | CABINET, DISPENSING, MEDICATION, ANESTHESIA |  |  | Kelemen | [7 empty] | YES | YES
|  | OMNICELL | ANT-FRM-001 | CABINET, DISPENSING, MEDICATION, ANESTHESIA |  |  | Kelemen | [7 empty] | YES | YES
|  | OMNICELL | ANT-FRM-001 | CABINET, DISPENSING, MEDICATION, ANESTHESIA |  |  | Pavilion | [7 empty] | YES | YES
|  | OMNICELL | ANT-FRM-001 | CABINET, DISPENSING, MEDICATION, ANESTHESIA |  |  | Pavilion | [7 empty] | YES | YES
|  | OMNICELL | ANT-FRM-006 | CABINET, DISPENSING, MEDICATION, ANESTHESIA |  |  | Pavilion | [7 empty] | YES | YES
|  | OMNICELL | ANT-FRM-006 | CABINET, DISPENSING, MEDICATION, ANESTHESIA |  |  | Pavilion | [7 empty] | YES | YES
|  | OMNICELL | ANT-FRM-006 | CABINET, DISPENSING, MEDICATION, ANESTHESIA |  |  | Kelemen | [7 empty] | YES | YES
|  | OMNICELL | ANT-FRM-006 | CABINET, DISPENSING, MEDICATION, ANESTHESIA |  |  | Pavilion | [7 empty] | YES | YES
|  | OMNICELL | ANT-FRM-006 | CABINET, DISPENSING, MEDICATION, ANESTHESIA |  |  | Pavilion | [7 empty] | YES | YES
|  | OMNICELL | D0520061200 | CABINET, DISPENSING, MEDICATION, CAROUSEL | Vcar-0321 |  | Kelemen | [7 empty] | YES | YES
|  | OMNICELL | D0520061200 | CABINET, DISPENSING, MEDICATION, CAROUSEL | VCAR-0270 |  | Kelemen | [7 empty] | YES | YES
|  | OLYMPIC MEDICAL |  | CABINET, DRYING |  | CENTRAL STERILE PROCESSING | Pavilion | BASEMENT |  | 04/01/2008 |  | 4/1/18 |  |  | NO | YES |  |  |  |  | OLYMPIC MEDICAL 10347701 6199 |  |  | Active |  | 99:99:99:99:99:99 |  | Equipment | 3M:00-FIL | 10/16/2019 | 01/01/2020 | COOPER UNIVERSITY HOSPITAL |  |  | CSP - Clean Side |  | GINA GAROZZO
|  | THERMOTRON | CDS-5 | CABINET, DRYING |  | E&R BUILDING | 401 Haddon Ave |  |  | 10/31/2019 |  | 10/31/27 |  |  | NO | YES |  |  |  |  | THERMOTRON 11207706 51063 |  |  | Active |  |  |  | Equipment | PAAR:00-PVAR | 10/31/2019 | 10/31/2019 | COOPER AMBULATORY OFF-SITES |  |  |  | WOT00000003974116 | Bonnie Aichroch | Performance Verification | Completed | Gene Amodei | 10/31/2019 | 10/31/2019 | Performance Verification for THERMOTRON 11207706 51063 | Initial Install of Performance Verification. Device is ready for patient use. |  |  | 10/31/2019 | 10/31/2019
|  | THERMOTRON | CDS-5 | CABINET, DRYING |  | COOPER CENTER FOR SPECIAL DIAGNOSTICS | 401 Haddon Ave |  |  | 02/12/2011 |  | 2/12/19 |  |  | NO | YES |  |  |  |  | THERMOTRON 10365682 41401 |  |  | Disposition |  | 99:99:99:99:99:99 |  | Equipment | 1Y:00-MFG | 09/30/2019 | 09/01/2020 | COOPER AMBULATORY OFF-SITES |  |  | E+R - Main Lab |  | DR. BARNOWSKY
|  | AIRCLEAN SYSTEMS | AC-TE-06 | CABINET, DRYING, ENDOSCOPE | ACTE-06-275 | ECHOCARDIOLOGY | Kelemen |  |  | 06/24/2011 |  | 6/24/26 |  |  | NO | YES |  |  |  |  | AIRCLEAN SYSTEMS 10368676 ACTE-06-275 |  |  | Active |  | 99:99:99:99:99:99 |  | Equipment | PAAR:00-PVAR | 10/31/2019 |  | COOPER UNIVERSITY HOSPITAL |  |  | Stress Room |  | LINDA VALENTI
|  | CUSTOM ULTRASONICS |  | CABINET, DRYING, ENDOSCOPE | E00146 | ANESTHESIOLOGY | Kelemen |  |  | 10/31/2019 |  | 10/31/34 |  |  | NO | YES |  |  |  |  | CUSTOM ULTRASONICS 11239478 E00146 |  |  | Active |  |  |  | Equipment | PAAR:00-PVAR | 10/31/2019 | 10/31/2019 | COOPER UNIVERSITY HOSPITAL |  |  | Anes Clean Room | WOT00000003449961 | GIACINTA ROUPAS | Performance Verification | Completed | Salvatore Bombara | 10/31/2019 | 10/31/2019 | Performance Verification for CUSTOM ULTRASONICS 11239478 E00146 | Initial Install of Performance Verification. Device is ready for patient use. |  |  | 10/31/2019 | 10/31/2019
|  | CUSTOM ULTRASONICS |  | CABINET, DRYING, ENDOSCOPE | E00138 | ANESTHESIOLOGY | Pavilion |  |  | 10/31/2019 |  | 10/31/34 |  |  | NO | YES |  |  |  |  | CUSTOM ULTRASONICS 11239479 E00138 |  |  | Active |  |  |  | Equipment | PAAR:00-PVAR | 10/31/2019 | 10/31/2019 | COOPER UNIVERSITY HOSPITAL |  |  | Anes Clean Room | WOT00000003450051 | GIACINTA ROUPAS | Performance Verification | Completed | Salvatore Bombara | 10/31/2019 | 10/31/2019 | Performance Verification for CUSTOM ULTRASONICS 11239479 E00138 | Initial Install of Performance Verification. Device is ready for patient use. |  |  | 10/31/2019 | 10/31/2019
|  | CUSTOM ULTRASONICS |  | CABINET, DRYING, ENDOSCOPE | E00136 | CENTRAL STERILE PROCESSING | Kelemen | Basement |  | 08/14/2019 |  | 8/14/34 |  |  | NO | YES |  |  |  |  | CUSTOM ULTRASONICS 11187559 E00136 |  |  | Active |  |  |  | Equipment | 1Y:00-MFG | 08/14/2019 | 08/14/2019 | COOPER UNIVERSITY HOSPITAL |  |  | CSP - Clean Side | WOT00000002375722 | GINA GAROZZO | Performance Verification | Closed | Stephen Zubrzycki | 08/14/2019 | 08/14/2019 | Performance Verification for CUSTOM ULTRASONICS 11187559 7P11-MPI-4004 | Initial Install of Performance Verification. Device is ready for patient use. |  |  | 08/14/2019 | 08/14/2019
|  | CUSTOM ULTRASONICS |  | CABINET, DRYING, ENDOSCOPE | E00116 | COOPER DIGESTIVE HEALTH-ENDOSCOPY | 501 Fellowship Rd |  |  | 10/31/2017 |  | 10/31/32 |  |  | NO | YES |  |  |  |  | CUSTOM ULTRASONICS 10732181 E00116 |  |  | Active |  | 99:99:99:99:99:99 |  | Equipment | PAAR:00-PVAR | 10/31/2019 |  | COOPER AMBULATORY OFF-SITES |  |  |  | 0012508749 | JEANNE GREER | Performance Verification | Closed | Josh Harris | 12/15/2017 | 12/15/2017 | INCOMING INVENTORY | DEVICE INVENTORIED | 2F340358-18DC-4D2A-BDE2-94B355800A2D | Labor | 12/15/2017 | 12/15/2017 | Josh Harris
|  | CUSTOM ULTRASONICS |  | CABINET, DRYING, ENDOSCOPE | 020808-C/3275-3EQ | COOPER DIGESTIVE HEALTH-ENDOSCOPY | 501 fellowship road |  |  | 06/10/2015 |  | 6/10/30 |  |  | NO | YES |  |  |  |  | CUSTOM ULTRASONICS 10732161 020808-C/3275-3EQ |  |  | Active |  | 99:99:99:99:99:99 |  | Equipment | PAAR:00-PVAR | 10/31/2019 |  | COOPER AMBULATORY OFF-SITES |  |  |  | 0012248920 | JEANNE GREER | Repair | Closed | Kirk Lis | 09/29/2017 | 10/11/2017 | SCOPE DRYING CABINET - MAKING LOTS OF NOISE IN FILTER AREA - COOPER ENDO STE 102 | 9/29/2017 10:33:53 AM JXHARRIS (JXHARRIS 9/29/2017 12:00 AM) SPOKE WITH SHEILA. OK TO WAIT TIL MONDAY. 10/5/2017 9:06:34 AM KALIS (KALIS 10/3/2017 12:00 AM) TRACED GRINDING NOISE TO COMPRESSOR. 10/6/2017 2:20:37 PM KALIS (KALIS 10/6/2017 12:00 AM) CHECKED IN PART. PUT COMPRESSOR IN COOPER VAN 10/11/2017 9:28:37 AM KALIS (KALIS 10/10/2017 12:00 AM) FOUND COMPRESSOR HAD SEIZED UP. REMOVED OLD UNIT AND INSTALLED NEW COMPRESSOR. PERFORMED OVP (KALIS 10/11/2017 12:00 AM) DOCUMENTAION | B14EBF22-9993-46AB-9702-12C79FF520E4 | Labor | 09/29/2017 | 09/29/2017 | Josh Harris
|  | CUSTOM ULTRASONICS |  | CABINET, DRYING, ENDOSCOPE | 052208-F/3349-5 | SPECIAL TEST | Kelemen |  |  | 06/11/2008 |  | 6/11/23 |  |  | NO | YES |  |  |  |  | CUSTOM ULTRASONICS 10369044 052208-F/3349-5 |  |  | Active |  | 99:99:99:99:99:99 |  | Equipment | PAAR:00-PVAR | 11/02/2019 |  | COOPER UNIVERSITY HOSPITAL |  |  | room 661 |  | AMY HANNAN
|  | CUSTOM ULTRASONICS |  | CABINET, DRYING, ENDOSCOPE | 052208-G/3349-6EQ | SPECIAL TEST | Kelemen |  |  | 06/11/2008 |  | 6/11/23 |  |  | NO | YES |  |  |  |  | CUSTOM ULTRASONICS 10369045 052208-G/3349-6EQ |  |  | Active |  | 99:99:99:99:99:99 |  | Equipment | PAAR:00-PVAR | 11/02/2019 |  | COOPER UNIVERSITY HOSPITAL |  |  | room 661 | WOT00000000505193 | AMY HANNAN | Disposition | Closed | Salvatore Bombara | 02/08/2018 | 05/16/2019 | Bulk Disposition CNL
|  | CUSTOM ULTRASONICS |  | CABINET, DRYING, ENDOSCOPE |  | PULMONARY LAB | Kelemen |  |  | 10/11/2012 |  | 10/11/27 |  |  | NO | YES |  |  |  |  | CUSTOM ULTRASONICS 10369051 UNK |  |  | Active |  | 99:99:99:99:99:99 |  | Equipment | PAAR:00-PVAR | 11/02/2019 |  | COOPER UNIVERSITY HOSPITAL |  |  | ROOM 654 | 0011040522 | KATHY LOFLAND | Repair | Closed | Gene Amodei | 01/10/2017 | 01/17/2017 | CABINET - LOCK IS BROKEN - RM 654 | 1/11/2017 8:50:45 AM GRAMODEI door will not lock,per tech it must be locked 1/11/2017 8:52:00 AM GRAMODEI (GRAMODEI 1/9/2017 9:03 AM) MECHANISM WAS LOOSE, TIGHTENED, BUT UNIT STILL NOT LOCKING, NEW HANDLE ON ORDER 1/17/2017 9:18:38 AM GRAMODEI (GRAMODEI 1/17/2017 8:05 AM) REPLACED LATCH ASSEMBLY, CHECKED FUNCTIONS, UNIT OK RTS | 83D6EA38-2139-4A9F-9E55-46C2A90608C0 | Parts | 01/01/1900 | 01/01/1900 | Gene Amodei
|  | CUSTOM ULTRASONICS |  | CABINET, DRYING, ENDOSCOPE | 051208-A/3349-EQ | SPECIAL TEST | Kelemen |  |  | 06/11/2008 |  | 6/11/23 |  |  | NO | YES |  |  |  |  | CUSTOM ULTRASONICS 10369043 051208-A/3349-EQ |  |  | Active |  | 99:99:99:99:99:99 |  | Equipment | PAAR:00-PVAR | 11/02/2019 |  | COOPER UNIVERSITY HOSPITAL |  |  | room 661 | WOT00000000505151 | AMY HANNAN | Disposition | Closed | Salvatore Bombara | 02/08/2018 | 05/14/2019 | Bulk Disposition CNL
|  | CUSTOM ULTRASONICS |  | CABINET, DRYING, ENDOSCOPE | 51208-D/3349-4EQ | SPECIAL TEST | Kelemen |  |  | 05/28/2008 |  | 5/28/23 |  |  | NO | YES |  |  |  |  | CUSTOM ULTRASONICS 10369042 51208-D/3349-4EQ |  |  | Active |  | 99:99:99:99:99:99 |  | Equipment | PAAR:00-PVAR | 11/02/2019 |  | COOPER UNIVERSITY HOSPITAL |  |  | room 661 | 0011044082 | AMY HANNAN | Repair | Closed | Gene Amodei | 01/11/2017 | 01/26/2017 | 20000 DRYLOCK CABINET - VERY LOUD NOISE - TMX | 1/11/2017 10:25:13 AM GRAMODEI unit motor is very loud, new one on order 1/26/2017 10:12:24 AM GRAMODEI (GRAMODEI 1/16/2017 8:05 AM) REPLACED MOTOR RTS | 257722BE-0344-41A0-9078-8B74346D03A4 | Labor | 01/16/2017 | 01/16/2017 | Gene Amodei
|  | CUSTOM ULTRASONICS |  | CABINET, DRYING, ENDOSCOPE | 51208-C/3349-3EQ | SPECIAL TEST | Kelemen |  |  | 05/28/2008 |  | 5/28/23 |  |  | NO | YES |  |  |  |  | CUSTOM ULTRASONICS 10369041 51208-C/3349-3EQ |  |  | Active |  | 99:99:99:99:99:99 |  | Equipment | PAAR:00-PVAR | 11/01/2019 |  | COOPER UNIVERSITY HOSPITAL |  |  | room 661 | 0011663732 | AMY HANNAN | Repair | Closed | Salvatore Bombara | 05/25/2017 | 05/25/2017 | CABINET - ROD DOWN - SPECIAL TEST RM 661 | 5/25/2017 11:47:18 AM SXBOMBARA (GRAMODEI 5/25/2017 12:00 AM) SECURED LOOSE SCOPE HANGING BAR. RETURNED UNIT TO SERVICE. (SXBOMBARA 5/25/2017 12:00 AM) SECURED LOOSE SCOPE HANGING BAR. RETURNED UNIT TO SERVICE. | 5E9E2ECA-A71A-4D21-A91D-5431189F65BC | Labor | 05/25/2017 | 05/25/2017 | Salvatore Bombara
|  | CUSTOM ULTRASONICS |  | CABINET, DRYING, ENDOSCOPE | 51208-B/3349-2EQ | SPECIAL TEST | Kelemen |  |  | 05/28/2008 |  | 5/28/23 |  |  | NO | YES |  |  |  |  | CUSTOM ULTRASONICS 10369040 51208-B/3349-2EQ |  |  | Active |  | 99:99:99:99:99:99 |  | Equipment | PAAR:00-PVAR | 11/02/2019 |  | COOPER UNIVERSITY HOSPITAL |  |  | room 661 | WOT00000000516855 | AMY HANNAN | Disposition | Closed | Salvatore Bombara | 02/08/2018 | 05/15/2019 | Bulk Disposition CNL
|  | CUSTOM ULTRASONICS |  | CABINET, DRYING, ENDOSCOPE | 102108-C/3395-C | BRACHFIELD MEDICAL ASSOCIATES-MEDICINE | 218 Sunset Rd |  |  | 02/26/2008 |  | 2/26/23 |  |  | NO | YES |  |  |  |  | CUSTOM ULTRASONICS 10367155 102108-C/3395-C |  |  | Active |  | 99:99:99:99:99:99 |  | Equipment | PAAR:00-PVAR | 11/02/2019 |  | COOPER AMBULATORY OFF-SITES |  |  | ENDO - Procedure Room | WOT00000003407755 | CATHY CRAWFORD | Repair | Closed | Kirk Lis | 08/02/2019 | 08/06/2019 | Not sure it's running | VERIFIED PROPER OPERATION. USER ERROR. SHE DIDN'T REALIZE UNIT IS OFF WHEN FIRST TURNED ON UNTIL IT REACHES SET TIME INTERVAL. | EXP3603271 | Labor | 08/05/2019 | 08/05/2019 | Kirk Lis
|  | CUSTOM ULTRASONICS |  | CABINET, DRYING, ENDOSCOPE | 102108-A/EQ3395-1 | COOPER CANCER CENTER-MULTIDISCIPLINARY CLINIC | MD Anderson Cancer Center |  |  | 07/22/2008 |  | 7/22/23 |  |  | NO | YES |  |  |  |  | CUSTOM ULTRASONICS 10348776 102108-A/EQ3395-1 |  |  | Active |  | 99:99:99:99:99:99 |  | Equipment | PAAR:00-PVAR | 10/31/2019 |  | COOPER AMBULATORY OFF-SITES |  |  | Multi Disc - C2050 |  | ROXANNE BERGER
|  | CUSTOM ULTRASONICS |  | CABINET, DRYING, ENDOSCOPE |  |  | 501 Fellowship Rd | [7 empty] | YES | YES
|  | CUSTOM ULTRASONICS |  | CABINET, DRYING, ENDOSCOPE |  | VOORHEES SURGERY CENTER-OPERATING ROOM | 900 Centennial Blvd | Suite E |  | 01/01/2001 |  | 1/1/16 |  |  | NO | YES |  |  |  |  | CUSTOM ULTRASONICS 10348029 0932001 |  |  | Active |  | 99:99:99:99:99:99 |  | Equipment | PAAR:00-PVAR | 11/01/2019 |  | COOPER AMBULATORY OFF-SITES |  |  | SUITE E room 5 | 0011738239 | JENNIFER BOMBARO | Repair | Closed | Kirk Lis | 06/05/2017 | 06/15/2017 | CABINET - LOOSE WIRES, NOT WORKING - VOORHEES SURG CTR SCOPE STORAGE RM | 6/7/2017 10:51:28 AM KALIS (KALIS 6/7/2017 12:00 AM) UNIT OPERATING CORRECTLY 6/15/2017 8:50:19 AM KALIS (KALIS 6/14/2017 12:00 AM) RESEARCHED COMPRESSOR THAT ARRIVED AT LOADING DOCK. CHARLES SAYS PART IS LOST. ORDER NEW PUMP AND CHARGE TO SHIPPING DEPT. 6/15/2017 8:57:14 AM KALIS (KALIS 6/15/2017 12:00 AM) DOCUMENTATION | 964FC754-4696-46CB-A005-0C3B3041C405 | Labor | 06/14/2017 | 06/14/2017 | Kirk Lis
|  | CUSTOM ULTRASONICS |  | CABINET, DRYING, ENDOSCOPE | Not Known | VOORHEES SURGERY CENTER-OPERATING ROOM | 900 Centennial Blvd | Suite E |  | 01/01/1900 |  |  |  |  | NO | YES |  |  |  |  | CUSTOM ULTRASONICS 10348030 Not Known |  |  | Active |  | 99:99:99:99:99:99 |  | Equipment | PAAR:00-PVAR | 11/02/2019 |  | COOPER AMBULATORY OFF-SITES |  |  | SCOPE STORAGE | 0011738224 | JENNIFER BOMBARO | Repair | Closed | Kirk Lis | 06/05/2017 | 06/15/2017 | CABINET - LOOSE WIRES, NOT WORKING - VOORHEES SURG CTR SCOPE STORAGE RM | 6/7/2017 10:30:11 AM KALIS (KALIS 6/6/2017 12:00 AM) PERFORMED TROUBLESHOOTING. AIR COMPRESSOR WAS SEIZED UP. CONFERRED WITH MULTIPLE PARTIES CONCERNING USING COMPRESSOR FROM SUITE G AS REPLACEMENT. REMOVED MOTOR FROM UNIT IN SUITE G.REMOVED BAD MOTOR IN SUITE E AND INSTALLED. MODIFIED EXHAUST HOSE THAT WAS BAD. TESTED UNIT. ADJUSTED DRYING SETTINGS. UNIT OPERATING CORRECTLY. (KALIS 6/7/2017 12:00 AM) RESEARCHED AND ORDERED PARTS 6/12/2017 4:06:44 PM KALIS (KALIS 6/12/2017 12:00 AM) RESEARCHED LOCATION OF ORDERED COMPRESSOR. SEARCHED BIOMED DEPT. AND LOADING DOCK. REMOVED OLD COMPRESSOR FROM VAN REMOVED FITTINGS AND TRASHED. TRACED TRACKING# 1Z2673540171857291. WAS DELIVERED TO LOADING DOCK.? WENT TO LOADING DOCK BUT AREA WAS CLOSED FOR THE DAY. 6/15/2017 9:27:50 AM KALIS (KALIS 6/14/2017 12:00 AM) TRAVEL TIME (KALIS 6/14/2017 12:00 AM) INSTALLED HIGH PRESSURE HOSE AND ELBOW COMPRESSION FITTING ON COMPRESSOR EXHUAST TAKEN FROM SUITE G DRYING CABINET. APPLIED WIRE SECURE CONNECTORS. TESTED UNIT. UNIT TESTED OK 6/15/2017 9:29:25 AM KALIS (KALIS 6/15/2017 12:00 AM) DOCUMENTATION | E59836CF-89E7-4744-8B2D-8E69D7226A19 | Parts | 01/01/1900 | 01/01/1900 | Kirk Lis
|  | CUSTOM ULTRASONICS |  | CABINET, DRYING, ENDOSCOPE | 10216-H | SPECIAL TEST | Kelemen |  |  | 01/01/1900 |  |  |  |  | NO | YES |  |  |  |  | CUSTOM ULTRASONICS 10347601 10216-H |  |  | Active |  | 99:99:99:99:99:99 |  | Equipment | PAAR:00-PVAR | 11/02/2019 |  | COOPER UNIVERSITY HOSPITAL |  |  | BRONCH ROOM | WOT00000002200516 | AMY HANNAN | Disposition | Closed | Salvatore Bombara | 02/14/2019 | 05/19/2019 | Bulk Disposition CNL
|  | CUSTOM ULTRASONICS |  | CABINET, DRYING, ENDOSCOPE |  | COOPER DIGESTIVE HEALTH-ENDOSCOPY | 501 fellowship road |  |  | 01/01/1900 |  |  |  |  | NO | YES |  |  |  |  | CUSTOM ULTRASONICS 10347137 Not Known |  |  | Active |  | 99:99:99:99:99:99 |  | Equipment | PAAR:00-PVAR | 11/02/2019 |  | COOPER AMBULATORY OFF-SITES |  |  | Suite 102 - Procedure Side | WOT00000000552798 | JEANNE GREER | Repair | Closed | Kirk Lis | 02/19/2018 | 10/18/2018 | fan making funny noises; recurring | traced issue to defective compressor cooling fan. put unit out of service until part is replaced replaced cooling fan. performed ovp | EXP0152075 | Labor | 02/21/2018 | 02/21/2018 | Kirk Lis
|  | CUSTOM ULTRASONICS |  | CABINET, DRYING, ENDOSCOPE |  | COOPER DIGESTIVE HEALTH-ENDOSCOPY | 501 Fellowship Rd |  |  | 01/01/1900 |  |  |  |  | NO | YES |  |  |  |  | CUSTOM ULTRASONICS 10347128 Not Known |  |  | Active |  | 99:99:99:99:99:99 |  | Equipment | PAAR:00-PVAR | 11/01/2019 |  | COOPER AMBULATORY OFF-SITES |  |  | HALLWAY | WOT00000003793705 | JEANNE GREER | Repair | Closed | Kirk Lis | 09/26/2019 | 10/01/2019 | Making a loud noise from the fan portion | TRACED PROBLEM TO OVERHEATED COMPRESSOR. NEED TO REPLACE COMPRESSOR REPLACED COMPRESSOR . PERFORMED OVP. UNIT TESTED OK | EXP4138173 | Labor | 09/26/2019 | 09/26/2019 | Kirk Lis
|  | CUSTOM ULTRASONICS |  | CABINET, DRYING, ENDOSCOPE |  | COOPER DIGESTIVE HEALTH-ENDOSCOPY | 218 Sunset Rd |  |  | 01/01/1900 |  |  |  |  | NO | YES |  |  |  |  | CUSTOM ULTRASONICS 10347111 10347111 |  |  | Active |  | 99:99:99:99:99:99 |  | Equipment | PAAR:00-PVAR | 11/02/2019 |  | COOPER AMBULATORY OFF-SITES |  |  | Suite 102 - Procedure Side |  | JEANNE GREER
|  | CUSTOM ULTRASONICS |  | CABINET, DRYING, ENDOSCOPE | 010410-B/EQ 3696 | TRAUMA ICU | Kelemen |  |  | 10/16/2009 |  | 10/16/24 |  |  | NO | YES |  |  |  |  | CUSTOM ULTRASONICS 10346448 010410-B/EQ 3696 |  |  | Active |  | 99:99:99:99:99:99 |  | Equipment | PAAR:00-PVAR | 11/02/2019 |  | COOPER UNIVERSITY HOSPITAL |  |  | TRAUMA ICU | 0011913731 | Diane Floyd | Repair | Closed | Salvatore Bombara | 07/20/2017 | 07/20/2017 | STORAGE CABINET - WARMER WONT TURN ON - TRAUMA ICU BACK OF UNIT | 7/20/2017 12:05:46 PM SXBOMBARA (GRAMODEI 7/20/2017 12:00 AM) WORKED WITH GENE AND TECH SUPPORT ANT DETERMINED UNIT IS WORKING CORRECTLY. (SXBOMBARA 7/20/2017 12:00 AM) WORKED WITH GENE AND TECH SUPPORT ANT DETERMINED UNIT IS WORKING CORRECTLY. | F61D1DB6-8F08-46C3-8246-71E5600B9069 | Labor | 07/20/2017 | 07/20/2017 | Salvatore Bombara
|  | MEDIVATORS | ENDODRY | CABINET, DRYING, ENDOSCOPE |  | VOORHEES SURGERY CENTER-SURGERY DEPT | 6015 Main St |  |  | 04/06/2018 |  | 4/6/33 |  |  | NO | YES |  |  |  |  | MEDIVATORS 10725174 22016 |  |  | Active |  | 99:99:99:99:99:99 |  | Equipment | PAAR:00-PVAR | 10/31/2019 |  | COOPER AMBULATORY OFF-SITES |  |  | 6015 Main St | WOT00000000771087 | Theresa Megali | Performance Verification | Closed | Kirk Lis | 04/06/2018 | 06/06/2019 | Performance Verification for MEDIVATORS 10725174 22016 | Initial Install of Performance Verification. Device is ready for patient use.
|  | GLOBAL SURGICAL CORP | SMR MAXI | CABINET, ENT |  | COOPER CANCER CENTER-MULTIDISCIPLINARY CLINIC | MD Anderson Cancer Center |  |  | 01/01/1900 |  |  |  |  | NO | YES |  |  |  |  | GLOBAL SURGICAL CORP 10355335 900128 |  |  | Disposition |  |  |  | Equipment | 1Y:00-MFG | 12/01/2016 | 09/01/2020 | COOPER AMBULATORY OFF-SITES |  |  | Multi Disc - C2043 |  | ROXANNE BERGER
|  | JEDMED INSTRUMENTS CO. | 03-7000 | CABINET, ENT |  | 6200 MAIN ST-SURGERY | 6200 Main St |  |  | 11/11/2016 |  | 11/11/31 |  |  | NO | YES |  |  |  |  | JEDMED INSTRUMENTS CO. 10505131 2059 |  |  | Active |  | 99:99:99:99:99:99 |  | Equipment | 1Y:00-MFG | 10/18/2019 | 10/01/2020 | COOPER AMBULATORY OFF-SITES |  |  | 6200 Main St. - ENT - Proc C | 0011493418 | BOBBIE MICKLE | Performance Verification | Closed | Bonnie Aichroth | 04/18/2017 | 04/18/2017 | INCOMING INVENTORY | DEVICE INVENTORIED | 87391F20-905B-4F14-92C2-7AE8BEEAF1BD | Labor | 04/18/2017 | 04/18/2017 | Bonnie Aichroth
|  | JEDMED INSTRUMENTS CO. | CLASSIC CSC | CABINET, ENT |  | 6200 MAIN ST-SURGERY | 6200 Main St |  |  | 05/01/2013 |  | 5/1/28 |  |  | NO | YES |  |  |  |  | JEDMED INSTRUMENTS CO. 10345815 0468 |  |  | Active |  | 99:99:99:99:99:99 |  | Equipment | 1Y:00-MFG | 10/18/2019 | 10/01/2020 | COOPER AMBULATORY OFF-SITES |  |  | 6200 Main St. - ENT - Exam 6 |  | BOBBIE MICKLE
|  | JEDMED INSTRUMENTS CO. | CLASSIC CSC | CABINET, ENT |  | 6200 MAIN ST-SURGERY | 6200 Main St |  |  | 05/01/2013 |  | 5/1/28 |  |  | NO | YES |  |  |  |  | JEDMED INSTRUMENTS CO. 10345810 0469 |  |  | Active |  | 99:99:99:99:99:99 |  | Equipment | 1Y:00-MFG | 10/18/2019 | 10/01/2020 | COOPER AMBULATORY OFF-SITES |  |  | 6200 Main St. - ENT - Exam 5 |  | BOBBIE MICKLE
|  | JEDMED INSTRUMENTS CO. | CLASSIC CSC | CABINET, ENT |  | 3 COOPER-MULTISPECIALTY CENTER | 3 Cooper |  |  | 01/01/1900 |  |  |  |  | NO | YES |  |  |  |  | JEDMED INSTRUMENTS CO. 10345610 Not Known |  |  | Active |  | 99:99:99:99:99:99 |  | Equipment | 1Y:00-MFG | 11/01/2019 | 11/01/2020 | COOPER AMBULATORY OFF-SITES |  |  | Suite 104 - Exam 163 |  | MARGIE OUTLER
|  | JEDMED INSTRUMENTS CO. | CLASSIC CSC | CABINET, ENT |  |  | 3 Cooper | [7 empty] | NO | YES
|  | JEDMED INSTRUMENTS CO. | CLASSIC SD | CABINET, ENT | NOT KNOWN | 3 COOPER - SURGERY DEPARTMENT | 3 Cooper |  |  | 11/01/2019 |  | 11/1/34 |  |  | NO | YES |  |  |  |  | JEDMED INSTRUMENTS CO. 30126110 NOT KNOWN |  |  | Active |  | 99:99:99:99:99:99 |  | Equipment | 1Y:00-MFG | 11/01/2019 | 11/01/2019 | COOPER AMBULATORY OFF-SITES |  |  | Suite 403 - Exam 11 |  | ANNE MAIER |  |  |  | 11/01/2019 | 11/01/2019 |  |  |  |  | 11/01/2019 | 11/01/2019
|  | JEDMED INSTRUMENTS CO. | CLASSIC SD | CABINET, ENT |  | BUNKER HILL-SURGERY | 2 Plaza Dr |  |  | 01/01/1900 |  |  |  |  | NO | YES |  |  |  |  | JEDMED INSTRUMENTS CO. 10366859 1140 |  |  | Active |  | 99:99:99:99:99:99 |  | Equipment | 1Y:00-MFG | 12/20/2018 | 12/01/2019 | COOPER AMBULATORY OFF-SITES |  |  | EXAM 1 | 0012148425 | ANNE MAIER | Service Request | Closed | Michael Youch | 09/11/2017 | 02/01/2018 | EAR/NOSE/THROAT TREATMENT UNIT - NEEDS THE STICKER - 2 PLAZA DR SUITE 202 SURGERY | 9/11/2017 11:08:51 AM MDYOUCH UNIT IS PAAR, WILL PUT A NPR STICKER DURING VISIT LATER THIS MONTH. 2/1/2018 1:35:33 PM MDYOUCH Unit was changed to annual and came out in Dec and completed 2/1/2018 1:38:39 PM MDYOUCH (MDYOUCH 11/13/2017 10:30 AM) COMPLETED ON WO 12352198 | DABDFA67-4EF6-4197-B772-63D4E9BF924B | Labor | 11/13/2017 | 11/13/2017 | Michael Youch
|  | JEDMED INSTRUMENTS CO. | CLASSIC SD | CABINET, ENT |  | BUNKER HILL-SURGERY | 2 Plaza Dr |  |  | 01/01/1900 |  |  |  |  | NO | YES |  |  |  |  | JEDMED INSTRUMENTS CO. 10366854 1141 |  |  | Active |  | 99:99:99:99:99:99 |  | Equipment | 1Y:00-MFG | 12/20/2018 | 12/01/2019 | COOPER AMBULATORY OFF-SITES |  |  | EXAM 2 |  | ANNE MAIER
|  | JEDMED INSTRUMENTS CO. | CLASSIC SD | CABINET, ENT |  | 6200 MAIN ST-SURGERY | 6200 Main Street |  |  | 01/01/1900 |  |  |  |  | NO | YES |  |  |  |  | JEDMED INSTRUMENTS CO. 10345320 224 |  |  | Active |  | 99:99:99:99:99:99 |  | Equipment | 1Y:00-MFG | 10/18/2019 | 10/01/2020 | COOPER AMBULATORY OFF-SITES |  |  | 6200 Main St. - ENT - Exam 3 |  | BOBBIE MICKLE
|  | JEDMED INSTRUMENTS CO. | CLASSIC SD | CABINET, ENT |  | 6200 MAIN ST-SURGERY | 6200 Main Street |  |  | 01/01/1900 |  |  |  |  | NO | YES |  |  |  |  | JEDMED INSTRUMENTS CO. 10345304 223 |  |  | Active |  | 99:99:99:99:99:99 |  | Equipment | 1Y:00-MFG | 10/18/2019 | 10/01/2020 | COOPER AMBULATORY OFF-SITES |  |  | 6200 Main St - ENT - Exam 4 |  | BOBBIE MICKLE
|  | JEDMED INSTRUMENTS CO. | CLASSIC SS | CABINET, ENT |  | 3 COOPER - SURGERY DEPARTMENT | 3 Cooper |  |  | 01/01/2011 |  | 1/1/26 |  |  | NO | YES |  |  |  |  | JEDMED INSTRUMENTS CO. 10349199 0453 |  |  | Active |  | 99:99:99:99:99:99 |  | Equipment | 1Y:00-MFG | 11/01/2019 | 11/01/2020 | COOPER AMBULATORY OFF-SITES |  |  | Suite 403 - Exam 12 |  | ANNE MAIER
|  | MTI, INC. | TC100A | CABINET, ENT |  | COOPER CANCER CENTER-MULTIDISCIPLINARY CLINIC | MD Anderson Cancer Center |  |  | 09/10/2013 |  | 9/10/28 |  |  | NO | YES |  |  |  |  | MTI, INC. 10355372 131025004 |  |  | Active |  | 99:99:99:99:99:99 |  | Equipment | 1Y:00-MFG | 08/27/2019 | 09/01/2020 | COOPER AMBULATORY OFF-SITES |  |  | ROOM C2045 |  | ROXANNE BERGER
|  | MTI, INC. | TC100A | CABINET, ENT |  | COOPER CANCER CENTER-MULTIDISCIPLINARY CLINIC | MD Anderson Cancer Center |  |  | 09/10/2013 |  | 9/10/28 |  |  | NO | YES |  |  |  |  | MTI, INC. 10355336 130919004 |  |  | Active |  | 99:99:99:99:99:99 |  | Equipment | 1Y:00-MFG | 08/27/2019 | 09/01/2020 | COOPER AMBULATORY OFF-SITES |  |  | ROOM C2043 |  | ROXANNE BERGER
|  | OMNICELL |  | CABINET, MEDICATION, CLINICAL SUPPLY |  |  | Kelemen | [7 empty] | YES | YES
|  | BLICKMAN HEALTH INDUSTRIES |  | CABINET, WARMING, COUNTERTOP |  |  | Kelemen | BASEMENT | [6 empty] | YES | YES
|  | BLICKMAN HEALTH INDUSTRIES | 7922SS | CABINET, WARMING, COUNTERTOP | 59001-73 |  | Kelemen |  |  | 01/01/1900 |  |  |  |  | NO | YES |  |  |  |  | BLICKMAN HEALTH INDUSTRIES 10356185 59001-73 |  |  | Active |  | 99:99:99:99:99:99 |  | Equipment | PAAR:00-PVAR | 11/02/2019 |  | COOPER UNIVERSITY HOSPITAL |  |  | HOLDING AREA |  | DOMINIC VENDETTA
|  | BLICKMAN HEALTH INDUSTRIES | 7922SSD | CABINET, WARMING, COUNTERTOP | 20319-9 | CARDIAC CATH LAB | Kelemen |  |  | 01/07/2002 |  | 1/7/17 |  |  | NO | YES |  |  |  |  | BLICKMAN HEALTH INDUSTRIES 10368396 20319-9 |  |  | Active |  | 99:99:99:99:99:99 |  | Equipment | PAAR:00-PVAR | 11/01/2019 |  | COOPER UNIVERSITY HOSPITAL |  |  | CCL - Lab Hallway |  | LINDA BEAN
|  | BLICKMAN HEALTH INDUSTRIES | 7922TG | CABINET, WARMING, COUNTERTOP | N180315757 | 3 COOPER-RADIOLOGY | 3 Cooper |  |  | 10/31/2019 |  | 10/31/34 |  |  | NO | YES |  |  |  |  | BLICKMAN HEALTH INDUSTRIES 11222062 N180315757 |  |  | Active |  | 99:99:99:99:99:99 |  | Equipment | PAAR:00-PVAR | 10/31/2019 | 10/31/2019 | COOPER AMBULATORY OFF-SITES |  |  | Hallway Outside CT Scanner | WOT00000001826288 | JUDY ADIRZONE | Performance Verification | Closed | Charles Santomero | 10/31/2019 | 10/31/2019 | CEID Record Completion for BLICKMAN HEALTH INDUSTRIES 11222062 N180315757 | Inventoried. Electrical safety check, and performance verification tests performed. Placed in service. See initial Service Request WOT 1427954 | EXP1883094 | Labor | 10/31/2019 | 10/31/2019 | Charles Santomero
|  | BLICKMAN HEALTH INDUSTRIES | 7922TG | CABINET, WARMING, COUNTERTOP | N170114165 |  | Warehouse (7815 Airport Hwy) | [7 empty] | YES | YES
|  | BLICKMAN HEALTH INDUSTRIES | 7922TG | CABINET, WARMING, COUNTERTOP | M130407512 | RADIOLOGY DIAGNOSTICS | Kelemen | BASEMENT |  | 02/26/2013 |  | 2/26/28 |  |  | NO | YES |  |  |  |  | BLICKMAN HEALTH INDUSTRIES 10369016 M130407512 |  |  | Active |  | 99:99:99:99:99:99 |  | Equipment | PAAR:00-PVAR | 11/02/2019 |  | COOPER UNIVERSITY HOSPITAL |  |  | RM M HALLWAY | WOT00000000527498 | PAULETTE DUCKREY | Disposition | Closed | Charles Santomero | 02/08/2018 | 05/17/2019 | Bulk Disposition CNL
|  | BLICKMAN HEALTH INDUSTRIES | 7922TG | CABINET, WARMING, COUNTERTOP | M130207354 | NUCLEAR MEDICINE | Kelemen | Basement |  | 02/24/2013 |  | 2/24/28 |  |  | NO | YES |  |  |  |  | BLICKMAN HEALTH INDUSTRIES 10368732 M130207354 |  |  | Active |  | 99:99:99:99:99:99 |  | Equipment | PAAR:00-PVAR | 11/01/2019 |  | COOPER UNIVERSITY HOSPITAL |  |  | NUC MED HALLWAY | 0012496491 | Donna Handy | Repair | Closed | Zhan Kiselev | 12/11/2017 | 12/19/2017 | WARMING UNIT - TEMP IS TOO HIGH - NUC MED, HALLWAY ACROSS RM B83 | 12/11/2017 4:04:56 PM ZXKISELEV (ZXKISELEV 12/11/2017 12:00 AM) ANALYZED UNIT. CLEANED FAN FROM THE DUST. CALLED TECH SUPPORT, LEFT A VOICE MAIL TO CALL ME BACK. ADJUSTED TEMPERATURE FOR ACTUAL TEMPERATURE TO STAY WITHIN 130 DEGREES 12/19/2017 9:20:37 AM ZXKISELEV (ZXKISELEV 12/18/2017 12:00 AM) CHECKED BLANKET WARMER ONCE AGAIN TO SEE IF IT HOLD TEMPERATURE. VERIFIED PROPER OPERATION. | CE7473B0-8FBC-49B4-A7CD-571E39F987C0 | Labor | 12/18/2017 | 12/18/2017 | Zhan Kiselev
|  | BLICKMAN HEALTH INDUSTRIES | 7922TG | CABINET, WARMING, COUNTERTOP | M121006700 | EMERGENCY ROOM | Kelemen |  |  | 11/01/2012 |  | 11/1/27 |  |  | NO | YES |  |  |  |  | BLICKMAN HEALTH INDUSTRIES 10368155 M121006700 |  |  | Active |  | 99:99:99:99:99:99 |  | Equipment | PAAR:00-PVAR | 11/02/2019 |  | COOPER UNIVERSITY HOSPITAL |  |  | ER/XRAY RM 1 | WOT00000000527494 | KAREN GRUBER | Disposition | Closed | Richard Jolly | 02/08/2018 | 05/17/2019 | Bulk Disposition CNL
|  | BLICKMAN HEALTH INDUSTRIES | 7922TG | CABINET, WARMING, COUNTERTOP | J110303744 | CDU - CLINICAL DECISION UNIT-9 KELEMEN | Kelemen |  |  | 04/05/2011 |  | 4/5/26 |  |  | NO | YES |  |  |  |  | BLICKMAN HEALTH INDUSTRIES 10367724 J110303744 |  |  | Active |  | 99:99:99:99:99:99 |  | Equipment | PAAR:00-PVAR | 11/02/2019 |  | COOPER UNIVERSITY HOSPITAL |  |  | CDO KEL9 | 0012735568 | KAREN GRUBER | Repair | Closed | Richard Jolly | 01/27/2018 | 02/02/2018 | BLANKET WARMER - SHELF TO ONE SIDE, WONT HOLD BLANKETS - CDU 9KELEMEN BACK HALLWAY | 2/2/2018 11:37:40 AM RCJOLLY (RCJOLLY 1/30/2018 10:00 AM) ADJUST SHELF | B44ACB15-0DD3-49AB-9385-283C90B8BDEF | Labor | 01/30/2018 | 01/30/2018 | Richard Jolly
|  | BLICKMAN HEALTH INDUSTRIES | 7922TG | CABINET, WARMING, COUNTERTOP | M130708162 | COOPER CANCER CENTER-COOPER DAY-CHEMO | MD Anderson Cancer Center |  |  | 07/25/2013 |  | 7/25/28 |  |  | NO | YES |  |  |  |  | BLICKMAN HEALTH INDUSTRIES 10365610 M130708162 |  |  | Active |  | 99:99:99:99:99:99 |  | Equipment | PAAR:00-PVAR | 11/02/2019 |  | COOPER AMBULATORY OFF-SITES |  |  | Infusion - Nurses Station |  | Bonnie Aichroch
|  | BLICKMAN HEALTH INDUSTRIES | 7922TG | CABINET, WARMING, COUNTERTOP |  | COOPER CANCER CENTER-COOPER DAY-CHEMO | MD Anderson Cancer Center |  |  | 07/25/2013 |  | 7/25/28 |  |  | NO | YES |  |  |  |  | BLICKMAN HEALTH INDUSTRIES 10365566 17130708164 |  |  | Active |  | 99:99:99:99:99:99 |  | Equipment | PAAR:00-PVAR | 11/02/2019 |  | COOPER AMBULATORY OFF-SITES |  |  | Infusion - Nurses Station |  | Bonnie Aichroch
|  | BLICKMAN HEALTH INDUSTRIES | 7922TG | CABINET, WARMING, COUNTERTOP | M130708163 | COOPER CANCER CENTER | MD Anderson Cancer Center |  |  | 07/25/2013 |  | 7/25/28 |  |  | NO | YES |  |  |  |  | BLICKMAN HEALTH INDUSTRIES 10348794 M130708163 |  |  | Active |  | 99:99:99:99:99:99 |  | Equipment | PAAR:00-PVAR | 10/31/2019 |  | COOPER AMBULATORY OFF-SITES |  |  | Rad/Onc - Nurses Station |  | COLLEEN TEGELER
|  | BLICKMAN HEALTH INDUSTRIES | 7925TG | CABINET, WARMING, COUNTERTOP | M170114186 |  | Kelemen | [7 empty] | NO | YES
|  | BLICKMAN HEALTH INDUSTRIES | 7925TG | CABINET, WARMING, COUNTERTOP | L13207302 | MATERNAL FETAL CARE UNIT | Dorrance |  |  | 01/21/2013 |  | 1/21/28 |  |  | NO | YES |  |  |  |  | BLICKMAN HEALTH INDUSTRIES 10354992 L13207302 |  |  | Active |  | 99:99:99:99:99:99 |  | Equipment | PAAR:00-PVAR | 11/02/2019 |  | COOPER UNIVERSITY HOSPITAL |  |  | D5 | WOT00000000527334 | JOANNA HORST | Disposition | Closed | Gene Amodei | 02/08/2018 | 07/10/2019 | Bulk Disposition CNL
|  | GETINGE/CASTLE, INC. |  | CABINET, WARMING, COUNTERTOP | S25524CAR | VOORHEES SURGERY CENTER-OPERATING ROOM | 900 Centennial Blvd | Suite E |  | 06/01/2004 |  | 6/1/19 |  |  | NO | YES |  |  |  |  | GETINGE/CASTLE, INC. 10346008 S25524CAR |  |  | Active |  | 99:99:99:99:99:99 |  | Equipment | PAAR:00-PVAR | 11/01/2019 |  | COOPER AMBULATORY OFF-SITES |  |  | PROCEDURE ROOM |  | JENNIFER BOMBARO
|  | MAC MEDICAL INC | D SERIES | CABINET, WARMING, COUNTERTOP | 090116-D06 | COOPER CANCER CENTER-MULTIDISCIPLINARY CLINIC | MD Anderson Cancer Center |  |  | 09/16/2016 |  | 9/16/31 |  |  | NO | YES |  |  |  |  | MAC MEDICAL INC 10649821 090116-D06 |  |  | Active |  | 99:99:99:99:99:99 |  | Equipment | PAAR:00-PVAR | 10/31/2019 |  | COOPER AMBULATORY OFF-SITES |  |  | BETWEEN HALL A&B |  | ROXANNE BERGER
|  | MAC MEDICAL INC | SWC 1518 | CABINET, WARMING, COUNTERTOP |  | VOORHEES SURGERY CENTER - GYN/ONCOLOGY | 900 Centennial Blvd | Suite F |  | 10/31/2019 |  | 10/31/34 |  |  | NO | YES |  |  |  |  | MAC MEDICAL INC 30149662 071415 |  |  | Active |  | 99:99:99:99:99:99 |  | Equipment | PAAR:00-PVAR | 10/31/2019 | 10/31/2019 | COOPER AMBULATORY OFF-SITES |  |  | SUITE F |  | SUE MALTMAN |  |  |  | 10/31/2019 | 10/31/2019 |  |  |  |  | 10/31/2019 | 10/31/2019
|  | MAC MEDICAL INC | SWC 1824 SERIES | CABINET, WARMING, COUNTERTOP | 062311-714 | SHORT PROCEDURE UNIT | Kelemen |  |  | 07/12/2011 |  | 7/12/26 |  |  | NO | YES |  |  |  |  | MAC MEDICAL INC 10367434 062311-714 |  |  | Active |  | 99:99:99:99:99:99 |  | Equipment | PAAR:00-PVAR | 11/02/2019 |  | COOPER UNIVERSITY HOSPITAL |  |  | SPU/5N | 0011661602 | Lisa Geoghegan | Repair | Closed | Michael Youch | 05/24/2017 | 05/24/2017 | BLANKET WARMER - NEED UPDATED STICKER - SHORT PROC UNIT | 5/24/2017 3:20:32 PM MDYOUCH (MDYOUCH 5/24/2017 2:00 PM) NOTIFIED LISA THAT THESE ITEMS ARE DUE IN JUNE AND WILL BE ADDRESSED WHEN RSQ GENERATES WO. | 768D663A-6E8E-4174-9C96-C10A8D9D83CD | Labor | 05/24/2017 | 05/24/2017 | Michael Youch
|  | MAC MEDICAL INC | SWC 1824 SERIES | CABINET, WARMING, COUNTERTOP | 90415-DO1 | VOORHEES SURGERY CENTER-OPERATING ROOM | 900 Centennial Blvd | Suite E |  | 10/31/2019 |  | 10/31/34 |  |  | NO | YES |  |  |  |  | MAC MEDICAL INC 30149602 90415-DO1 |  |  | Active |  | 99:99:99:99:99:99 |  | Equipment | PAAR:00-PVAR | 10/31/2019 | 10/31/2019 | COOPER AMBULATORY OFF-SITES |  |  | SUITE E - PRE OP |  | JENNIFER BOMBARO |  |  |  | 10/31/2019 | 10/31/2019 |  |  |  |  | 10/31/2019 | 10/31/2019
|  | MAC MEDICAL INC | SWC 182424 | CABINET, WARMING, COUNTERTOP | 061219D02 |  | MD Anderson Cancer Center | [7 empty] | YES | YES
|  | MAC MEDICAL INC | SWC 24036G2B | CABINET, WARMING, COUNTERTOP | 110518d06 |  | MD Anderson Cancer Center | [7 empty] | YES | YES
|  | MAC MEDICAL INC | SWC 243036 | CABINET, WARMING, COUNTERTOP | 081518-D02 | COOPER CANCER CENTER | MD Anderson Cancer Center |  |  | 10/31/2019 |  | 10/31/34 |  |  | NO | YES |  |  |  |  | MAC MEDICAL INC 11222063 081518-D02 |  |  | Active |  | 99:99:99:99:99:99 |  | Equipment | PAAR:00-PVAR | 10/31/2019 | 10/31/2019 | COOPER AMBULATORY OFF-SITES |  |  | 1st floor-Linear Accelerator #1, C1049 | WOT00000001826696 | COLLEEN TEGELER | Performance Verification | Closed | Charles Santomero | 10/31/2019 | 10/31/2019 | Performance Verification for MAC MEDICAL INC 11222063 081518-D02 | Initial Install of Performance Verification. Device is ready for patient use. |  |  | 10/31/2019 | 10/31/2019
|  | MAC MEDICAL INC | SWC 243036 | CABINET, WARMING, COUNTERTOP | 081518-D01 | COOPER CANCER CENTER | MD Anderson Cancer Center |  |  | 10/31/2019 |  | 10/31/34 |  |  | NO | YES |  |  |  |  | MAC MEDICAL INC 11222064 081518-D01 |  |  | Active |  | 99:99:99:99:99:99 |  | Equipment | PAAR:00-PVAR | 10/31/2019 | 10/31/2019 | COOPER AMBULATORY OFF-SITES |  |  | 1st Floor-Linear Accelerator #2, C1052 | WOT00000001826844 | COLLEEN TEGELER | Performance Verification | Closed | Charles Santomero | 10/31/2019 | 10/31/2019 | Performance Verification for MAC MEDICAL INC 11222064 081518-D01 | Initial Install of Performance Verification. Device is ready for patient use. |  |  | 10/31/2019 | 10/31/2019
|  | PEDIGO PRODUCTS INC | P-2010-S | CABINET, WARMING, COUNTERTOP |  | WILLINGBORO HEMATOLOGY/ONCOLOGY | 1000 Salem Rd |  |  | 01/01/2012 |  | 1/1/27 |  |  | NO | YES |  |  |  |  | PEDIGO PRODUCTS INC 10367239 1009667 |  |  | Active |  | 99:99:99:99:99:99 |  | Equipment | PAAR:00-PVAR | 11/02/2019 |  | COOPER AMBULATORY OFF-SITES |  |  | INFUSION RM | WOT00000002011002 | ANN DENTON | Repair | Closed | Kirk Lis | 01/23/2019 | 05/30/2019 | burnt bottom of blanket, too hot, unplugged and took out of service | ANALYZED UNIT. OBSERVED COMPLAINT OF BURNT BLANKET. WORKED WITH OEM TECH. ASSISTANCE TO DETERMINE PROBLEM CALIBRATED UNIT. SET WARMER TO 120 DEGREES .UNIT OK TO USE. | EXP2131750 | Labor | 01/23/2019 | 01/23/2019 | Kirk Lis
|  | PEDIGO PRODUCTS INC | P-2010-S | CABINET, WARMING, COUNTERTOP | 1009675-000 | VOORHEES SURGERY CENTER-HEM/ONC | 900 Centennial Blvd | Suite M |  | 01/01/2012 |  | 1/1/27 |  |  | NO | YES |  |  |  |  | PEDIGO PRODUCTS INC 10344904 1009675-000 |  |  | Active |  | 99:99:99:99:99:99 |  | Equipment | PAAR:00-PVAR | 11/02/2019 |  | COOPER AMBULATORY OFF-SITES |  |  | SUITE M INFUSION CTR |  | MEGAN MCCAFFERTY
|  | PEDIGO PRODUCTS INC | P-2010-S | CABINET, WARMING, COUNTERTOP |  | VOORHEES SURGERY CENTER - GYN/ONCOLOGY | 900 Centennial Blvd | Suite M |  | 01/01/2012 |  | 1/1/27 |  |  | NO | YES |  |  |  |  | PEDIGO PRODUCTS INC 10344763 1009682 |  |  | Active |  | 99:99:99:99:99:99 |  | Equipment | PAAR:00-PVAR | 11/02/2019 |  | COOPER AMBULATORY OFF-SITES |  |  | SUITE M |  | SUE MALTMAN
|  | STERIS CORPORATION | DJ050124132 | CABINET, WARMING, COUNTERTOP |  |  | 900 Centennial Blvd | 2 New Suite | [6 empty] | YES | YES
|  | BLICKMAN HEALTH INDUSTRIES | 7924-SGD | CABINET, WARMING, DUAL COMPARTMENT | 85878-14 | LABOR & DELIVERY | Dorrance |  |  | 01/01/1900 |  |  |  |  | NO | YES |  |  |  |  | BLICKMAN HEALTH INDUSTRIES 10355105 85878-14 |  |  | Active |  | 99:99:99:99:99:99 |  | Equipment | PAAR:00-PVAR | 11/02/2019 |  | COOPER UNIVERSITY HOSPITAL |  |  | OR 1 L&D |  | JOANNA HORST
|  | GETINGE/CASTLE, INC. |  | CABINET, WARMING, DUAL COMPARTMENT | SW5624L970164 |  | 900 Centennial Blvd | Suite E | [6 empty] | YES | YES
|  | GETINGE/CASTLE, INC. |  | CABINET, WARMING, DUAL COMPARTMENT | F0298X | OR - KELEMEN 3 | Kelemen |  |  | 01/01/1992 |  | 1/1/07 |  |  | NO | YES |  |  |  |  | GETINGE/CASTLE, INC. 10369289 F0298X |  |  | Active |  | 99:99:99:99:99:99 |  | Equipment | PAAR:00-PVAR | 11/02/2019 |  | COOPER UNIVERSITY HOSPITAL |  |  | KOR - BETWEEN 3 AND 4 |  | DOMINIC VENDETTA
|  | GETINGE/CASTLE, INC. |  | CABINET, WARMING, DUAL COMPARTMENT | J074542 | EMERGENCY ROOM | Kelemen |  |  | 10/15/2007 |  | 10/15/22 |  |  | NO | YES |  |  |  |  | GETINGE/CASTLE, INC. 10368781 J074542 |  |  | Active |  | 99:99:99:99:99:99 |  | Equipment | PAAR:00-PVAR | 11/02/2019 |  | COOPER UNIVERSITY HOSPITAL |  |  | ER |  | KAREN GRUBER
|  | GETINGE/CASTLE, INC. |  | CABINET, WARMING, DUAL COMPARTMENT |  | SPECIAL TEST | Kelemen |  |  | 10/31/2019 |  | 10/31/34 |  |  | NO | YES |  |  |  |  | GETINGE/CASTLE, INC. 30144922 08E0286 |  |  | Active |  | 99:99:99:99:99:99 |  | Equipment | PAAR:00-PVAR | 10/31/2019 | 10/31/2019 | COOPER UNIVERSITY HOSPITAL |  |  | SPECIAL TESTS |  | AMY HANNAN |  |  |  | 10/31/2019 | 10/31/2019 |  |  |  |  | 10/31/2019 | 10/31/2019
|  | GETINGE/CASTLE, INC. |  | CABINET, WARMING, DUAL COMPARTMENT | URA013041 | VOORHEES SURGERY CENTER-OPERATING ROOM | 900 Centennial Blvd | Suite E |  | 10/24/2012 |  | 10/24/27 |  |  | NO | YES |  |  |  |  | GETINGE/CASTLE, INC. 10345436 URA013041 |  |  | Active |  | 99:99:99:99:99:99 |  | Equipment | PAAR:00-PVAR | 11/02/2019 |  | COOPER AMBULATORY OFF-SITES |  |  | SUITE E | 0012514901 | JENNIFER BOMBARO | Repair | Closed | Kirk Lis | 12/19/2017 | 12/22/2017 | WARMING UNIT - BURNING SMELL - SUITE E VSC OR BY ROOM 4 | 12/22/2017 9:40:49 AM KALIS (KALIS 12/21/2017 12:00 AM) DID NOT SMELL BURNING COMPLAINT. UNIT HAD NEW HEATERS INSTALLED RECENTLY. SMELL WAS PROBABLY FROM NEW HEATERS BEING BROKEN IN (KALIS 12/22/2017 12:00 AM) DOCUMENTATION | EF7DC8C7-FC70-4A32-A463-3384BE16FE32 | Labor | 12/22/2017 | 12/22/2017 | Kirk Lis
|  | MAC MEDICAL INC | D SERIES | CABINET, WARMING, DUAL COMPARTMENT | 052617-DO2 | KELEMEN 9 | Kelemen |  |  | 06/14/2017 |  | 6/14/32 |  |  | NO | YES |  |  |  |  | MAC MEDICAL INC 10725649 052617-DO2 |  |  | Active |  | 99:99:99:99:99:99 |  | Equipment | PAAR:00-PVAR | 10/31/2019 |  | COOPER UNIVERSITY HOSPITAL |  |  |  | 0012265905 | LAURA ZIMMERMAN | Performance Verification | Closed | Josh Harris | 10/05/2017 | 10/05/2017 | INCOMING INVENTORY | DEVICE INVENTORIED | 3DD52FB4-A280-4A1B-AA4E-A2BDBCE877B5 | Labor | 10/05/2017 | 10/05/2017 | Josh Harris
|  | MAC MEDICAL INC | DWC 24 | CABINET, WARMING, DUAL COMPARTMENT | 052517-d05 |  | Pavilion | [7 empty] | YES | YES
|  | MAC MEDICAL INC | DWC 24 | CABINET, WARMING, DUAL COMPARTMENT | 061614-716 | PAVILION 8 | Pavilion |  |  | 06/23/2015 |  | 6/23/30 |  |  | NO | YES |  |  |  |  | MAC MEDICAL INC 10369448 061614-716 |  |  | Active |  | 99:99:99:99:99:99 |  | Equipment | PAAR:00-PVAR | 11/02/2019 |  | COOPER UNIVERSITY HOSPITAL |  |  | PAV 8 |  | BRIAN OSHAUGHNESSY
|  | MAC MEDICAL INC | DWC 24 | CABINET, WARMING, DUAL COMPARTMENT | 042711-702 |  | Kelemen |  |  | 04/26/2011 |  | 4/26/26 |  |  | NO | YES |  |  |  |  | MAC MEDICAL INC 10368578 042711-702 |  |  | Active |  | 99:99:99:99:99:99 |  | Equipment | PAAR:00-PVAR | 11/01/2019 |  | COOPER UNIVERSITY HOSPITAL |  |  | NURSES STATION |  | Lisa Geoghegan
|  | MAC MEDICAL INC | DWC 24 | CABINET, WARMING, DUAL COMPARTMENT | 042811-706 | PACU KELEMEN | Kelemen |  |  | 04/26/2011 |  | 4/26/26 |  |  | NO | YES |  |  |  |  | MAC MEDICAL INC 10368481 042811-706 |  |  | Active |  | 99:99:99:99:99:99 |  | Equipment | PAAR:00-PVAR | 11/02/2019 |  | COOPER UNIVERSITY HOSPITAL |  |  | PACU KELEMEN |  | FRANK OBRIEN
|  | MAC MEDICAL INC | DWC 24 | CABINET, WARMING, DUAL COMPARTMENT | 061614-717 | CHIP - 9 PAVILION | Pavilion |  |  | 05/08/2014 |  | 5/8/29 |  |  | NO | YES |  |  |  |  | MAC MEDICAL INC 10356531 061614-717 |  |  | Active |  | 99:99:99:99:99:99 |  | Equipment | PAAR:00-PVAR | 11/02/2019 |  | COOPER UNIVERSITY HOSPITAL |  |  | 9 PAVILION | 0011236682 | KIM HUMMEL | Repair | Closed | Michael Youch | 02/23/2017 | 02/23/2017 | BLANKET WARMER - OUT OF DATE SINCE 7/2016 - PAVILLION 9 IN BACK EQUIPMENT ALCOVE P973 | 2/23/2017 12:33:21 PM MDYOUCH (MDYOUCH 2/23/2017 12:15 PM) CHANGED STICKER TO "APPROVED FOR USE" AS THERE IS NO SCHEDULED PA FOR THIS MODEL. | 0473A7CD-04D5-4AD1-845A-7E5A4FE9732B | Labor | 02/23/2017 | 02/23/2017 | Michael Youch
|  | MAC MEDICAL INC | DWC 24 | CABINET, WARMING, DUAL COMPARTMENT |  | PAVILION 8 | Pavilion |  |  | 05/08/2014 |  | 5/8/29 |  |  | NO | YES |  |  |  |  | MAC MEDICAL INC 10356389 061614718 |  |  | Active |  | 99:99:99:99:99:99 |  | Equipment | PAAR:00-PVAR | 11/02/2019 |  | COOPER UNIVERSITY HOSPITAL |  |  | pavilion 8 | WOT00000001306647 | BRIAN OSHAUGHNESSY | Repair | Closed | Gene Amodei | 08/20/2018 | 11/06/2018 | not working, making a noise, stops when opened | evaluate unit, fan on bottom section is very loud ordering new one installed new fan, RTS | EXP1383660 | Labor | 08/31/2018 | 08/31/2018 | Gene Amodei
|  | MAC MEDICAL INC | DWC 36 | CABINET, WARMING, DUAL COMPARTMENT | 022813-704 | KELEMEN N10 | Kelemen |  |  | 01/31/2013 |  | 1/31/28 |  |  | NO | YES |  |  |  |  | MAC MEDICAL INC 10355779 022813-704 |  |  | Active |  | 99:99:99:99:99:99 |  | Equipment | PAAR:00-PVAR | 11/02/2019 |  | COOPER UNIVERSITY HOSPITAL |  |  | North 10 Medicine | 0011636174 | Lisa Brooks | Repair | Closed | Zhan Kiselev | 05/15/2017 | 05/16/2017 | BLANKET WARMER - SHELF IS BROKEN - NORTH 10 KELLEMAN BACK HALLWAY, SHELF IS ON SIDE | 5/15/2017 5:39:47 PM ZXKISELEV (ZXKISELEV 5/15/2017 12:00 AM) ANALYZED UNIT. NEEDS NEW SHELF STOPPERS 5/16/2017 5:25:46 PM ZXKISELEV (ZXKISELEV 5/16/2017 12:00 AM) FOUND SHELF HOLDERS. INSTALLED THEM AND ATTACHED SHELF | D73C0F1B-CEC5-433D-8E89-C265AAC9B713 | Labor | 05/16/2017 | 05/16/2017 | Zhan Kiselev
|  | MAC MEDICAL INC | DWC 60 | CABINET, WARMING, DUAL COMPARTMENT | 030315-704 | CCU - CORONARY CARE UNIT | Kelemen |  |  | 11/02/2019 |  | 11/2/34 |  |  | NO | YES |  |  |  |  | MAC MEDICAL INC 11222185 030315-704 |  |  | Active |  | 99:99:99:99:99:99 |  | Equipment | PAAR:00-PVAR | 11/02/2019 | 11/02/2019 | COOPER UNIVERSITY HOSPITAL |  |  | CCU clean utility | WOT00000000504476 | CAROLYN RUMELL | Disposition | Closed | Richard Jolly | 11/02/2019 | 11/02/2019 | Bulk Disposition CNL |  |  |  | 11/02/2019 | 11/02/2019
|  | MAC MEDICAL INC | DWC 60 | CABINET, WARMING, DUAL COMPARTMENT |  | INCU - KELEMEN S10 | Kelemen |  |  | 01/31/2013 |  | 1/31/28 |  |  | NO | YES |  |  |  |  | MAC MEDICAL INC 10356027 022813703 |  |  | Active |  | 99:99:99:99:99:99 |  | Equipment | PAAR:00-PVAR | 11/02/2019 |  | COOPER UNIVERSITY HOSPITAL |  |  | 10TH FLOOR | 0011168474 | Lisa Brooks | Repair | Closed | Zhan Kiselev | 02/02/2017 | 02/03/2017 | BLANKET WARMER - SOUNDS LIKE ITS GOING TO EXPLODE - KELEMAN SOUTH 10, END OF HALL | 2/3/2017 9:51:42 AM ZXKISELEV (ZXKISELEV 2/2/2017 12:00 AM) REPLACED FAN MOTOR | FF7CB32C-6265-41CB-BE7A-5CD7E67EF93A | Labor | 02/02/2017 | 02/02/2017 | Zhan Kiselev
|  | SKYTRON | SS2207-J2G | CABINET, WARMING, DUAL COMPARTMENT |  | TRAUMA ADMIT | Kelemen |  |  | 10/15/2010 |  | 10/15/25 |  |  | NO | YES |  |  |  |  | SKYTRON 10368857 130020 |  |  | Active |  | 99:99:99:99:99:99 |  | Equipment | PAAR:00-PVAR | 11/02/2019 |  | COOPER UNIVERSITY HOSPITAL |  |  | TRAUMA ADMIT |  | Diane Floyd
|  | SKYTRON | SS2207-J2G | CABINET, WARMING, DUAL COMPARTMENT |  | EMERGENCY ROOM | Kelemen |  |  | 02/19/2008 |  | 2/19/23 |  |  | NO | YES |  |  |  |  | SKYTRON 10368780 066804 |  |  | Active |  | 99:99:99:99:99:99 |  | Equipment | PAAR:00-PVAR | 11/02/2019 |  | COOPER UNIVERSITY HOSPITAL |  |  | ER |  | KAREN GRUBER
|  | SKYTRON | SS2207-J2G | CABINET, WARMING, DUAL COMPARTMENT |  | TRAUMA ICU | Kelemen |  |  | 08/17/2009 |  | 8/17/24 |  |  | NO | YES |  |  |  |  | SKYTRON 10368614 305813 |  |  | Active |  | 99:99:99:99:99:99 |  | Equipment | PAAR:00-PVAR | 11/02/2019 |  | COOPER UNIVERSITY HOSPITAL |  |  | TRAUMA ICU |  | Diane Floyd
|  | SKYTRON | SS2207-J2G | CABINET, WARMING, DUAL COMPARTMENT |  | EMERGENCY ROOM | Kelemen |  |  | 06/22/2009 |  | 6/22/24 |  |  | NO | YES |  |  |  |  | SKYTRON 10368146 305815 |  |  | Active |  | 99:99:99:99:99:99 |  | Equipment | PAAR:00-PVAR | 11/02/2019 |  | COOPER UNIVERSITY HOSPITAL |  |  | ER NURSE STATION |  | KAREN GRUBER
|  | SKYTRON | SS2207-J2G | CABINET, WARMING, DUAL COMPARTMENT |  | CARDIAC CATH LAB | Kelemen |  |  | 02/19/2008 |  | 2/19/23 |  |  | NO | YES |  |  |  |  | SKYTRON 10367821 305814 |  |  | Active |  | 99:99:99:99:99:99 |  | Equipment | PAAR:00-PVAR | 11/02/2019 |  | COOPER UNIVERSITY HOSPITAL |  |  | CCL - Lab Hallway |  | LINDA BEAN
|  | SKYTRON | SS2207-J2G | CABINET, WARMING, DUAL COMPARTMENT |  | PAVILION PACU | Pavilion |  |  | 10/15/2010 |  | 10/15/25 |  |  | NO | YES |  |  |  |  | SKYTRON 10356212 130019 |  |  | Active |  | 99:99:99:99:99:99 |  | Equipment | PAAR:00-PVAR | 11/02/2019 |  | COOPER UNIVERSITY HOSPITAL |  |  | PAVILION-3RD |  | FRANK OBRIEN
|  | SKYTRON | SS2207-J2G | CABINET, WARMING, DUAL COMPARTMENT |  | OPERATING ROOM - PAVILION | Pavilion |  |  | 02/09/2009 |  | 2/9/24 |  |  | NO | YES |  |  |  |  | SKYTRON 10355487 066806 |  |  | Active |  | 99:99:99:99:99:99 |  | Equipment | PAAR:00-PVAR | 11/02/2019 |  | COOPER UNIVERSITY HOSPITAL |  |  | BETWEEN 6 AND 7 PUMP RM |  | DOMINIC VENDETTA
|  | SKYTRON | SS2207-J2G | CABINET, WARMING, DUAL COMPARTMENT |  | EMERGENCY ROOM | Kelemen |  |  | 06/22/2009 |  | 6/22/24 |  |  | NO | YES |  |  |  |  | SKYTRON 10349341 066803 |  |  | Active |  | 99:99:99:99:99:99 |  | Equipment | PAAR:00-PVAR | 10/31/2019 |  | COOPER UNIVERSITY HOSPITAL |  |  | ER-PEDS CLEAN HOLDING |  | KAREN GRUBER
|  | SKYTRON | SS2207-J2G | CABINET, WARMING, DUAL COMPARTMENT |  | VOORHEES SURGERY CENTER-OPERATING ROOM | 900 Centennial Blvd | Suite E |  | 11/15/2011 |  | 11/15/26 |  |  | NO | YES |  |  |  |  | SKYTRON 10346718 305812 |  |  | Active |  | 99:99:99:99:99:99 |  | Equipment | PAAR:00-PVAR | 11/02/2019 |  | COOPER AMBULATORY OFF-SITES |  |  | PACU Crash Carts & Stretchers |  | JENNIFER BOMBARO
|  | SKYTRON | SS2207-J2G | CABINET, WARMING, DUAL COMPARTMENT |  | OPERATING ROOM - PAVILION | Pavilion |  |  | 12/01/2008 |  | 12/1/23 |  |  | NO | YES |  |  |  |  | SKYTRON 10346295 066802 |  |  | Active |  | 99:99:99:99:99:99 |  | Equipment | PAAR:00-PVAR | 11/02/2019 |  | COOPER UNIVERSITY HOSPITAL |  |  | OR CORE RM |  | DOMINIC VENDETTA
|  | SKYTRON | SS2207-J2G | CABINET, WARMING, DUAL COMPARTMENT |  | OPERATING ROOM - PAVILION | Pavilion |  |  | 12/01/2008 |  | 12/1/23 |  |  | NO | YES |  |  |  |  | SKYTRON 10346291 066801 |  |  | Active |  | 99:99:99:99:99:99 |  | Equipment | PAAR:00-PVAR | 11/02/2019 |  | COOPER UNIVERSITY HOSPITAL |  |  | OR CORE |  | DOMINIC VENDETTA
|  | SKYTRON | SS2207J | CABINET, WARMING, DUAL COMPARTMENT | 047601M | OR - KELEMEN 3 | Kelemen |  |  | 10/31/2019 |  | 10/31/34 |  |  | NO | YES |  |  |  |  | SKYTRON 30244784 047601M |  |  | Active |  | 99:99:99:99:99:99 |  | Equipment | PAAR:00-PVAR | 10/31/2019 | 10/31/2019 | COOPER UNIVERSITY HOSPITAL |  |  | Outside OR K8 Pass code 0010 | WOT00000001824664 | DOMINIC VENDETTA | Repair | Closed | Michael Youch | 10/31/2019 | 10/31/2019 | Warmer - Is not warming | evaluated and talked with tech support and ordered parts Replaced fan and other parts, verified, RTS. | EXP2044041 | Parts | 10/31/2019 | 10/31/2019 | Michael Youch
|  | STERIS CORPORATION | DJ050124132 | CABINET, WARMING, DUAL COMPARTMENT |  | VOORHEES SURGERY CENTER-RADIOLOGY | 900 Centennial Blvd | Suite B |  | 10/31/2019 |  | 10/31/34 |  |  | NO | YES |  |  |  |  | STERIS CORPORATION 11200047 0413719015 |  |  | Active |  |  |  | Alarm | PAAR:00-PVAR | 10/31/2019 | 10/31/2019 | COOPER AMBULATORY OFF-SITES |  |  | SUITE B | WOT00000003162085 | PAT STIENES | Service Request | Closed | Kirk Lis | 10/31/2019 | 10/31/2019 | blanket warmer- needs safety checked and tagged | INVENTORIED UNIT. PROGRAMMED SETTINGS | EXP3361702 | Labor | 10/31/2019 | 10/31/2019 | Kirk Lis
|  | STERIS CORPORATION | DJ06012433111 | CABINET, WARMING, DUAL COMPARTMENT |  | SAME DAY OR-2ND FL PAVILION | Pavilion |  |  | 10/31/2019 |  | 10/31/34 |  |  | NO | YES |  |  |  |  | STERIS CORPORATION 11239198 04311917008 |  |  | Active |  | 99:99:99:99:99:99 |  | Equipment | PAAR:00-PVAR | 10/31/2019 | 10/31/2019 | COOPER UNIVERSITY HOSPITAL |  |  | outside sd OR1 | WOT00000000659816 | JOE DRUCTOR | Performance Verification | Closed | Josh Harris | 10/31/2019 | 10/31/2019 | Performance Verification for STERIS CORPORATION 11239198 04311917008 | Initial Install of Performance Verification. Device is ready for patient use. |  |  | 10/31/2019 | 10/31/2019
|  | STERIS CORPORATION | DJ06012433111 | CABINET, WARMING, DUAL COMPARTMENT |  | SAME DAY OR-2ND FL PAVILION | Warehouse (7815 Airport Hwy) |  |  | 10/31/2019 |  | 10/31/34 |  |  | NO | YES |  |  |  |  | STERIS CORPORATION 11239197 0431917009 |  |  | Active |  | 99:99:99:99:99:99 |  | Equipment | PAAR:00-PVAR | 10/31/2019 | 10/31/2019 | COOPER UNIVERSITY HOSPITAL |  |  | SD OR | WOT00000000643367 | JOE DRUCTOR | Performance Verification | Closed | Salvatore Bombara | 10/31/2019 | 10/31/2019 | Performance Verification for STERIS CORPORATION 11239197 0431917009 | Initial Install of Performance Verification. Device is ready for patient use. |  |  | 10/31/2019 | 10/31/2019
|  | STERIS CORPORATION | DJ06012433111 | CABINET, WARMING, DUAL COMPARTMENT |  | SAME DAY PACU-2ND FL PAVILION | Pavilion |  |  | 10/31/2019 |  | 10/31/34 |  |  | NO | YES |  |  |  |  | STERIS CORPORATION 11239196 0431417051 |  |  | Active |  | 99:99:99:99:99:99 |  | Equipment | PAAR:00-PVAR | 10/31/2019 | 10/31/2019 | COOPER UNIVERSITY HOSPITAL |  |  | SD Pre OP/Pacu | WOT00000000643347 | Lisa Geoghegan | Performance Verification | Closed | Salvatore Bombara | 10/31/2019 | 10/31/2019 | Performance Verification for STERIS CORPORATION 11239196 0431417051 | Initial Install of Performance Verification. Device is ready for patient use. |  |  | 10/31/2019 | 10/31/2019
|  | STERIS CORPORATION | DJ06012433111 | CABINET, WARMING, DUAL COMPARTMENT |  | SAME DAY OR-2ND FL PAVILION | Pavilion |  |  | 10/31/2019 |  | 10/31/34 |  |  | NO | YES |  |  |  |  | STERIS CORPORATION 11239188 0431417050 |  |  | Active |  | 99:99:99:99:99:99 |  | Equipment | PAAR:00-PVAR | 10/31/2019 | 10/31/2019 | COOPER UNIVERSITY HOSPITAL |  |  | SD OR 4 Hallway | WOT00000000636645 | JOE DRUCTOR | Performance Verification | Closed | Salvatore Bombara | 10/31/2019 | 10/31/2019 | Performance Verification for STERIS CORPORATION 11239188 0431417050 | Initial Install of Performance Verification. Device is ready for patient use. |  |  | 10/31/2019 | 10/31/2019
|  | STERIS CORPORATION | DJ06012433111 | CABINET, WARMING, DUAL COMPARTMENT |  |  | 900 Centennial Blvd | 2 New Suite | [6 empty] | YES | YES
|  | BLICKMAN HEALTH INDUSTRIES | 7921-TG | CABINET, WARMING, SINGLE COMPARTMENT | N160613268 |  | MD Anderson Cancer Center | [7 empty] | YES | YES
|  | BLICKMAN HEALTH INDUSTRIES | 7921-TG | CABINET, WARMING, SINGLE COMPARTMENT | N161013835 | KELEMEN 8 PCU | Kelemen |  |  | 12/15/2016 |  | 12/15/31 |  |  | NO | YES |  |  |  |  | BLICKMAN HEALTH INDUSTRIES 10505014 N161013835 |  |  | Active |  | 99:99:99:99:99:99 |  | Equipment | PAAR:00-PVAR | 10/31/2019 |  | COOPER UNIVERSITY HOSPITAL |  |  |  | 0011491266 | BYRON WELLS | Performance Verification | Closed | Bonnie Aichroth | 04/18/2017 | 04/18/2017 | INCOMING INVENTORY | DEVICE INVENTORIED | A6C2F1E9-30D7-41E2-A472-B39638CE6A21 | Labor | 04/18/2017 | 04/18/2017 | Bonnie Aichroth
|  | GETINGE/CASTLE, INC. |  | CABINET, WARMING, SINGLE COMPARTMENT | WM94829 | OR - KELEMEN 3 | Kelemen |  |  | 01/01/1900 |  |  |  |  | NO | YES |  |  |  |  | GETINGE/CASTLE, INC. 10367211 WM94829 |  |  | Active |  | 99:99:99:99:99:99 |  | Equipment | PAAR:00-PVAR | 11/01/2019 |  | COOPER UNIVERSITY HOSPITAL |  |  | KOR - BETWEEN 1 AND 2 |  | DOMINIC VENDETTA
|  | GETINGE/CASTLE, INC. |  | CABINET, WARMING, SINGLE COMPARTMENT | WK90981 | OR - KELEMEN 3 | Kelemen |  |  | 01/01/1900 |  |  |  |  | NO | YES |  |  |  |  | GETINGE/CASTLE, INC. 10346350 WK90981 |  |  | Active |  | 99:99:99:99:99:99 |  | Equipment | PAAR:00-PVAR | 11/02/2019 |  | COOPER UNIVERSITY HOSPITAL |  |  | BETWEEN K5 AND K6 |  | DOMINIC VENDETTA
|  | MAC MEDICAL INC | SWC 1824 SERIES | CABINET, WARMING, SINGLE COMPARTMENT | 061416-D01 | MD ANDERSON INPATIENT ONCOLOGY | Pavilion |  |  | 05/02/2016 |  | 5/2/31 |  |  | NO | YES |  |  |  |  | MAC MEDICAL INC 10505250 061416-D01 |  |  | Active |  | 99:99:99:99:99:99 |  | Equipment | PAAR:00-PVAR | 10/31/2019 |  | COOPER UNIVERSITY HOSPITAL |  |  | P579 |  | MIRIAM ZIEGLER
|  | MAC MEDICAL INC | SWC 1824 SERIES | CABINET, WARMING, SINGLE COMPARTMENT | 061416-D02 | MD ANDERSON INPATIENT ONCOLOGY | Pavilion |  |  | 05/02/2016 |  | 5/2/31 |  |  | NO | YES |  |  |  |  | MAC MEDICAL INC 10505249 061416-D02 |  |  | Active |  | 99:99:99:99:99:99 |  | Equipment | PAAR:00-PVAR | 10/31/2019 |  | COOPER UNIVERSITY HOSPITAL |  |  | P553 |  | MIRIAM ZIEGLER
|  | MAC MEDICAL INC | SWC 60 | CABINET, WARMING, SINGLE COMPARTMENT | 030315-705 | INTENSIVE CARE UNIT | Pavilion |  |  | 02/03/2016 |  | 2/3/31 |  |  | NO | YES |  |  |  |  | MAC MEDICAL INC 10364850 030315-705 |  |  | Active |  | 99:99:99:99:99:99 |  | Equipment | PAAR:00-PVAR | 10/31/2019 |  | COOPER UNIVERSITY HOSPITAL |  |  |  |  | CAROLYN RUMELL
|  | MAC MEDICAL INC | SWC 72 | CABINET, WARMING, SINGLE COMPARTMENT | 041808-706 | BRACHFIELD MEDICAL ASSOCIATES-MEDICINE | 218 Sunset Rd |  |  | 05/02/2008 |  | 5/2/23 |  |  | NO | YES |  |  |  |  | MAC MEDICAL INC 10367186 041808-706 |  |  | Active |  | 99:99:99:99:99:99 |  | Equipment | PAAR:00-PVAR | 11/02/2019 |  | COOPER AMBULATORY OFF-SITES |  |  | ENDOSCOPY - MAIN AREA |  | CATHY CRAWFORD
|  | MAC MEDICAL INC | SWC 72 | CABINET, WARMING, SINGLE COMPARTMENT | 122707-704 | COOPER DIGESTIVE HEALTH-ENDOSCOPY | 501 Fellowship Rd |  |  | 02/26/2008 |  | 2/26/23 |  |  | NO | YES |  |  |  |  | MAC MEDICAL INC 10347130 122707-704 |  |  | Active |  | 99:99:99:99:99:99 |  | Equipment | PAAR:00-PVAR | 11/02/2019 |  | COOPER AMBULATORY OFF-SITES |  |  | Suite 102 - Procedure Side |  | JEANNE GREER
|  | MAC MEDICAL INC | SWC 72 | CABINET, WARMING, SINGLE COMPARTMENT | 122707-703 | COOPER DIGESTIVE HEALTH-ENDOSCOPY | 501 Fellowship Rd |  |  | 02/26/2008 |  | 2/26/23 |  |  | NO | YES |  |  |  |  | MAC MEDICAL INC 10347129 122707-703 |  |  | Active |  | 99:99:99:99:99:99 |  | Equipment | PAAR:00-PVAR | 11/01/2019 |  | COOPER AMBULATORY OFF-SITES |  |  | hall | WOT00000001160881 | JEANNE GREER | Repair | Closed | Kirk Lis | 07/11/2018 | 11/06/2018 | Motor is about to die | ANALYZED UNIT. TRACED PROBLEM TO DEFECTIVE FAN BEARINGS ordered part 7-11-18 REMOVED OLD FAN ASSEMBLY & INSTALLED NEW FAN. PERFORMED OVP UNIT OPERATING CORRECTLY | EXP0903221 | Labor | 07/11/2018 | 07/11/2018 | Kirk Lis
|  | FAXITRON | BIOVISION | CABINET, X-RAY SYSTEM |  | OPERATING ROOM - PAVILION | Pavilion |  |  | 02/01/2019 |  | 2/1/26 |  |  | NO | YES |  |  |  |  | FAXITRON 11239424 31001 |  |  | Active |  | CD:10:10:CE:D0:00 |  | Equipment | 1Y:00-MFG 2Y:00-MIN | 02/01/2019 | 02/01/2019 | COOPER UNIVERSITY HOSPITAL |  |  | operating room | WOT00000002108672 | DOMINIC VENDETTA | Performance Verification | Closed | Salvatore Bombara | 02/01/2019 | 02/01/2019 | CEID Record Completion for FAXITRON 11239424 31001 | PV Complete | EXP2223195 | Labor | 02/01/2019 | 02/01/2019 | Salvatore Bombara
|  | FAXITRON | PATHVISION | CABINET, X-RAY SYSTEM | 2327a40382 |  | Pavilion | Basement | [6 empty] | YES | YES
|  | QUANTUM FITNESS CORP. |  | CABLE COLUMN |  | PHYSICAL THERAPY DEPARTMENT | 221 Victoria Street |  |  | 10/31/2019 |  |  |  |  | NO | YES |  |  |  |  | QUANTUM FITNESS CORP. 11221926 60036 |  |  | Active |  |  |  | Equipment | PAAR:00-PVAR | 10/31/2019 | 10/31/2019 | COOPER AMBULATORY OFF-SITES |  |  | Glassboro | WOT00000002753777 | COURTNEY BUDD | Performance Verification | Closed | Josh Harris | 10/31/2019 | 10/31/2019 | CEID Record Completion for QUANTUM FITNESS CORP. 11221926 60036 | Inventoried new unit. | EXP3064878 | Labor | 10/31/2019 | 10/31/2019 | Josh Harris
|  | OLYMPIC MEDICAL | MAJ-2056 | CABLE, ENDOSCOPIC, ULTRASOUND |  |  | Kelemen | [7 empty] | YES | YES
|  | MEYLAN | DT-205B | CALIBRATOR |  | BIOMEDICAL | Kelemen |  |  | 01/29/2019 |  |  |  |  | NO | YES |  |  |  |  | MEYLAN 30142152 45109007 |  |  | Active |  | 99:99:99:99:99:99 |  | Test Equipment | 1Y:00-MFG | 01/29/2019 | 01/29/2019 | COOPER UNIVERSITY HOSPITAL |  |  |  |  | Bonnie Aichroch |  |  |  | 01/29/2019 | 01/29/2019 |  |  |  |  | 01/29/2019 | 01/29/2019
|  | ARTEL | PCS-500 | CALIBRATOR, PIPETTE |  | LAB CHEMISTRY | Pavilion | Basement |  | 10/31/2019 |  | 10/31/24 |  |  | NO | YES |  |  |  |  | ARTEL 30244947 20154 |  |  | Active |  | 99:99:99:99:99:99 |  | Equipment | PAAR:00-PVAR | 10/31/2019 | 10/31/2019 | COOPER UNIVERSITY HOSPITAL |  |  | Performance Verification | WOT00000001551866 | Barbara Snyder | Performance Verification | Closed | Gene Amodei | 10/31/2019 | 10/31/2019 | CEID Record Completion for ARTEL 30244947 20154 | vpo, unit low voltage no pm required | EXP2325909 | Labor | 10/31/2019 | 10/31/2019 | Gene Amodei
|  | GIVEN IMAGING INC. | PILLCAM DR3 | CAMERA, MANOMETRY | DR30813950 | COOPER DIGESTIVE HEALTH-ENDOSCOPY | 501 Fellowship Rd |  |  | 11/28/2017 |  | 11/28/24 |  |  | NO | YES |  |  |  |  | GIVEN IMAGING INC. 10732197 DR30813950 |  |  | Active |  | 99:99:99:99:99:99 |  | Accessory | 1Y:00-MFG | 02/13/2019 | 02/01/2020 | COOPER AMBULATORY OFF-SITES |  |  |  | 0012589099 | JEANNE GREER | Performance Verification | Closed | Josh Harris | 12/28/2017 | 12/28/2017 | INCOMING INVENTORY | DEVICE INVENTORIED | 8F309545-6D1B-43B9-9B9A-B60154E2734F | Labor | 12/28/2017 | 12/28/2017 | Josh Harris
|  | GIVEN IMAGING INC. | PILLCAM DR3 | CAMERA, MANOMETRY | DR30811860 | COOPER DIGESTIVE HEALTH-ENDOSCOPY | 501 Fellowship Rd |  |  | 11/28/2017 |  | 11/28/24 |  |  | NO | YES |  |  |  |  | GIVEN IMAGING INC. 10732198 DR30811860 |  |  | Active |  | 99:99:99:99:99:99 |  | Accessory | 1Y:00-MFG | 02/13/2019 | 02/01/2020 | COOPER AMBULATORY OFF-SITES |  |  |  | 0012589106 | JEANNE GREER | Performance Verification | Closed | Josh Harris | 12/28/2017 | 12/28/2017 | INCOMING INVENTORY | DEVICE INVENTORIED | 8E5F533B-DC7B-496B-A68D-03C7E9E6996B | Labor | 12/28/2017 | 12/28/2017 | Josh Harris
|  | GIVEN IMAGING INC. | PILLCAM DR3 | CAMERA, MANOMETRY | DR30806436 |  | 501 Fellowship Rd | [7 empty] | NO | YES
|  | GIVEN IMAGING INC. | PILLCAM DR3 | CAMERA, MANOMETRY | DR30811500 |  | 501 Fellowship Rd | [7 empty] | YES | YES
|  | GIVEN IMAGING INC. | PILLCAM SB2 | CAMERA, MANOMETRY | MSMIL2031 | SPECIAL TEST | Kelemen |  |  | 10/16/2017 |  | 10/16/24 |  |  | NO | YES | Asset Tag 10769358 |  |  |  | GIVEN IMAGING INC. 10769358 MCZ1L1203 |  |  | Active |  | 99:99:99:99:99:99 |  | Equipment | 1Y:00-MFG | 01/16/2019 | 01/01/2020 | COOPER UNIVERSITY HOSPITAL |  |  |  | 0012403268 | AMY HANNAN | Performance Verification | Closed | Josh Harris | 11/14/2017 | 11/14/2017 | INCOMING INVENTORY | DEVICE INVENTORIED | 5886F7ED-BAD3-4AF7-B1E3-12E49F50435E | Labor | 11/14/2017 | 11/14/2017 | Josh Harris
|  | GIVEN IMAGING INC. | PILLCAM SB2 | CAMERA, MANOMETRY | P1D1L20022 | SPECIAL TEST | Kelemen |  |  | 10/16/2017 |  | 10/16/24 |  |  | NO | YES |  |  |  |  | GIVEN IMAGING INC. 10769356 P1D1L20022 |  |  | Active |  | 99:99:99:99:99:99 |  | Equipment | 1Y:00-MFG | 01/16/2019 | 01/01/2020 | COOPER UNIVERSITY HOSPITAL |  |  |  | 0012403274 | AMY HANNAN | Performance Verification | Closed | Josh Harris | 11/14/2017 | 11/14/2017 | INCOMING INVENTORY | DEVICE INVENTORIED | DAF09844-2A73-4199-88AE-536EB36A5626 | Labor | 11/14/2017 | 11/14/2017 | Josh Harris
|  | BOSTON SCIENTIFIC | SPYGLASS DS | CAMERA, SURGICAL |  | SPECIAL TEST | Kelemen |  |  | 10/31/2019 |  | 10/31/24 |  |  | NO | YES |  |  |  |  | BOSTON SCIENTIFIC 30144392 1521801039 |  |  | Active |  | 99:99:99:99:99:99 |  | Equipment | PAAR:00-PVAR | 10/31/2019 | 10/31/2019 | COOPER UNIVERSITY HOSPITAL |  |  |  |  | AMY HANNAN |  |  |  | 10/31/2019 | 10/31/2019 |  |  |  |  | 10/31/2019 | 10/31/2019
|  | BCI INTERNATIONAL | CAPNOCHECK II | CAPNOGRAPH |  |  | 401 Haddon Ave | [7 empty] | YES | YES
|  | NONIN MEDICAL,INC | RESPSENSE | CAPNOGRAPH |  | SPECIAL TEST | Pavilion |  |  | 09/17/2009 |  | 9/17/16 |  |  | NO | YES |  |  |  |  | NONIN MEDICAL,INC 10369050 1430 |  |  | Active |  | 99:99:99:99:99:99 |  | Alarm | PAAR:00-PVAR | 11/02/2019 |  | COOPER UNIVERSITY HOSPITAL |  |  | Anes work room | WOT00000000510735 | AMY HANNAN | Disposition | Closed | Gene Amodei | 02/08/2018 | 07/19/2019 | Bulk Disposition CNL
|  | NONIN MEDICAL,INC | RESPSENSE | CAPNOGRAPH |  | ANESTHESIOLOGY | Pavilion |  |  | 11/09/2011 |  | 11/9/18 |  |  | NO | YES |  |  |  |  | NONIN MEDICAL,INC 10368118 590000486 |  |  | Active |  | 99:99:99:99:99:99 |  | Alarm | PAAR:00-PVAR | 11/02/2019 |  | COOPER UNIVERSITY HOSPITAL |  |  | ANESTH WK RM | WOT00000002200751 | GIACINTA ROUPAS | Disposition | Closed | Salvatore Bombara | 02/14/2019 | 05/17/2019 | Bulk Disposition CNL
|  | NONIN MEDICAL,INC | RESPSENSE | CAPNOGRAPH |  | ANESTHESIOLOGY | Pavilion |  |  | 09/17/2009 |  | 9/17/16 |  |  | NO | YES |  |  |  |  | NONIN MEDICAL,INC 10368114 1429 |  |  | Active |  | 99:99:99:99:99:99 |  | Alarm | PAAR:00-PVAR | 11/02/2019 |  | COOPER UNIVERSITY HOSPITAL |  |  | anes storage | WOT00000002200744 | GIACINTA ROUPAS | Disposition | Closed | Salvatore Bombara | 02/14/2019 | 05/19/2019 | Bulk Disposition CNL
|  | NONIN MEDICAL,INC | RESPSENSE | CAPNOGRAPH |  | ANESTHESIOLOGY | Kelemen |  |  | 07/23/2009 |  | 7/23/16 |  |  | NO | YES |  |  |  |  | NONIN MEDICAL,INC 10356240 1350 |  |  | Active |  | 99:99:99:99:99:99 |  | Alarm | PAAR:00-PVAR | 11/02/2019 |  | COOPER UNIVERSITY HOSPITAL |  |  | Anes work room | WOT00000002202895 | GIACINTA ROUPAS | Disposition | Closed | Salvatore Bombara | 02/14/2019 | 05/17/2019 | Bulk Disposition CNL
|  | NONIN MEDICAL,INC | SENSMART | CAPNOGRAPH |  | PERFUSION | Pavilion |  |  | 10/12/2016 |  | 10/12/23 |  |  | NO | YES |  |  |  |  | NONIN MEDICAL,INC 10649861 501865184 |  |  | Active |  | 99:99:99:99:99:99 |  | Alarm | 1Y:00-MFG | 09/25/2019 | 09/01/2020 | COOPER UNIVERSITY HOSPITAL |  |  | SERVICE CONTRACT |  | Bonnie Aichroch
|  | MCKESSON INFORMATION SOLUTIONS | FAS 264-120 | CARDIO CONTROL UNIT | FA3125 |  | Kelemen | [7 empty] | YES | YES
|  | MCKESSON INFORMATION SOLUTIONS | FAS 264-120-01 | CARDIO CONTROL UNIT | FA3154 | CARDIAC CATH LAB | Kelemen |  |  | 10/31/2019 |  |  |  |  | NO | YES |  |  |  |  | MCKESSON INFORMATION SOLUTIONS 11208102 FA3154 |  |  | Active |  | 99:99:99:99:99:99 |  | Equipment | PAAR:00-PVAR | 10/31/2019 | 10/31/2019 | COOPER UNIVERSITY HOSPITAL |  |  | CCL - Lab 2 | WOT00000001019141 | LINDA BEAN | Performance Verification | Closed | Zhan Kiselev | 10/31/2019 | 10/31/2019 | Performance Verification for MCKESSON INFORMATION SOLUTIONS 11208102 FA3154 | Initial Install of Performance Verification. Device is ready for patient use. |  |  | 10/31/2019 | 10/31/2019
|  | MCKESSON INFORMATION SOLUTIONS | FAS 264-120-01 | CARDIO CONTROL UNIT | FA3229 | CARDIAC CATH LAB | Kelemen |  |  | 10/31/2019 |  |  |  |  | NO | YES |  |  |  |  | MCKESSON INFORMATION SOLUTIONS 11187565 FA3229 |  |  | Active |  | 99:99:99:99:99:99 |  | Equipment | PAAR:00-PVAR | 10/31/2019 | 10/31/2019 | COOPER UNIVERSITY HOSPITAL |  |  | CCL - Lab 4 | WOT00000002665278 | LINDA BEAN | Performance Verification | Closed | Stephen Zubrzycki | 10/31/2019 | 10/31/2019 | Performance Verification for MCKESSON INFORMATION SOLUTIONS 11187565 FA3229 | Initial Install of Performance Verification. Device is ready for patient use. |  |  | 10/31/2019 | 10/31/2019
|  | GYNECARE INC. | THERMACHOICE II | CATHETER, BALLOON DILATION | R21811 | OPERATING ROOM - PAVILION | Kelemen |  |  | 09/10/2001 |  | 9/10/08 |  |  | NO | YES |  |  |  |  | GYNECARE INC. 10346675 R21811 |  |  | Active |  | 99:99:99:99:99:99 |  | High Risk | 6M:00-MFG | 08/22/2019 | 02/01/2020 | COOPER UNIVERSITY HOSPITAL |  |  | Kel OR STRORAGE |  | DOMINIC VENDETTA
|  | BOSTON SCIENTIFIC | ROTABLATOR | CATHETER, PERIPHERAL, ATHERECTOMY | RC401300 | CARDIAC CATH LAB | Kelemen |  |  | 04/04/2017 |  | 4/4/22 |  |  | NO | YES |  |  |  |  | BOSTON SCIENTIFIC 10649819 RC401300 |  |  | Active |  | 99:99:99:99:99:99 |  | High Risk | 6M:00-MFG | 05/30/2019 | 05/01/2020 | COOPER UNIVERSITY HOSPITAL |  |  | K432 Storage | 0011495651 | LINDA BEAN | Preventative Maintenance | Closed | Bonnie Aichroth | 04/19/2017 | 04/19/2017 | PERFORMANCE ASSURANCE AT INVENTORY | INVENTORIED DEVICE AND ENSURED DEVICE WAS FUNCTIONING PROPERLY. | ED74BB60-6399-4A4F-AC5B-33A5DB1B1F16 | Labor | 04/04/2017 | 04/04/2017 | Zhan Kiselev
|  | BRANSON ULTRASONICS CORP | SONIFER 200 | CELL DISRUPTOR | Bf60031a |  | Kelemen | [7 empty] | YES | YES
|  | ABBOTT LABORATORIES | MICROFUGE 3531 | CENTRIFUGE |  | LAB CHEMISTRY | Pavilion | Basement |  | 01/01/1900 |  |  |  |  | NO | YES |  |  |  |  | ABBOTT LABORATORIES 10360268 218396 |  |  | Active |  | 99:99:99:99:99:99 |  | Equipment | 6M:00-MFG | 09/20/2019 | 03/01/2020 | COOPER UNIVERSITY HOSPITAL |  |  | CHEM LAB |  | Barbara Snyder
|  | BECKMAN COULTER, INC. | CPR | CENTRIFUGE |  |  | Kelemen | [7 empty] | YES | YES
|  | BECTON DICKINSON BIOSCIENCES | SERO-FUGE 2001 | CENTRIFUGE | A542006 | LAB BLOOD BANK | Pavilion | Basement |  | 12/05/2016 |  | 12/5/23 |  |  | NO | YES |  |  |  |  | CLAY ADAMS 10649883 A542006 |  |  | Active |  | 99:99:99:99:99:99 |  | Equipment | 6M:00-MFG | 10/18/2019 | 04/01/2020 | COOPER UNIVERSITY HOSPITAL |  |  |  | 0011032409 | Barbara Bayne | Performance Verification | Closed | Gene Amodei | 01/06/2017 | 04/17/2017 | INCOMING INVENTORY | DEVICE INVENTORIED 1/6/2017 12:04:36 PM GRAMODEI MANUF RPM DISPLAYED RPM RECORDED RPM 3100 TO 3550 3490 3492 TIMER =/_ 1% SET READ 2 MIN 2 MIN 6 MINS 6 MINS 10 MINS 10 MINS AMBIENT Temp 22 DEG C 1/6/2017 1:10:16 PM GRAMODEI Wo to Email | 15498E63-2D79-4E47-8288-494114A49271 | Labor | 01/09/2017 | 01/09/2017 | Gene Amodei
|  | BECTON DICKINSON BIOSCIENCES | SERO-FUGE 2001 | CENTRIFUGE | A542026 | LAB BLOOD BANK | Pavilion | Basement |  | 12/05/2016 |  | 12/5/23 |  |  | NO | YES |  |  |  |  | CLAY ADAMS 10649882 A542026 |  |  | Active |  | 99:99:99:99:99:99 |  | Equipment | 6M:00-MFG | 10/18/2019 | 04/01/2020 | COOPER UNIVERSITY HOSPITAL |  |  |  | 0011032406 | Barbara Bayne | Performance Verification | Closed | Gene Amodei | 01/06/2017 | 04/14/2017 | INCOMING INVENTORY | DEVICE INVENTORIED 1/6/2017 11:40:30 AM GRAMODEI MANUF RPM DISPLAYED RPM RECORDED RPM 3100 TO 3550 3490 3491 TIMER =/_ 1% SET READ 2 MIN 2 MIN 6 MINS 6 MINS 10 MINS 10 MINS AMBIENT TEPM 22 DEG C 1/6/2017 1:06:36 PM BGAICHROTH e-mailed work order to department | 1E21055D-F812-4B7C-8D8B-2BE8D6509B99 | Labor | 01/06/2017 | 01/06/2017 | Bonnie Aichroth
|  | BECTON DICKINSON BIOSCIENCES | SERO-FUGE 2001 | CENTRIFUGE | A542007 | LAB BLOOD BANK | Pavilion | Basement |  | 12/05/2016 |  | 12/5/23 |  |  | NO | YES |  |  |  |  | CLAY ADAMS 10649881 A542007 |  |  | Active |  | 99:99:99:99:99:99 |  | Equipment | 6M:00-MFG | 10/18/2019 | 04/01/2020 | COOPER UNIVERSITY HOSPITAL |  |  | po41 | 0011032398 | Barbara Bayne | Performance Verification | Closed | Gene Amodei | 01/06/2017 | 01/06/2017 | INCOMING INVENTORY | DEVICE INVENTORIED 1/6/2017 11:38:59 AM GRAMODEI Manuf Rpm Displayed Rpm Recorded Rpm 3100 to 3550 3490 3488 Timer =/_ 1% SET Read 2 min 2 min 6 mins 6 mins 10 mins 10 mins Ambient tepm 22 deg c | C0E1B34B-D289-4915-AAEF-F05FE4EBC5C5 | Labor | 01/06/2017 | 01/06/2017 | Bonnie Aichroth
|  | BECTON DICKINSON BIOSCIENCES | SERO-FUGE 2001 | CENTRIFUGE |  | LAB BLOOD BANK | Pavilion | BASEMENT |  | 09/15/2015 |  | 9/15/22 |  |  | NO | YES |  |  |  |  | BECTON DICKINSON BIOSCIENCES 10367929 4050054 |  |  | Active |  | 99:99:99:99:99:99 |  | Equipment | 6M:00-MFG | 10/18/2019 | 04/01/2020 | COOPER UNIVERSITY HOSPITAL |  |  | BLOOD BANK |  | Barbara Bayne
|  | BECTON DICKINSON BIOSCIENCES | SERO-FUGE 2001 | CENTRIFUGE |  |  | Pavilion | Basement | [6 empty] | NO | YES
|  | BECTON DICKINSON BIOSCIENCES | SERO-FUGE 2001 | CENTRIFUGE |  | LAB BLOOD BANK | Pavilion | Basement |  | 09/15/2015 |  | 9/15/22 |  |  | NO | YES |  |  |  |  | BECTON DICKINSON BIOSCIENCES 10367928 4180002 |  |  | Active |  | 99:99:99:99:99:99 |  | Equipment | 6M:00-MFG | 10/18/2019 | 04/01/2020 | COOPER UNIVERSITY HOSPITAL |  |  | BLOOD BANK |  | Barbara Bayne
|  | CLAY ADAMS | SAFETY HEAD 0011 | CENTRIFUGE |  |  | Kelemen | [7 empty] | YES | YES
|  | CLAY ADAMS | SERO-FUGE 2002 | CENTRIFUGE |  | COOPER CENTER FOR SPECIAL DIAGNOSTICS | 401 Haddon Ave |  |  | 01/01/1900 |  |  |  |  | NO | YES |  |  |  |  | CLAY ADAMS 10365665 3130050 |  |  | Active |  | 99:99:99:99:99:99 |  | Equipment | 6M:00-MFG | 06/18/2019 | 12/01/2019 | COOPER AMBULATORY OFF-SITES |  |  | E+R - Main Lab |  | DR. BARNOWSKY
|  | CLAY ADAMS | SEROFUGE II | CENTRIFUGE |  | COOPER CENTER FOR SPECIAL DIAGNOSTICS | 401 Haddon Ave |  |  | 01/01/1900 |  |  |  |  | NO | YES |  |  |  |  | CLAY ADAMS 10365667 188070 |  |  | Active |  | 99:99:99:99:99:99 |  | Equipment | 6M:00-MFG | 06/18/2019 | 12/01/2019 | COOPER AMBULATORY OFF-SITES |  |  | E+R - Main Lab |  | DR. BARNOWSKY
|  | DAMON/IEC DIVISION | CENTRA 4B | CENTRIFUGE |  | LAB HEMATOLOGY | Pavilion | BASEMENT |  | 01/01/1900 |  |  |  |  | NO | YES |  |  |  |  | DAMON/IEC DIVISION 10360303 341113171 |  |  | Active |  | 99:99:99:99:99:99 |  | Equipment | 6M:00-MFG | 09/12/2019 | 03/01/2020 | COOPER UNIVERSITY HOSPITAL |  |  | CHEMISTRY |  | DALE MORRONE
|  | DLAB | D1008 | CENTRIFUGE | HG175AC0000578 | COOPER CENTER FOR SPECIAL DIAGNOSTICS | 401 Haddon Ave |  |  | 06/19/2019 |  |  |  |  | NO | YES |  |  |  |  | DLAB 11187580 HG175AC0000578 |  |  | Active |  |  |  | Equipment | 6M:00-MFG | 06/19/2019 | 06/19/2019 | COOPER AMBULATORY OFF-SITES |  |  | Performance Verification | WOT00000002952748 | DR. BARNOWSKY | Performance Verification | Closed | Josh Harris | 06/19/2019 | 06/19/2019 | Performance Verification for UNMATCHED 11187580 HG175AC0000578 | Initial Install of Performance Verification. Device is ready for patient use. |  |  | 06/19/2019 | 06/19/2019
|  | EMBI | EP-4100 | CENTRIFUGE |  | COOPER CENTER FOR SPECIAL DIAGNOSTICS | 401 Haddon Ave |  |  | 06/19/2019 |  |  |  |  | NO | YES |  |  |  |  | EMBI 30438027 1603080 |  |  | Active |  |  |  | Equipment | 6M:00-MFG | 06/19/2019 | 06/19/2019 | COOPER AMBULATORY OFF-SITES |  |  | Performance Verification | WOT00000002952516 | DR. BARNOWSKY | Performance Verification | Closed | Josh Harris | 06/19/2019 | 06/19/2019 | Performance Verification for UNMATCHED 30438027 1603080 | Initial Install of Performance Verification. Device is ready for patient use. |  |  | 06/19/2019 | 06/19/2019
|  | EPPENDORF |  | CENTRIFUGE |  |  | 401 Haddon Ave | [7 empty] | YES | YES
|  | EPPENDORF |  | CENTRIFUGE | 5415L1579 |  | Kelemen | [7 empty] | YES | YES
|  | EPPENDORF |  | CENTRIFUGE | 5418XJ210559 | COOPER CENTER FOR SPECIAL DIAGNOSTICS | 401 Haddon Ave |  |  | 08/07/2008 |  | 8/7/15 |  |  | NO | YES |  |  |  |  | EPPENDORF 10365695 5418XJ210559 |  |  | Active |  | 99:99:99:99:99:99 |  | Equipment | 6M:00-MFG | 06/18/2019 | 12/01/2019 | COOPER AMBULATORY OFF-SITES |  |  | E+R - Main Lab |  | DR. BARNOWSKY
|  | EPPENDORF |  | CENTRIFUGE |  | COOPER CENTER FOR SPECIAL DIAGNOSTICS | 401 Haddon Ave |  |  | 08/18/2009 |  | 8/18/16 |  |  | NO | YES |  |  |  |  | EPPENDORF 10365647 613200897 |  |  | Disposition |  |  |  | Equipment | 6M:00-MFG | 12/14/2015 | 12/01/2019 | COOPER AMBULATORY OFF-SITES |  |  | SPECIAL DIAGNOSTICS |  | DR. BARNOWSKY
|  | EPPENDORF |  | CENTRIFUGE | 5427XQ108022 | COOPER CENTER FOR SPECIAL DIAGNOSTICS | 401 Haddon Ave |  |  | 06/10/2004 |  | 6/10/11 |  |  | NO | YES |  |  |  |  | EPPENDORF 10365635 5427XQ108022 |  |  | Active |  |  |  | Equipment | 6M:00-MFG 3Y:00-RPLC 7Y:00-MIN | 06/19/2019 | 12/01/2019 | COOPER AMBULATORY OFF-SITES |  |  | E+R - Post PCR |  | DR. BARNOWSKY
|  | EPPENDORF |  | CENTRIFUGE | 5452HG700381 | LAB MICROBIOLOGY | Pavilion | Basement |  | 03/28/2019 |  | 3/28/26 |  |  | NO | YES |  |  |  |  | EPPENDORF 11207635 5452HG700381 |  |  | Active |  |  |  | Equipment | 1Y:00-MFG 3Y:00-RPLC 7Y:00-MIN | 03/28/2019 | 03/28/2019 | COOPER UNIVERSITY HOSPITAL |  |  | Performance Verification | WOT00000002415044 | COURTNEY BARRY | Performance Verification | Closed | Josh Harris | 03/28/2019 | 03/28/2019 | CEID Record Completion for EPPENDORF 11207635 5452HG700381 | Inventoried unit. | EXP3389667 | Labor | 03/28/2019 | 03/28/2019 | Josh Harris
|  | EPPENDORF |  | CENTRIFUGE | 5702YN320977 | LAB HEMATOLOGY | Pavilion | Basement |  | 12/10/2009 |  | 12/10/16 |  |  | NO | YES |  |  |  |  | EPPENDORF 10367681 5702YN320977 |  |  | Active |  | 99:99:99:99:99:99 |  | Equipment | 6M:00-MFG | 09/20/2019 | 03/01/2020 | COOPER UNIVERSITY HOSPITAL |  |  | HEMATOLOGY |  | DALE MORRONE
|  | EPPENDORF |  | CENTRIFUGE | 5703DG212832 | 3 COOPER-COOPER RESEARCH INSTITUTE | 3 Cooper |  |  | 05/30/2014 |  | 5/30/21 |  |  | NO | YES |  |  |  |  | EPPENDORF 10346754 5703DG212832 |  |  | Active |  | 99:99:99:99:99:99 |  | Equipment | 6M:00-MFG | 05/31/2019 | 05/01/2020 | COOPER AMBULATORY OFF-SITES |  |  | Suite 410 - Justin Frisby's Office |  | CHRISTINE RICKETTE
|  | EPPENDORF |  | CENTRIFUGE | 5804YO914935 |  | 401 Haddon Ave | [7 empty] | YES | YES
|  | EPPENDORF | MINISPIN PLUS | CENTRIFUGE | 5453ZL355730 | LAB BLOOD BANK | Pavilion | Basement |  | 10/21/2009 |  | 10/21/16 |  |  | NO | YES |  |  |  |  | EPPENDORF 10367908 5453ZL355730 |  |  | Active |  | 99:99:99:99:99:99 |  | Equipment | 6M:00-MFG | 10/18/2019 | 04/01/2020 | COOPER UNIVERSITY HOSPITAL |  |  | BLOOD BANK |  | Barbara Bayne
|  | EPPENDORF | MINISPIN PLUS | CENTRIFUGE | 5453ZL255726 | LAB BLOOD BANK | Pavilion | Basement |  | 10/18/2019 |  | 10/18/26 |  |  | NO | YES |  |  |  |  | EPPENDORF 30142093 5453ZL255726 |  |  | Active |  | 99:99:99:99:99:99 |  | Equipment | 6M:00-MFG | 10/18/2019 | 10/18/2019 | COOPER UNIVERSITY HOSPITAL |  |  | BLOOD BANK |  | Barbara Bayne |  |  |  | 10/18/2019 | 10/18/2019 |  |  |  |  | 10/18/2019 | 10/18/2019
|  | FISHER SCIENTIFIC | MICRO V | CENTRIFUGE |  |  | 401 Haddon Ave | [7 empty] | YES | YES
|  | HAMILTON BELL COMPANY | VANGUARD V6500 | CENTRIFUGE |  | 3 COOPER-COOPER RESEARCH INSTITUTE | 3 Cooper |  |  | 05/21/2008 |  | 5/21/15 |  |  | NO | YES |  |  |  |  | HAMILTON BELL COMPANY 10769370 170673 |  |  | Active |  | 99:99:99:99:99:99 |  | Equipment | 6M:00-MFG | 05/31/2019 | 05/01/2020 | COOPER AMBULATORY OFF-SITES |  |  | Suite 1102B - Lab [3400] |  | CHRISTINE RICKETTE
|  | HAMILTON BELL COMPANY | VANGUARD V6500 | CENTRIFUGE |  | THOROFARE-INTERNAL MEDICINE | 196 Grove Ave |  |  | 01/01/1900 |  |  |  |  | NO | YES |  |  |  |  | HAMILTON BELL COMPANY 10366821 41864 |  |  | Active |  | 99:99:99:99:99:99 |  | Equipment | 6M:00-MFG | 07/26/2019 | 01/01/2020 | COOPER AMBULATORY OFF-SITES |  |  | exam 4 |  | Cheryl Peck
|  | HAMILTON BELL COMPANY | VANGUARD V6500 | CENTRIFUGE |  | MAPLE SHADE-FAMILY MEDICINE | 111 E Main St |  |  | 01/01/1900 |  |  |  |  | NO | YES |  |  |  |  | HAMILTON BELL COMPANY 10366176 35866 |  |  | Active |  | 99:99:99:99:99:99 |  | Equipment | 6M:00-MFG | 09/05/2019 | 03/01/2020 | COOPER AMBULATORY OFF-SITES |  |  | LAB |  | ANDREA GRAHAM
|  | HAMILTON BELL COMPANY | VANGUARD V6500 | CENTRIFUGE |  | KINGS HIGHWAY-LAB | 1103 N Kings Hwy |  |  | 01/01/1900 |  |  |  |  | NO | YES |  |  |  |  | SMITHKLINE BEECHAM 10366069 6455 |  |  | Active |  | 99:99:99:99:99:99 |  | Equipment | 6M:00-MFG | 10/14/2019 | 04/01/2020 | COOPER AMBULATORY OFF-SITES |  |  | 1103 N Kings Hwy - LAB |  | ANN MAIER
|  | HAMILTON BELL COMPANY | VANGUARD V6500 | CENTRIFUGE |  | COOPER CANCER CENTER-COOPER DAY-CHEMO | MD Anderson Cancer Center |  |  | 07/19/2013 |  | 7/19/20 |  |  | NO | YES |  |  |  |  | HAMILTON BELL COMPANY 10347567 184711 |  |  | Active |  | 99:99:99:99:99:99 |  | Equipment | 6M:00-MFG | 09/25/2019 | 03/01/2020 | COOPER AMBULATORY OFF-SITES |  |  | ROOM C3051 |  | Bonnie Aichroch
|  | HAMILTON BELL COMPANY | VANGUARD V6500 | CENTRIFUGE |  | 3 COOPER-MULTISPECIALTY CENTER | 3 Cooper |  |  | 12/02/2013 |  | 12/2/20 |  |  | NO | YES |  |  |  |  | HAMILTON BELL COMPANY 10345603 184648 |  |  | Active |  | 99:99:99:99:99:99 |  | Equipment | 6M:00-MFG | 11/01/2019 | 05/01/2020 | COOPER AMBULATORY OFF-SITES |  |  | Suite 104 - Soiled 173 [3400] |  | MARGIE OUTLER
|  | HAMILTON BELL COMPANY | VANGUARD V6500 | CENTRIFUGE |  | MARLTON-DERMATOLOGY | 10000 Sagamore Dr |  |  | 05/10/2019 |  | 5/10/26 |  |  | NO | YES |  |  |  |  | HAMILTON BELL COMPANY 30142543 163043 |  |  | Active |  | 99:99:99:99:99:99 |  | Equipment | 6M:00-MFG | 05/10/2019 | 05/10/2019 | COOPER AMBULATORY OFF-SITES |  |  | LAB AREA |  | MICHELE CANALE |  |  |  | 05/10/2019 | 05/10/2019 |  |  |  |  | 05/10/2019 | 05/10/2019
|  | HAMILTON BELL COMPANY | VANGUARD V6500 | CENTRIFUGE |  | VOORHEES SURGERY CENTER-HEM/ONC | 900 Centennial Blvd | Suite M |  | 01/01/1900 |  |  |  |  | NO | YES |  |  |  |  | SMITHKLINE BEECHAM 10344775 49758 |  |  | Active |  | 99:99:99:99:99:99 |  | Equipment | 6M:00-MFG | 10/10/2019 | 04/01/2020 | COOPER AMBULATORY OFF-SITES |  |  | Suite M - Lab |  | MEGAN MCCAFFERTY
|  | HARVEST TECHNOLOGIES | SMARTPREP 2 | CENTRIFUGE | SMP2-5664 | PERFUSION | Kelemen |  |  | 09/26/2019 |  | 9/26/26 |  |  | NO | YES |  |  |  |  | HARVEST TECHNOLOGIES 11239353 SMP2-5664 |  |  | Active |  | 99:99:99:99:99:99 |  | High Risk | 6M:00-MFG | 09/26/2019 | 09/26/2019 | COOPER UNIVERSITY HOSPITAL |  |  | Perfusion Kel OR | WOT00000001156442 | Bonnie Aichroch | Performance Verification | Closed | Salvatore Bombara | 09/26/2019 | 09/26/2019 | Performance Verification for HARVEST TECHNOLOGIES 11239353 SMP2-5664 | Initial Install of Performance Verification. Device is ready for patient use. |  |  | 09/26/2019 | 09/26/2019
|  | HARVEST TECHNOLOGIES | SMARTPREP 2 | CENTRIFUGE | SMP2-6874 | PERFUSION | Kelemen |  |  | 12/23/2015 |  | 12/23/22 |  |  | NO | YES |  |  |  |  | HARVEST TECHNOLOGIES 10480321 SMP2-6874 |  |  | Active |  | 99:99:99:99:99:99 |  | High Risk | 6M:00-MFG | 08/29/2019 | 02/01/2020 | COOPER UNIVERSITY HOSPITAL |  |  | Kel OR Store Rm |  | Bonnie Aichroch
|  | HARVEST TECHNOLOGIES | SMARTPREP 2 | CENTRIFUGE | SMP25645 |  | Pavilion | [7 empty] | YES | YES
|  | HERMLE | Z300 | CENTRIFUGE |  | KINGS HIGHWAY-LAB | 1103 N Kings Hwy |  |  | 09/27/2007 |  |  |  |  | NO | YES |  |  |  |  | HERMLE 10366070 061164 |  |  | Active |  | 99:99:99:99:99:99 |  | Equipment | 6M:00-MFG | 10/14/2019 | 04/01/2020 | COOPER AMBULATORY OFF-SITES |  |  | 1103 N Kings Hwy - Lab |  | ANN MAIER
|  | HERMLE | Z300 | CENTRIFUGE |  | VOORHEES SURGERY CENTER-RADIATION/ONC | 901 Centennial Blvd | Buliding 1 |  | 10/30/2007 |  |  |  |  | NO | YES |  |  |  |  | HERMLE 10344954 061228 |  |  | Active |  | 99:99:99:99:99:99 |  | Equipment | 6M:00-MFG | 10/29/2019 | 04/01/2020 | COOPER AMBULATORY OFF-SITES |  |  | BUILDING 2 LAB STE 204 |  | COLLEEN TEGELER
|  | HETTICH | EBA 20 C | CENTRIFUGE | 0000428-03-00 |  | Pavilion |  |  | 06/19/2012 |  | 6/19/19 |  |  | NO | YES |  |  |  |  | HETTICH 10769584 0000428-03-00 |  |  | Active |  | 99:99:99:99:99:99 |  | Equipment | 6M:00-MFG | 08/27/2019 | 02/01/2020 | COOPER UNIVERSITY HOSPITAL |  |  | P OR STORAGE |  | DOMINIC VENDETTA
|  | HETTICH | EBA 20 C | CENTRIFUGE | 0000523-03-00 |  | Pavilion |  |  | 06/19/2012 |  | 6/19/19 |  |  | NO | YES |  |  |  |  | HETTICH 10769585 0000523-03-00 |  |  | Active |  | 99:99:99:99:99:99 |  | Equipment | 6M:00-MFG | 08/27/2019 | 02/01/2020 | COOPER UNIVERSITY HOSPITAL |  |  | P OR STORAGE |  | DOMINIC VENDETTA
|  | HETTICH | EBA 20 C | CENTRIFUGE | 0001510-04-00 | OR - KELEMEN 3 | Pavilion |  |  | 01/01/1900 |  |  |  |  | NO | YES |  |  |  |  | HETTICH 10769583 0001510-04-00 |  |  | Active | 10769583, 10769584 | 99:99:99:99:99:99 |  | Equipment | 6M:00-MFG | 08/27/2019 | 02/01/2020 | COOPER UNIVERSITY HOSPITAL |  |  | Pav OR STORAGE RM |  | DOMINIC VENDETTA
|  | HETTICH | EBA 20 C | CENTRIFUGE | 0001628-04-00 | OR - KELEMEN 3 | Pavilion |  |  | 01/01/1900 |  |  |  |  | NO | YES |  |  |  |  | HETTICH 10769582 0001628-04-00 |  |  | Active |  | 99:99:99:99:99:99 |  | Equipment | 6M:00-MFG | 08/27/2019 | 02/01/2020 | COOPER UNIVERSITY HOSPITAL |  |  | P OR STORAGE |  | DOMINIC VENDETTA
|  | HETTICH | EBA 200 | CENTRIFUGE |  | LAB HEMATOLOGY | Pavilion | Basement |  | 06/13/2017 |  | 6/13/24 |  |  | NO | YES |  |  |  |  | HETTICH 10769351 000116602 |  |  | Active |  | 99:99:99:99:99:99 |  | Equipment | 6M:00-MFG | 09/13/2019 | 03/01/2020 | COOPER UNIVERSITY HOSPITAL |  |  |  | 0011758695 | DALE MORRONE | Performance Verification | Closed | Gene Amodei | 06/13/2017 | 11/01/2017 | INCOMING INVENTORY | DEVICE INVENTORIED 10/26/2017 9:04:21 AM GRAMODEI unit shipped with wron rotor and had to be replaced 11/1/2017 9:54:17 AM GRAMODEI unit rotor could not be replaced the centrifuge needed to be replaced, it waas replacwed with CEID10732348 | 0B5591B4-05F5-4833-B93D-AFBE7882B18E | Labor | 11/01/2017 | 11/01/2017 | Gene Amodei
|  | HETTICH | EBA 200 | CENTRIFUGE | 0000926-02 | 1030 KINGS HIGHWAY-MEDICINE | 1030 Kings Highway |  |  | 07/20/2016 |  | 7/20/23 |  |  | NO | YES |  |  |  |  | HETTICH 10505089 0000926-02 |  |  | Active |  | 99:99:99:99:99:99 |  | Equipment | 6M:00-MFG | 05/07/2019 | 05/01/2020 | COOPER AMBULATORY OFF-SITES |  |  | 1030 KINGS HIGHWAY |  | Bonnie Aichroch
|  | HETTICH | EBA 280 | CENTRIFUGE | 000118-03 | LAB HEMATOLOGY | Pavilion | Basement |  | 09/29/2017 |  | 9/29/24 |  |  | NO | YES |  |  |  |  | HETTICH 10732348 000118-03 |  |  | Active |  | 99:99:99:99:99:99 |  | Equipment | 6M:00-MFG | 09/12/2019 | 03/01/2020 | COOPER UNIVERSITY HOSPITAL |  |  |  | 0012190318 | DALE MORRONE | Repair | Closed | Gene Amodei | 09/26/2017 | 10/27/2017 | CENTRIFUGE - NEW, NEEDS CHECKED AND TAGGED - LAB | 9/29/2017 4:12:36 PM GRAMODEI inventoried unit, performed ESI, 10/9/2017 11:16:16 AM GRAMODEI unit delivered with wrong rotor, awaiting correct,one.09/29/17 received correct rotor10/3/17, programmed 2800 @ 5 min, this protocal did not work for study used, and has been changed to 5000@ 5 mins 10/19/2017 8:49:21 AM GRAMODEI unit CEID nt yet in system 10732348 | 24804388-6417-4B6E-9595-2AD76805E1FE | Labor | 10/03/2017 | 10/03/2017 | Gene Amodei
|  | HETTICH | MIKRO 22 | CENTRIFUGE | 0003527-06-00 | LAB MICROBIOLOGY | Kelemen |  |  | 02/02/2009 |  | 2/2/16 |  |  | NO | YES |  |  |  |  | HETTICH 10367978 0003527-06-00 |  |  | Disposition |  | 99:99:99:99:99:99 |  | Equipment | 6M:00-MFG | 10/01/2019 | 04/01/2020 | COOPER UNIVERSITY HOSPITAL |  |  | BASEMENT |  | COURTNEY BARRY
|  | HETTICH | ROTINA 38 | CENTRIFUGE | 0000409-01-00 | LAB CHEMISTRY | Pavilion | BASEMENT |  | 10/07/2008 |  | 10/7/15 |  |  | NO | YES |  |  |  |  | HETTICH 10360304 0000409-01-00 |  |  | Active |  | 99:99:99:99:99:99 |  | Equipment | 6M:00-MFG | 08/22/2019 | 02/01/2020 | COOPER UNIVERSITY HOSPITAL |  |  | BASEMENT |  | Barbara Snyder
|  | HETTICH | ROTINA 420 | CENTRIFUGE |  | LAB CYTOLOGY | Kelemen | BASEMENT |  | 11/24/2008 |  | 11/24/15 |  |  | NO | YES |  |  |  |  | HETTICH 10368036 0000191 |  |  | Active |  | 99:99:99:99:99:99 |  | Equipment | 6M:00-MFG | 09/20/2019 | 03/01/2020 | COOPER UNIVERSITY HOSPITAL |  |  | CYTOLOGY |  | DALE MORRONE
|  | HETTICH | UNIVERSAL 320 | CENTRIFUGE |  |  | 401 Haddon Ave | [7 empty] | YES | YES
|  | IRIS SAMPLE PROCESSING | STATSPIN EXPRESS 2 | CENTRIFUGE | 11502M50109862 | LAB CHEMISTRY | Pavilion | Basement |  | 08/22/2019 |  | 8/22/26 |  |  | NO | YES |  |  |  |  | IRIS SAMPLE PROCESSING 11239258 11502M50109862 |  |  | Active |  | 99:99:99:99:99:99 |  | Equipment | 3M:00-MFG | 08/22/2019 | 08/22/2019 | COOPER UNIVERSITY HOSPITAL |  |  | CHEM LAB |  | Barbara Snyder |  |  |  | 08/22/2019 | 08/22/2019 |  |  |  |  | 08/22/2019 | 08/22/2019
|  | IRIS SAMPLE PROCESSING | STATSPIN EXPRESS 3 | CENTRIFUGE | 736m50202345 |  | Dorrance | [7 empty] | YES | YES
|  | LAB CORP OF AMERICA | HORIZON MINI E | CENTRIFUGE | 151213AV197 | LAB HEMATOLOGY | Pavilion | BASEMENT |  | 10/01/2019 |  | 10/1/26 |  |  | NO | YES |  |  |  |  | LAB CORP OF AMERICA 11207705 151213AV197 |  |  | Active |  |  |  | Equipment | 3M:00-MFG | 10/01/2019 | 10/01/2019 | COOPER UNIVERSITY HOSPITAL |  |  |  | WOT00000003956141 | DALE MORRONE | Performance Verification | Completed | Gene Amodei | 10/01/2019 | 10/01/2019 | Performance Verification for LAB CORP OF AMERICA 11207705 151213AV197 | Initial Install of Performance Verification. Device is ready for patient use. |  |  | 10/01/2019 | 10/01/2019
|  | LAB CORP OF AMERICA | HORIZON MINI E | CENTRIFUGE | 180213CX523 | 3 COOPER-EARLY INTERVENTION PROGRAM | 3 Cooper |  |  | 11/12/2019 |  | 11/12/26 |  |  | NO | YES |  |  |  |  | LAB CORP OF AMERICA 11187701 180213CX523 |  |  | Active |  |  |  | Equipment | 3M:00-MFG | 11/12/2019 | 11/12/2019 | COOPER AMBULATORY OFF-SITES |  |  | Suite 513 - Lab [3380] | WOT00000004305759 | Sue Cooper | Performance Verification | Completed | Stephen Zubrzycki | 11/12/2019 | 11/12/2019 | Performance Verification for LAB CORP OF AMERICA 11187701 180213CX523 | Initial Install of Performance Verification. Device is ready for patient use. |  |  | 11/12/2019 | 11/12/2019
|  | LAB CORP OF AMERICA | HORIZON MINI E | CENTRIFUGE | 130714-857 | 3 COOPER-PREADMISSION TESTING | 3 Cooper |  |  | 11/20/2019 |  | 11/20/26 |  |  | NO | YES |  |  |  |  | LAB CORP OF AMERICA 11187703 130714-857 |  |  | Active |  |  |  | Equipment | 3M:00-MFG | 11/20/2019 | 11/20/2019 | COOPER AMBULATORY OFF-SITES |  |  | Suite 116 - Outpatient Lab [3380] | WOT00000004352843 | Karen Capone | Performance Verification | Completed | Stephen Zubrzycki | 11/20/2019 | 11/20/2019 | Performance Verification for LAB CORP OF AMERICA 11187703 NOT KNOWN | Initial Install of Performance Verification. Device is ready for patient use. |  |  | 11/20/2019 | 11/20/2019
|  | LAB CORP OF AMERICA | HORIZON MINI E | CENTRIFUGE | 520406-942 | 3 COOPER-EARLY INTERVENTION PROGRAM | 3 Cooper |  |  | 11/01/2019 |  | 11/1/26 |  |  | NO | YES |  |  |  |  | QUEST 11187534 520406-942 |  |  | Active |  | 99:99:99:99:99:99 |  | Equipment | 6M:00-MFG 2Y:00-RPLC | 11/01/2019 | 11/01/2019 | COOPER AMBULATORY OFF-SITES |  |  | SUITE 513 - LAB [3380] |  | Sue Cooper |  |  |  | 11/01/2019 | 11/01/2019 |  |  |  |  | 11/01/2019 | 11/01/2019
|  | LAB CORP OF AMERICA | HORIZON MINI E | CENTRIFUGE | 180613D6221 | 3 COOPER - MEDICINE DEPARTMENT | 3 Cooper |  |  | 11/01/2019 |  | 11/1/26 |  |  | NO | YES |  |  |  |  | LAB CORP OF AMERICA 11187520 180613D6221 |  |  | Active |  |  |  | Equipment | 6M:00-MFG | 11/01/2019 | 11/01/2019 | COOPER AMBULATORY OFF-SITES |  |  | Suite 215 - Nurses Station [3380] | WOT00000002115161 | NANCY LOUIS | Performance Verification | Closed | Stephen Zubrzycki | 11/01/2019 | 11/01/2019 | Performance Verification for LAB CORP OF AMERICA 11187520 180613D6221 | Initial Install of Performance Verification. Device is ready for patient use. |  |  | 11/01/2019 | 11/01/2019
|  | LAB CORP OF AMERICA | HORIZON MINI E | CENTRIFUGE | 180213cx661 | LAB HEMATOLOGY | Pavilion | BASEMENT |  | 12/18/2018 |  | 12/18/25 |  |  | NO | YES |  |  |  |  | LAB CORP OF AMERICA 10752535 180213cx661 |  |  | Active |  | 99:99:99:99:99:99 |  | Equipment | 6M:00-MFG | 09/28/2019 | 03/01/2020 | COOPER UNIVERSITY HOSPITAL |  |  | Performance Verification | WOT00000001844001 | DALE MORRONE | Performance Verification | Closed | Gene Amodei | 12/18/2018 | 06/29/2019 | Performance Verification for LAB CORP OF AMERICA 10752535 180213cx661 | Initial Install of Performance Verification. Device is ready for patient use.
|  | LAB CORP OF AMERICA | HORIZON MINI E | CENTRIFUGE | 131013-2055 | DIALYSIS PROCEDURE CENTER | Kelemen |  |  | 01/01/1900 |  |  |  |  | NO | YES |  |  |  |  | LAB CORP OF AMERICA 10367530 131013-2055 |  |  | Active |  | 99:99:99:99:99:99 |  | Equipment | 6M:00-MFG | 05/30/2019 | 05/01/2020 | COOPER UNIVERSITY HOSPITAL |  |  | DIALYSIS 519 |  | GERRY DNUNZIO
|  | LAB CORP OF AMERICA | HORIZON MINI E | CENTRIFUGE | 520610-1259 | WILLINGBORO COOPER UNIVERSITY PHYSICIANS | 651 John F Kennedy Way |  |  | 08/18/2010 |  | 8/18/17 |  |  | NO | YES |  |  |  |  | QUEST 10367079 520610-1259 |  |  | Active |  | 99:99:99:99:99:99 |  | Equipment | 6M:00-MFG 2Y:00-RPLC | 09/20/2019 | 03/01/2020 | COOPER AMBULATORY OFF-SITES |  |  | SPECIALITIES NURSES STAT |  | PATTY LEWIS
|  | LABNET | C1301LP-ISC | CENTRIFUGE |  | COOPER CENTER FOR SPECIAL DIAGNOSTICS | 401 Haddon Ave |  |  | 06/29/2010 |  |  |  |  | NO | YES |  |  |  |  | LABNET 10365649 09100495 |  |  | Active |  | 99:99:99:99:99:99 |  | Equipment | 6M:00-MFG | 06/18/2019 | 12/01/2019 | COOPER AMBULATORY OFF-SITES |  |  | SPECIAL DIAGNOSTICS |  | DR. BARNOWSKY
|  | LABNET | C1301LP-ISC | CENTRIFUGE |  | COOPER CENTER FOR SPECIAL DIAGNOSTICS | 401 Haddon Ave |  |  | 06/28/2010 |  |  |  |  | NO | YES |  |  |  |  | LABNET 10365641 09100502 |  |  | Active |  | 99:99:99:99:99:99 |  | Equipment | 6M:00-MFG | 06/18/2019 | 12/01/2019 | COOPER AMBULATORY OFF-SITES |  |  | SPECIAL DIAGNOSTICS |  | DR. BARNOWSKY
|  | LABNET | SPECTRAFUGE | CENTRIFUGE |  | COOPER CENTER FOR SPECIAL DIAGNOSTICS | 401 Haddon Ave |  |  | 06/28/2010 |  |  |  |  | NO | YES |  |  |  |  | LABNET 10347748 09030756 |  |  | Active |  | 99:99:99:99:99:99 |  | Equipment | 6M:00-MFG | 06/18/2019 | 12/01/2019 | COOPER AMBULATORY OFF-SITES |  |  | SPECIAL DIAGNOSTICS |  | DR. BARNOWSKY
|  | LABNET | Z100A | CENTRIFUGE |  | VOORHEES INTERNAL MEDICINE | 901 Centennial Blvd | Building 2 |  | 10/31/2019 |  |  |  |  | NO | YES |  |  |  |  | LABNET 11187531 000018192038 |  |  | Active |  | 99:99:99:99:99:99 |  | Equipment | PAAR:00-PVAR | 10/31/2019 | 10/31/2019 | COOPER AMBULATORY OFF-SITES |  |  | Suite 202 - Lab | WOT00000001734424 | JENNY BETLER | Performance Verification | Closed | Stephen Zubrzycki | 10/31/2019 | 10/31/2019 | Performance Verification for LABNET 11187531 000018192038 | Initial Install of Performance Verification. Device is ready for patient use. |  |  | 10/31/2019 | 10/31/2019
|  | LEICA BIOSYSTEMS | STATSPIN THERMOBRITE | CENTRIFUGE | 808S50001460 | COOPER CENTER FOR SPECIAL DIAGNOSTICS | 401 Haddon Ave |  |  | 01/01/1900 |  |  |  |  | NO | YES |  |  |  |  | LEICA BIOSYSTEMS 10365697 808S50001460 |  |  | Active |  | 99:99:99:99:99:99 |  | Equipment | 1Y:00-MFG | 06/14/2019 | 06/01/2020 | COOPER AMBULATORY OFF-SITES |  |  | E+R - Main Lab |  | DR. BARNOWSKY
|  | LEICA BIOSYSTEMS | STATSPIN THERMOBRITE | CENTRIFUGE | 808s50001465 | COOPER CENTER FOR SPECIAL DIAGNOSTICS | 401 Haddon Ave |  |  | 01/01/1900 |  |  |  |  | NO | YES |  |  |  |  | LEICA BIOSYSTEMS 10365696 808s50001465 |  |  | Active |  | 99:99:99:99:99:99 |  | Equipment | 1Y:00-MFG | 06/14/2019 | 06/01/2020 | COOPER AMBULATORY OFF-SITES |  |  | E+R - Main Lab |  | DR. BARNOWSKY
|  | LW SCIENTIFIC | STRAIGHT 8-3K | CENTRIFUGE |  | MARLTON-DERMATOLOGY | 10000 Sagemore Dr - Marlton |  |  | 05/10/2019 |  |  |  |  | NO | YES |  |  |  |  | LW SCIENTIFIC 30142538 703890 |  |  | Active |  | 99:99:99:99:99:99 |  | Equipment | 6M:00-MFG | 05/10/2019 | 05/10/2019 | COOPER AMBULATORY OFF-SITES |  |  | ELECTRICAL CLOSET |  | MICHELE CANALE |  |  |  | 05/10/2019 | 05/10/2019 |  |  |  |  | 05/10/2019 | 05/10/2019
|  | MSE |  | CENTRIFUGE |  | COOPER CENTER FOR SPECIAL DIAGNOSTICS | 401 Haddon Ave |  |  | 01/01/1900 |  |  |  |  | NO | YES |  |  |  |  | MSE 10365666 869310460 |  |  | Active |  | 99:99:99:99:99:99 |  | Equipment | 6M:00-MFG | 06/18/2019 | 12/01/2019 | COOPER AMBULATORY OFF-SITES |  |  | E+R - Main Lab |  | DR. BARNOWSKY
|  | ORTHO-CLINICAL DIAGNOSTICS | MTS 5150-60 | CENTRIFUGE |  | LAB BLOOD BANK | Pavilion | Basement |  | 09/15/2015 |  | 9/15/22 |  |  | NO | YES |  |  |  |  | ORTHO-CLINICAL DIAGNOSTICS 10480275 05075598 |  |  | Active |  | 99:99:99:99:99:99 |  | Equipment | 6M:00-MFG | 10/18/2019 | 04/01/2020 | COOPER UNIVERSITY HOSPITAL |  |  | BLOOD BANK |  | Barbara Bayne
|  | ORTHO-CLINICAL DIAGNOSTICS | MTS 5150-60 | CENTRIFUGE | 09-06-8145 | LAB BLOOD BANK | Pavilion | Basement |  | 09/15/2015 |  | 9/15/22 |  |  | NO | YES |  |  |  |  | ORTHO-CLINICAL DIAGNOSTICS 10367922 09-06-8145 |  |  | Active |  | 99:99:99:99:99:99 |  | Equipment | 6M:00-MFG | 10/18/2019 | 04/01/2020 | COOPER UNIVERSITY HOSPITAL |  |  | BLOOD BANK |  | Barbara Bayne
|  | ORTHO-CLINICAL DIAGNOSTICS | MTS 5150-60 | CENTRIFUGE | 09-006-8173 | LAB BLOOD BANK | Pavilion | Basement |  | 09/15/2015 |  | 9/15/22 |  |  | NO | YES |  |  |  |  | ORTHO-CLINICAL DIAGNOSTICS 10367918 09-006-8173 |  |  | Active |  | 99:99:99:99:99:99 |  | Equipment | 6M:00-MFG | 10/18/2019 | 04/01/2020 | COOPER UNIVERSITY HOSPITAL |  |  | BLOOD BANK |  | Barbara Bayne
|  | SALVIN DENTAL SPECIALTIES | CS5C | CENTRIFUGE |  |  | 2 Plaza Dr | [7 empty] | NO | YES
|  | SHANDON LIPSHAW | CYTOSPIN 2 | CENTRIFUGE | 1511MA971511M | LAB HEMATOLOGY | Pavilion | Basement |  | 01/01/1900 |  |  |  |  | NO | YES |  |  |  |  | SHANDON LIPSHAW 10366630 1511MA971511M |  |  | Active |  | 99:99:99:99:99:99 |  | Equipment | 6M:00-MFG | 09/28/2019 | 03/01/2020 | COOPER UNIVERSITY HOSPITAL |  |  | HEMATOLOGY |  | DALE MORRONE
|  | SHANDON LIPSHAW | CYTOSPIN 3 | CENTRIFUGE | Ma253301s |  | Pavilion | Basement | [6 empty] | YES | YES
|  | SORVALL | LEGEND RT | CENTRIFUGE |  | LAB CHEMISTRY | 401 Haddon Ave |  |  | 01/01/1900 |  |  |  |  | NO | YES |  |  |  |  | SORVALL 10368950 40514359 |  |  | Disposition |  |  |  | Equipment | 6M:00-MFG | 10/28/2015 | 03/01/2020 | COOPER UNIVERSITY HOSPITAL |  |  | RM 310 |  | Barbara Snyder
|  | THE DRUCKER COMPANY | 642 VES | CENTRIFUGE | 170523AB954 | MARLTON-DERMATOLOGY | 10000 Sagemore Dr - Marlton |  |  | 07/05/2017 |  | 7/5/24 |  |  | NO | YES |  |  |  |  | THE DRUCKER COMPANY 10732116 170523AB954 |  |  | Active |  | 99:99:99:99:99:99 |  | Equipment | 2Y:00-MFG | 05/10/2019 | 05/01/2021 | COOPER AMBULATORY OFF-SITES |  |  |  | 0012025764 | MICHELE CANALE | Performance Verification | Closed | Kirk Lis | 08/10/2017 | 08/10/2017 | INCOMING INVENTORY | DEVICE INVENTORIED | 07FA28B2-F661-4865-A452-D089ACDF85ED | Labor | 08/10/2017 | 08/10/2017 | Bonnie Aichroth
|  | THE DRUCKER COMPANY | 642VES | CENTRIFUGE | 171223AC802 | COOPER CANCER CENTER-COOPER DAY-CHEMO | MD Anderson Cancer Center |  |  | 04/18/2019 |  | 4/18/26 |  |  | NO | YES |  |  |  |  | THE DRUCKER COMPANY 10732239 171223AC802 |  |  | Active |  |  |  | Equipment | 3M:00-MFG | 10/22/2019 | 01/01/2020 | COOPER AMBULATORY OFF-SITES |  |  | 3RD. FLOOR MD ANDERSON CAMDEN | WOT00000002538984 | Bonnie Aichroch | Performance Verification | Closed | Kirk Lis | 04/18/2019 | 07/08/2019 | Performance Verification for THE DRUCKER COMPANY 10732239 171223AC802 | Initial Install of Performance Verification. Device is ready for patient use.
|  | THE DRUCKER COMPANY | HORIZON 642E | CENTRIFUGE | 170313BZ903 | 6017 MAIN ST-BARIATRIC | 6017 Main St |  |  | 10/18/2019 |  | 10/18/26 |  |  | NO | YES |  |  |  |  | THE DRUCKER COMPANY 11239314 170313BZ903 |  |  | Active |  |  |  | Equipment | 3M:00-MFG | 10/18/2019 | 10/18/2019 | COOPER AMBULATORY OFF-SITES |  |  | Performance Verification | WOT00000001945147 | CHRISTINE CASTAGNA | Service Request | Closed | Kirk Lis | 10/18/2019 | 10/18/2019 | centrifuge 2 of 2 needs safety check and tagged | INVENTORY NEW EQUIPMENT | EXP2064768 | Labor | 10/18/2019 | 10/18/2019 | Kirk Lis
|  | THE DRUCKER COMPANY | HORIZON 642E | CENTRIFUGE | 171013CO287 | 6017 MAIN ST-BARIATRIC | 6017 Main St |  |  | 10/18/2019 |  | 10/18/26 |  |  | NO | YES |  |  |  |  | THE DRUCKER COMPANY 11239315 171013CO287 |  |  | Active |  |  |  | Equipment | 3M:00-MFG | 10/18/2019 | 10/18/2019 | COOPER AMBULATORY OFF-SITES |  |  | Performance Verification | WOT00000001945145 | CHRISTINE CASTAGNA | Service Request | Closed | Kirk Lis | 10/18/2019 | 10/18/2019 | centrifuge 1 of 2 needs safety check and tagged | INVENTORY NEW EQUIPMENT | EXP2064843 | Labor | 10/18/2019 | 10/18/2019 | Kirk Lis
|  | THE DRUCKER COMPANY | HORIZON 642E | CENTRIFUGE |  |  | 2 Plaza Dr | [7 empty] | YES | YES
|  | THE DRUCKER COMPANY | HORIZON 642E | CENTRIFUGE | 520410-1636 | WOODLYNNE FAMILY MEDICINE | 20 S Black Horse Pike |  |  | 11/13/2019 |  | 11/13/26 |  |  | NO | YES |  |  |  |  | THE DRUCKER COMPANY 11200030 520410-1636 |  |  | Active |  |  |  | Equipment | 3M:00-MFG | 11/13/2019 | 11/13/2019 | COOPER AMBULATORY OFF-SITES |  |  | BLACK HORSE PIKE | WOT00000004312433 | SHEILA HERNANDEZ | Performance Verification | Completed | Kirk Lis | 11/13/2019 | 11/13/2019 | Performance Verification for THE DRUCKER COMPANY 11200030 520410-1636 | Initial Install of Performance Verification. Device is ready for patient use. |  |  | 11/13/2019 | 11/13/2019
|  | THE DRUCKER COMPANY | HORIZON 642E | CENTRIFUGE | 181013DQ432 | GLOUCESTER-MEDICINE | 430 Broadway |  |  | 09/11/2019 |  | 9/11/26 |  |  | NO | YES |  |  |  |  | DRUCKER CO. 11200018 181013DQ432 |  |  | Active |  |  |  | Equipment | 3M:00-MFG | 09/11/2019 | 09/11/2019 | COOPER AMBULATORY OFF-SITES |  |  | LAB | WOT00000002358741 | KELLIE STOUT | Performance Verification | Closed | Kirk Lis | 09/11/2019 | 09/11/2019 | Performance Verification for DRUCKER CO. 11200018 181013DQ432 | Initial Install of Performance Verification. Device is ready for patient use. |  |  | 09/11/2019 | 09/11/2019
|  | THE DRUCKER COMPANY | HORIZON 642E | CENTRIFUGE | 181013DR769 |  | Kelemen | [7 empty] | YES | YES
|  | THE DRUCKER COMPANY | HORIZON 642E | CENTRIFUGE | 150813AN095 | CLEMENTON INTERNAL MEDICINE | 222 Gibbsboro Rd |  |  | 03/08/2016 |  | 3/8/23 |  |  | NO | YES |  |  |  |  | THE DRUCKER COMPANY 10480243 150813AN095 |  |  | Active |  | 99:99:99:99:99:99 |  | Equipment | 6M:00-MFG 2Y:00-RPLC | 09/11/2019 | 03/01/2020 | COOPER AMBULATORY OFF-SITES |  |  | 220 GIBBSBORO ROAD |  | GLORIA CRUZ
|  | THE DRUCKER COMPANY | HORIZON 642E | CENTRIFUGE | 150713AL918 | CLEMENTON INTERNAL MEDICINE | 222 Gibbsboro Rd |  |  | 03/08/2016 |  | 3/8/23 |  |  | NO | YES |  |  |  |  | THE DRUCKER COMPANY 10480244 150713AL918 |  |  | Active |  | 99:99:99:99:99:99 |  | Equipment | 6M:00-MFG 2Y:00-RPLC | 09/09/2019 | 03/01/2020 | COOPER AMBULATORY OFF-SITES |  |  | 220 GIBBSBORO ROAD |  | GLORIA CRUZ
|  | THE DRUCKER COMPANY | HORIZON 642E | CENTRIFUGE |  |  | 416 Haddon Ave | [7 empty] | YES | YES
|  | THE DRUCKER COMPANY | HORIZON 642VFD PLUS | CENTRIFUGE | 170788AO639 | VOORHEES ORTHOPEDICS | 901 Centennial Blvd | Building 2 |  | 07/26/2017 |  | 7/26/24 |  |  | NO | YES |  |  |  |  | THE DRUCKER COMPANY 10725042 170788AO639 |  |  | Active |  | 99:99:99:99:99:99 |  | Equipment | 2Y:00-MFG | 02/13/2019 | 02/01/2021 | COOPER AMBULATORY OFF-SITES |  |  |  | 0012391989 | CAROL STRANTON | Preventative Maintenance | Closed | Josh Harris | 11/08/2017 | 11/08/2017 | PERFORMANCE ASSURANCE AT INVENTORY | INVENTORIED DEVICE AND ENSURED DEVICE WAS FUNCTIONING PROPERLY. | 9CFB3087-EAB7-42B2-8000-10FBB5F4A678 | Labor | 07/26/2017 | 07/26/2017 | Stephen Zubrzycki
|  | THE DRUCKER COMPANY | HORIZON 642VFD PLUS | CENTRIFUGE | 901013-7 | 6200 MAIN ST-SURGERY | 6200 Main st |  |  | 11/13/2013 |  | 11/13/20 |  |  | NO | YES |  |  |  |  | THE DRUCKER COMPANY 10345769 901013-7 |  |  | Active |  | 99:99:99:99:99:99 |  | Equipment | 6M:00-MFG 2Y:00-RPLC | 10/22/2019 | 04/01/2020 | COOPER AMBULATORY OFF-SITES |  |  | 6200 Main St. - Oral - Proc B |  | BOBBIE MICKLE
|  | THERMO FISHER SCIENTIFIC | CW3 CELL WASHER | CENTRIFUGE |  | LAB BLOOD BANK | Pavilion | Basement |  | 12/19/2017 |  | 12/19/22 |  |  | NO | YES |  |  |  |  | THERMO FISHER SCIENTIFIC 10769354 772650 |  |  | Active |  | 99:99:99:99:99:99 |  | Equipment | 3M:00-MFG | 10/20/2019 | 01/01/2020 | COOPER UNIVERSITY HOSPITAL |  |  |  | 0012516907 | Barbara Bayne | Repair | Closed | Gene Amodei | 12/19/2017 | 03/27/2018 | CELL WASHER - INSTALLATION - TMX | 12/20/2017 4:26:27 PM GRAMODEI assiated Thermo service tech with install, however unit arrived with wrong rotor, awaiting rotor to verify proper operation 1/3/2018 4:20:00 PM GRAMODEI (GRAMODEI 1/3/2018 8:15 AM) REPLACEMENT 12 PORT ROTOR HAS NOT YET ARRIVED 1/16/2018 9:28:43 AM GRAMODEI still have not reseived correct rotor 1/19/2018 8:47:05 AM GRAMODEI to date correct rotor has still not arrived 1/27/2018 1:35:11 PM GRAMODEI still awaiting 12 port rotor | DADFD407-60B6-4D70-9F53-BEF7B1F77776 | Labor | 03/27/2018 | 03/27/2018 | Gene Amodei
|  | THERMO FISHER SCIENTIFIC | LEGEND MICRO 17 | CENTRIFUGE |  | COOPER CENTER FOR SPECIAL DIAGNOSTICS | 401 Haddon Ave |  |  | 07/13/2009 |  | 7/13/16 |  |  | NO | YES |  |  |  |  | THERMO FISHER SCIENTIFIC 10365662 40935375 |  |  | Active |  | 99:99:99:99:99:99 |  | Equipment | 6M:00-MFG | 06/18/2019 | 12/01/2019 | COOPER AMBULATORY OFF-SITES |  |  | SPECIAL DIAGNOSTICS |  | DR. BARNOWSKY
|  | THERMO FISHER SCIENTIFIC | LEGEND MICRO 17 | CENTRIFUGE |  | COOPER CENTER FOR SPECIAL DIAGNOSTICS | 401 Haddon Ave |  |  | 07/09/2009 |  | 7/9/16 |  |  | NO | YES |  |  |  |  | THERMO FISHER SCIENTIFIC 10365651 40932823 |  |  | Active |  | 99:99:99:99:99:99 |  | Equipment | 3M:00-MFG | 09/28/2019 | 12/01/2019 | COOPER AMBULATORY OFF-SITES |  |  | E+R - Pre PCR |  | DR. BARNOWSKY
|  | THERMO FISHER SCIENTIFIC | MEGAFUGE 16 | CENTRIFUGE |  |  | Pavilion | Basement | [6 empty] | YES | YES
|  | THERMO FISHER SCIENTIFIC | MEGAFUGE 16 | CENTRIFUGE |  | LAB MICROBIOLOGY | Pavilion | Basement |  | 01/01/1900 |  |  |  |  | NO | YES |  |  |  |  | HERAEUS INSTRUMENTS INC. 10367942 41721477 |  |  | Active |  | 99:99:99:99:99:99 |  | Equipment | 6M:00-MFG | 10/20/2019 | 04/01/2020 | COOPER UNIVERSITY HOSPITAL |  |  | MICROBIOLOGY |  | COURTNEY BARRY
|  | THERMO FISHER SCIENTIFIC | MEGAFUGE 16 | CENTRIFUGE |  | LAB BLOOD BANK | Pavilion | BASEMENT |  | 06/12/2014 |  | 6/12/21 |  |  | NO | YES |  |  |  |  | HERAEUS INSTRUMENTS INC. 10367914 41624988 |  |  | Active |  | 99:99:99:99:99:99 |  | Equipment | 6M:00-MFG | 10/18/2019 | 04/01/2020 | COOPER UNIVERSITY HOSPITAL |  |  | BLOOD BANK |  | Barbara Bayne
|  | THERMO FISHER SCIENTIFIC | MEGAFUGE 16 | CENTRIFUGE |  | LAB MICROBIOLOGY | Pavilion | Basement |  | 10/20/2019 |  | 10/20/26 |  |  | NO | YES |  |  |  |  | HERAEUS INSTRUMENTS INC. 30438033 42261756 |  |  | Active |  | 99:99:99:99:99:99 |  | Equipment | 3M:00-MFG | 10/20/2019 | 10/20/2019 | COOPER UNIVERSITY HOSPITAL |  |  |  | WOT00000001080738 | COURTNEY BARRY | Service Request | Closed | Gene Amodei | 10/20/2019 | 10/20/2019 | New Centrifuge needs checked and tagged | VPO set 5000rpm, read 5001 rpm timer 5 mins=ok | EXP1645051 | Labor | 10/20/2019 | 10/20/2019 | Gene Amodei
|  | THERMO FISHER SCIENTIFIC | MEGAFUGE 16 | CENTRIFUGE |  | LAB HEMATOLOGY | Pavilion | Basement |  | 10/01/2013 |  | 10/1/20 |  |  | NO | YES |  |  |  |  | THERMO SCIENTIFIC 10366622 41569653 |  |  | Active |  | 99:99:99:99:99:99 |  | Equipment | 6M:00-MFG | 09/28/2019 | 03/01/2020 | COOPER UNIVERSITY HOSPITAL |  |  | HEMO LAB |  | DALE MORRONE
|  | THERMO FISHER SCIENTIFIC | MEGAFUGE 16 | CENTRIFUGE |  | LAB CHEMISTRY | Pavilion | BASEMENT |  | 01/14/2011 |  | 1/14/18 |  |  | NO | YES |  |  |  |  | HERAEUS INSTRUMENTS INC. 10360306 41176827 |  |  | Active |  | 99:99:99:99:99:99 |  | Equipment | 6M:00-MFG | 08/22/2019 | 02/01/2020 | COOPER UNIVERSITY HOSPITAL |  |  | CHEMISTRY |  | Barbara Snyder
|  | THERMO IEC | CENTRA CL10 | CENTRIFUGE |  | OR - KELEMEN 3 | Kelemen |  |  | 01/01/2013 |  | 1/1/20 |  |  | NO | YES |  |  |  |  | THERMO IEC 10346366 41429805 |  |  | Active |  | 99:99:99:99:99:99 |  | Equipment | 6M:00-MFG | 08/27/2019 | 02/01/2020 | COOPER UNIVERSITY HOSPITAL |  |  | OR-KELEMEN Store Rm |  | DOMINIC VENDETTA
|  | THERMO IEC | CENTRA M | CENTRIFUGE |  |  | Kelemen | [7 empty] | YES | YES
|  | THERMO IEC | CENTRA MP4R | CENTRIFUGE | 12.5 50 |  | 401 Haddon Ave | [7 empty] | YES | YES
|  | THERMO IEC | MICROMAX RF | CENTRIFUGE |  |  | Kelemen | [7 empty] | YES | YES
|  | THERMO SCIENTIFIC | CELL WASHER 2 PLUS | CENTRIFUGE | V18T-422099-VT | LAB BLOOD BANK | Kelemen |  |  | 10/20/2008 |  | 10/20/13 |  |  | NO | YES |  |  |  |  | THERMO SCIENTIFIC 10367931 V18T-422099-VT |  |  | Disposition |  |  |  | Equipment | 3M:00-MFG | 01/09/2018 | 01/01/2020 | COOPER UNIVERSITY HOSPITAL |  |  | BLOOD BANK |  | Barbara Bayne
|  | THERMO SCIENTIFIC | CYTOSPIN 4 | CENTRIFUGE | CY19690405 | LAB CYTOLOGY | Kelemen | BASEMENT |  | 11/01/2004 |  | 11/1/11 |  |  | NO | YES |  |  |  |  | THERMO ELECTRON CORPORATION 10368038 CY19690405 |  |  | Active |  | 99:99:99:99:99:99 |  | Equipment | 6M:00-MFG | 09/20/2019 | 03/01/2020 | COOPER UNIVERSITY HOSPITAL |  |  | CYTOLOGY |  | DALE MORRONE
|  | THERMO SCIENTIFIC | CYTOSPIN 4 | CENTRIFUGE | CY7688-1109 | LAB HEMATOLOGY | Pavilion | BASEMENT |  | 09/22/2011 |  | 9/22/18 |  |  | NO | YES |  |  |  |  | THERMO SCIENTIFIC 10360301 CY7688-1109 |  |  | Active |  | 99:99:99:99:99:99 |  | Equipment | 6M:00-MFG | 09/13/2019 | 03/01/2020 | COOPER UNIVERSITY HOSPITAL |  |  | HEMATOLOGY |  | DALE MORRONE
|  | THERMO SCIENTIFIC | MULTIFUGE 3S | CENTRIFUGE |  | COOPER CENTER FOR SPECIAL DIAGNOSTICS | 401 Haddon Ave |  |  | 08/07/2008 |  | 8/7/13 |  |  | NO | YES |  |  |  |  | THERMO SCIENTIFIC 10365678 40863056 |  |  | Active |  | 99:99:99:99:99:99 |  | Equipment | 6M:00-MFG | 06/18/2019 | 12/01/2019 | COOPER AMBULATORY OFF-SITES |  |  | E+R - Main Lab |  | DR. BARNOWSKY
|  | UNITED PRODUCTS | POWERSPIN XL | CENTRIFUGE | L1004055 | 3 COOPER-COOPER RESEARCH INSTITUTE | Dorrance |  |  | 10/01/2010 |  |  |  |  | NO | YES |  |  |  |  | UNITED PRODUCTS & INSTRUMENTS, INC. 10346753 L1004055 |  |  | Active |  | 99:99:99:99:99:99 |  | Equipment | 6M:00-MFG | 11/01/2019 | 05/01/2020 | COOPER AMBULATORY OFF-SITES |  |  | Suite 1102B (4 Dorrance?) - Lab [3000] |  | CHRISTINE RICKETTE
|  | USA SCIENTIFIC | MICRO IR | CENTRIFUGE |  | COOPER CENTER FOR SPECIAL DIAGNOSTICS | 401 Haddon Ave |  |  | 08/07/2008 |  | 8/7/15 |  |  | NO | YES |  |  |  |  | USA SCIENTIFIC 10365700 051339 |  |  | Active |  | 99:99:99:99:99:99 |  | Equipment | 6M:00-MFG | 06/18/2019 | 12/01/2019 | COOPER AMBULATORY OFF-SITES |  |  | E+R - Main Lab |  | DR. BARNOWSKY
|  | VULCAN TECHNOLOGIES | 6C | CENTRIFUGE | C011695 | EMERGENCY ROOM | Kelemen |  |  | 11/15/2010 |  | 11/15/17 |  |  | NO | YES |  |  |  |  | VULCON TECHNOLOGIES 10368965 C011695 |  |  | Active |  | 99:99:99:99:99:99 |  | Equipment | 6M:00-MFG | 08/21/2019 | 02/01/2020 | COOPER UNIVERSITY HOSPITAL |  |  | ED163 RESEARCH |  | KAREN GRUBER
|  | BECKMAN COULTER, INC. | ALLEGRA 64R | CENTRIFUGE, REFRIGERATED |  |  | Kelemen | [7 empty] | YES | YES
|  | BECKMAN COULTER, INC. | ALLEGRA X-15R | CENTRIFUGE, REFRIGERATED | ALP13H33 | COOPER CANCER CENTER-COOPER DAY-CHEMO | MD Anderson Cancer Center |  |  | 08/07/2013 |  | 8/7/18 |  |  | NO | YES |  |  |  |  | BECKMAN COULTER, INC. 10347570 ALP13H33 |  |  | Active |  | 99:99:99:99:99:99 |  | Equipment | 3M:00-MFG | 09/30/2019 | 12/01/2019 | COOPER AMBULATORY OFF-SITES |  |  | 3rd Floor Research |  | Bonnie Aichroch
|  | BECKMAN COULTER, INC. | MICROFUGE 22R | CENTRIFUGE, REFRIGERATED | MHB10L015 | LAB CHEMISTRY | 401 Haddon Ave |  |  | 01/01/1900 |  |  |  |  | NO | YES |  |  |  |  | BECKMAN COULTER, INC. 10348504 MHB10L015 |  |  | Disposition |  |  |  | Equipment | 6M:00-MFG | 03/14/2016 | 03/01/2020 | COOPER UNIVERSITY HOSPITAL |  |  | RM 310 |  | Barbara Snyder
|  | EPPENDORF | 5417R | CENTRIFUGE, REFRIGERATED |  |  | 401 Haddon Ave | [7 empty] | YES | YES
|  | EPPENDORF | 5417R | CENTRIFUGE, REFRIGERATED |  |  | 401 Haddon Ave | [7 empty] | YES | YES
|  | HETTICH | ROTANTA 460R | CENTRIFUGE, REFRIGERATED | 0000361-05 | LAB BLOOD BANK | Pavilion | BASEMENT |  | 03/23/2017 |  | 3/23/22 |  |  | NO | YES |  |  |  |  | HETTICH 10769343 0000361-05 |  |  | Active |  | 99:99:99:99:99:99 |  | Equipment | 6M:00-MFG | 10/20/2019 | 04/01/2020 | COOPER UNIVERSITY HOSPITAL |  |  | BLOOD BANK | 0011457261 | Barbara Bayne | Preventative Maintenance | Closed | Gene Amodei | 04/05/2017 | 04/13/2017 | PERFORMANCE ASSURANCE AT INVENTORY | INVENTORIED DEVICE AND ENSURED DEVICE WAS FUNCTIONING PROPERLY. 4/13/2017 2:15:12 PM GRAMODEI SET RPM RECORDED RPM MGF STATES +/- 50 RPM 4200 RPM 4198 RPM 2000 RPM 2001 RPM TEMP SET 4 DEG C TEMP READ 4.3 DEG C TIMER MFG STATES +/- 7 SEC 5 MIN =5 MIN 10 MIN = 10 MIN 4/13/2017 2:15 PM GRAMODEI | E7AC6879-6B60-4E8D-B006-1FF7FEA9EDD7 | Labor | 03/23/2017 | 03/23/2017 | Gene Amodei
|  | A-DEC |  | CHAIR, DENTAL | 13B60803 | 6017 MAIN ST-PLASTICS | 6200 Main st |  |  | 12/18/2012 |  | 12/18/27 |  |  | NO | YES |  |  |  |  | A-DEC 10345770 13B60803 |  |  | Active |  | 99:99:99:99:99:99 |  | Equipment | PAAR:00-PVAR | 11/01/2019 |  | COOPER AMBULATORY OFF-SITES |  |  | oral PROCEDURE ROOM B |  | ANNE MAIER
|  | A-DEC | DECADE 1011/1021 | CHAIR, DENTAL | 13B60836 | 6017 MAIN ST-PLASTICS | 6200 Main Street |  |  | 12/18/2012 |  | 12/18/27 |  |  | NO | YES |  |  |  |  | A-DEC 10345781 13B60836 |  |  | Active |  | 99:99:99:99:99:99 |  | Equipment | PAAR:00-PVAR | 11/02/2019 |  | COOPER AMBULATORY OFF-SITES |  |  | ORAL SIDE EXAM 2 |  | ANNE MAIER
|  | A-DEC | DECADE 1011/1021 | CHAIR, DENTAL | 13B60826 | 6017 MAIN ST-PLASTICS | 6200 Main st |  |  | 12/18/2012 |  | 12/18/27 |  |  | NO | YES |  |  |  |  | A-DEC 10345776 13B60826 |  |  | Active |  | 99:99:99:99:99:99 |  | Equipment | PAAR:00-PVAR | 11/02/2019 |  | COOPER AMBULATORY OFF-SITES |  |  | EXAM ROOM 1 |  | ANNE MAIER
|  | PELTON CRANE | SP18 | CHAIR, DENTAL |  | BUNKER HILL-ORAL SURGERY | 2 Plaza Dr |  |  | 03/01/2015 |  | 3/1/30 |  |  | NO | YES |  |  |  |  | PELTON CRANE 10366950 10179 |  |  | Active |  | 99:99:99:99:99:99 |  | Equipment | PAAR:00-PVAR | 11/02/2019 |  | COOPER AMBULATORY OFF-SITES |  |  | Rm 4 |  | BARBARA DIPINTO
|  | GLOBAL SURGICAL CORP | MAXI S2800 | CHAIR, PROCEDURE, POWER |  | BUNKER HILL-SURGERY | 2 Plaza Dr |  |  | 11/01/2010 |  | 11/1/25 |  |  | NO | YES |  |  |  |  | GLOBAL SURGICAL CORP 10366862 01935 |  |  | Active |  | 99:99:99:99:99:99 |  | Equipment | PAAR:00-PVAR | 11/02/2019 |  | COOPER AMBULATORY OFF-SITES |  |  | EXAM 1 |  | ANNE MAIER
|  | GLOBAL SURGICAL CORP | MAXI S2800 | CHAIR, PROCEDURE, POWER |  | BUNKER HILL-SURGERY | 2 Plaza Dr |  |  | 11/01/2010 |  | 11/1/25 |  |  | NO | YES |  |  |  |  | GLOBAL SURGICAL CORP 10366855 01934 |  |  | Active |  | 99:99:99:99:99:99 |  | Equipment | PAAR:00-PVAR | 11/01/2019 |  | COOPER AMBULATORY OFF-SITES |  |  | EXAM 2 |  | ANNE MAIER
|  | GLOBAL SURGICAL CORP | MAXI S2800 | CHAIR, PROCEDURE, POWER |  | 6017 MAIN ST-PLASTICS | 6200 Main Street |  |  | 03/25/2013 |  | 3/25/28 |  |  | NO | YES |  |  |  |  | GLOBAL SURGICAL CORP 10345817 02677 |  |  | Active |  | 99:99:99:99:99:99 |  | Equipment | PAAR:00-PVAR | 11/02/2019 |  | COOPER AMBULATORY OFF-SITES |  |  | exam 3 |  | ANNE MAIER
|  | GLOBAL SURGICAL CORP | MAXI S2800 | CHAIR, PROCEDURE, POWER |  | 3 COOPER-MULTISPECIALTY CENTER | 3 Cooper |  |  | 05/01/2013 |  | 5/1/28 |  |  | NO | YES |  |  |  |  | GLOBAL SURGICAL CORP 10345612 02721 |  |  | Active |  | 99:99:99:99:99:99 |  | Equipment | PAAR:00-PVAR | 11/01/2019 |  | COOPER AMBULATORY OFF-SITES |  |  | SUITE 104 - EXAM 163 |  | MARGIE OUTLER
|  | GLOBAL SURGICAL CORP | MAXI S2800 | CHAIR, PROCEDURE, POWER |  | 3 COOPER-MULTISPECIALTY CENTER | 3 Cooper |  |  | 05/01/2013 |  | 5/1/28 |  |  | NO | YES |  |  |  |  | GLOBAL SURGICAL CORP 10345608 02720 |  |  | Active |  | 99:99:99:99:99:99 |  | Equipment | PAAR:00-PVAR | 11/02/2019 |  | COOPER AMBULATORY OFF-SITES |  |  | SUITE 104 - EXAM 164 |  | MARGIE OUTLER
|  | GLOBAL SURGICAL CORP | MAXI S2800 | CHAIR, PROCEDURE, POWER | S2800-01937 | 6200 MAIN ST-SURGERY | 6200 Main Street |  |  | 12/29/2010 |  | 12/29/25 |  |  | NO | YES |  |  |  |  | GLOBAL SURGICAL CORP 10345318 S2800-01937 |  |  | Active |  | 99:99:99:99:99:99 |  | Equipment | PAAR:00-PVAR | 10/31/2019 |  | COOPER AMBULATORY OFF-SITES |  |  | 6200 Main St. - ENT - Exam 6 |  | BOBBIE MICKLE
|  | GLOBAL SURGICAL CORP | MAXI S2800 | CHAIR, PROCEDURE, POWER | S2800-01936 | 6200 MAIN ST-SURGERY | 6200 Main Street |  |  | 12/29/2010 |  | 12/29/25 |  |  | NO | YES |  |  |  |  | GLOBAL SURGICAL CORP 10345303 S2800-01936 |  |  | Active |  | 99:99:99:99:99:99 |  | Equipment | PAAR:00-PVAR | 10/31/2019 |  | COOPER AMBULATORY OFF-SITES |  |  | 6200 Main St - ENT - Exam 5 |  | BOBBIE MICKLE
|  | MIDMARK CORP. |  | CHAIR, PROCEDURE, POWER |  |  | MD Anderson Cancer Center | [7 empty] | YES | YES
|  | MIDMARK CORP. |  | CHAIR, PROCEDURE, POWER | BX2340 | MARLTON-DERMATOLOGY | 10000 Sagemore Dr - Marlton |  |  | 01/01/1900 |  |  |  |  | NO | YES |  |  |  |  | RITTER 10366112 BX2340 |  |  | Active |  | 99:99:99:99:99:99 |  | Equipment | PAAR:00-PVAR | 11/02/2019 |  | COOPER AMBULATORY OFF-SITES |  |  | ROOM 4 | 0011516674 | MICHELE CANALE | Repair | Closed | Kirk Lis | 04/27/2017 | 05/17/2017 | EXAM TABLE - RETURN BUTTON DOESN'T WORK, WILL NOT GO INTO LOWER POSITION- DR. LAWRENCE, ROOM 2 | 4/28/2017 8:56:54 AM KALIS (KALIS 4/27/2017 12:00 AM) TRACED ISSUE TO BAD RELAY. EQUIPMENT NO LONGER SUPPORTED BY OEM. WILL NEED TO CHECK ALTERNATE PART SUPPLIER (KALIS 4/27/2017 12:00 AM) TRAVEL TIME 4/28/2017 8:57:29 AM KALIS (KALIS 4/28/2017 12:00 AM) DOCUMENTATION 5/17/2017 9:32:45 AM KALIS (KALIS 5/12/2017 12:00 AM) TRAVEL TIME (KALIS 5/12/2017 12:00 AM) INSTALLED NEW SOLENOID. PERFORMED OVP. UNIT OK | D22B8C46-D914-428A-A378-D541120DF3EE | Parts | 01/01/1900 | 01/01/1900 | Kirk Lis
|  | MIDMARK CORP. |  | CHAIR, PROCEDURE, POWER | RXZZ41 | 3 COOPER - MEDICINE DEPARTMENT | 3 Cooper |  |  | 01/01/1900 |  |  |  |  | NO | YES |  |  |  |  | RITTER 10346926 RXZZ41 |  |  | Active |  | 99:99:99:99:99:99 |  | Equipment | PAAR:00-PVAR | 11/01/2019 |  | COOPER AMBULATORY OFF-SITES |  |  | SUITE 215 - EXAM 1 |  | NANCY LOUIS
|  | MIDMARK CORP. |  | CHAIR, PROCEDURE, POWER | DFZ110 | 3 COOPER - SURGERY DEPARTMENT | 3 Cooper |  |  | 01/01/1900 |  |  |  |  | NO | YES |  |  |  |  | RITTER 10346809 DFZ110 |  |  | Active |  | 99:99:99:99:99:99 |  | Equipment | PAAR:00-PVAR | 11/02/2019 |  | COOPER AMBULATORY OFF-SITES |  |  | SUITE 403 - EXAM 15 |  | ANNE MAIER
|  | MIDMARK CORP. | 230-002 | CHAIR, PROCEDURE, POWER | Y5SU1986013612 | 3 COOPER - SURGERY DEPARTMENT | 3 Cooper |  |  | 12/06/2010 |  | 12/6/25 |  |  | NO | YES | Serial Number Y5SU1986013612 |  |  |  | RITTER 10346817 Y5SU1986013612 |  |  | Active |  | 99:99:99:99:99:99 |  | Equipment | PAAR:00-PVAR | 11/01/2019 |  | COOPER AMBULATORY OFF-SITES |  |  | SUITE 403 - EXAM 14 | 0011723040 | ANNE MAIER | Repair | Closed | Stephen Zubrzycki | 05/30/2017 | 06/22/2017 | PROCEDURE CHAIR - POTENTIAL INCIDENT - - URBAN HEALTH INSTITUTE, STE 403 EXAM RM 14 | 5/30/2017 3:47:31 PM SJZUBRZYCKI (SJZUBRZYCKI 5/30/2017 12:00 AM) ANALYZED UNIT. BOTH LIFT GUIDES WERE BROKEN WHEN PATIENT GOT ON CHAIR. NEED TO BE REPLACED ASAP. ROOM CURRENTLY DOWN UNTIL EXAM CHAIR IS FIXED. 5/30/2017 3:47:56 PM SJZUBRZYCKI (SJZUBRZYCKI 5/30/2017 12:00 AM) GUIDE THAT NEEDS TO BE ORDERED IS PART #: 002-0864-00 5/30/2017 3:53:30 PM SJZUBRZYCKI (SJZUBRZYCKI 5/30/2017 12:00 AM) CONTACTED SARAH. WE ARE AWAITING TO HEAR IF IT WILL BE SUBMITTED TO THE EARS INCIDENT REPORTING 5/31/2017 2:06:37 PM SJZUBRZYCKI (SJZUBRZYCKI 5/31/2017 12:00 AM) JOHN FROM RISK MANAGEMENT SAID TO GO AHEAD WITH REPAIR. ORDERING PART OVERNIGHT 6/12/2017 3:13:50 PM SJZUBRZYCKI (SJZUBRZYCKI 6/12/2017 12:00 AM) REPLACED SLEEVE AND VPO 6/22/2017 11:27:47 AM SJZUBRZYCKI (SJZUBRZYCKI 6/22/2017 12:00 AM) REPLACED UPPER AND MIDDLE SLEEVES AND VPO | 2B3F4D6D-1B80-4E85-91EC-6CD07C33F865 | Parts | 01/01/1900 | 01/01/1900 | Stephen Zubrzycki
|  | MIDMARK CORP. | 230-002 | CHAIR, PROCEDURE, POWER | V1365179 | 3 COOPER-MULTISPECIALTY CENTER | 3 Cooper |  |  | 05/01/2013 |  | 5/1/28 |  |  | NO | YES |  |  |  |  | RITTER 10345585 V1365179 |  |  | Active |  | 99:99:99:99:99:99 |  | Equipment | PAAR:00-PVAR | 11/02/2019 |  | COOPER AMBULATORY OFF-SITES |  |  | SUITE 104 - EXAM 169 |  | MARGIE OUTLER
|  | MIDMARK CORP. | 411 75L | CHAIR, PROCEDURE, POWER | JX010145 |  | 500 Berlin-Cross Keys Rd | [7 empty] | YES | YES
|  | MIDMARK CORP. | 411 75L | CHAIR, PROCEDURE, POWER | V97840 | MARLTON-DERMATOLOGY | 10000 Sagemore Dr - Marlton |  |  | 01/01/2001 |  | 1/1/16 |  |  | NO | YES |  |  |  |  | MIDMARK CORP. 10366119 V97840 |  |  | Active |  | 99:99:99:99:99:99 |  | Equipment | PAAR:00-PVAR | 11/02/2019 |  | COOPER AMBULATORY OFF-SITES |  |  | Room 6 |  | MICHELE CANALE
|  | MIDMARK CORP. | 411 75L | CHAIR, PROCEDURE, POWER | V97842 | MARLTON-DERMATOLOGY | 10000 Sagemore Dr - Marlton |  |  | 01/01/2001 |  | 1/1/16 |  |  | NO | YES |  |  |  |  | MIDMARK CORP. 10366113 V97842 |  |  | Active |  | 99:99:99:99:99:99 |  | Equipment | PAAR:00-PVAR | 11/02/2019 |  | COOPER AMBULATORY OFF-SITES |  |  | ROOM 3 |  | MICHELE CANALE
|  | MIDMARK CORP. | 411 75L | CHAIR, PROCEDURE, POWER | V85064 | MARLTON-DERMATOLOGY | 10000 Sagemore Dr - Marlton |  |  | 01/01/2001 |  | 1/1/16 |  |  | NO | YES |  |  |  |  | MIDMARK CORP. 10366098 V85064 |  |  | Active |  | 99:99:99:99:99:99 |  | Equipment | PAAR:00-PVAR | 11/02/2019 |  | COOPER AMBULATORY OFF-SITES |  |  | ROOM1 | WOT00000003989604 | MICHELE CANALE | Repair | Closed | Kirk Lis | 10/04/2019 | 10/08/2019 | Table - headrest is loose | ANALYZED UNIT. TIGHTENED HEAD POSITIONER SECURE ALLEN BOLT. INFORMED STAFF ON UNIT'S STATUS | EXP4275255 | Labor | 10/08/2019 | 10/08/2019 | Kirk Lis
|  | MIDMARK CORP. | 411-017 | CHAIR, PROCEDURE, POWER | JY002106 | 3 COOPER - SURGERY DEPARTMENT | 3 Cooper |  |  | 10/31/2019 |  | 10/31/34 |  |  | NO | YES |  |  |  |  | MIDMARK CORP. 30126108 JY002106 |  |  | Active |  | 99:99:99:99:99:99 |  | Equipment | PAAR:00-PVAR | 10/31/2019 | 10/31/2019 | COOPER AMBULATORY OFF-SITES |  |  | SUITE 403 - EXAM 8 |  | ANNE MAIER |  |  |  | 10/31/2019 | 10/31/2019 |  |  |  |  | 10/31/2019 | 10/31/2019
|  | MIDMARK CORP. | 630-003 | CHAIR, PROCEDURE, POWER | V1401693 | COOPER CANCER CENTER | MD Anderson Cancer Center |  |  | 07/12/2013 |  | 7/12/28 |  |  | NO | YES |  |  |  |  | MIDMARK CORP. 10365525 V1401693 |  |  | Active |  | 99:99:99:99:99:99 |  | Equipment | PAAR:00-PVAR | 10/31/2019 |  | COOPER AMBULATORY OFF-SITES |  |  | Rad/Onc - C1025 |  | COLLEEN TEGELER
|  | MIDMARK CORP. | 630-003 | CHAIR, PROCEDURE, POWER | V1401703 | COOPER CANCER CENTER | MD Anderson Cancer Center |  |  | 07/12/2013 |  | 7/12/28 |  |  | NO | YES |  |  |  |  | MIDMARK CORP. 10365522 V1401703 |  |  | Active |  | 99:99:99:99:99:99 |  | Equipment | PAAR:00-PVAR | 11/02/2019 |  | COOPER AMBULATORY OFF-SITES |  |  | Rad/Onc - C1024 |  | COLLEEN TEGELER
|  | MIDMARK CORP. | 630-003 | CHAIR, PROCEDURE, POWER | V1439920 | COOPER CANCER CENTER | MD Anderson Cancer Center |  |  | 07/12/2013 |  | 7/12/28 |  |  | NO | YES |  |  |  |  | MIDMARK CORP. 10365512 V1439920 |  |  | Active |  | 99:99:99:99:99:99 |  | Equipment | PAAR:00-PVAR | 11/02/2019 |  | COOPER AMBULATORY OFF-SITES |  |  | Rad/Onc - Room C1021 |  | COLLEEN TEGELER
|  | MIDMARK CORP. | 630-003 | CHAIR, PROCEDURE, POWER | V1401791 | COOPER CANCER CENTER-MULTIDISCIPLINARY CLINIC | MD Anderson Cancer Center |  |  | 11/02/2019 |  | 11/2/34 |  |  | NO | YES |  |  |  |  | MIDMARK CORP. 30225029 V1401791 |  |  | Active |  | 99:99:99:99:99:99 |  | Equipment | PAAR:00-PVAR | 11/02/2019 | 11/02/2019 | COOPER AMBULATORY OFF-SITES |  |  | Multi Disc - C2049 |  | ROXANNE BERGER |  |  |  | 11/02/2019 | 11/02/2019 |  |  |  |  | 11/02/2019 | 11/02/2019
|  | MIDMARK CORP. | 630-010 | CHAIR, PROCEDURE, POWER | V1727725 | MARLTON-DERMATOLOGY | 10000 Sagamore Dr |  |  | 02/18/2016 |  | 2/18/31 |  |  | NO | YES |  |  |  |  | MIDMARK CORP. 10505262 V1727725 |  |  | Active |  | 99:99:99:99:99:99 |  | Equipment | PAAR:00-PVAR | 10/31/2019 |  | COOPER AMBULATORY OFF-SITES |  |  | SAGEMORE |  | MICHELE CANALE
|  | MIDMARK CORP. | 630-012 | CHAIR, PROCEDURE, POWER | v2014898 | COOPER CANCER CENTER-MULTIDISCIPLINARY CLINIC | MD Anderson Cancer Center |  |  | 10/31/2019 |  | 10/31/34 |  |  | NO | YES |  |  |  |  | MIDMARK CORP. 11221749 v2014898 |  |  | Active |  | 99:99:99:99:99:99 |  | Equipment | PAAR:00-PVAR | 10/31/2019 | 10/31/2019 | COOPER AMBULATORY OFF-SITES |  |  |  | WOT00000001616988 | ROXANNE BERGER | Performance Verification | Closed | Josh Harris | 10/31/2019 | 10/31/2019 | CEID Record Completion for MIDMARK CORP. 11221749 v2014898 | Inventoried new item. VPO> RTS. | EXP1643666 | Labor | 10/31/2019 | 10/31/2019 | Josh Harris
|  | MIDMARK CORP. | 630-012 | CHAIR, PROCEDURE, POWER | V1941047 | MARLTON-DERMATOLOGY | 10000 Sagemore Dr - Marlton |  |  | 01/05/2018 |  | 1/5/33 |  |  | NO | YES |  |  |  |  | MIDMARK CORP. 10732236 V1941047 |  |  | Active |  | 99:99:99:99:99:99 |  | Equipment | PAAR:00-PVAR | 10/31/2019 |  | COOPER AMBULATORY OFF-SITES |  |  |  | 0012678044 | MICHELE CANALE | Performance Verification | Closed | Josh Harris | 01/26/2018 | 01/26/2018 | INCOMING INVENTORY | DEVICE INVENTORIED | AB861659-D65D-4BE9-B81D-FB10D0BBD6B4 | Labor | 01/26/2018 | 01/26/2018 | Josh Harris
|  | MIDMARK CORP. | 641-003 | CHAIR, PROCEDURE, POWER | V1620839 | BUNKER HILL-ORAL SURGERY | 2 Plaza Dr |  |  | 01/01/1900 |  |  |  |  | NO | YES |  |  |  |  | MIDMARK CORP. 10366957 V1620839 |  |  | Active |  | 99:99:99:99:99:99 |  | Equipment | PAAR:00-PVAR | 11/01/2019 |  | COOPER AMBULATORY OFF-SITES |  |  | EXAM 1 |  | BARBARA DIPINTO
|  | MIDMARK CORP. | 641-003 | CHAIR, PROCEDURE, POWER | V1620862 | BUNKER HILL-ORAL SURGERY | 2 Plaza Dr |  |  | 02/09/2015 |  | 2/9/30 |  |  | NO | YES |  |  |  |  | MIDMARK CORP. 10366941 V1620862 |  |  | Active |  | 99:99:99:99:99:99 |  | Equipment | PAAR:00-PVAR | 11/02/2019 |  | COOPER AMBULATORY OFF-SITES |  |  | Rm 2 |  | BARBARA DIPINTO
|  | MIDMARK CORP. | 647-002 | CHAIR, PROCEDURE, POWER | V1477476 | 401 KINGS HIGHWAY - ORTHOPEDICS | 401 Kings Hwy South |  |  | 09/04/2014 |  | 9/4/29 |  |  | NO | YES |  |  |  |  | MIDMARK CORP. 10346113 V1477476 |  |  | Active |  | 99:99:99:99:99:99 |  | Equipment | PAAR:00-PVAR | 11/02/2019 |  | COOPER AMBULATORY OFF-SITES |  |  | Exam 8 |  | HELEN BOYLE
|  | MIDMARK CORP. |  | CHAIR, PROCEDURE, POWER | EY009453 | BURLINGTON OB/GYN | 1900 Mount Holly Rd |  |  | 01/01/1900 |  |  |  |  | NO | YES |  |  |  |  | RITTER 10365992 EY009453 |  |  | Disposition |  | 99:99:99:99:99:99 |  | Equipment | PAAR:00-PVAR | 11/02/2019 |  | COOPER AMBULATORY OFF-SITES |  |  | exam 3 | WOT00000002526207 | Carey Myers | Repair | Closed | Stephen Zubrzycki | 04/12/2019 | 06/24/2019 | head piece is broke | .:: Acknowledged ::. Technician: Kirk LisTimestamp: 2019-04-12 14:09:08 HEAD PIECE SUPPORT IS BROKEN. CHAIR NO LONGER SUPPORTED BY OEM. INFORMED STAFF. OEM SENDING END OF LIFE LETTER RESEARCHED ALTERNATE VENDORS FOR HEAD REPLACEMENT Travel Time. Analyzed unit. Researched part Dispositioned from Work Order Task WOT00000002961150 CEID: 10365992 | EXP3204607 | Labor | 06/19/2019 | 06/19/2019 | Stephen Zubrzycki
|  | MIDMARK CORP. |  | CHAIR, PROCEDURE, POWER | EY009403 | 6017 MAIN ST-PLASTICS | 6200 Main St |  |  | 01/01/1900 |  |  |  |  | NO | YES |  |  |  |  | RITTER 10345792 EY009403 |  |  | Active |  | 99:99:99:99:99:99 |  | Equipment | PAAR:00-PVAR | 11/02/2019 |  | COOPER AMBULATORY OFF-SITES |  |  | PROCEDURE ROOM D |  | ANNE MAIER
|  | MIDMARK CORP. | 75-016 | CHAIR, PROCEDURE, POWER | JX010148 | CHERRY HILL SPECIALITY HUB | 1935 NJ-70 |  |  | 03/05/2018 |  | 3/5/33 |  |  | NO | YES |  |  |  |  | MIDMARK CORP. 10732250 JX010148 |  |  | Active |  | 99:99:99:99:99:99 |  | Equipment | PAAR:00-PVAR | 10/31/2019 |  | COOPER AMBULATORY OFF-SITES |  |  |  | WOT00000000625970 | APRIL DIXON | Performance Verification | Closed | Kirk Lis | 03/02/2018 | 06/05/2019 | Performance Verification for MIDMARK CORP. 10732250 JX010148 | Initial Install of Performance Verification. Device is ready for patient use.
|  | GE HEALTHCARE | COOLIX 4000 | CHILLER | Not accessible |  | Kelemen | [7 empty] | YES | YES | Serial Number Not accessible
|  | GE HEALTHCARE | COOLIX 4100 | CHILLER | VU045-V09 |  | Kelemen | [7 empty] | YES | YES
|  | GE HEALTHCARE | COOLIX 4100 | CHILLER | Ty008-vp7 |  | Kelemen | [7 empty] | YES | YES
|  | GE HEALTHCARE | COOLIX 4100 | CHILLER | VU027-V09 |  | Kelemen | [7 empty] | YES | YES
|  | GE HEATLHCARE | COOLIX 2200A | CHILLER |  |  | Kelemen | [6 empty] | SYSTEM COMPONENT | YES | YES
|  | GE HEATLHCARE | COOLIX 2200A | CHILLER | Not accessible |  | Kelemen | [6 empty] | SYSTEM COMPONENT | YES | YES | Serial Number Not accessible
|  | GE HEATLHCARE | COOLIX 2200A | CHILLER |  |  | Kelemen | [6 empty] | SYSTEM COMPONENT | YES | YES
|  | SMC | THERMO-CON | CHILLER |  |  | Kelemen | [6 empty] | SYSTEM COMPONENT | YES | YES
|  | SMC | THERMO-CON | CHILLER | TZ-0507 |  | Kelemen | [6 empty] | SYSTEM COMPONENT | YES | YES
|  | THERMOTEK, INC. | T252P-5 | CHILLER, SOLID STATE | A05446 |  | Kelemen | [7 empty] | YES | YES
|  | COLE-PARMER INSTRUMENTS | EW-08890-06 | CLEANER, ULTRASONIC | QAA020496864D | LAB MICROBIOLOGY | Pavilion | Basement | retired per gene 1/29/20 | 02/03/2010 |  | 2/3/20 |  |  | NO | YES |  |  |  |  | COLE-PARMER INSTRUMENTS 10367948 QAA020496864D |  |  | Active |  | 99:99:99:99:99:99 |  | Equipment | 1Y:00-MFG | 01/05/2019 | 01/01/2020 | COOPER UNIVERSITY HOSPITAL |  |  | MICROBIOLOGY |  | COURTNEY BARRY
|  | CREST ULTRASONICS CORP. | 2800HT | CLEANER, ULTRASONIC | 260HS13A050 | VOORHEES SURGERY CENTER-OPERATING ROOM | 900 Centennial Blvd | Suite E |  | 12/10/2013 |  |  |  |  | NO | YES |  |  |  |  | CREST ULTRASONICS CORP. 10346016 260HS13A050 |  |  | Active |  | 99:99:99:99:99:99 |  | Equipment | PAAR:00-PVAR | 11/02/2019 |  | COOPER AMBULATORY OFF-SITES |  |  | Decomtamination |  | JENNIFER BOMBARO
|  | GETINGE/CASTLE, INC. | 2460-UC | CLEANER, ULTRASONIC | KSE14038 | CENTRAL STERILE PROCESSING | Kelemen |  |  | 07/27/2015 |  | 7/27/25 |  |  | NO | YES |  |  |  |  | GETINGE/CASTLE, INC. 10725005 KSE14038 |  |  | Active |  | 99:99:99:99:99:99 |  | Equipment | PAAR:00-PVAR | 11/08/2019 |  | COOPER UNIVERSITY HOSPITAL |  |  | CSP - Decontamination |  | GINA GAROZZO
|  | GETINGE/CASTLE, INC. | 2460-UC | CLEANER, ULTRASONIC | KSE14040 | CENTRAL STERILE PROCESSING | Pavilion | Basement |  | 07/27/2015 |  | 7/27/25 |  |  | NO | YES |  |  |  |  | GETINGE/CASTLE, INC. 10725006 KSE14040 |  |  | Active |  | 99:99:99:99:99:99 |  | Equipment | PAAR:00-PVAR | 10/31/2019 |  | COOPER UNIVERSITY HOSPITAL |  |  | CSP - Decontamination |  | GINA GAROZZO
|  | ULTRACLEAN SYSTEMS | TRITON 72 | CLEANER, ULTRASONIC | 1805-XL72TR-544-1 | CENTRAL STERILE PROCESSING | Pavilion | Basement |  | 10/31/2019 |  | 10/31/29 |  |  | NO | YES |  |  |  |  | ULTRACLEAN SYSTEMS 11187504 1805-XL72TR-544-1 |  |  | Active |  | 99:99:99:99:99:99 |  | Equipment | PAAR:00-PVAR | 10/31/2019 | 10/31/2019 | COOPER UNIVERSITY HOSPITAL |  |  | CSP - Decontamination | WOT00000001272904 | GINA GAROZZO | Performance Verification | Closed | Stephen Zubrzycki | 10/31/2019 | 10/31/2019 | Performance Verification for ULTRACLEAN SYSTEMS 11187504 1805-XL72TR-544-1 | Initial Install of Performance Verification. Device is ready for patient use. |  |  | 10/31/2019 | 10/31/2019
|  | EDWARDS LIFESCIENCE | EV1000 DATABOX | CLINICAL PLATFORM | EVD88486 | ANESTHESIOLOGY | Pavilion |  |  | 10/08/2019 |  | 10/8/26 |  |  | NO | YES |  |  |  |  | EDWARDS LIFESCIENCE 11239495 EVD88486 |  |  | Active |  |  |  | Equipment | 1Y:00-MFG | 10/08/2019 | 10/08/2019 | COOPER UNIVERSITY HOSPITAL |  |  | Pav OR 6 | WOT00000004002360 | GIACINTA ROUPAS | Performance Verification | Completed | Salvatore Bombara | 10/08/2019 | 10/08/2019 | Performance Verification for EDWARDS LIFESCIENCE 11239495 EVD88486 | Initial Install of Performance Verification. Device is ready for patient use. |  |  | 10/08/2019 | 10/08/2019
|  | EDWARDS LIFESCIENCE | EV1000 DATABOX | CLINICAL PLATFORM | EVD88494 | ANESTHESIOLOGY | Pavilion |  |  | 10/08/2019 |  | 10/8/26 |  |  | NO | YES |  |  |  |  | EDWARDS LIFESCIENCE 11239497 EVD88494 |  |  | Active |  |  |  | Equipment | 1Y:00-MFG | 10/08/2019 | 10/08/2019 | COOPER UNIVERSITY HOSPITAL |  |  |  | WOT00000004002476 | GIACINTA ROUPAS | Performance Verification | Completed | Salvatore Bombara | 10/08/2019 | 10/08/2019 | Performance Verification for EDWARDS LIFESCIENCE 11239497 EVD88494 | Initial Install of Performance Verification. Device is ready for patient use. |  |  | 10/08/2019 | 10/08/2019
|  | EDWARDS LIFESCIENCE | EV1000 DATABOX | CLINICAL PLATFORM | EVD88495 | ANESTHESIOLOGY | Kelemen |  |  | 10/08/2019 |  | 10/8/26 |  |  | NO | YES |  |  |  |  | EDWARDS LIFESCIENCE 11239496 EVD88495 |  |  | Active |  |  |  | Equipment | 1Y:00-MFG | 10/08/2019 | 10/08/2019 | COOPER UNIVERSITY HOSPITAL |  |  | Pav OR 7 | WOT00000004002419 | GIACINTA ROUPAS | Performance Verification | Completed | Salvatore Bombara | 10/08/2019 | 10/08/2019 | Performance Verification for EDWARDS LIFESCIENCE 11239496 EVD88495 | Initial Install of Performance Verification. Device is ready for patient use. |  |  | 10/08/2019 | 10/08/2019
|  | EDWARDS LIFESCIENCE | EV1000 DATABOX | CLINICAL PLATFORM |  |  | Pavilion | [7 empty] | YES | YES
|  | EDWARDS LIFESCIENCE | EV1000 DATABOX | CLINICAL PLATFORM | EVD60352 | ANESTHESIOLOGY | Pavilion |  |  | 06/20/2017 |  | 6/20/24 |  |  | NO | YES |  |  |  |  | EDWARDS LIFESCIENCE 10769575 EVD60352 |  |  | Active |  | 99:99:99:99:99:99 |  | Equipment | 1Y:00-MFG | 10/29/2019 | 10/01/2020 | COOPER UNIVERSITY HOSPITAL |  |  | Pav OR 1 | 0012063317 | GIACINTA ROUPAS | Preventative Maintenance | Closed | Salvatore Bombara | 08/24/2017 | 08/24/2017 | PERFORMANCE ASSURANCE AT INVENTORY | INVENTORIED DEVICE AND ENSURED DEVICE WAS FUNCTIONING PROPERLY. | CA53AF59-1BD4-4E92-B257-A888727F0CBA | Labor | 06/20/2017 | 06/20/2017 | Salvatore Bombara
|  | EDWARDS LIFESCIENCE | EV1000 DATABOX | CLINICAL PLATFORM | EVD83980 | ANESTHESIOLOGY | Kelemen |  |  | 06/20/2017 |  | 6/20/24 |  |  | NO | YES |  |  |  |  | EDWARDS LIFESCIENCE 10769571 EVD83980 |  |  | Active |  | 99:99:99:99:99:99 |  | Equipment | 1Y:00-MFG | 10/29/2019 | 10/01/2020 | COOPER UNIVERSITY HOSPITAL |  |  | K10 | 0012063294 | GIACINTA ROUPAS | Performance Verification | Closed | Salvatore Bombara | 08/24/2017 | 08/24/2017 | INCOMING INVENTORY | DEVICE INVENTORIED | 00C32753-6987-4B4E-8675-B1922EDBA73F | Labor | 08/24/2017 | 08/24/2017 | Bonnie Aichroth
|  | EDWARDS LIFESCIENCE | EV1000 DATABOX | CLINICAL PLATFORM | EVD83986 | INTENSIVE CARE UNIT | Kelemen | BASEMENT |  | 06/20/2017 |  | 6/20/24 |  |  | NO | YES |  |  |  |  | EDWARDS LIFESCIENCE 10769570 EVD83986 |  |  | Active |  | 99:99:99:99:99:99 |  | Equipment | 1Y:00-MFG | 06/25/2019 | 06/01/2020 | COOPER UNIVERSITY HOSPITAL |  |  |  | 0012063286 | CAROLYN RUMELL | Performance Verification | Closed | Salvatore Bombara | 08/24/2017 | 08/24/2017 | INCOMING INVENTORY | DEVICE INVENTORIED | 5D573988-E38B-4BCC-9E73-4720B88305E9 | Labor | 08/24/2017 | 08/24/2017 | Bonnie Aichroth
|  | EDWARDS LIFESCIENCE | EV1000 DATABOX | CLINICAL PLATFORM | EVD83861 | INTENSIVE CARE UNIT | Pavilion |  |  | 06/20/2017 |  | 6/20/24 |  |  | NO | YES |  |  |  |  | EDWARDS LIFESCIENCE 10769569 EVD83861 |  |  | Active |  | 99:99:99:99:99:99 |  | Equipment | 1Y:00-MFG | 06/25/2019 | 06/01/2020 | COOPER UNIVERSITY HOSPITAL |  |  |  | 0012063280 | CAROLYN RUMELL | Performance Verification | Closed | Salvatore Bombara | 08/24/2017 | 08/24/2017 | INCOMING INVENTORY | DEVICE INVENTORIED | 87B80BBC-9D1F-4037-898C-8363983616BD | Labor | 08/24/2017 | 08/24/2017 | Bonnie Aichroth
|  | EDWARDS LIFESCIENCE | EV1000 DATABOX | CLINICAL PLATFORM | EVD83810 | INTENSIVE CARE UNIT | Pavilion |  |  | 06/20/2017 |  | 6/20/24 |  |  | NO | YES |  |  |  |  | EDWARDS LIFESCIENCE 10769568 EVD83810 |  |  | Active |  | 99:99:99:99:99:99 |  | Equipment | 1Y:00-MFG | 06/26/2019 | 06/01/2020 | COOPER UNIVERSITY HOSPITAL |  |  |  | 0012063269 | CAROLYN RUMELL | Performance Verification | Closed | Salvatore Bombara | 08/24/2017 | 08/24/2017 | INCOMING INVENTORY | DEVICE INVENTORIED | 3C6AF390-54AD-4255-803C-7B7A243946A1 | Labor | 08/24/2017 | 08/24/2017 | Bonnie Aichroth
|  | EDWARDS LIFESCIENCE | EV1000 DATABOX | CLINICAL PLATFORM | EVD83981 | INTENSIVE CARE UNIT | Kelemen | BASEMENT |  | 06/20/2017 |  | 6/20/24 |  |  | NO | YES |  |  |  |  | EDWARDS LIFESCIENCE 10769567 EVD83981 |  |  | Active |  | 99:99:99:99:99:99 |  | Alarm | 1Y:00-MFG | 06/25/2019 | 06/01/2020 | COOPER UNIVERSITY HOSPITAL |  |  |  | 0012063259 | CAROLYN RUMELL | Performance Verification | Closed | Salvatore Bombara | 08/24/2017 | 08/24/2017 | INCOMING INVENTORY | DEVICE INVENTORIED | BF5F606D-5D67-446E-B433-E8C3DCD54F1C | Labor | 08/24/2017 | 08/24/2017 | Bonnie Aichroth
|  | EDWARDS LIFESCIENCE | EV1000 DATABOX | CLINICAL PLATFORM | EVD82781 | ANESTHESIOLOGY | Pavilion |  |  | 09/25/2017 |  | 9/25/24 |  |  | NO | YES |  |  |  |  | EDWARDS LIFESCIENCE 10732330 EVD82781 |  |  | Active |  | 99:99:99:99:99:99 |  | Equipment | 1Y:00-MFG | 10/28/2019 | 10/01/2020 | COOPER UNIVERSITY HOSPITAL |  |  | Pav OR store room | 0012501143 | GIACINTA ROUPAS | Performance Verification | Closed | Josh Harris | 12/12/2017 | 12/12/2017 | INCOMING INVENTORY | DEVICE INVENTORIED | 7EBA19D3-A1ED-4B96-B6D0-4FE1790556BC | Labor | 12/12/2017 | 12/12/2017 | Josh Harris
|  | EDWARDS LIFESCIENCE | EV1000 DATABOX | CLINICAL PLATFORM | EVD83193 | ANESTHESIOLOGY | Kelemen |  |  | 09/25/2017 |  | 9/25/24 |  |  | NO | YES |  |  |  |  | EDWARDS LIFESCIENCE 10732329 EVD83193 |  |  | Active |  | 99:99:99:99:99:99 |  | Equipment | 1Y:00-MFG | 10/28/2019 | 10/01/2020 | COOPER UNIVERSITY HOSPITAL |  |  | K 11 | 0012501141 | GIACINTA ROUPAS | Preventative Maintenance | Closed | Josh Harris | 12/12/2017 | 12/12/2017 | PERFORMANCE ASSURANCE AT INVENTORY | INVENTORIED DEVICE AND ENSURED DEVICE WAS FUNCTIONING PROPERLY. | EBB6E787-5D2B-4D0E-8DFA-BEF8E2210C6B | Labor | 09/25/2017 | 09/25/2017 | Richard Jolly
|  | CODMAN &amp; SHURTLEFF, INC. | CMC-III | COAGULATOR, BI-POLAR | HP6244 |  | Kelemen | [7 empty] | NO | YES
|  | CODMAN &amp; SHURTLEFF, INC. | CMC-III | COAGULATOR, BI-POLAR | HP6911 | OPERATING ROOM - PAVILION | Pavilion |  |  | 01/15/2009 |  | 1/15/16 |  |  | NO | YES |  |  |  |  | CODMAN & SHURTLEFF, INC. 10346555 HP6911 |  |  | Active |  | 99:99:99:99:99:99 |  | High Risk | 6M:00-MFG | 08/22/2019 | 02/01/2020 | COOPER UNIVERSITY HOSPITAL |  |  | Pav OR Store Rm |  | DOMINIC VENDETTA
|  | CODMAN &amp; SHURTLEFF, INC. | MALIS CMC-V 80-1788 | COAGULATOR, BI-POLAR | XL13021677 | OR - KELEMEN 3 | Kelemen |  |  | 04/22/2013 |  | 4/22/20 |  |  | NO | YES |  |  |  |  | CODMAN & SHURTLEFF, INC. 10356163 XL13021677 |  |  | Active |  | 99:99:99:99:99:99 |  | High Risk | 6M:00-MFG | 08/29/2019 | 02/01/2020 | COOPER UNIVERSITY HOSPITAL |  |  | OR-KELEMEN Store Rm |  | DOMINIC VENDETTA
|  | ARTHROCARE CORPORATION | QUANTUM 2 | COBLATOR | QCOP004T4 | VOORHEES SURGERY CENTER-OPERATING ROOM | 900 Centennial Blvd | Suite E |  | 06/06/2017 |  |  |  |  | NO | YES | Asset Tag 10732059 |  |  |  | ARTHROCARE CORPORATION 10732059 QCOP004T4 |  |  | Active |  | 99:99:99:99:99:99 |  | High Risk | 6M:00-MFG | 10/30/2019 | 04/01/2020 | COOPER AMBULATORY OFF-SITES |  |  | SUITE E | 0012156755 | JENNIFER BOMBARO | Preventative Maintenance | Closed | Kirk Lis | 09/13/2017 | 09/13/2017 | PERFORMANCE ASSURANCE AT INVENTORY | INVENTORIED DEVICE AND ENSURED DEVICE WAS FUNCTIONING PROPERLY. | FA628C00-A911-48EA-8E7F-1810E88B247D | Labor | 06/06/2017 | 06/06/2017 | Kirk Lis
|  | ARTHROCARE CORPORATION | QUANTUM 2 | COBLATOR | QROQ0004YG | VOORHEES SURGERY CENTER-OPERATING ROOM | 900 Centennial Blvd | Suite E |  | 03/15/2016 |  |  |  |  | NO | YES |  |  |  |  | ARTHROCARE CORPORATION 10480245 QROQ0004YG |  |  | Active |  | 99:99:99:99:99:99 |  | High Risk | 6M:00-MFG | 10/30/2019 | 04/01/2020 | COOPER AMBULATORY OFF-SITES |  |  | SUITE E |  | JENNIFER BOMBARO
|  | SMITH &amp; NEPHEW | WEREWOLF RF20000 | COBLATOR | WNOE0003D4 | OR - KELEMEN 3 | Kelemen |  |  | 05/04/2017 |  |  |  |  | NO | YES |  |  |  |  | SMITH & NEPHEW 10769476 WNOE0003D4 |  |  | Active |  | 99:99:99:99:99:99 |  | High Risk | 6M:00-MFG | 08/30/2019 | 02/01/2020 | COOPER UNIVERSITY HOSPITAL |  |  | Kel OR Store Room | 0012388974 | DOMINIC VENDETTA | Preventative Maintenance | Closed | Josh Harris | 11/07/2017 | 11/07/2017 | PERFORMANCE ASSURANCE AT INVENTORY | INVENTORIED DEVICE AND ENSURED DEVICE WAS FUNCTIONING PROPERLY. | 6B65AC94-0EA5-4B18-886A-D248589EF61E | Labor | 05/04/2017 | 05/04/2017 | Salvatore Bombara
|  | SMITH &amp; NEPHEW | WEREWOLF RF20000 | COBLATOR | YA0B0006A | VOORHEES SURGERY CENTER-OPERATING ROOM | 900 Centennial Blvd | Suite E |  | 12/08/2017 |  |  |  |  | NO | YES |  |  |  |  | SMITH & NEPHEW 10732209 YA0B0006A |  |  | Active |  | 99:99:99:99:99:99 |  | Equipment | PAAR:00-PVAR | 10/31/2019 |  | COOPER AMBULATORY OFF-SITES |  |  |  | 0012586416 | JENNIFER BOMBARO | Performance Verification | Closed | Josh Harris | 12/27/2017 | 12/27/2017 | INCOMING INVENTORY | DEVICE INVENTORIED | 4597911D-97B4-4D40-BBC8-2D38332CD3B0 | Labor | 12/27/2017 | 12/27/2017 | Josh Harris
|  | SMITH &amp; NEPHEW | WEREWOLF RF20000 | COBLATOR | WNOE00049X | VOORHEES SURGERY CENTER-OPERATING ROOM | 900 Centennial Blvd | Suite E |  | 10/11/2017 |  |  |  |  | NO | YES |  |  |  |  | SMITH & NEPHEW 10732168 WNOE00049X |  |  | Active |  | 99:99:99:99:99:99 |  | High Risk | 6M:00-MFG | 10/30/2019 | 04/01/2020 | COOPER AMBULATORY OFF-SITES |  |  | Arthrex Tower | 0012482701 | JENNIFER BOMBARO | Performance Verification | Closed | Josh Harris | 12/04/2017 | 12/04/2017 | INCOMING INVENTORY | DEVICE INVENTORIED | 2F8D7355-C777-46A0-A3F4-DC788E6DB24C | Labor | 12/04/2017 | 12/04/2017 | Josh Harris
|  | OLYMPUS AMERICA, INC. | CF-H180AL | COLONOSCOPE, FLEXIBLE |  |  | 218 Sunset Rd | [7 empty] | NO | YES
|  | OLYMPUS AMERICA, INC. | CF-H180AL | COLONOSCOPE, FLEXIBLE |  |  | 501 Fellowship Rd | [7 empty] | NO | YES
|  | OLYMPUS AMERICA, INC. | CF-H180AL | COLONOSCOPE, FLEXIBLE |  |  | 501 Fellowship Rd | [7 empty] | NO | YES
|  | OLYMPUS AMERICA, INC. | CF-H180AL | COLONOSCOPE, FLEXIBLE |  |  | 501 Fellowship Rd | [7 empty] | NO | YES
|  | OLYMPUS AMERICA, INC. | CF-H180AL | COLONOSCOPE, FLEXIBLE |  |  | 501 Fellowship Rd | [7 empty] | YES | YES
|  | OLYMPUS AMERICA, INC. | CF-H180AL | COLONOSCOPE, FLEXIBLE |  |  | 501 Fellowship Rd | [7 empty] | NO | YES
|  | OLYMPUS AMERICA, INC. | CF-H180AL | COLONOSCOPE, FLEXIBLE |  |  | 501 Fellowship Rd | [7 empty] | NO | YES
|  | OLYMPUS AMERICA, INC. | CF-H180AL | COLONOSCOPE, FLEXIBLE |  |  | 501 Fellowship Rd | [7 empty] | NO | YES
|  | OLYMPUS AMERICA, INC. | CF-HQ190L | COLONOSCOPE, FLEXIBLE |  | SPECIAL TEST | Kelemen |  | Serial Number Report | 10/31/2019 |  | 10/31/22 |  |  | NO | YES |  |  |  |  | OLYMPUS AMERICA, INC. 2625414 2625414 |  |  | Active |  | 99:99:99:99:99:99 |  | Equipment | PAAR:00-PVAR | 10/31/2019 | 10/31/2019 | COOPER UNIVERSITY HOSPITAL |  |  |  |  | AMY HANNAN |  |  |  | 10/31/2019 | 10/31/2019 |  |  |  |  | 10/31/2019 | 10/31/2019
|  | OLYMPUS AMERICA, INC. | CF-HQ190L | COLONOSCOPE, FLEXIBLE |  | SPECIAL TEST | Kelemen |  | Serial Number Report | 10/31/2019 |  | 10/31/22 |  |  | NO | YES |  |  |  |  | OLYMPUS AMERICA, INC. 2625417 2625417 |  |  | Active |  | 99:99:99:99:99:99 |  | Equipment | PAAR:00-PVAR | 10/31/2019 | 10/31/2019 | COOPER UNIVERSITY HOSPITAL |  |  |  |  | AMY HANNAN |  |  |  | 10/31/2019 | 10/31/2019 |  |  |  |  | 10/31/2019 | 10/31/2019
|  | OLYMPUS AMERICA, INC. | CF-HQ190L | COLONOSCOPE, FLEXIBLE |  | SPECIAL TEST | Kelemen |  | Serial Number Report | 10/31/2019 |  | 10/31/22 |  |  | NO | YES |  |  |  |  | OLYMPUS AMERICA, INC. 2625416 2625416 |  |  | Active |  | 99:99:99:99:99:99 |  | Equipment | PAAR:00-PVAR | 10/31/2019 | 10/31/2019 | COOPER UNIVERSITY HOSPITAL |  |  |  |  | AMY HANNAN |  |  |  | 10/31/2019 | 10/31/2019 |  |  |  |  | 10/31/2019 | 10/31/2019
|  | OLYMPUS AMERICA, INC. | CF-HQ190L | COLONOSCOPE, FLEXIBLE |  | SPECIAL TEST | Kelemen |  | Serial Number Report | 10/31/2019 |  | 10/31/22 |  |  | NO | YES |  |  |  |  | OLYMPUS AMERICA, INC. 2625401 2625401 |  |  | Active |  | 99:99:99:99:99:99 |  | Equipment | PAAR:00-PVAR | 10/31/2019 | 10/31/2019 | COOPER UNIVERSITY HOSPITAL |  |  |  |  | AMY HANNAN |  |  |  | 10/31/2019 | 10/31/2019 |  |  |  |  | 10/31/2019 | 10/31/2019
|  | OLYMPUS AMERICA, INC. | CF-HQ190L | COLONOSCOPE, FLEXIBLE |  |  | 218 Sunset Rd | [7 empty] | NO | YES
|  | OLYMPUS AMERICA, INC. | CF-HQ190L | COLONOSCOPE, FLEXIBLE |  |  | 218 Sunset Rd | [7 empty] | NO | YES
|  | OLYMPUS AMERICA, INC. | CF-Q160AL | COLONOSCOPE, FLEXIBLE |  |  | 900 Centennial Blvd | Suite E | [6 empty] | NO | YES
|  | OLYMPUS AMERICA, INC. | CF-Q160AL | COLONOSCOPE, FLEXIBLE |  |  | 900 Centennial Blvd | Suite E | [6 empty] | YES | YES
|  | OLYMPUS AMERICA, INC. | CF-Q160AL | COLONOSCOPE, FLEXIBLE |  |  | 900 Centennial Blvd | Suite E | [6 empty] | NO | YES
|  | OLYMPUS AMERICA, INC. | CF-Q160AL | COLONOSCOPE, FLEXIBLE |  |  | 900 Centennial Blvd | Suite E | [6 empty] | NO | YES
|  | OLYMPUS AMERICA, INC. | CF-Q160AL | COLONOSCOPE, FLEXIBLE |  |  | 900 Centennial Blvd | Suite E | [6 empty] | NO | YES
|  | OLYMPUS AMERICA, INC. | CF-Q180AL | COLONOSCOPE, FLEXIBLE | [10 empty] | YES | YES
|  | OLYMPUS AMERICA, INC. | PCF-H190L | COLONOSCOPE, FLEXIBLE |  |  | 501 Fellowship Rd | [7 empty] | NO | YES
|  | OLYMPUS AMERICA, INC. | PCF-H190L | COLONOSCOPE, FLEXIBLE |  |  | 218 Sunset Rd | [7 empty] | NO | YES
|  | OLYMPUS AMERICA, INC. | PCF-H190L | COLONOSCOPE, FLEXIBLE |  |  | 218 Sunset Rd | [7 empty] | NO | YES
|  | OLYMPUS AMERICA, INC. | PCF-H190L | COLONOSCOPE, FLEXIBLE |  |  | 501 Fellowship Rd | [7 empty] | NO | YES
|  | OLYMPUS AMERICA, INC. | PCF-H190L | COLONOSCOPE, FLEXIBLE |  |  | 501 Fellowship Rd | [7 empty] | NO | YES
|  | OLYMPUS AMERICA, INC. | PCF-H190L | COLONOSCOPE, FLEXIBLE |  |  | 501 Fellowship Rd | [7 empty] | NO | YES
|  | OLYMPUS AMERICA, INC. | EVIS EXERA III PCF-H190DL | COLONOSCOPE, FLEXIBLE, PEDIATRIC |  | SPECIAL TEST |  |  | Serial Number Report | 10/31/2019 |  | 10/31/22 |  |  | NO | YES |  |  |  |  | OLYMPUS AMERICA, INC. 2603220 2603220 |  |  | Active |  | 99:99:99:99:99:99 |  | Equipment | PAAR:00-PVAR | 10/31/2019 | 10/31/2019 | COOPER UNIVERSITY HOSPITAL |  |  |  |  | AMY HANNAN |  |  |  | 10/31/2019 | 10/31/2019 |  |  |  |  | 10/31/2019 | 10/31/2019
|  | OLYMPUS AMERICA, INC. | EVIS EXERA III PCF-H190DL | COLONOSCOPE, FLEXIBLE, PEDIATRIC |  | SPECIAL TEST |  |  | Serial Number Report | 10/31/2019 |  | 10/31/22 |  |  | NO | YES |  |  |  |  | OLYMPUS AMERICA, INC. 2603297 2603297 |  |  | Active |  | 99:99:99:99:99:99 |  | Equipment | PAAR:00-PVAR | 10/31/2019 | 10/31/2019 | COOPER UNIVERSITY HOSPITAL |  |  |  |  | AMY HANNAN |  |  |  | 10/31/2019 | 10/31/2019 |  |  |  |  | 10/31/2019 | 10/31/2019
|  | OLYMPUS AMERICA, INC. | EVIS EXERA III PCF-H190DL | COLONOSCOPE, FLEXIBLE, PEDIATRIC |  | SPECIAL TEST |  |  | Serial Number Report | 10/31/2019 |  | 10/31/22 |  |  | NO | YES |  |  |  |  | OLYMPUS AMERICA, INC. 2603131 2603131 |  |  | Active |  | 99:99:99:99:99:99 |  | Equipment | PAAR:00-PVAR | 10/31/2019 | 10/31/2019 | COOPER UNIVERSITY HOSPITAL |  |  |  |  | AMY HANNAN |  |  |  | 10/31/2019 | 10/31/2019 |  |  |  |  | 10/31/2019 | 10/31/2019
|  | OLYMPUS AMERICA, INC. | EVIS EXERA III PCF-H190DL | COLONOSCOPE, FLEXIBLE, PEDIATRIC |  |  | 501 Fellowship Rd | [7 empty] | NO | YES
|  | OLYMPUS AMERICA, INC. | EVIS EXERA III PCF-H190DL | COLONOSCOPE, FLEXIBLE, PEDIATRIC |  |  | 501 Fellowship Rd | [7 empty] | YES | YES
|  | OLYMPUS AMERICA, INC. | EVIS EXERA III PCF-H190DL | COLONOSCOPE, FLEXIBLE, PEDIATRIC |  |  | 501 Fellowship Rd | [7 empty] | YES | YES
|  | OLYMPUS AMERICA, INC. | EVIS EXERA III PCF-H190DL | COLONOSCOPE, FLEXIBLE, PEDIATRIC |  |  | 501 Fellowship Rd | [7 empty] | NO | YES
|  | OLYMPUS AMERICA, INC. | EVIS EXERA III PCF-H190DL | COLONOSCOPE, FLEXIBLE, PEDIATRIC |  |  | 501 Fellowship Rd | [7 empty] | YES | YES
|  | OLYMPUS AMERICA, INC. | EVIS EXERA III PCF-H190DL | COLONOSCOPE, FLEXIBLE, PEDIATRIC |  |  | 501 Fellowship Rd | [7 empty] | YES | YES
|  | OLYMPUS AMERICA, INC. | EVIS EXERA III PCF-H190DL | COLONOSCOPE, FLEXIBLE, PEDIATRIC |  |  | 501 Fellowship Rd | [7 empty] | YES | YES
|  | OLYMPUS AMERICA, INC. | EVIS EXERA III PCF-H190DL | COLONOSCOPE, FLEXIBLE, PEDIATRIC |  |  | 501 Fellowship Rd | [7 empty] | NO | YES
|  | OLYMPUS AMERICA, INC. | EVIS EXERA III PCF-H190DL | COLONOSCOPE, FLEXIBLE, PEDIATRIC |  |  | 501 Fellowship Rd | [7 empty] | NO | YES
|  | OLYMPUS AMERICA, INC. | EVIS EXERA III PCF-H190DL | COLONOSCOPE, FLEXIBLE, PEDIATRIC |  |  | 501 Fellowship Rd | [7 empty] | NO | YES
|  | OLYMPUS AMERICA, INC. | PCF-160AL | COLONOSCOPE, FLEXIBLE, PEDIATRIC |  |  | 900 Centennial Blvd | Suite E | [6 empty] | NO | YES
|  | OLYMPUS AMERICA, INC. | PCF-160AL | COLONOSCOPE, FLEXIBLE, PEDIATRIC |  |  | 900 Centennial Blvd | Suite E | [6 empty] | YES | YES
|  | OLYMPUS AMERICA, INC. | PCF-H180AL | COLONOSCOPE, FLEXIBLE, PEDIATRIC |  | BIOMEDICAL |  |  | Serial Number Report | 10/31/2019 |  | 10/31/22 |  |  | NO | YES |  |  |  |  | OLYMPUS AMERICA, INC. 2801654 2801654 |  |  | Active |  | 99:99:99:99:99:99 |  | Equipment | PAAR:00-PVAR | 10/31/2019 | 10/31/2019 | COOPER UNIVERSITY HOSPITAL |  |  |  |  | Bonnie Aichroch |  |  |  | 10/31/2019 | 10/31/2019 |  |  |  |  | 10/31/2019 | 10/31/2019
|  | OLYMPUS AMERICA, INC. | PCF-H190DL | COLONOSCOPE, FLEXIBLE, PEDIATRIC | [10 empty] | NO | YES | Serial Number 2602698
|  | OLYMPUS AMERICA, INC. | PCF-PH190L | COLONOSCOPE, FLEXIBLE, PEDIATRIC |  | SPECIAL TEST |  |  | Serial Number Report | 10/31/2019 |  | 10/31/22 |  |  | NO | YES | Serial Number 2602698 |  |  |  | OLYMPUS AMERICA, INC. 2602698 2602698 |  |  | Active |  | 99:99:99:99:99:99 |  | Equipment | PAAR:00-PVAR | 10/31/2019 | 10/31/2019 | COOPER UNIVERSITY HOSPITAL |  |  |  |  | AMY HANNAN |  |  |  | 10/31/2019 | 10/31/2019 |  |  |  |  | 10/31/2019 | 10/31/2019
|  | AMERICAN OPTICAL |  | COLONY COUNTER |  |  | 401 Haddon Ave | [7 empty] | YES | YES
|  | CARL ZEISS | KOLPOSKOP PLUS | COLPOSCOPE |  | OPERATING ROOM - PAVILION | Pavilion |  |  | 11/20/2017 |  | 11/20/25 |  |  | NO | YES |  |  |  |  | CARL ZEISS 10732480 6022103280 |  |  | Active |  | 99:99:99:99:99:99 |  | Equipment | PAAR:00-PVAR | 10/31/2019 |  | COOPER UNIVERSITY HOSPITAL |  |  |  | 0012586558 | DOMINIC VENDETTA | Performance Verification | Closed | Josh Harris | 12/27/2017 | 12/27/2017 | INCOMING INVENTORY | DEVICE INVENTORIED | ADF9B9B6-5C4C-44FD-9D6F-AEDE0016E91D | Labor | 12/27/2017 | 12/27/2017 | Josh Harris
|  | CARL ZEISS | KOLPOSKOP PLUS | COLPOSCOPE |  | LAB CHEMISTRY | 401 Haddon Ave |  |  | 01/01/1900 |  |  |  |  | NO | YES |  |  |  |  | ZEISS-HUMPHREY SYSTEMS 10369582 00032606 |  |  | Disposition |  |  |  | Equipment | 1Y:00-MFG | 03/23/2016 | 03/01/2020 | COOPER UNIVERSITY HOSPITAL |  |  |  |  | Barbara Snyder
|  | CRYOMEDICS |  | COLPOSCOPE | 1726A | BURLINGTON OB/GYN | 1900 Mount Holly Rd |  |  | 01/01/1900 |  |  |  |  | NO | YES |  |  |  |  | CRYOMEDICS 10365991 1726A |  |  | Active |  | 99:99:99:99:99:99 |  | Equipment | PAAR:00-PVAR | 11/02/2019 |  | COOPER AMBULATORY OFF-SITES |  |  | exam 3 | 0011208499 | Carey Myers | Repair | Closed | Kirk Lis | 02/15/2017 | 02/22/2017 | COLPOSCOPY - LIGHT BULB BLEW OUT, NEEDS ROUTINE INSPECTION - OBGYN EXAM 3 OR 5, MAY GET MOVED | 2/17/2017 12:02:34 PM KALIS (KALIS 2/17/2017 12:00 AM) RESEARCHED EQUIPMENT. SEARCHED BIOMED STOCK. FOUND BULB 21V 150 WATT.REACHED OUT TO COURIER OFFICE TO DELVER BULB 2/22/2017 8:53:49 AM KALIS (KALIS 2/21/2017 12:00 AM) REPLACED BULB TESTED UNIT. FOCUS GLIDE IS NON FUNCTIONAL!!! PARTS NO LONGER AVAILABLE. UNIT NO LONGER SUPPORTED! OEM NO LONGER EXISTS! SUGGEST REPLACING UNIT TO MANAGER 2/22/2017 8:55:58 AM KALIS (KALIS 2/22/2017 12:00 AM) DOCUMENTATION | 8CDAA432-1FE6-4576-8A07-C53DB4A98862 | Labor | 02/22/2017 | 02/22/2017 | Kirk Lis
|  | CRYOMEDICS |  | COLPOSCOPE | 51CM113 | 3 COOPER-MULTISPECIALTY CENTER | 3 Cooper |  |  | 01/01/1900 |  |  |  |  | NO | YES |  |  |  |  | CRYOMEDICS 10345619 51CM113 |  |  | Active |  | 99:99:99:99:99:99 |  | Equipment | PAAR:00-PVAR | 11/01/2019 |  | COOPER AMBULATORY OFF-SITES |  |  | SUITE 104 - EXAM 153 (MOVES) |  | MARGIE OUTLER
|  | CRYOMEDICS | MM-6000 | COLPOSCOPE |  | 3 COOPER-MULTISPECIALTY CENTER | 3 Cooper |  |  | 01/01/1900 |  |  |  |  | NO | YES |  |  |  |  | CRYOMEDICS 10345620 177523 |  |  | Active |  | 99:99:99:99:99:99 |  | Equipment | PAAR:00-PVAR | 11/01/2019 |  | COOPER AMBULATORY OFF-SITES |  |  | SUITE 104 - EXAM 153 (MOVES) |  | MARGIE OUTLER
|  | LEICA MICROSYSTEMS, INC. | MIKRO M50 | COLPOSCOPE | 2013-M50-002L | 3 COOPER - SURGERY DEPARTMENT | Pavilion |  |  | 11/01/2019 |  |  |  |  | NO | YES |  |  |  |  | LEICA MICROSYSTEMS, INC. 11187604 2013-M50-002L |  |  | Active |  | 99:99:99:99:99:99 |  | Equipment | PAAR:00-PVAR | 11/01/2019 | 11/01/2019 | COOPER AMBULATORY OFF-SITES |  |  | SUITE 300 - STORAGE BY 1A |  | BONNIE MANNINO |  |  |  | 11/01/2019 | 11/01/2019 |  |  |  |  | 11/01/2019 | 11/01/2019
|  | LEICA MICROSYSTEMS, INC. | MIKRO M50 | COLPOSCOPE | 2013-M50-008L | 3 COOPER-WOMENS CARE CENTER | 3 Cooper |  |  | 11/02/2019 |  |  |  |  | NO | YES |  |  |  |  | LEICA MICROSYSTEMS, INC. 11187519 2013-M50-008L |  |  | Active |  | 99:99:99:99:99:99 |  | Equipment | PAAR:00-PVAR | 11/02/2019 | 11/02/2019 | COOPER AMBULATORY OFF-SITES |  |  | SUITE 300 - STORAGE BY 1A |  | BONNIE MANNINO |  |  |  | 11/02/2019 | 11/02/2019 |  |  |  |  | 11/02/2019 | 11/02/2019
|  | LEISEGANG MEDICAL, INC. |  | COLPOSCOPE |  |  | 1103 N Kings Hwy | [7 empty] | YES | YES
|  | LEISEGANG MEDICAL, INC. |  | COLPOSCOPE |  |  | 1103 N Kings Hwy | [7 empty] | YES | YES
|  | LEISEGANG MEDICAL, INC. | 1DL | COLPOSCOPE | 10-60447 | RIPPA CENTER-OB/GYN | 6100 Main St |  |  | 05/13/2011 |  | 5/13/19 |  |  | NO | YES |  |  |  |  | LEISEGANG MEDICAL, INC. 10315922 10-60447 |  |  | Active |  | 99:99:99:99:99:99 |  | Equipment | PAAR:00-PVAR | 11/02/2019 |  | COOPER AMBULATORY OFF-SITES |  |  | EQUIP RM 153 |  | PATRICIA HUFF
|  | LEISEGANG MEDICAL, INC. | 1DS | COLPOSCOPE |  | VOORHEES SURGERY CENTER-HEM/ONC | 900 Centennial | Suite M |  | 11/01/2019 |  | 11/1/27 |  |  | NO | YES |  |  |  |  | LEISEGANG MEDICAL, INC. 11200051 40130 |  |  | Active |  | 99:99:99:99:99:99 |  | Equipment | PAAR:00-PVAR | 11/01/2019 | 11/01/2019 | COOPER AMBULATORY OFF-SITES |  |  | SUITE M | WOT00000003174331 | MEGAN MCCAFFERTY | Repair | Closed | Kirk Lis | 11/01/2019 | 11/01/2019 | Colposcopy Machine - Broken right eye piece | CONFERRED WITH MA'S ON ISSUE. ANALYZED UNIT . RESEARCHED PARTS . MADE OUT PO. ANALYZED UNIT. RESEACHED PARTS AND ORDERED INSTALLED NEW EYE CAP AND RHEOSTAT CAP. REPAIRED WIRE HARNESS. CLEANED UNIT. PERFORMED OVP . RETURNED UNIT TO SERVICE. | EXP3443827 | Parts | 11/01/2019 | 11/01/2019 | Kirk Lis
|  | LEISEGANG MEDICAL, INC. | 30L3 | COLPOSCOPE |  | KINGS HIGHWAY - OB/GYN | 1103 N Kings Hwy |  |  | 01/01/1900 |  |  |  |  | NO | YES |  |  |  |  | LEISEGANG MEDICAL, INC. 10366317 27528 |  |  | Active |  | 99:99:99:99:99:99 |  | Equipment | PAAR:00-PVAR | 11/02/2019 |  | COOPER AMBULATORY OFF-SITES |  |  | EXAM 6 | WOT00000001297686 | DONNA ONEILL | Repair | Closed | Kirk Lis | 08/16/2018 | 11/06/2018 | eye piece is missing | LOST EYE PIECE. NEED TO RESEARCH PART AVAILABILITY analyzed unit. REMOVED CAMERA ASSEMBLY FOR STORAGE. GAVE ITEM TO NICOLE. WORKED WITH TECH. SUPPORT. ORDERED PART INSTALLED NEW LENS AND EYE PIECE. PERFORMED OVP PUT UNIT BACK IN SERVICE INSTALLED NEW LENS AND EYE PIECE. PERFORMED OVP PUT UNIT BACK IN SERVICE | EXP1189539 | Labor | 08/22/2018 | 08/22/2018 | Kirk Lis
|  | LEISEGANG MEDICAL, INC. | 3MTL-LED1 | COLPOSCOPE | 15-081165 | COOPER CANCER-- EGG HARBOR | 303 Central Ave |  |  | 10/31/2019 |  | 10/31/27 |  |  | NO | YES |  |  |  |  | LEISEGANG MEDICAL, INC. 11221811 15-081165 |  |  | Active |  |  |  | Equipment | PAAR:00-PVAR | 10/31/2019 | 10/31/2019 | COOPER AMBULATORY OFF-SITES |  |  | Performance Verification | WOT00000003242683 | VIOLET YACOVELLI | Performance Verification | Closed | Josh Harris | 10/31/2019 | 10/31/2019 | Performance Verification for LEISEGANG MEDICAL, INC. 11221811 15-081165 | Initial Install of Performance Verification. Device is ready for patient use. |  |  | 10/31/2019 | 10/31/2019
|  | LEISEGANG MEDICAL, INC. | 3MTL-LED1 | COLPOSCOPE | 18-081006 | COOPER CANCER CENTER-MULTIDISCIPLINARY CLINIC | MD Anderson Cancer Center |  |  | 10/31/2019 |  | 10/31/27 |  |  | NO | YES |  |  |  |  | COOPERSURGICAL, INC. 11221743 18-081006 |  |  | Active |  | 99:99:99:99:99:99 |  | Equipment | PAAR:00-PVAR | 10/31/2019 | 10/31/2019 | COOPER AMBULATORY OFF-SITES |  |  |  | WOT00000001612445 | ROXANNE BERGER | Performance Verification | Closed | Josh Harris | 10/31/2019 | 10/31/2019 | Performance Verification for COOPERSURGICAL, INC. 11221743 18-081006 | Initial Install of Performance Verification. Device is ready for patient use. | EXP4322411 | Parts | 10/31/2019 | 10/31/2019 | Kirk Lis
|  | LEISEGANG MEDICAL, INC. | 3MTL-LED1 | COLPOSCOPE | 17-081021 | COOPER CANCER CENTER-MULTIDISCIPLINARY CLINIC | MD Anderson Cancer Center |  |  | 10/31/2019 |  | 10/31/27 |  |  | NO | YES |  |  |  |  | LEISEGANG MEDICAL, INC. 11221577 17-081021 |  |  | Active |  | 99:99:99:99:99:99 |  | Equipment | PAAR:00-PVAR | 10/31/2019 | 10/31/2019 | COOPER AMBULATORY OFF-SITES |  |  |  | WOT00000001072422 | ROXANNE BERGER | Performance Verification | Closed | Josh Harris | 10/31/2019 | 10/31/2019 | Performance Verification for LEISEGANG MEDICAL, INC. 11221577 17-081021 | Initial Install of Performance Verification. Device is ready for patient use. |  |  | 10/31/2019 | 10/31/2019
|  | LEISEGANG MEDICAL, INC. | 3MTL-LED1 | COLPOSCOPE | 13-081030 | COOPER CANCER CENTER-MULTIDISCIPLINARY CLINIC | MD Anderson Cancer Center |  |  | 11/02/2019 |  | 11/2/27 |  |  | NO | YES |  |  |  |  | LEISEGANG MEDICAL, INC. 30225033 13-081030 |  |  | Active |  | 99:99:99:99:99:99 |  | Equipment | PAAR:00-PVAR | 11/02/2019 | 11/02/2019 | COOPER AMBULATORY OFF-SITES |  |  | Multi Disc - Hallway |  | ROXANNE BERGER |  |  |  | 11/02/2019 | 11/02/2019 |  |  |  |  | 11/02/2019 | 11/02/2019
|  | LEISEGANG MEDICAL, INC. | IH3 | COLPOSCOPE |  | BUNKER HILL-OB/GYN | 4 Plaza Dr |  |  | 01/01/1900 |  |  |  |  | NO | YES |  |  |  |  | LEISEGANG MEDICAL, INC. 10366983 34764 |  |  | Active |  | 99:99:99:99:99:99 |  | Equipment | PAAR:00-PVAR | 11/02/2019 |  | COOPER AMBULATORY OFF-SITES |  |  | EXAM 5 |  | LISA POTTS
|  | SEILER-WESTLAB |  | COLPOSCOPE |  | BURLINGTON OB/GYN | 1900 Mount Holly Rd |  |  | 06/10/2015 |  | 6/10/23 |  |  | NO | YES |  |  |  |  | SEILER 10725147 12612 |  |  | Active |  | 99:99:99:99:99:99 |  | Equipment | PAAR:00-PVAR | 10/31/2019 |  | COOPER AMBULATORY OFF-SITES |  |  | BURLINGTON OB/GYN | 0012505969 | Carey Myers | Repair | Closed | Stephen Zubrzycki | 12/14/2017 | 12/20/2017 | COLPO SCOPE - NEEDS TAGGED - TMX | 12/14/2017 11:33:06 AM SJZUBRZYCKI (SJZUBRZYCKI 12/14/2017 12:00 AM) ANALYZED UNIT. NEEDS RHEOSTAT KNOB 12/20/2017 9:19:46 AM SJZUBRZYCKI (SJZUBRZYCKI 12/20/2017 12:00 AM) REPLACED KNOB AND VPO | CEDA972B-5928-4370-8D8E-D749D33FFADA | Labor | 12/20/2017 | 12/20/2017 | Stephen Zubrzycki
|  | SEILER-WESTLAB |  | COLPOSCOPE |  | VOORHEES SURGERY CENTER-OPERATING ROOM | 900 Centennial Blvd | Suite E |  | 03/04/2005 |  | 3/4/13 |  |  | NO | YES |  |  |  |  | SEILER 10347199 0210 |  |  | Active |  | 99:99:99:99:99:99 |  | Equipment | PAAR:00-PVAR | 11/02/2019 |  | COOPER AMBULATORY OFF-SITES |  |  | SUITE E | WOT00000001580058 | JENNIFER BOMBARO | Repair | Closed | Stephen Zubrzycki | 10/16/2018 | 05/16/2019 | Has a loose cable | Analyzed unit. Needs fiberoptic cable replaced. Travel time to Mt L and picking up rental IV Pumps then to Voor Researching part. Cannot order part through Seiler but ordering through Techniquip Corp. Sent picture and they can order it. Awaiting part number / price Replaced halogen lamp and VPO of lamp Received estimate for repair from IMS. See attachment. approved. Requested PO received repair from IMS. Steve installed tested and passed full functional check. | EXP1606455 | Labor | 10/24/2018 | 10/24/2018 | Stephen Zubrzycki
|  | WALLACH SURGICAL DEVICES, INC. | COLPOSTAR 1H | COLPOSCOPE | AWC-X-10-41 | MULTI SPECIALTY CARE AT MARLTON | 701 NJ-73 |  |  | 10/31/2019 |  | 10/31/27 |  |  | NO | YES |  |  |  |  | WALLACH SURGICAL DEVICES, INC. 30149609 AWC-X-10-41 |  |  | Active |  | 99:99:99:99:99:99 |  | Equipment | PAAR:00-PVAR | 10/31/2019 | 10/31/2019 | COOPER AMBULATORY OFF-SITES |  |  | EXAM 1 |  | SUSAN MAKO |  |  |  | 10/31/2019 | 10/31/2019 |  |  |  |  | 10/31/2019 | 10/31/2019
|  | STRYKER CORP. |  | COMMUNICATION UNIT |  | OR - KELEMEN 3 | Kelemen |  |  | 09/07/2005 |  |  |  |  | NO | YES |  |  |  |  | STRYKER CORP. 10346353 05E000808 |  |  | Disposition |  | 99:99:99:99:99:99 |  | Equipment | 1Y:00-MFG | 02/14/2019 | 02/01/2020 | COOPER UNIVERSITY HOSPITAL |  |  |  |  | DOMINIC VENDETTA
|  | PHILIPS MEDICAL SYSTEMS |  | COMPACT ADAPTOR | BOFW6Y |  | Kelemen | [7 empty] | YES | YES
|  | CIVCO | VAC-LOK MTVP1 | COMPRESSOR |  | COOPER CANCER CENTER | MD Anderson Cancer Center |  |  | 06/10/2015 |  | 6/10/27 |  |  | NO | YES |  |  |  |  | CIVCO 10505046 132200008 |  |  | Active |  | 99:99:99:99:99:99 |  | Non-medical | PAAR:00-PVAR | 10/31/2019 |  | COOPER AMBULATORY OFF-SITES |  |  |  | 0012409251 | COLLEEN TEGELER | Performance Verification | Closed | Josh Harris | 11/16/2017 | 11/16/2017 | INCOMING INVENTORY | DEVICE INVENTORIED | DDBCBD04-BD4A-42FC-8A0A-FEC921D6DA92 | Labor | 11/16/2017 | 11/16/2017 | Josh Harris
|  | CIVCO | VAC-LOK MTVP1 | COMPRESSOR |  | COOPER CANCER CENTER | MD Anderson Cancer Center |  |  | 06/10/2015 |  | 6/10/27 |  |  | NO | YES |  |  |  |  | CIVCO 10480294 132200007 |  |  | Active |  | 99:99:99:99:99:99 |  | Non-medical | PAAR:00-PVAR | 10/31/2019 |  | COOPER AMBULATORY OFF-SITES |  |  |  | 0012409258 | COLLEEN TEGELER | Preventative Maintenance | Closed | Josh Harris | 11/16/2017 | 11/16/2017 | PERFORMANCE ASSURANCE AT INVENTORY | INVENTORIED DEVICE AND ENSURED DEVICE WAS FUNCTIONING PROPERLY. | 5E7356C4-EDC4-4396-826F-FB3E76495E31 | Labor | 05/30/2017 | 05/30/2017 | Charles Santomero
|  | BADGER AIR-BRUSH CO. | TC910 ASPIRE PRO | COMPRESSOR, AIR |  |  | Kelemen | [7 empty] | YES | YES
|  | BADGER AIR-BRUSH CO. | TC910 ASPIRE PRO | COMPRESSOR, AIR | ED10501991 | NEUROLOGY/EEG | Kelemen |  |  | 06/24/2016 |  | 6/24/26 |  |  | NO | YES |  |  |  |  | BADGER AIR-BRUSH CO. 10505084 ED10501991 |  |  | Active |  | 99:99:99:99:99:99 |  | Equipment | 1Y:00-MFG | 06/14/2019 | 06/01/2020 | COOPER UNIVERSITY HOSPITAL |  |  |  |  | Debbie Hughes
|  | TIMETER INSTRUMENT | ARIDYNE-3500 | COMPRESSOR, AIR | MO4A |  | Dorrance | [7 empty] | YES | YES
|  | TIMETER INSTRUMENT | ARIDYNE-3500 | COMPRESSOR, AIR |  | RESPIRATORY | Kelemen | BASEMENT |  | 01/01/1900 |  |  |  |  | NO | YES |  |  |  |  | TIMETER INSTRUMENT 10368586 20111017001 |  |  | Active |  | 99:99:99:99:99:99 |  | High Risk | 1Y:00-MFG | 03/26/2019 | 03/01/2020 | COOPER UNIVERSITY HOSPITAL |  |  | STORAGE |  | KATHY LOFLAND
|  | TIMETER INSTRUMENT | ARIDYNE-3500 | COMPRESSOR, AIR |  | RESPIRATORY | Kelemen | BASEMENT |  | 01/01/1900 |  |  |  |  | NO | YES |  |  |  |  | TIMETER INSTRUMENT 10368585 20110829004 |  |  | Active |  | 99:99:99:99:99:99 |  | High Risk | 1Y:00-MFG | 03/26/2019 | 03/01/2020 | COOPER UNIVERSITY HOSPITAL |  |  | STORAGE |  | KATHY LOFLAND
|  | TIMETER INSTRUMENT | ARIDYNE-3500 | COMPRESSOR, AIR |  | RESPIRATORY | Kelemen | BASEMENT |  | 11/08/2011 |  | 11/8/23 |  |  | NO | YES |  |  |  |  | TIMETER INSTRUMENT 10368584 20111006002 |  |  | Active |  | 99:99:99:99:99:99 |  | High Risk | 1Y:00-MFG | 03/26/2019 | 03/01/2020 | COOPER UNIVERSITY HOSPITAL |  |  | Respiratory Storage |  | KATHY LOFLAND
|  | TIMETER INSTRUMENT | ARIDYNE-3500 | COMPRESSOR, AIR |  | RESPIRATORY | Kelemen | BASEMENT |  | 11/08/2011 |  | 11/8/23 |  |  | NO | YES |  |  |  |  | TIMETER INSTRUMENT 10368583 20111017002 |  |  | Active |  | 99:99:99:99:99:99 |  | High Risk | 1Y:00-MFG | 03/26/2019 | 03/01/2020 | COOPER UNIVERSITY HOSPITAL |  |  | RESPIRATORY |  | KATHY LOFLAND
|  | TIMETER INSTRUMENT | ARIDYNE-3500 | COMPRESSOR, AIR |  | RESPIRATORY | Kelemen | Basement |  | 11/08/2011 |  | 11/8/23 |  |  | NO | YES |  |  |  |  | TIMETER INSTRUMENT 10366536 20111006001 |  |  | Active |  | 99:99:99:99:99:99 |  | High Risk | 1Y:00-MFG | 03/26/2019 | 03/01/2020 | COOPER UNIVERSITY HOSPITAL |  |  | RESPIRATORY |  | KATHY LOFLAND
|  | LUMENIS | ACCE01000 | COMPRESSOR, AIR, EXTERNAL PURGE |  | MARLTON-DERMATOLOGY | 10000 Sagemore Dr - Marlton |  |  | 11/02/2019 |  |  |  |  | NO | YES |  |  |  |  | LUMENIS 30142559 9943230400049 |  |  | Active |  | 99:99:99:99:99:99 |  | Equipment | PAAR:00-PVAR | 11/02/2019 | 11/02/2019 | COOPER AMBULATORY OFF-SITES |  |  | DERMATOLOGY SAGEMORE |  | MICHELE CANALE |  |  |  | 11/02/2019 | 11/02/2019 |  |  |  |  | 11/02/2019 | 11/02/2019
|  | CAREFUSION | AIRLIFE MINI | COMPRESSOR, PORTABLE |  | VOORHEES SURGERY CENTER-HEM/ONC | 900 Centennial Blvd | Suite M |  | 04/28/2011 |  | 4/28/23 |  |  | NO | YES |  |  |  |  | CAREFUSION 10344948 013613 |  |  | Active |  | 99:99:99:99:99:99 |  | Equipment | PAAR:00-PVAR | 11/02/2019 |  | COOPER AMBULATORY OFF-SITES |  |  | SUITE M INFUSION CTR |  | MEGAN MCCAFFERTY
|  | MAQUET CORP | COMPRESSOR MINI | COMPRESSOR, VENTILATOR |  |  | Kelemen | BASEMENT | [6 empty] | NO | YES | Asset Tag 10365410
|  | MAQUET CORP | COMPRESSOR MINI | COMPRESSOR, VENTILATOR |  |  | Pavilion |  |  | 01/01/1900 |  |  |  |  | NO | YES |  |  |  |  | MAQUET CORP 10369057 011486 |  |  | Active |  | 99:99:99:99:99:99 |  | High Risk | 1Y:00-MFG | 03/26/2019 | 03/01/2020 | COOPER UNIVERSITY HOSPITAL |  |  | SOTRAGE 3RD FLOOR |  | KATHY LOFLAND
|  | MAQUET CORP | COMPRESSOR MINI | COMPRESSOR, VENTILATOR |  | RESPIRATORY | Kelemen |  |  | 01/01/1900 |  |  |  |  | NO | YES |  |  |  |  | MAQUET CORP 10368594 43471 |  |  | Active |  | 99:99:99:99:99:99 |  | High Risk | 1Y:00-MFG | 03/26/2019 | 03/01/2020 | COOPER UNIVERSITY HOSPITAL |  |  | PAV 056 |  | KATHY LOFLAND
|  | MAQUET CORP | COMPRESSOR MINI | COMPRESSOR, VENTILATOR |  | PACU KELEMEN | Kelemen |  |  | 01/01/1900 |  |  |  |  | NO | YES | Serial Number 13421 |  |  |  | MAQUET CORP 10368508 13421 |  |  | Disposition |  |  |  | High Risk | 1Y:00-MFG | 06/22/2016 | 06/01/2020 | COOPER UNIVERSITY HOSPITAL |  |  | pacu storage |  | FRANK OBRIEN
|  | MAQUET CORP | COMPRESSOR MINI | COMPRESSOR, VENTILATOR |  |  | Pavilion |  |  | 01/01/1900 |  |  |  |  | NO | YES |  |  |  |  | MAQUET CORP 10368509 13422 |  |  | Disposition |  |  |  | High Risk | 1Y:00-MFG | 06/22/2016 | 06/01/2020 | COOPER UNIVERSITY HOSPITAL |  |  | pacu storage |  | FRANK OBRIEN
|  | MAQUET CORP | COMPRESSOR MINI | COMPRESSOR, VENTILATOR |  |  | Pavilion | [7 empty] | NO | YES
12093M00018 |  | ACCURAY INC | MD SUITE | COMPUTER | 12093M00018 |  | 900 Centennial Blvd | Suite D | [5 empty] | SYSTEM COMPONENT | YES | YES
|  | ELEKTA, INC. |  | COMPUTER |  |  | 2 Cooper | [6 empty] | SYSTEM COMPONENT | YES | YES
|  | ELEKTA, INC. |  | COMPUTER |  |  | 2 Cooper | [6 empty] | SYSTEM COMPONENT | YES | YES
|  | MCKESSON INFORMATION SOLUTIONS |  | COMPUTER |  | SAME DAY OR-2ND FL PAVILION | Pavilion |  |  | 10/31/2019 |  |  |  | SYSTEM COMPONENT | NO | YES |  |  |  |  | MCKESSON INFORMATION SOLUTIONS 11187536 202000109988 |  |  | Active |  | 99:99:99:99:99:99 |  | Equipment | PAAR:00-PVAR | 10/31/2019 | 10/31/2019 | COOPER UNIVERSITY HOSPITAL |  |  | P2 - SD8 Control Room | WOT00000001750190 | JOE DRUCTOR | Performance Verification | Closed | Stephen Zubrzycki | 10/31/2019 | 10/31/2019 | Performance Verification for MCKESSON INFORMATION SOLUTIONS 11187536 202000109988 | Initial Install of Performance Verification. Device is ready for patient use. |  |  | 10/31/2019 | 10/31/2019
|  | MCKESSON INFORMATION SOLUTIONS | HCH100HW7 | COMPUTER |  | SAME DAY OR-2ND FL PAVILION | Pavilion |  |  | 10/31/2019 |  |  |  | SYSTEM COMPONENT | NO | YES |  |  |  |  | MCKESSON INFORMATION SOLUTIONS 11187537 202000109991 |  |  | Active |  | D8:9E:F3:29:A2:13 |  | Equipment | PAAR:00-PVAR | 10/31/2019 | 10/31/2019 | COOPER UNIVERSITY HOSPITAL |  |  | P2 - SD8 Control Room | WOT00000001750200 | JOE DRUCTOR | Performance Verification | Closed | Stephen Zubrzycki | 10/31/2019 | 10/31/2019 | CEID Record Completion for MCKESSON INFORMATION SOLUTIONS 11187537 202000109991 | Inventoried unit | EXP1812506 | Labor | 10/31/2019 | 10/31/2019 | Stephen Zubrzycki
|  | MCKESSON INFORMATION SOLUTIONS | HCH100HW7 | COMPUTER |  | SAME DAY OR-2ND FL PAVILION | Pavilion |  |  | 10/31/2019 |  |  |  | SYSTEM COMPONENT | NO | YES |  |  |  |  | MCKESSON INFORMATION SOLUTIONS 11187538 202000109992 |  |  | Active |  | 48:4D:7E:DE:F6:EE |  | Equipment | PAAR:00-PVAR | 10/31/2019 | 10/31/2019 | COOPER UNIVERSITY HOSPITAL |  |  | P2 - SD8 Control Room | WOT00000001750205 | JOE DRUCTOR | Performance Verification | Closed | Stephen Zubrzycki | 10/31/2019 | 10/31/2019 | Performance Verification for MCKESSON INFORMATION SOLUTIONS 11187538 202000109992 | Initial Install of Performance Verification. Device is ready for patient use. |  |  | 10/31/2019 | 10/31/2019
fszwxk2 |  | MCKESSON INFORMATION SOLUTIONS | HCH100HW7 | COMPUTER |  |  | Pavilion | [6 empty] | SYSTEM COMPONENT | YES | YES
|  | GE HEALTHCARE | CARESCAPE C1-CPU | COMPUTER, DATA MANAGEMENT | SPM17480021SA | ANESTHESIOLOGY | Kelemen |  |  | 10/25/2019 |  | 10/25/26 |  |  | NO | YES |  |  |  |  | GE MEDICAL SYSTEMS 11239147 SPM17480021SA |  |  | Active |  | 74:FE:48:11:86:B4 |  | Accessory | 1Y:00-MFG | 10/25/2019 | 10/25/2019 | COOPER UNIVERSITY HOSPITAL |  |  | SD OR 8 | WOT00000000616601 | GIACINTA ROUPAS | Performance Verification | Closed | Salvatore Bombara | 10/25/2019 | 10/25/2019 | Performance Verification for GE MEDICAL SYSTEMS 11239147 SPM17480021SA | Initial Install of Performance Verification. Device is ready for patient use. |  |  | 10/25/2019 | 10/25/2019
|  | GE HEALTHCARE | CARESCAPE C1-CPU | COMPUTER, DATA MANAGEMENT | Sgj16313513sa | KELEMEN 9 | Kelemen |  |  | 02/27/2019 |  | 2/27/26 |  |  | NO | YES |  |  |  |  | GE MEDICAL SYSTEMS 11222166 Sgj16313513sa |  |  | Active |  | 74:FE:48:13:F0:80 |  | Alarm | 1Y:00-MFG | 02/27/2019 | 02/27/2019 | COOPER UNIVERSITY HOSPITAL |  |  |  | WOT00000001694779 | LAURA ZIMMERMAN | Performance Verification | Closed | Richard Jolly | 02/27/2019 | 02/27/2019 | Performance Verification for GE MEDICAL SYSTEMS 11222166 Sgj16313513sa | Initial Install of Performance Verification. Device is ready for patient use. |  |  | 02/27/2019 | 02/27/2019
|  | GE HEALTHCARE | CARESCAPE C1-CPU | COMPUTER, DATA MANAGEMENT | SPM18260005SA | INTENSIVE CARE NURSERY | Dorrance |  |  | 11/01/2019 |  | 11/1/26 |  |  | NO | YES |  |  |  |  | GE MEDICAL SYSTEMS 11222156 SPM18260005SA |  |  | Active |  | 74:FE:48:34:6C:F7 |  | Accessory | 1Y:00-MFG | 11/01/2019 | 11/01/2019 | COOPER UNIVERSITY HOSPITAL |  |  |  | WOT00000001618700 | JOANNE FOX | Performance Verification | Closed | Richard Jolly | 11/01/2019 | 11/01/2019 | Performance Verification for GE MEDICAL SYSTEMS 11222156 SPM18260005SA | Initial Install of Performance Verification. Device is ready for patient use. |  |  | 11/01/2019 | 11/01/2019
|  | GE HEALTHCARE | CARESCAPE C1-CPU | COMPUTER, DATA MANAGEMENT | SKA16360119SA |  | Kelemen | [7 empty] | YES | YES
|  | GE HEALTHCARE | CARESCAPE C1-CPU | COMPUTER, DATA MANAGEMENT | SED12384432GA | ANESTHESIOLOGY | Pavilion |  |  | 01/25/2017 |  | 1/25/24 |  |  | NO | YES |  |  |  |  | GE MEDICAL SYSTEMS 10769301 SED12384432GA |  |  | Active |  | 00:D0:C9:D8:26:90 |  | Accessory | 1Y:00-MFG | 10/25/2019 | 10/01/2020 | COOPER UNIVERSITY HOSPITAL |  |  | Pav OR P6 | 0011658381 | GIACINTA ROUPAS | Preventative Maintenance | Closed | Bonnie Aichroth | 05/23/2017 | 05/23/2017 | PERFORMANCE ASSURANCE AT INVENTORY | INVENTORIED DEVICE AND ENSURED DEVICE WAS FUNCTIONING PROPERLY. | E4139D8E-F1D2-46EE-A11A-BE261C92FD41 | Labor | 01/25/2017 | 01/25/2017 | Salvatore Bombara
|  | GE HEALTHCARE | CARESCAPE C1-CPU | COMPUTER, DATA MANAGEMENT | SKA16360100SA | ANESTHESIOLOGY | Kelemen |  |  | 02/01/2017 |  | 2/1/24 |  |  | NO | YES |  |  |  |  | GE MEDICAL SYSTEMS 10769283 SKA16360100SA |  |  | Active |  | 74:FE:48:14:B3:78 |  | Accessory | 1Y:00-MFG | 10/25/2019 | 10/01/2020 | COOPER UNIVERSITY HOSPITAL |  |  | Keleman OR K3 | 0011167320 | GIACINTA ROUPAS | Preventative Maintenance | Closed | Bonnie Aichroth | 02/01/2017 | 02/01/2017 | PERFORMANCE ASSURANCE AT INVENTORY | INVENTORIED DEVICE AND ENSURED DEVICE WAS FUNCTIONING PROPERLY. | 9E4A3964-9B05-43F1-A2D2-BD6529128428 | Labor | 02/01/2017 | 02/01/2017 | Richard Jolly
|  | GE HEALTHCARE | CARESCAPE C1-CPU | COMPUTER, DATA MANAGEMENT | SKA16360112SA | ANESTHESIOLOGY | Pavilion |  |  | 02/01/2017 |  | 2/1/24 |  |  | NO | YES |  |  |  |  | GE MEDICAL SYSTEMS 10769282 SKA16360112SA |  |  | Active |  | 74:FE:48:14:9D:37 |  | Accessory | 1Y:00-MFG | 10/25/2019 | 10/01/2020 | COOPER UNIVERSITY HOSPITAL |  |  | Pav OR P3 | 0011167343 | GIACINTA ROUPAS | Performance Verification | Closed | Bonnie Aichroth | 02/01/2017 | 02/01/2017 | INCOMING INVENTORY | DEVICE INVENTORIED | 12F13744-E865-48CC-88C0-17786F1846D0 | Labor | 02/01/2017 | 02/01/2017 | Bonnie Aichroth
|  | GE HEALTHCARE | CARESCAPE C1-CPU | COMPUTER, DATA MANAGEMENT | SKA16360123SA | ANESTHESIOLOGY | Kelemen |  |  | 02/01/2017 |  | 2/1/24 |  |  | NO | YES |  |  |  |  | GE MEDICAL SYSTEMS 10769280 SKA16360123SA |  |  | Active |  | 74:FE:48:14:9D:40 |  | Accessory | 1Y:00-MFG | 10/25/2019 | 10/01/2020 | COOPER UNIVERSITY HOSPITAL |  |  | K7 | 0011167331 | GIACINTA ROUPAS | Preventative Maintenance | Closed | Bonnie Aichroth | 02/01/2017 | 02/01/2017 | PERFORMANCE ASSURANCE AT INVENTORY | INVENTORIED DEVICE AND ENSURED DEVICE WAS FUNCTIONING PROPERLY. | 358272F2-0739-4D44-B5B7-7E245285365D | Labor | 02/01/2017 | 02/01/2017 | Richard Jolly
|  | GE HEALTHCARE | CARESCAPE C1-CPU | COMPUTER, DATA MANAGEMENT | SKA16360121SA | ANESTHESIOLOGY | Dorrance |  |  | 02/01/2017 |  | 2/1/24 |  |  | NO | YES |  |  |  |  | GE MEDICAL SYSTEMS 10769281 SKA16360121SA |  |  | Active |  | 74:FE:48:14:9D:40 |  | Accessory | 1Y:00-MFG | 10/25/2019 | 10/01/2020 | COOPER UNIVERSITY HOSPITAL |  |  | L&D OPERATING 1 ROOM 19 | 0011170367 | GIACINTA ROUPAS | Performance Verification | Closed | Bonnie Aichroth | 02/02/2017 | 02/02/2017 | INCOMING INVENTORY | DEVICE INVENTORIED | C3CB56DC-3508-46AD-8F8B-71C1EE915152 | Labor | 02/02/2017 | 02/02/2017 | Bonnie Aichroth
|  | GE HEALTHCARE | CARESCAPE C1-CPU | COMPUTER, DATA MANAGEMENT | SKA16360118SA | ANESTHESIOLOGY | Pavilion |  |  | 02/01/2017 |  | 2/1/24 |  |  | NO | YES |  |  |  |  | GE MEDICAL SYSTEMS 10769279 SKA16360118SA |  |  | Active |  | 74:FE:48:14:9E:35 |  | Accessory | 1Y:00-MFG | 10/25/2019 | 10/01/2020 | COOPER UNIVERSITY HOSPITAL |  |  | Pav OR P8 | 0011170362 | GIACINTA ROUPAS | Preventative Maintenance | Closed | Bonnie Aichroth | 02/02/2017 | 02/02/2017 | PERFORMANCE ASSURANCE AT INVENTORY | INVENTORIED DEVICE AND ENSURED DEVICE WAS FUNCTIONING PROPERLY. | 890F22D3-C12B-437C-B302-3B16D4A839DC | Labor | 02/01/2017 | 02/01/2017 | Richard Jolly
|  | GE HEALTHCARE | CARESCAPE C1-CPU | COMPUTER, DATA MANAGEMENT | SKA16360101SA | ANESTHESIOLOGY | Dorrance |  |  | 02/01/2017 |  | 2/1/24 |  |  | NO | YES |  |  |  |  | GE MEDICAL SYSTEMS 10769277 SKA16360101SA |  |  | Active |  | 00:40:97:0C:CF:F5 |  | Accessory | 1Y:00-MFG | 10/25/2019 | 10/01/2020 | COOPER UNIVERSITY HOSPITAL |  |  | L&D OPERATING ROOM 2 | 0011170372 | GIACINTA ROUPAS | Preventative Maintenance | Closed | Bonnie Aichroth | 02/02/2017 | 02/02/2017 | PERFORMANCE ASSURANCE AT INVENTORY | INVENTORIED DEVICE AND ENSURED DEVICE WAS FUNCTIONING PROPERLY. | 2D97493E-7CE2-40D8-930F-735E38CD07C6 | Labor | 02/01/2017 | 02/01/2017 | Richard Jolly
|  | GE HEALTHCARE | CARESCAPE C1-CPU | COMPUTER, DATA MANAGEMENT | SKA16360120SA | ANESTHESIOLOGY | Pavilion |  |  | 02/01/2017 |  | 2/1/24 |  |  | NO | YES |  |  |  |  | GE MEDICAL SYSTEMS 10769276 SKA16360120SA |  |  | Active |  | 74:FE:48:14:84:9D |  | Accessory | 1Y:00-MFG | 10/25/2019 | 10/01/2020 | COOPER UNIVERSITY HOSPITAL |  |  | Pav OR P5 | 0011167411 | GIACINTA ROUPAS | Performance Verification | Closed | Bonnie Aichroth | 02/01/2017 | 02/01/2017 | INCOMING INVENTORY | DEVICE INVENTORIED | 254E3444-4E48-4D88-97B1-0B652255D9A9 | Labor | 02/01/2017 | 02/01/2017 | Bonnie Aichroth
|  | GE HEALTHCARE | CARESCAPE C1-CPU | COMPUTER, DATA MANAGEMENT | SKA16360124SA | ANESTHESIOLOGY | Kelemen |  |  | 02/01/2017 |  | 2/1/24 |  |  | NO | YES |  |  |  |  | GE MEDICAL SYSTEMS 10769275 SKA16360124SA |  |  | Active |  | 74:FE:48:14:9Eb:7f |  | Accessory | 1Y:00-MFG | 10/25/2019 | 10/01/2020 | COOPER UNIVERSITY HOSPITAL |  |  | CATH LAB 1 | 0011170378 | GIACINTA ROUPAS | Preventative Maintenance | Closed | Bonnie Aichroth | 02/02/2017 | 02/02/2017 | PERFORMANCE ASSURANCE AT INVENTORY | INVENTORIED DEVICE AND ENSURED DEVICE WAS FUNCTIONING PROPERLY. | 83A8B396-2B63-498F-8D13-C1F2B376C7E3 | Labor | 02/01/2017 | 02/01/2017 | Richard Jolly
|  | GE HEALTHCARE | CARESCAPE C1-CPU | COMPUTER, DATA MANAGEMENT | SKA16360116SA | ANESTHESIOLOGY | Pavilion |  |  | 02/01/2017 |  | 2/1/24 |  |  | NO | YES |  |  |  |  | GE MEDICAL SYSTEMS 10769274 SKA16360116SA |  |  | Active |  | 74:FE:48:14:9E:3E |  | Accessory | 1Y:00-MFG | 10/25/2019 | 10/01/2020 | COOPER UNIVERSITY HOSPITAL |  |  | Pav OR P7 | 0011170359 | GIACINTA ROUPAS | Performance Verification | Closed | Bonnie Aichroth | 02/02/2017 | 02/02/2017 | INCOMING INVENTORY | DEVICE INVENTORIED | 607CFB7F-F5B1-4EDA-A68F-BB0041E69961 | Labor | 02/02/2017 | 02/02/2017 | Bonnie Aichroth
|  | GE HEALTHCARE | CARESCAPE C1-CPU | COMPUTER, DATA MANAGEMENT | SKA16208992SA | PACU KELEMEN | Kelemen |  |  | 04/29/2016 |  | 4/29/23 |  |  | NO | YES |  |  |  |  | GE MEDICAL SYSTEMS 10769253 SKA16208992SA |  |  | Active |  | 74:FE:48:13:BD:F2 |  | Accessory | 1Y:00-MFG | 06/18/2019 | 06/01/2020 | COOPER UNIVERSITY HOSPITAL |  |  | PACU-K16 | 0011044950 | FRANK OBRIEN | Preventative Maintenance | Closed | Bonnie Aichroth | 01/11/2017 | 01/11/2017 | PERFORMANCE ASSURANCE AT INVENTORY | INVENTORIED DEVICE AND ENSURED DEVICE WAS FUNCTIONING PROPERLY. | 17E643A2-899B-4D14-947F-765078F855D6 | Labor | 04/29/2016 | 04/29/2016 | Richard Jolly
|  | GE HEALTHCARE | CARESCAPE C1-CPU | COMPUTER, DATA MANAGEMENT | SPM17310037SA | PEDIATRIC INTENSIVE CARE UNIT | Kelemen |  |  | 09/13/2017 |  | 9/13/24 |  |  | NO | YES |  |  |  |  | GE MEDICAL SYSTEMS 10732288 SPM17310037SA |  |  | Active |  | 74:FE:48:1E:6C:0E |  | Accessory | 1Y:00-MFG | 03/06/2019 | 03/01/2020 | COOPER UNIVERSITY HOSPITAL |  |  | ROOM 618 | 0012159588 | Susan Cannon | Performance Verification | Closed | Richard Jolly | 09/14/2017 | 09/14/2017 | INCOMING INVENTORY | DEVICE INVENTORIED | 9807AD22-DC94-4CD4-B207-882A90EE54F8 | Labor | 09/14/2017 | 09/14/2017 | Bonnie Aichroth
|  | GE HEALTHCARE | CARESCAPE C1-CPU | COMPUTER, DATA MANAGEMENT | SPM17310049SA | PEDIATRIC INTENSIVE CARE UNIT | Kelemen |  |  | 09/13/2017 |  | 9/13/24 |  |  | NO | YES |  |  |  |  | GE MEDICAL SYSTEMS 10732285 SPM17310049SA |  |  | Active |  | 74:FE:48:1E:6C:29 |  | Accessory | 1Y:00-MFG | 03/06/2019 | 03/01/2020 | COOPER UNIVERSITY HOSPITAL |  |  | ROOM 615 | 0012159566 | Susan Cannon | Preventative Maintenance | Closed | Richard Jolly | 09/14/2017 | 09/14/2017 | PERFORMANCE ASSURANCE AT INVENTORY | INVENTORIED DEVICE AND ENSURED DEVICE WAS FUNCTIONING PROPERLY. | B1197106-DC96-422F-BE80-D04D87C8ED2D | Labor | 09/13/2017 | 09/13/2017 | Richard Jolly
|  | GE HEALTHCARE | CARESCAPE C1-CPU | COMPUTER, DATA MANAGEMENT | SPM17310060SA | PEDIATRIC INTENSIVE CARE UNIT | Kelemen |  |  | 09/13/2017 |  | 9/13/24 |  |  | NO | YES |  |  |  |  | GE MEDICAL SYSTEMS 10732286 SPM17310060SA |  |  | Active |  | 74:FE:48:28:30:78 |  | Accessory | 1Y:00-MFG | 03/06/2019 | 03/01/2020 | COOPER UNIVERSITY HOSPITAL |  |  | ROOM 616 | 0012159571 | Susan Cannon | Performance Verification | Closed | Richard Jolly | 09/14/2017 | 09/14/2017 | INCOMING INVENTORY | DEVICE INVENTORIED | 61CF43D7-355D-4034-9494-C03E7C47559B | Labor | 09/14/2017 | 09/14/2017 | Bonnie Aichroth
|  | GE HEALTHCARE | CARESCAPE C1-CPU | COMPUTER, DATA MANAGEMENT | SPM17310040SA | PEDIATRIC INTENSIVE CARE UNIT | Kelemen |  |  | 09/13/2017 |  | 9/13/24 |  |  | NO | YES |  |  |  |  | GE MEDICAL SYSTEMS 10732287 SPM17310040SA |  |  | Active |  | 74:FE:48:34:26:EF |  | Accessory | 1Y:00-MFG | 03/26/2019 | 03/01/2020 | COOPER UNIVERSITY HOSPITAL |  |  | ROOM 617 | 0012159581 | Susan Cannon | Preventative Maintenance | Closed | Richard Jolly | 09/14/2017 | 09/14/2017 | PERFORMANCE ASSURANCE AT INVENTORY | INVENTORIED DEVICE AND ENSURED DEVICE WAS FUNCTIONING PROPERLY. | 36A41CCE-0630-448E-9152-29826EFA9441 | Labor | 09/13/2017 | 09/13/2017 | Richard Jolly
|  | GE HEALTHCARE | CARESCAPE C1-CPU | COMPUTER, DATA MANAGEMENT | SPM17310009SA | PEDIATRIC INTENSIVE CARE UNIT | Kelemen |  |  | 09/13/2017 |  | 9/13/24 |  |  | NO | YES |  |  |  |  | GE MEDICAL SYSTEMS 10732283 SPM17310009SA |  |  | Active |  | 74:FE:48:1E:6C:94 |  | Accessory | 1Y:00-MFG | 03/06/2019 | 03/01/2020 | COOPER UNIVERSITY HOSPITAL |  |  | ROOM 613 | 0012159550 | Susan Cannon | Performance Verification | Closed | Richard Jolly | 09/14/2017 | 09/14/2017 | INCOMING INVENTORY | DEVICE INVENTORIED | 3A04C334-A153-47F6-9B8D-E11DF97D487A | Labor | 09/14/2017 | 09/14/2017 | Bonnie Aichroth
|  | GE HEALTHCARE | CARESCAPE C1-CPU | COMPUTER, DATA MANAGEMENT | SPM17310030SA | PEDIATRIC INTENSIVE CARE UNIT | Kelemen |  |  | 09/13/2017 |  | 9/13/24 |  |  | NO | YES |  |  |  |  | GE MEDICAL SYSTEMS 10732284 SPM17310030SA |  |  | Active |  | 74:FE:48:1E:6B:08 |  | Accessory | 1Y:00-MFG | 03/06/2019 | 03/01/2020 | COOPER UNIVERSITY HOSPITAL |  |  | ROOM 614 | 0012159558 | Susan Cannon | Performance Verification | Closed | Richard Jolly | 09/14/2017 | 09/14/2017 | INCOMING INVENTORY | DEVICE INVENTORIED | 1FA15A85-C343-4131-8ACD-4B0B55BE2491 | Labor | 09/14/2017 | 09/14/2017 | Bonnie Aichroth
|  | GE HEALTHCARE | CARESCAPE C1-CPU | COMPUTER, DATA MANAGEMENT | SED13168941GA | ANESTHESIOLOGY | Pavilion |  |  | 06/10/2015 |  | 6/10/22 |  |  | NO | YES |  |  |  |  | GE MEDICAL SYSTEMS 10732274 SED13168941GA |  |  | Active |  | 00:20:C9:2B:19:EC |  | Accessory | 1Y:00-MFG | 10/25/2019 | 10/01/2020 | COOPER UNIVERSITY HOSPITAL |  |  | Pav OR P1 | 0012266480 | GIACINTA ROUPAS | Performance Verification | Closed | Josh Harris | 10/05/2017 | 10/05/2017 | INCOMING INVENTORY | DEVICE INVENTORIED | C24148EA-8F74-4183-A1F9-46B335221F67 | Labor | 10/05/2017 | 10/05/2017 | Josh Harris
|  | GE HEALTHCARE | CARESCAPE C1-CPU | COMPUTER, DATA MANAGEMENT | SED13088233GA |  | 900 Centennial Blvd | Suite E | [6 empty] | NO | YES
|  | GE HEALTHCARE | CARESCAPE C1-CPU | COMPUTER, DATA MANAGEMENT | SKA16208952SA | PACU KELEMEN | Kelemen |  |  | 04/29/2016 |  | 4/29/23 |  |  | NO | YES |  |  |  |  | GE MEDICAL SYSTEMS 10505413 SKA16208952SA |  |  | Active |  | 74:FE:48:12:D4:93 |  | Accessory | 1Y:00-MFG | 06/18/2019 | 06/01/2020 | COOPER UNIVERSITY HOSPITAL |  |  | PACU-K9 | 0011044945 | FRANK OBRIEN | Performance Verification | Closed | Bonnie Aichroth | 01/11/2017 | 01/11/2017 | INCOMING INVENTORY | DEVICE INVENTORIED | D6431E4B-A92F-4CDC-8C08-6AD21C893204 | Labor | 01/11/2017 | 01/11/2017 | Bonnie Aichroth
|  | GE HEALTHCARE | CARESCAPE C1-CPU | COMPUTER, DATA MANAGEMENT | SKA16208948SA | PACU KELEMEN | Kelemen |  |  | 04/29/2016 |  | 4/29/23 |  |  | NO | YES |  |  |  |  | GE MEDICAL SYSTEMS 10505411 SKA16208948SA |  |  | Active |  | 74:FE:48:12:D4:B1 |  | Accessory | 1Y:00-MFG | 06/18/2019 | 06/01/2020 | COOPER UNIVERSITY HOSPITAL |  |  | PACU-K8 | 0011044941 | FRANK OBRIEN | Preventative Maintenance | Closed | Bonnie Aichroth | 01/11/2017 | 01/11/2017 | PERFORMANCE ASSURANCE AT INVENTORY | INVENTORIED DEVICE AND ENSURED DEVICE WAS FUNCTIONING PROPERLY. | 9CB6D257-086B-4BA5-A415-4A71DA1F7F3E | Labor | 04/29/2016 | 04/29/2016 | Richard Jolly
|  | GE HEALTHCARE | CARESCAPE C1-CPU | COMPUTER, DATA MANAGEMENT | SKA16209022SA | PACU KELEMEN | Kelemen |  |  | 04/29/2016 |  | 4/29/23 |  |  | NO | YES |  |  |  |  | GE MEDICAL SYSTEMS 10505409 SKA16209022SA |  |  | Active |  | 74:FE:48:12:DB:2D |  | Accessory | 1Y:00-MFG | 06/18/2019 | 06/01/2020 | COOPER UNIVERSITY HOSPITAL |  |  | PACU-K7 | 0011044936 | FRANK OBRIEN | Performance Verification | Closed | Bonnie Aichroth | 01/11/2017 | 01/11/2017 | INCOMING INVENTORY | DEVICE INVENTORIED | E5222DCA-AF5D-4B5F-AF02-035A0EAA8F48 | Labor | 01/11/2017 | 01/11/2017 | Bonnie Aichroth
|  | GE HEALTHCARE | CARESCAPE C1-CPU | COMPUTER, DATA MANAGEMENT | SKA16208984SA | PACU KELEMEN | Kelemen |  |  | 04/29/2016 |  | 4/29/23 |  |  | NO | YES |  |  |  |  | GE MEDICAL SYSTEMS 10505407 SKA16208984SA |  |  | Active |  | 74:FE:48:12:D3:32 |  | Accessory | 1Y:00-MFG | 06/18/2019 | 06/01/2020 | COOPER UNIVERSITY HOSPITAL |  |  | PACU-K6 | 0011044931 | FRANK OBRIEN | Performance Verification | Closed | Bonnie Aichroth | 01/11/2017 | 01/11/2017 | INCOMING INVENTORY | DEVICE INVENTORIED | 892C4D2E-CD6C-4B37-A1A8-BF4C28646C81 | Labor | 01/11/2017 | 01/11/2017 | Bonnie Aichroth
|  | GE HEALTHCARE | CARESCAPE C1-CPU | COMPUTER, DATA MANAGEMENT | SKA16208936SA | PACU KELEMEN | Kelemen |  |  | 04/29/2016 |  | 4/29/23 |  |  | NO | YES |  |  |  |  | GE MEDICAL SYSTEMS 10505405 SKA16208936SA |  |  | Active |  | 74:FE:48:12:B9:AD |  | Accessory | 1Y:00-MFG | 06/18/2019 | 06/01/2020 | COOPER UNIVERSITY HOSPITAL |  |  | PACU-K5 | 0011044924 | FRANK OBRIEN | Performance Verification | Closed | Bonnie Aichroth | 01/11/2017 | 01/11/2017 | INCOMING INVENTORY | DEVICE INVENTORIED | BF0B09C4-9BF4-4298-A7A7-B1DD2EEF5B8C | Labor | 01/11/2017 | 01/11/2017 | Bonnie Aichroth
|  | GE HEALTHCARE | CARESCAPE C1-CPU | COMPUTER, DATA MANAGEMENT | SKA16209028SA | PACU KELEMEN | Kelemen |  |  | 04/29/2016 |  | 4/29/23 |  |  | NO | YES |  |  |  |  | GE MEDICAL SYSTEMS 10505403 SKA16209028SA |  |  | Active |  | 74:FE:48:12:D4:05 |  | Accessory | 1Y:00-MFG | 06/18/2019 | 06/01/2020 | COOPER UNIVERSITY HOSPITAL |  |  | PACU-K4 | 0011044921 | FRANK OBRIEN | Preventative Maintenance | Closed | Bonnie Aichroth | 01/11/2017 | 01/11/2017 | PERFORMANCE ASSURANCE AT INVENTORY | INVENTORIED DEVICE AND ENSURED DEVICE WAS FUNCTIONING PROPERLY. | 70EE6985-1937-44D1-8019-EBE7DB7A61B0 | Labor | 04/29/2016 | 04/29/2016 | Richard Jolly
|  | GE HEALTHCARE | CARESCAPE C1-CPU | COMPUTER, DATA MANAGEMENT | SKA16209038SA | PACU KELEMEN | Kelemen |  |  | 04/29/2016 |  | 4/29/23 |  |  | NO | YES |  |  |  |  | GE MEDICAL SYSTEMS 10505393 SKA16209038SA |  |  | Active |  | 74:FE:48:12:D3:E6 |  | Accessory | 1Y:00-MFG | 06/18/2019 | 06/01/2020 | COOPER UNIVERSITY HOSPITAL |  |  | PACU-K3 | 0011044911 | FRANK OBRIEN | Performance Verification | Closed | Bonnie Aichroth | 01/11/2017 | 01/11/2017 | INCOMING INVENTORY | DEVICE INVENTORIED | 93E74706-1819-4E8F-B82A-CDBDA2683341 | Labor | 01/11/2017 | 01/11/2017 | Bonnie Aichroth
|  | GE HEALTHCARE | CARESCAPE C1-CPU | COMPUTER, DATA MANAGEMENT | SKA16064837SA | ANESTHESIOLOGY | Kelemen |  |  | 05/06/2016 |  | 5/6/23 |  |  | NO | YES |  |  |  |  | GE MEDICAL SYSTEMS 10505068 SKA16064837SA |  |  | Active |  | 74:FE:48:11:97:A6 |  | Accessory | 1Y:00-MFG | 10/25/2019 | 10/01/2020 | COOPER UNIVERSITY HOSPITAL |  |  | Kelemen OR K11 |  | GIACINTA ROUPAS
|  | GE HEALTHCARE | CARESCAPE C1-CPU | COMPUTER, DATA MANAGEMENT | SKA16064838SA | ANESTHESIOLOGY | Kelemen |  |  | 05/06/2016 |  | 5/6/23 |  |  | NO | YES |  |  |  |  | GE MEDICAL SYSTEMS 10480439 SKA16064838SA |  |  | Active |  | 74:FE:48:11:97:AA |  | Accessory | 1Y:00-MFG | 10/25/2019 | 10/01/2020 | COOPER UNIVERSITY HOSPITAL |  |  | Kelemen OR K10 |  | GIACINTA ROUPAS
|  | GE HEALTHCARE | CARESCAPE C1-CPU | COMPUTER, DATA MANAGEMENT | SKA16064834SA | ANESTHESIOLOGY | Kelemen |  |  | 05/06/2016 |  | 5/6/23 |  |  | NO | YES |  |  |  |  | GE MEDICAL SYSTEMS 10480435 SKA16064834SA |  |  | Active |  | 74:FE:48:11:97:93 |  | Accessory | 1Y:00-MFG | 10/25/2019 | 10/01/2020 | COOPER UNIVERSITY HOSPITAL |  |  | Kelemen OR K12 |  | GIACINTA ROUPAS
|  | GE HEALTHCARE | CARESCAPE C1-CPU | COMPUTER, DATA MANAGEMENT | SKA1606432SA | ANESTHESIOLOGY | Kelemen |  |  | 05/06/2016 |  | 5/6/23 |  |  | NO | YES |  |  |  |  | GE MEDICAL SYSTEMS 10480432 SKA1606432SA |  |  | Active |  | 74:FE:48:11:97:70 |  | Accessory | 1Y:00-MFG | 10/25/2019 | 10/01/2020 | COOPER UNIVERSITY HOSPITAL |  |  | Kelemen OR 9 |  | GIACINTA ROUPAS
|  | GE HEALTHCARE | CARESCAPE C1-CPU | COMPUTER, DATA MANAGEMENT | SKA16064833SA | ANESTHESIOLOGY | Kelemen |  |  | 05/09/2016 |  | 5/9/23 |  |  | NO | YES |  |  |  |  | GE MEDICAL SYSTEMS 10480418 SKA16064833SA |  |  | Active |  | 74:FE:48:11:97:96 |  | Accessory | 1Y:00-MFG | 10/25/2019 | 10/01/2020 | COOPER UNIVERSITY HOSPITAL |  |  | KELEMEN OR 8 |  | GIACINTA ROUPAS
|  | GE HEALTHCARE | CARESCAPE C1-CPU | COMPUTER, DATA MANAGEMENT | SPM182600085A |  | Dorrance | [7 empty] | YES | YES
|  | GE HEALTHCARE | CARESCAPE C1-CPU | COMPUTER, DATA MANAGEMENT | SED11107798GA | PACU KELEMEN | Kelemen |  |  | 04/04/2011 |  | 4/4/18 |  |  | NO | YES |  |  |  |  | GE MEDICAL SYSTEMS 10368519 SED11107798GA |  |  | Active |  | 00:D0:C9:C2:EB:DF |  | Accessory | 1Y:00-MFG | 06/18/2019 | 06/01/2020 | COOPER UNIVERSITY HOSPITAL |  |  | K10 |  | FRANK OBRIEN
|  | GE HEALTHCARE | CARESCAPE C1-CPU | COMPUTER, DATA MANAGEMENT | SED11128123GA | PACU KELEMEN | Kelemen |  |  | 04/04/2011 |  | 4/4/18 |  |  | NO | YES |  |  |  |  | GE MEDICAL SYSTEMS 10368514 SED11128123GA |  |  | Active |  | 00:D0:C9:C2:EC:52 |  | Accessory | 1Y:00-MFG | 06/18/2019 | 06/01/2020 | COOPER UNIVERSITY HOSPITAL |  |  | K12 |  | FRANK OBRIEN
|  | GE HEALTHCARE | CARESCAPE C1-CPU | COMPUTER, DATA MANAGEMENT | SED11128128GA | PACU KELEMEN | Kelemen |  |  | 04/04/2011 |  | 4/4/18 |  |  | NO | YES |  |  |  |  | GE MEDICAL SYSTEMS 10368480 SED11128128GA |  |  | Active |  | 00:D0:C9:C2:EC:56 |  | Accessory | 1Y:00-MFG | 06/18/2019 | 06/01/2020 | COOPER UNIVERSITY HOSPITAL |  |  | K15 |  | FRANK OBRIEN
|  | GE HEALTHCARE | CARESCAPE C1-CPU | COMPUTER, DATA MANAGEMENT | SED11107799GA | PACU KELEMEN | Kelemen |  |  | 04/04/2011 |  | 4/4/18 |  |  | NO | YES |  |  |  |  | GE MEDICAL SYSTEMS 10368476 SED11107799GA |  |  | Active |  | 00:D0:C9:C2:EC:0E |  | Accessory | 1Y:00-MFG | 06/18/2019 | 06/01/2020 | COOPER UNIVERSITY HOSPITAL |  |  | k2 |  | FRANK OBRIEN
|  | GE HEALTHCARE | CARESCAPE C1-CPU | COMPUTER, DATA MANAGEMENT | SED11128141GA | PACU KELEMEN | Kelemen |  |  | 04/04/2011 |  | 4/4/18 |  |  | NO | YES |  |  |  |  | GE MEDICAL SYSTEMS 10368469 SED11128141GA |  |  | Active |  | 00:D0:C9:C2:EC:06 |  | Accessory | 1Y:00-MFG | 06/18/2019 | 06/01/2020 | COOPER UNIVERSITY HOSPITAL |  |  | K4 |  | FRANK OBRIEN
|  | GE HEALTHCARE | CARESCAPE C1-CPU | COMPUTER, DATA MANAGEMENT | SED11107801GA | PACU KELEMEN | Kelemen |  |  | 04/04/2011 |  | 4/4/18 |  |  | NO | YES |  |  |  |  | GE MEDICAL SYSTEMS 10368468 SED11107801GA |  |  | Active |  | 00:D0:C9:C4:F7:39 |  | Accessory | 1Y:00-MFG | 06/18/2019 | 06/01/2020 | COOPER UNIVERSITY HOSPITAL |  |  | K6 |  | FRANK OBRIEN
|  | GE HEALTHCARE | CARESCAPE C1-CPU | COMPUTER, DATA MANAGEMENT | SED11117825GA | PACU KELEMEN | Kelemen |  |  | 04/04/2011 |  | 4/4/18 |  |  | NO | YES |  |  |  |  | GE MEDICAL SYSTEMS 10368464 SED11117825GA |  |  | Active |  | 00:D0:C9:C4:F7:0A |  | Accessory | 1Y:00-MFG | 06/18/2019 | 06/01/2020 | COOPER UNIVERSITY HOSPITAL |  |  | K10 |  | FRANK OBRIEN
|  | GE HEALTHCARE | CARESCAPE C1-CPU | COMPUTER, DATA MANAGEMENT | SED1111783GA | PACU KELEMEN | Kelemen |  |  | 04/04/2011 |  | 4/4/18 |  |  | NO | YES |  |  |  |  | GE MEDICAL SYSTEMS 10368459 SED1111783GA |  |  | Active |  | 00:D0:C9:C2:EC:60 |  | Accessory | 1Y:00-MFG | 06/18/2019 | 06/01/2020 | COOPER UNIVERSITY HOSPITAL |  |  | K9 |  | FRANK OBRIEN
|  | GE HEALTHCARE | CARESCAPE C1-CPU | COMPUTER, DATA MANAGEMENT | SED12102369GA | ANESTHESIOLOGY | Kelemen |  |  | 08/01/2012 |  | 8/1/19 |  |  | NO | YES |  |  |  |  | GE MEDICAL SYSTEMS 10367852 SED12102369GA |  |  | Active |  | 00:D0:C9:C8:37:98 |  | Accessory | 1Y:00-MFG | 10/25/2019 | 10/01/2020 | COOPER UNIVERSITY HOSPITAL |  |  | Cath Lab 2 |  | GIACINTA ROUPAS
|  | GE HEALTHCARE | CARESCAPE C1-CPU | COMPUTER, DATA MANAGEMENT | SED11117844GA | PACU KELEMEN | Kelemen |  |  | 04/04/2011 |  | 4/4/18 |  |  | NO | YES |  |  |  |  | GE MEDICAL SYSTEMS 10366387 SED11117844GA |  |  | Active |  | 00:D0:C9:C2:EC:4D |  | Accessory | 1Y:00-MFG | 06/19/2019 | 06/01/2020 | COOPER UNIVERSITY HOSPITAL |  |  | BED K8 |  | FRANK OBRIEN
|  | GE HEALTHCARE | CARESCAPE C1-CPU | COMPUTER, DATA MANAGEMENT | SDY13286042GA | KELEMEN 8 PCU | Kelemen |  |  | 06/28/2013 |  | 6/28/20 |  |  | NO | YES |  |  |  |  | GE MEDICAL SYSTEMS 10355576 SDY13286042GA |  |  | Active |  | 00:D0:C9:DC:A2:9F |  | Alarm | 1Y:00-MFG | 01/22/2019 | 01/01/2020 | COOPER UNIVERSITY HOSPITAL |  |  | TELE RM S10 CIC 3 |  | BYRON WELLS
|  | GE HEALTHCARE | CARESCAPE C1-CPU | COMPUTER, DATA MANAGEMENT | SKA15191123GA | VOORHEES SURGERY CENTER-OPERATING ROOM | 900 Centennial Blvd | Suite E |  | 06/19/2015 |  | 6/19/22 |  |  | NO | YES |  |  |  |  | GE MEDICAL SYSTEMS 10347744 SKA15191123GA |  |  | Active |  | 00:80:D4:09:20:A1 |  | Accessory | 1Y:00-MFG | 03/21/2019 | 03/01/2020 | COOPER AMBULATORY OFF-SITES |  |  | OR 2 |  | JENNIFER BOMBARO
|  | GE HEALTHCARE | CARESCAPE C1-CPU | COMPUTER, DATA MANAGEMENT | SKA15191153GA | VOORHEES SURGERY CENTER-OPERATING ROOM | 900 Centennial Blvd | Suite E |  | 06/19/2015 |  | 6/19/22 |  |  | NO | YES |  |  |  |  | GE MEDICAL SYSTEMS 10347728 SKA15191153GA |  |  | Active |  | 74:FE:48:0D:41:64 |  | Accessory | 1Y:00-MFG | 03/18/2019 | 03/01/2020 | COOPER AMBULATORY OFF-SITES |  |  | OR 1 |  | JENNIFER BOMBARO
|  | GE HEALTHCARE | CARESCAPE C1-CPU | COMPUTER, DATA MANAGEMENT | SKA15191120GA | VOORHEES SURGERY CENTER-OPERATING ROOM | 900 Centennial Blvd | Suite E |  | 03/18/2019 |  | 3/18/26 |  |  | NO | YES |  |  |  |  | GE MEDICAL SYSTEMS 30149591 SKA15191120GA |  |  | Active |  | 74:FE:48:0D:71:D9 |  | Accessory | 1Y:00-MFG | 03/18/2019 | 03/18/2019 | COOPER AMBULATORY OFF-SITES |  |  | OR 3 |  | JENNIFER BOMBARO |  |  |  | 03/18/2019 | 03/18/2019 |  |  |  |  | 03/18/2019 | 03/18/2019
|  | GE HEALTHCARE | CIC PRO | COMPUTER, DATA MANAGEMENT | SDY08510309GA | EMERGENCY ROOM | Kelemen |  |  | 02/19/2019 |  | 2/19/26 |  |  | NO | YES |  |  |  |  | GE MEDICAL SYSTEMS 11239362 SDY08510309GA |  |  | Active |  | 00:D0:C9:AE:DF:13 |  | Alarm | 1Y:00-MFG | 02/19/2019 | 02/19/2019 | COOPER UNIVERSITY HOSPITAL |  |  | ER - CIC #1 |  | KAREN GRUBER |  |  |  | 02/19/2019 | 02/19/2019 |  |  |  |  | 02/19/2019 | 02/19/2019
|  | GE HEALTHCARE | CIC PRO | COMPUTER, DATA MANAGEMENT | SDY14190509GA |  | Kelemen |  |  | 02/23/2019 |  | 2/23/26 |  |  | NO | YES |  |  |  |  | GE MEDICAL SYSTEMS 11239331 SDY14190509GA |  |  | Active |  | 74:FE:48:01:1E:B5 |  | Alarm | 1Y:00-MFG | 02/23/2019 | 02/23/2019 | COOPER UNIVERSITY HOSPITAL |  |  | HOLDING- CIC 1 |  | DOMINIC VENDETTA |  |  |  | 02/23/2019 | 02/23/2019 |  |  |  |  | 02/23/2019 | 02/23/2019
|  | GE HEALTHCARE | CIC PRO | COMPUTER, DATA MANAGEMENT | SDY13285993GA |  | Pavilion | [7 empty] | NO | YES
|  | GE HEALTHCARE | CIC PRO | COMPUTER, DATA MANAGEMENT | SGJ16191112SA | PACU KELEMEN | Kelemen |  |  | 01/13/2017 |  | 1/13/24 |  |  | NO | YES |  |  |  |  | GE MEDICAL SYSTEMS 10769273 SGJ16191112SA |  |  | Active |  | 74:FE:48:12:51:6C |  | Alarm | 1Y:00-MFG | 06/18/2019 | 06/01/2020 | COOPER UNIVERSITY HOSPITAL |  |  |  | 0011488360 | FRANK OBRIEN | Performance Verification | Closed | Bonnie Aichroth | 04/17/2017 | 04/17/2017 | INCOMING INVENTORY | DEVICE INVENTORIED | 117F2600-0A45-45CD-880E-C5E6735FD455 | Labor | 04/17/2017 | 04/17/2017 | Bonnie Aichroth
|  | GE HEALTHCARE | CIC PRO | COMPUTER, DATA MANAGEMENT | SPM17470180SA | ANESTHESIOLOGY | Pavilion |  |  | 02/12/2018 |  | 2/12/25 |  |  | NO | YES |  |  |  |  | GE MEDICAL SYSTEMS 10752646 SPM17470180SA |  |  | Active |  | 74:FE:48:24:81:82 |  | Alarm | PAAR:00-PVAR | 10/31/2019 |  | COOPER UNIVERSITY HOSPITAL |  |  |  | WOT00000000549114 | GIACINTA ROUPAS | Performance Verification | Closed | Salvatore Bombara | 02/15/2018 | 08/14/2019 | Performance Verification for GE MEDICAL SYSTEMS 10752646 SPM17470180SA | Initial Install of Performance Verification. Device is ready for patient use.
|  | GE HEALTHCARE | CIC PRO | COMPUTER, DATA MANAGEMENT | SGJ16129934SA | KELEMEN 8 PCU | Kelemen |  |  | 06/15/2016 |  | 6/15/23 |  |  | NO | YES |  |  |  |  | GE MEDICAL SYSTEMS 10505241 SGJ16129934SA |  |  | Active |  | 74:FE:48:11:0D:D8 |  | Alarm | 1Y:00-MFG | 01/21/2019 | 01/01/2020 | COOPER UNIVERSITY HOSPITAL |  |  | TELE RM PAV5 CIC3 |  | BYRON WELLS
|  | GE HEALTHCARE | CIC PRO | COMPUTER, DATA MANAGEMENT | SGJ16109515SA | KELEMEN 8 PCU | Kelemen |  |  | 06/15/2016 |  | 6/15/23 |  |  | NO | YES |  |  |  |  | GE MEDICAL SYSTEMS 10505240 SGJ16109515SA |  |  | Active |  | 74:FE:48:11:7A:8D |  | Alarm | 1Y:00-MFG | 01/21/2019 | 01/01/2020 | COOPER UNIVERSITY HOSPITAL |  |  | TELE RM PAV5 CIC4 |  | BYRON WELLS
|  | GE HEALTHCARE | CIC PRO | COMPUTER, DATA MANAGEMENT | SGJ16129954SA | MD ANDERSON INPATIENT ONCOLOGY | Pavilion |  |  | 06/15/2016 |  | 6/15/23 |  |  | NO | YES |  |  |  |  | GE MEDICAL SYSTEMS 10480476 SGJ16129954SA |  |  | Active |  | 74:FE:48:11:6D:61 |  | Alarm | 1Y:00-MFG | 05/23/2019 | 05/01/2020 | COOPER UNIVERSITY HOSPITAL |  |  | P5 - Nurses Station |  | MIRIAM ZIEGLER
|  | GE HEALTHCARE | CIC PRO | COMPUTER, DATA MANAGEMENT | SGJ16099506SA | MD ANDERSON INPATIENT ONCOLOGY | Pavilion |  |  | 06/15/2016 |  | 6/15/23 |  |  | NO | YES |  |  |  |  | GE MEDICAL SYSTEMS 10480477 SGJ16099506SA |  |  | Active |  | 74:FE:48:11:7A:BB |  | Alarm | 1Y:00-MFG | 05/23/2019 | 05/01/2020 | COOPER UNIVERSITY HOSPITAL |  |  | Suite 215 - Moves |  | MIRIAM ZIEGLER
|  | GE HEALTHCARE | CIC PRO | COMPUTER, DATA MANAGEMENT | SDY13366635GA | PEDIATRICS SOUTH 7 | Kelemen |  |  | 06/28/2013 |  | 6/28/20 |  |  | NO | YES |  |  |  |  | GE MEDICAL SYSTEMS 10369660 SDY13366635GA |  |  | Active |  | 00:D0:C9:DD:5A:0E |  | Alarm | 1Y:00-MFG | 12/31/2018 | 12/01/2019 | COOPER UNIVERSITY HOSPITAL |  |  | South 7 nurse station |  | JOANNE FOX
|  | GE HEALTHCARE | CIC PRO | COMPUTER, DATA MANAGEMENT | SDY13366645GA | EMERGENCY ROOM | Kelemen |  |  | 06/28/2013 |  | 6/28/20 |  |  | NO | YES |  |  |  |  | GE MEDICAL SYSTEMS 10368782 SDY13366645GA |  |  | Active |  | 00:D0:C9:DC:6D:E0 |  | Alarm | 1Y:00-MFG | 02/22/2019 | 02/01/2020 | COOPER UNIVERSITY HOSPITAL |  |  | EMERGENCY DEPARTMENT |  | KAREN GRUBER
|  | GE HEALTHCARE | CIC PRO | COMPUTER, DATA MANAGEMENT | SDY10446134GA | CAT SCAN | Kelemen | Basement |  | 09/09/2010 |  | 9/9/17 |  |  | NO | YES |  |  |  |  | GE MEDICAL SYSTEMS 10368706 SDY10446134GA |  |  | Active |  | 00:D0:C9:BA:FE:16 |  | Alarm | 1Y:00-MFG | 07/23/2019 | 07/01/2020 | COOPER UNIVERSITY HOSPITAL |  |  | CT RAD NURSE STATION |  | PAULETTE DUCKREY
|  | GE HEALTHCARE | CIC PRO | COMPUTER, DATA MANAGEMENT | SDY13134974GA | EMERGENCY ROOM | Kelemen |  |  | 06/28/2013 |  | 6/28/20 |  |  | NO | YES |  |  |  |  | GE MEDICAL SYSTEMS 10368137 SDY13134974GA |  |  | Active |  | 00:D0:C9:DA:6B:49 |  | Alarm | 1Y:00-MFG | 02/19/2019 | 02/01/2020 | COOPER UNIVERSITY HOSPITAL |  |  | ER - PEDS |  | KAREN GRUBER
|  | GE HEALTHCARE | CIC PRO | COMPUTER, DATA MANAGEMENT | SDV09382517GA | EMERGENCY ROOM | Kelemen |  |  | 05/26/2009 |  | 5/26/16 |  |  | NO | YES |  |  |  |  | GE MEDICAL SYSTEMS 10367741 SDV09382517GA |  |  | Active |  | 00:D0:C9:B2:D4:57 |  | Alarm | 1Y:00-MFG | 02/19/2019 | 02/01/2020 | COOPER UNIVERSITY HOSPITAL |  |  | EMERGENCY DEPARTMENT |  | KAREN GRUBER
|  | GE HEALTHCARE | CIC PRO | COMPUTER, DATA MANAGEMENT | SDY11158790GA | CDU - CLINICAL DECISION UNIT-9 KELEMEN | Kelemen |  |  | 03/21/2011 |  | 3/21/18 |  |  | NO | YES |  |  |  |  | GE MEDICAL SYSTEMS 10367722 SDY11158790GA |  |  | Active |  | 00:D0:C9:C5:BE:6C |  | Alarm | 1Y:00-MFG | 05/20/2019 | 05/01/2020 | COOPER UNIVERSITY HOSPITAL |  |  | 1st floor |  | KAREN GRUBER
|  | GE HEALTHCARE | CIC PRO | COMPUTER, DATA MANAGEMENT | SDY13286037GA | CCU - CORONARY CARE UNIT | Kelemen |  |  | 06/28/2013 |  | 6/28/20 |  |  | NO | YES |  |  |  |  | GE MEDICAL SYSTEMS 10367272 SDY13286037GA |  |  | Active |  | 74:FE:48:02:F7:A5 |  | Alarm | 1Y:00-MFG | 06/21/2019 | 06/01/2020 | COOPER UNIVERSITY HOSPITAL |  |  | CCU NURSE STATION |  | CAROLYN RUMELL
|  | GE HEALTHCARE | CIC PRO | COMPUTER, DATA MANAGEMENT | SDY13286028GA | INTENSIVE CARE UNIT | Pavilion |  |  | 07/16/2013 |  | 7/16/20 |  |  | NO | YES |  |  |  |  | GE MEDICAL SYSTEMS 10365127 SDY13286028GA |  |  | Active |  | 00:D0:C9:DC:D3:B5 |  | Alarm | PAAR:00-PVAR | 10/31/2019 |  | COOPER UNIVERSITY HOSPITAL |  |  | ICU |  | CAROLYN RUMELL
|  | GE HEALTHCARE | CIC PRO | COMPUTER, DATA MANAGEMENT | SDY13286033GA | PACU KELEMEN | Kelemen |  |  | 06/28/2013 |  | 6/28/20 |  |  | NO | YES |  |  |  |  | GE MEDICAL SYSTEMS 10364983 SDY13286033GA |  |  | Active |  | 00:D0:C9:DC:A0 |  | Alarm | 1Y:00-MFG | 06/19/2019 | 06/01/2020 | COOPER UNIVERSITY HOSPITAL |  |  | BIOMED |  | FRANK OBRIEN
|  | GE HEALTHCARE | CIC PRO | COMPUTER, DATA MANAGEMENT | SDY13366634GA | NEURO/ORTHO/MEDSURG/7 PAV | Pavilion |  |  | 06/28/2013 |  | 6/28/20 |  |  | NO | YES |  |  |  |  | GE MEDICAL SYSTEMS 10356673 SDY13366634GA |  |  | Active |  | 00:D0:C9:DD:5A:08 |  | Alarm | 1Y:00-MFG | 02/19/2019 | 02/01/2020 | COOPER UNIVERSITY HOSPITAL |  |  | PAVILION 7 |  | Pam Young
|  | GE HEALTHCARE | CIC PRO | COMPUTER, DATA MANAGEMENT | SDY11158805GA | CARDIAC CATH LAB | Kelemen |  |  | 05/11/2011 |  | 5/11/18 |  |  | NO | YES |  |  |  |  | GE MEDICAL SYSTEMS 10356486 SDY11158805GA |  |  | Active |  | 00:D0:C9:C5:BE:AE |  | Alarm | 1Y:00-MFG | 05/30/2019 | 05/01/2020 | COOPER UNIVERSITY HOSPITAL |  |  | CCL - Nurses Station |  | LINDA BEAN
|  | GE HEALTHCARE | CIC PRO | COMPUTER, DATA MANAGEMENT | SDY13134959GA |  | Kelemen |  |  | 06/28/2013 |  | 6/28/20 |  |  | NO | YES |  |  |  |  | GE MEDICAL SYSTEMS 10356234 SDY13134959GA |  |  | Active |  | 00:D0:C9:C5:BE:B5 |  | Alarm | 1Y:00-MFG | 06/21/2019 | 06/01/2020 | COOPER UNIVERSITY HOSPITAL |  |  | PACU |  | FRANK OBRIEN
|  | GE HEALTHCARE | CIC PRO | COMPUTER, DATA MANAGEMENT | SDY13366624GA | INTERMEDIATE NURSING CARE UNIT | Kelemen |  |  | 06/28/2013 |  | 6/28/20 |  |  | NO | YES |  |  |  |  | GE MEDICAL SYSTEMS 10356049 SDY13366624GA |  |  | Active |  | 74:FE:48:03:27:C6 |  | Alarm | 1Y:00-MFG | 11/01/2019 | 11/01/2020 | COOPER UNIVERSITY HOSPITAL |  |  | NURSES STATION |  | Lisa Brooks
|  | GE HEALTHCARE | CIC PRO | COMPUTER, DATA MANAGEMENT | SDY13285992GA | INTENSIVE CARE UNIT | Pavilion |  |  | 07/16/2013 |  | 7/16/20 |  |  | NO | YES |  |  |  |  | GE MEDICAL SYSTEMS 10355895 SDY13285992GA |  |  | Active |  | 00:D0:C9:DB:A3:F5 |  | Alarm | 1Y:00-MFG | 06/25/2019 | 06/01/2020 | COOPER UNIVERSITY HOSPITAL |  |  | ICU |  | CAROLYN RUMELL
|  | GE HEALTHCARE | CIC PRO | COMPUTER, DATA MANAGEMENT | SDY13286054GA | INTENSIVE CARE UNIT | Pavilion |  |  | 07/16/2013 |  | 7/16/20 |  |  | NO | YES |  |  |  |  | GE MEDICAL SYSTEMS 10355901 SDY13286054GA |  |  | Active |  | 74:FE:48:03:28:75 |  | Alarm | 1Y:00-MFG | 06/25/2019 | 06/01/2020 | COOPER UNIVERSITY HOSPITAL |  |  | 7 SOUTH PEDS |  | CAROLYN RUMELL
|  | GE HEALTHCARE | CIC PRO | COMPUTER, DATA MANAGEMENT | SDY14101949GR | PAVILION 8 | Pavilion |  |  | 03/06/2014 |  | 3/6/21 |  |  | NO | YES |  |  |  |  | GE MEDICAL SYSTEMS 10355894 SDY14101949GR |  |  | Active |  | 00:D0:C9:ED:A4:5E |  | Alarm | 1Y:00-MFG | 07/15/2019 | 07/01/2020 | COOPER UNIVERSITY HOSPITAL |  |  | 8 PAVILION |  | BRIAN OSHAUGHNESSY
|  | GE HEALTHCARE | CIC PRO | COMPUTER, DATA MANAGEMENT | SDY13366684GA | TSDU - KELEMEN S7 | Kelemen |  |  | 06/28/2013 |  | 6/28/20 |  |  | NO | YES |  |  |  |  | GE MEDICAL SYSTEMS 10355607 SDY13366684GA |  |  | Active |  | 00:D0:C9:EA:FB:C2 |  | Alarm | 1Y:00-MFG | 02/21/2019 | 02/01/2020 | COOPER UNIVERSITY HOSPITAL |  |  | TRAUMA STEP DOWN |  | JEN VANDER HORN
|  | GE HEALTHCARE | CIC PRO | COMPUTER, DATA MANAGEMENT | SDY13286043GA | KELEMEN 8 PCU | Kelemen |  |  | 06/28/2013 |  | 6/28/20 |  |  | NO | YES |  |  |  |  | GE MEDICAL SYSTEMS 10355586 SDY13286043GA |  |  | Active |  | 00:D0:C9:DC:A2:95 |  | Alarm | 1Y:00-MFG | 01/21/2019 | 01/01/2020 | COOPER UNIVERSITY HOSPITAL |  |  | TELE RM S8 PCU CIC 5 |  | BYRON WELLS
|  | GE HEALTHCARE | CIC PRO | COMPUTER, DATA MANAGEMENT | SDY14051280GA | KELEMEN 8 PCU | Kelemen |  |  | 03/06/2014 |  | 3/6/21 |  |  | NO | YES |  |  |  |  | GE MEDICAL SYSTEMS 10355583 SDY14051280GA |  |  | Active |  | 00:D0:C9:ED:56:AF |  | Alarm | 1Y:00-MFG | 01/21/2019 | 01/01/2020 | COOPER UNIVERSITY HOSPITAL |  |  | TELE RM PAV9 CIC 4 |  | BYRON WELLS
|  | GE HEALTHCARE | CIC PRO | COMPUTER, DATA MANAGEMENT | SDY09422709GA | KELEMEN 8 PCU | Kelemen |  |  | 03/31/2009 |  | 3/31/16 |  |  | NO | YES |  |  |  |  | GE MEDICAL SYSTEMS 10355585 SDY09422709GA |  |  | Active |  | 00:D0:C9:B2:D2:AA |  | Alarm | 1Y:00-MFG | 01/21/2019 | 01/01/2020 | COOPER UNIVERSITY HOSPITAL |  |  | TELE RM 6TELE CIC1 |  | BYRON WELLS
|  | GE HEALTHCARE | CIC PRO | COMPUTER, DATA MANAGEMENT | SDY09131228GA | KELEMEN 8 PCU | Kelemen |  |  | 05/26/2009 |  | 5/26/16 |  |  | NO | YES |  |  |  |  | GE MEDICAL SYSTEMS 10355584 SDY09131228GA |  |  | Active |  | 00:D0:C9:B9:84:85 |  | Alarm | 1Y:00-MFG | 01/21/2019 | 01/01/2020 | COOPER UNIVERSITY HOSPITAL |  |  | BIOMED |  | BYRON WELLS
|  | GE HEALTHCARE | CIC PRO | COMPUTER, DATA MANAGEMENT | SDY14101951GR | KELEMEN 8 PCU | Kelemen |  |  | 03/06/2014 |  | 3/6/21 |  |  | NO | YES |  |  |  |  | GE MEDICAL SYSTEMS 10355582 SDY14101951GR |  |  | Active |  | 00:D0:C9:ED:A4:6E |  | Alarm | 1Y:00-MFG | 01/21/2019 | 01/01/2020 | COOPER UNIVERSITY HOSPITAL |  |  | TELE RM PAV9 CIC 3 |  | BYRON WELLS
|  | GE HEALTHCARE | CIC PRO | COMPUTER, DATA MANAGEMENT | SDY10244786GA | KELEMEN 8 PCU | Kelemen |  |  | 05/13/2010 |  | 5/13/17 |  |  | NO | YES |  |  |  |  | GE MEDICAL SYSTEMS 10355581 SDY10244786GA |  |  | Active |  | 00:D0:C9:B8:9B:76 |  | Alarm | 1Y:00-MFG | 01/21/2019 | 01/01/2020 | COOPER UNIVERSITY HOSPITAL |  |  | TELE RM 6TELE CIC3 |  | BYRON WELLS
|  | GE HEALTHCARE | CIC PRO | COMPUTER, DATA MANAGEMENT | SDY13286040GA | KELEMEN 8 PCU | Kelemen |  |  | 06/28/2013 |  | 6/28/20 |  |  | NO | YES |  |  |  |  | GE MEDICAL SYSTEMS 10355579 SDY13286040GA |  |  | Active |  | 00:D0:C9:DC:A1:A3 |  | Alarm | 1Y:00-MFG | 01/21/2019 | 01/01/2020 | COOPER UNIVERSITY HOSPITAL |  |  | TELE RM S8 PCU CIC 6 |  | BYRON WELLS
|  | GE HEALTHCARE | CIC PRO | COMPUTER, DATA MANAGEMENT | SDY09131202GA | BIOMEDICAL | Kelemen |  |  | 05/26/2009 |  | 5/26/16 |  |  | NO | YES |  |  |  |  | GE MEDICAL SYSTEMS 10355580 SDY09131202GA |  |  | Active |  | 00:D0:C9:B1:BA:7A |  | Alarm | 1Y:00-MFG | 01/21/2019 | 01/01/2020 | COOPER UNIVERSITY HOSPITAL |  |  | Biomed |  | Bonnie Aichroch
|  | GE HEALTHCARE | CIC PRO | COMPUTER, DATA MANAGEMENT | SDY09442871GA | KELEMEN 8 PCU | Kelemen |  |  | 03/31/2009 |  | 3/31/16 |  |  | NO | YES |  |  |  |  | GE MEDICAL SYSTEMS 10355578 SDY09442871GA |  |  | Active |  | 00:D0:C9:B8:D5:2B |  | Alarm | 1Y:00-MFG | 01/21/2019 | 01/01/2020 | COOPER UNIVERSITY HOSPITAL |  |  | TELE RM S8 PCU CIC 4 |  | BYRON WELLS
|  | GE HEALTHCARE | CIC PRO | COMPUTER, DATA MANAGEMENT | SDY13286034GA | KELEMEN 8 PCU | Kelemen |  |  | 06/28/2013 |  | 6/28/20 |  |  | NO | YES |  |  |  |  | GE MEDICAL SYSTEMS 10355577 SDY13286034GA |  |  | Active |  | 00:D0:C9:DC:A0:72 |  | Alarm | 1Y:00-MFG | 01/21/2019 | 01/01/2020 | COOPER UNIVERSITY HOSPITAL |  |  | TELE RM S10 CIC 1 |  | BYRON WELLS
|  | GE HEALTHCARE | CIC PRO | COMPUTER, DATA MANAGEMENT | SDY09231511GA | KELEMEN 8 PCU | Kelemen |  |  | 07/29/2009 |  | 7/29/16 |  |  | NO | YES |  |  |  |  | GE MEDICAL SYSTEMS 10355575 SDY09231511GA |  |  | Active |  | 00:D0:C9:AE:3B:90 |  | Alarm | 1Y:00-MFG | 01/21/2019 | 01/01/2020 | COOPER UNIVERSITY HOSPITAL |  |  | TELE RM 7TELE CIC 8 |  | BYRON WELLS
|  | GE HEALTHCARE | CIC PRO | COMPUTER, DATA MANAGEMENT | SDY11158789GA | CARDIAC CATH LAB | Kelemen |  |  | 05/11/2011 |  | 5/11/18 |  |  | NO | YES |  |  |  |  | GE MEDICAL SYSTEMS 10355573 SDY11158789GA |  |  | Active |  | 00:D0:C9:C5:BE:A7 |  | Alarm | 1Y:00-MFG | 05/30/2019 | 05/01/2020 | COOPER UNIVERSITY HOSPITAL |  |  | K845 - Tele Room CIC2 |  | LINDA BEAN
|  | GE HEALTHCARE | CIC PRO | COMPUTER, DATA MANAGEMENT | SDY11158760GA | CDU - CLINICAL DECISION UNIT-9 KELEMEN | Kelemen |  |  | 03/21/2011 |  | 3/21/18 |  |  | NO | YES |  |  |  |  | GE MEDICAL SYSTEMS 10355574 SDY11158760GA |  |  | Active |  | 00:D0:C9:C5:BE:EE |  | Alarm | 1Y:00-MFG | 05/21/2019 | 05/01/2020 | COOPER UNIVERSITY HOSPITAL |  |  | TELE RM CDU CIC 1 |  | KAREN GRUBER
|  | GE HEALTHCARE | CIC PRO | COMPUTER, DATA MANAGEMENT | SDY14051379GR | KELEMEN 8 PCU | Kelemen |  |  | 03/06/2014 |  | 3/6/21 |  |  | NO | YES |  |  |  |  | GE MEDICAL SYSTEMS 10355564 SDY14051379GR |  |  | Active |  | 00:D0:C9:ED:49:D9 |  | Alarm | 1Y:00-MFG | 01/21/2019 | 01/01/2020 | COOPER UNIVERSITY HOSPITAL |  |  | TELE RM PAV 8 CIC 4 |  | BYRON WELLS
|  | GE HEALTHCARE | CIC PRO | COMPUTER, DATA MANAGEMENT | SDY14051287GR | KELEMEN 8 PCU | Kelemen |  |  | 03/06/2014 |  | 3/6/21 |  |  | NO | YES |  |  |  |  | GE MEDICAL SYSTEMS 10355563 SDY14051287GR |  |  | Active |  | 00:D0:C9:ED:3E:C2 |  | Alarm | 1Y:00-MFG | 01/21/2019 | 01/01/2020 | COOPER UNIVERSITY HOSPITAL |  |  | TELE RM PAV 8 CIC 3 |  | BYRON WELLS
|  | GE HEALTHCARE | CIC PRO | COMPUTER, DATA MANAGEMENT | SDY09452888GA | MED/SURG 6 PAVILION | Pavilion |  |  | 03/31/2009 |  | 3/31/16 |  |  | NO | YES |  |  |  |  | GE MEDICAL SYSTEMS 10355297 SDY09452888GA |  |  | Active |  | 00:D0:C9:B5:2F:7C |  | Alarm | 1Y:00-MFG | 02/15/2019 | 02/01/2020 | COOPER UNIVERSITY HOSPITAL |  |  | 6 PAVILION |  | BRIAN OSHAUGHNESSY
|  | GE HEALTHCARE | CIC PRO | COMPUTER, DATA MANAGEMENT | SDY09452905GA | MED/SURG 6 PAVILION | Pavilion |  |  | 03/31/2009 |  | 3/31/16 |  |  | NO | YES |  |  |  |  | GE MEDICAL SYSTEMS 10355294 SDY09452905GA |  |  | Active |  | 00:D0:C9:B5:2E:41 |  | Alarm | 1Y:00-MFG | 02/15/2019 | 02/01/2020 | COOPER UNIVERSITY HOSPITAL |  |  | 6 PAVILION |  | BRIAN OSHAUGHNESSY
|  | GE HEALTHCARE | CIC PRO | COMPUTER, DATA MANAGEMENT | SDY10244792GA | BIOMEDICAL | Kelemen |  |  | 05/13/2010 |  | 5/13/17 |  |  | NO | YES |  |  |  |  | GE MEDICAL SYSTEMS 10349451 SDY10244792GA |  |  | Disposition |  |  |  | Alarm | 1Y:00-MFG | 11/20/2017 |  | COOPER UNIVERSITY HOSPITAL |  |  | Biomed |  | Bonnie Aichroch
|  | GE HEALTHCARE | CIC PRO | COMPUTER, DATA MANAGEMENT | SDY11158748GA | BIOMEDICAL | Kelemen |  |  | 04/04/2011 |  | 4/4/18 |  |  | NO | YES |  |  |  |  | GE MEDICAL SYSTEMS 10349429 SDY11158748GA |  |  | Active |  | 00:D0:C9:C5:BE:B5 |  | Alarm | 1Y:00-MFG | 06/27/2019 | 06/01/2020 | COOPER UNIVERSITY HOSPITAL |  |  | BIOMED loaner shelf |  | Bonnie Aichroch
|  | GE HEALTHCARE | CIC PRO | COMPUTER, DATA MANAGEMENT | SDY13255909GA | TRAUMA ADMIT | Kelemen |  |  | 06/28/2013 |  | 6/28/20 |  |  | NO | YES |  |  |  |  | GE MEDICAL SYSTEMS 10349406 SDY13255909GA |  |  | Active |  | 00:D0:C9:DB:0E:1F |  | Alarm | 1Y:00-MFG | 02/19/2019 | 02/01/2020 | COOPER UNIVERSITY HOSPITAL |  |  | TRAUMA ADMIT |  | Diane Floyd
|  | GE HEALTHCARE | CIC PRO | COMPUTER, DATA MANAGEMENT | SDY13285994GA | EMERGENCY ROOM | Kelemen |  |  | 06/28/2013 |  | 6/28/20 |  |  | NO | YES |  |  |  |  | GE MEDICAL SYSTEMS 10349346 SDY13285994GA |  |  | Active |  | 00:D0:C9:DB:A4:02 |  | Alarm | 1Y:00-MFG | 02/19/2019 | 02/01/2020 | COOPER UNIVERSITY HOSPITAL |  |  | EMERGENCY DEPARTMENT |  | KAREN GRUBER
|  | GE HEALTHCARE | CIC PRO | COMPUTER, DATA MANAGEMENT | SDY13366633GA | TRAUMA ICU | Kelemen | BASEMENT |  | 06/28/2013 |  | 6/28/20 |  |  | NO | YES |  |  |  |  | GE MEDICAL SYSTEMS 10346435 SDY13366633GA |  |  | Active |  | 00:D0:C9:DD:5A:17 |  | Alarm | 1Y:00-MFG | 02/26/2019 | 02/01/2020 | COOPER UNIVERSITY HOSPITAL |  |  | TRAUMA ICU |  | Diane Floyd
|  | GE HEALTHCARE | CIC PRO | COMPUTER, DATA MANAGEMENT | SDY13286050GA | KELEMEN 8 PCU | Kelemen |  |  | 06/28/2013 |  | 6/28/20 |  |  | NO | YES |  |  |  |  | GE MEDICAL SYSTEMS 10345230 SDY13286050GA |  |  | Active |  | 00:D0:C9:DC:9C:08 |  | Alarm | 1Y:00-MFG | 01/21/2019 | 01/01/2020 | COOPER UNIVERSITY HOSPITAL |  |  | TELE RM N8 PCU CIC1 |  | BYRON WELLS
|  | GE HEALTHCARE | CIC PRO | COMPUTER, DATA MANAGEMENT | SDY13286046GA | KELEMEN 8 PCU | Kelemen |  |  | 06/28/2013 |  | 6/28/20 |  |  | NO | YES |  |  |  |  | GE MEDICAL SYSTEMS 10345231 SDY13286046GA |  |  | Active |  | 00:D0:C9:DC:9C:96 |  | Alarm | 1Y:00-MFG | 01/21/2019 | 01/01/2020 | COOPER UNIVERSITY HOSPITAL |  |  | TELE RM N8 PCU CIC3 |  | BYRON WELLS
|  | GE HEALTHCARE | CIC PRO | COMPUTER, DATA MANAGEMENT | SDY13286035GA | EMERGENCY ROOM | Kelemen |  |  | 06/28/2013 |  | 6/28/20 |  |  | NO | YES |  |  |  |  | GE MEDICAL SYSTEMS 10345232 SDY13286035GA |  |  | Active |  | 00:D0:C9:DC:A0:6E |  | Alarm | 1Y:00-MFG | 01/22/2019 | 01/01/2020 | COOPER UNIVERSITY HOSPITAL |  |  | k1 er |  | KAREN GRUBER
|  | GE HEALTHCARE | CIC PRO | COMPUTER, DATA MANAGEMENT | NA |  | Kelemen | [7 empty] | YES | YES
|  | GE HEALTHCARE | SOLAR 8000I | COMPUTER, DATA MANAGEMENT | SBL07028003GA | BIOMEDICAL | Kelemen |  |  | 01/01/1900 |  |  |  |  | NO | YES |  |  |  |  | GE MEDICAL SYSTEMS 11653 SBL07028003GA |  |  | Disposition |  |  |  | Alarm | 1Y:00-MFG | 01/01/1900 | 01/01/1900 | COOPER UNIVERSITY HOSPITAL |  |  | BIOMED |  | Bonnie Aichroch |  |  |  | 01/01/1900 | 01/01/1900 |  |  |  |  | 01/01/1900 | 01/01/1900
|  | GE HEALTHCARE | SOLAR 8000I | COMPUTER, DATA MANAGEMENT | SBL07028014GA |  | Kelemen | [7 empty] | YES | YES
|  | GE HEALTHCARE | SOLAR 8000I | COMPUTER, DATA MANAGEMENT |  |  | Dorrance | [7 empty] | YES | YES
|  | GE HEALTHCARE | SOLAR 8000I | COMPUTER, DATA MANAGEMENT | SBL07038080GA | INTENSIVE CARE UNIT | Kelemen |  |  | 04/24/2007 |  | 4/24/14 |  |  | NO | YES |  |  |  |  | GE MEDICAL SYSTEMS 10369331 SBL07038080GA |  |  | Active |  | 00:00:A1:05:DB:DF |  | Alarm | 1Y:00-MFG | 06/18/2019 | 06/01/2020 | COOPER UNIVERSITY HOSPITAL |  |  | BED 19 |  | CAROLYN RUMELL
|  | GE HEALTHCARE | SOLAR 8000I | COMPUTER, DATA MANAGEMENT | SE408446720GA | INTENSIVE CARE UNIT | Pavilion |  |  | 01/15/2009 |  | 1/15/16 |  |  | NO | YES |  |  |  |  | GE MEDICAL SYSTEMS 10369232 SE408446720GA |  |  | Active |  | 00:00:A1:07:60:55 |  | Alarm | 1Y:00-MFG | 06/18/2019 | 06/01/2020 | COOPER UNIVERSITY HOSPITAL |  |  | ICU 30 |  | CAROLYN RUMELL
|  | GE HEALTHCARE | SOLAR 8000I | COMPUTER, DATA MANAGEMENT | SE409473220GA | TRAUMA ADMIT | Kelemen |  |  | 10/07/2008 |  | 10/7/15 |  |  | NO | YES |  |  |  |  | GE MEDICAL SYSTEMS 10368862 SE409473220GA |  |  | Active |  | 00:00:A1:07:D6:01 |  | Alarm | 1Y:00-MFG | 02/19/2019 | 02/01/2020 | COOPER UNIVERSITY HOSPITAL |  |  | TAA-TAA4 |  | Diane Floyd
|  | GE HEALTHCARE | SOLAR 8000I | COMPUTER, DATA MANAGEMENT | SBL07028033GA | TRAUMA ICU | Kelemen |  |  | 04/24/2007 |  | 4/24/14 |  |  | NO | YES |  |  |  |  | GE MEDICAL SYSTEMS 10368628 SBL07028033GA |  |  | Active |  | 00:00:A1:05:DA:35 |  | Alarm | 1Y:00-MFG | 02/25/2019 | 02/01/2020 | COOPER UNIVERSITY HOSPITAL |  |  | BED 17 |  | Diane Floyd
|  | GE HEALTHCARE | SOLAR 8000I | COMPUTER, DATA MANAGEMENT | SBL07028032GA | TRAUMA ICU | Kelemen |  |  | 04/24/2007 |  | 4/24/14 |  |  | NO | YES |  |  |  |  | GE MEDICAL SYSTEMS 10368623 SBL07028032GA |  |  | Active |  | 00:00:A1:05:DA:87 |  | Alarm | 1Y:00-MFG | 02/26/2019 | 02/01/2020 | COOPER UNIVERSITY HOSPITAL |  |  | bed 16 |  | Diane Floyd
|  | GE HEALTHCARE | SOLAR 8000I | COMPUTER, DATA MANAGEMENT | SBL07028009GA | TRAUMA ICU | Kelemen |  |  | 04/30/2007 |  | 4/30/14 |  |  | NO | YES |  |  |  |  | GE MEDICAL SYSTEMS 10368619 SBL07028009GA |  |  | Active |  | 00:00:A1:05:DA:27 |  | Alarm | 1Y:00-MFG | 02/26/2019 | 02/01/2020 | COOPER UNIVERSITY HOSPITAL |  |  | Bed 15 |  | Diane Floyd
|  | GE HEALTHCARE | SOLAR 8000I | COMPUTER, DATA MANAGEMENT | SBL0703875GA | INTENSIVE CARE UNIT | Pavilion |  |  | 04/18/2007 |  | 4/18/14 |  |  | NO | YES |  |  |  |  | GE MEDICAL SYSTEMS 10368249 SBL0703875GA |  |  | Active |  | 00:00:A1:05:DB:F7 |  | Alarm | 1Y:00-MFG | 06/19/2019 | 06/01/2020 | COOPER UNIVERSITY HOSPITAL |  |  | BED 21 |  | CAROLYN RUMELL
|  | GE HEALTHCARE | SOLAR 8000I | COMPUTER, DATA MANAGEMENT | SBL07038064GA | INTENSIVE CARE UNIT | Pavilion |  |  | 04/24/2007 |  | 4/24/14 |  |  | NO | YES |  |  |  |  | GE MEDICAL SYSTEMS 10368246 SBL07038064GA |  |  | Active |  | 00:00:A1:05:D7:59 |  | Alarm | 1Y:00-MFG | 06/19/2019 | 06/01/2020 | COOPER UNIVERSITY HOSPITAL |  |  | BED 23 |  | CAROLYN RUMELL
|  | GE HEALTHCARE | SOLAR 8000I | COMPUTER, DATA MANAGEMENT | SBL07028012GA | TRAUMA ADMIT | Kelemen |  |  | 04/24/2007 |  | 4/24/14 |  |  | NO | YES |  |  |  |  | GE MEDICAL SYSTEMS 10368202 SBL07028012GA |  |  | Active |  | 00:00:A1:05:D9:5F |  | Alarm | 1Y:00-MFG | 02/19/2019 | 02/01/2020 | COOPER UNIVERSITY HOSPITAL |  |  | TAA3 |  | Diane Floyd
|  | GE HEALTHCARE | SOLAR 8000I | COMPUTER, DATA MANAGEMENT | SBL07028011GA | TRAUMA ICU | Kelemen |  |  | 04/30/2007 |  | 4/30/14 |  |  | NO | YES |  |  |  |  | GE MEDICAL SYSTEMS 10368218 SBL07028011GA |  |  | Active |  | 00:00:A1:05:DA:3B |  | Alarm | 1Y:00-MFG | 02/26/2019 | 02/01/2020 | COOPER UNIVERSITY HOSPITAL |  |  | TICU BED 1 |  | Diane Floyd
|  | GE HEALTHCARE | SOLAR 8000I | COMPUTER, DATA MANAGEMENT | SBL07028013GA | TRAUMA ADMIT | Kelemen |  |  | 04/24/2007 |  | 4/24/14 |  |  | NO | YES |  |  |  |  | GE MEDICAL SYSTEMS 10368180 SBL07028013GA |  |  | Active |  | 00:00:A1:05:D9:C9 |  | Alarm | 1Y:00-MFG | 02/19/2019 | 02/01/2020 | COOPER UNIVERSITY HOSPITAL |  |  | TAA-TAA5 |  | Diane Floyd
|  | GE HEALTHCARE | SOLAR 8000I | COMPUTER, DATA MANAGEMENT | SE408374535GA |  | Kelemen |  |  | 11/03/2008 |  | 11/3/15 |  |  | NO | YES |  |  |  |  | GE MEDICAL SYSTEMS 10368134 SE408374535GA |  |  | Active |  | 00:00:A1:07:30:6D |  | Alarm | 1Y:00-MFG | 06/19/2019 | 06/01/2020 | COOPER UNIVERSITY HOSPITAL |  |  | PACU-BED36 |  | FRANK OBRIEN
|  | GE HEALTHCARE | SOLAR 8000I | COMPUTER, DATA MANAGEMENT | SE408374537GA |  | Pavilion |  |  | 11/03/2008 |  | 11/3/15 |  |  | NO | YES |  |  |  |  | GE MEDICAL SYSTEMS 10368101 SE408374537GA |  |  | Active |  | 00:00:A1:07:30:6D |  | Alarm | 1Y:00-MFG | 06/19/2019 | 06/01/2020 | COOPER UNIVERSITY HOSPITAL |  |  | PAVILION-3 |  | FRANK OBRIEN
|  | GE HEALTHCARE | SOLAR 8000I | COMPUTER, DATA MANAGEMENT | SE409250450GA | TRAUMA ICU | Kelemen |  |  | 08/18/2009 |  | 8/18/16 |  |  | NO | YES |  |  |  |  | GE MEDICAL SYSTEMS 10368063 SE409250450GA |  |  | Active |  | 00:00:A1:07:5B:5B |  | Alarm | 1Y:00-MFG | 02/26/2019 | 02/01/2020 | COOPER UNIVERSITY HOSPITAL |  |  | TICU-BED05 |  | Diane Floyd
|  | GE HEALTHCARE | SOLAR 8000I | COMPUTER, DATA MANAGEMENT | SE408467099GA |  | Kelemen | [7 empty] | YES | YES
|  | GE HEALTHCARE | SOLAR 8000I | COMPUTER, DATA MANAGEMENT | SE409250436GA | TRAUMA ICU | Kelemen | BASEMENT |  | 08/18/2009 |  | 8/18/16 |  |  | NO | YES |  |  |  |  | GE MEDICAL SYSTEMS 10368056 SE409250436GA |  |  | Active |  | 00:00:A1:07:5B:45 |  | Alarm | 1Y:00-MFG | 02/26/2019 | 02/01/2020 | COOPER UNIVERSITY HOSPITAL |  |  | TICU-BED6 |  | Diane Floyd
|  | GE HEALTHCARE | SOLAR 8000I | COMPUTER, DATA MANAGEMENT | SBL07028000GA | CCU - CORONARY CARE UNIT | Kelemen |  |  | 04/30/2007 |  | 4/30/14 |  |  | NO | YES |  |  |  |  | GE MEDICAL SYSTEMS 10367260 SBL07028000GA |  |  | Active |  | 00:00:A1:05:DA:6B |  | Alarm | 1Y:00-MFG | 06/21/2019 | 06/01/2020 | COOPER UNIVERSITY HOSPITAL |  |  | CCU-12 |  | CAROLYN RUMELL
|  | GE HEALTHCARE | SOLAR 8000I | COMPUTER, DATA MANAGEMENT | SBL07028001GA | CCU - CORONARY CARE UNIT | Pavilion |  |  | 04/30/2007 |  | 4/30/14 |  |  | NO | YES |  |  |  |  | GE MEDICAL SYSTEMS 10367253 SBL07028001GA |  |  | Active |  | 00:00:A1:05:DA:81 |  | Alarm | 1Y:00-MFG | 06/21/2019 | 06/01/2020 | COOPER UNIVERSITY HOSPITAL |  |  | CCU-11 |  | CAROLYN RUMELL
|  | GE HEALTHCARE | SOLAR 8000I | COMPUTER, DATA MANAGEMENT | SBL07038077GA | INTENSIVE CARE UNIT | Pavilion |  |  | 04/24/2007 |  | 4/24/14 |  |  | NO | YES |  |  |  |  | GE MEDICAL SYSTEMS 10366369 SBL07038077GA |  |  | Active |  | 00:00:A1:05:DC:2F |  | Alarm | 1Y:00-MFG | 06/19/2019 | 06/01/2020 | COOPER UNIVERSITY HOSPITAL |  |  | CONF |  | CAROLYN RUMELL
|  | GE HEALTHCARE | SOLAR 8000I | COMPUTER, DATA MANAGEMENT | SBL07028010 | TRAUMA ADMIT | Kelemen |  |  | 04/24/2007 |  | 4/24/14 |  |  | NO | YES |  |  |  |  | GE MEDICAL SYSTEMS 10365441 SBL07028010 |  |  | Active |  | 00:00:A1:05:DA:21 |  | Alarm | 1Y:00-MFG | 02/19/2019 | 02/01/2020 | COOPER UNIVERSITY HOSPITAL |  |  | TAA-TAA2 |  | Diane Floyd
|  | GE HEALTHCARE | SOLAR 8000I | COMPUTER, DATA MANAGEMENT | SBL07078542GA | INTENSIVE CARE UNIT | Pavilion |  |  | 04/18/2007 |  | 4/18/14 |  |  | NO | YES |  |  |  |  | GE MEDICAL SYSTEMS 10365279 SBL07078542GA |  |  | Active |  | 00:00:A1:05:E0:E9 |  | Alarm | 1Y:00-MFG | 06/19/2019 | 06/01/2020 | COOPER UNIVERSITY HOSPITAL |  |  | BED 12 |  | CAROLYN RUMELL
|  | GE HEALTHCARE | SOLAR 8000I | COMPUTER, DATA MANAGEMENT | SBL07038068GA | INTENSIVE CARE UNIT | Pavilion |  |  | 04/24/2007 |  | 4/24/14 |  |  | NO | YES |  |  |  |  | GE MEDICAL SYSTEMS 10365167 SBL07038068GA |  |  | Active |  | 00:00:A1:05:DB:53 |  | Alarm | 1Y:00-MFG | 06/19/2019 | 06/01/2020 | COOPER UNIVERSITY HOSPITAL |  |  | Bed 15 |  | CAROLYN RUMELL
|  | GE HEALTHCARE | SOLAR 8000I | COMPUTER, DATA MANAGEMENT | SBL07078546GA | INTENSIVE CARE UNIT | Pavilion |  |  | 04/24/2007 |  | 4/24/14 |  |  | NO | YES |  |  |  |  | GE MEDICAL SYSTEMS 10365148 SBL07078546GA |  |  | Active |  | 00:00:A1:05:53:E5 |  | Alarm | 1Y:00-MFG | 06/19/2019 | 06/01/2020 | COOPER UNIVERSITY HOSPITAL |  |  | ICU - BED 17 |  | CAROLYN RUMELL
|  | GE HEALTHCARE | SOLAR 8000I | COMPUTER, DATA MANAGEMENT | SE408446728GA | INTENSIVE CARE UNIT | Pavilion |  |  | 01/15/2009 |  | 1/15/16 |  |  | NO | YES |  |  |  |  | GE MEDICAL SYSTEMS 10365082 SE408446728GA |  |  | Active |  | 00:00:A1:07:5F:CE |  | Alarm | 1Y:00-MFG | 06/19/2019 | 06/01/2020 | COOPER UNIVERSITY HOSPITAL |  |  | ICU 26 |  | CAROLYN RUMELL
|  | GE HEALTHCARE | SOLAR 8000I | COMPUTER, DATA MANAGEMENT | SE408446739GA | INTENSIVE CARE UNIT | Kelemen |  |  | 01/15/2009 |  | 1/15/16 |  |  | NO | YES |  |  |  |  | GE MEDICAL SYSTEMS 10365066 SE408446739GA |  |  | Active |  | 00:00:A1:07:5F:C5 |  | Alarm | 1Y:00-MFG | 06/19/2019 | 06/01/2020 | COOPER UNIVERSITY HOSPITAL |  |  | ICU 28 |  | CAROLYN RUMELL
|  | GE HEALTHCARE | SOLAR 8000I | COMPUTER, DATA MANAGEMENT | SE408446723GA | INTENSIVE CARE UNIT | Pavilion |  |  | 01/15/2009 |  | 1/15/16 |  |  | NO | YES |  |  |  |  | GE MEDICAL SYSTEMS 10365071 SE408446723GA |  |  | Active |  | 00:00:A1:07:23:3B |  | Alarm | 1Y:00-MFG | 06/20/2019 | 06/01/2020 | COOPER UNIVERSITY HOSPITAL |  |  | icu 25 |  | CAROLYN RUMELL
|  | GE HEALTHCARE | SOLAR 8000I | COMPUTER, DATA MANAGEMENT | SE408446687GA | INTENSIVE CARE UNIT | Pavilion |  |  | 01/15/2009 |  | 1/15/16 |  |  | NO | YES |  |  |  |  | GE MEDICAL SYSTEMS 10365068 SE408446687GA |  |  | Active |  | 00:00:A1:07:60:4D |  | Alarm | 1Y:00-MFG | 06/20/2019 | 06/01/2020 | COOPER UNIVERSITY HOSPITAL |  |  | ICU 27 |  | CAROLYN RUMELL
|  | GE HEALTHCARE | SOLAR 8000I | COMPUTER, DATA MANAGEMENT | SE408446708GA | INTENSIVE CARE UNIT | Kelemen |  |  | 01/15/2009 |  | 1/15/16 |  |  | NO | YES |  |  |  |  | GE MEDICAL SYSTEMS 10365048 SE408446708GA |  |  | Active |  | 00:00:A1:07:60:03 |  | Alarm | 1Y:00-MFG | 06/19/2019 | 06/01/2020 | COOPER UNIVERSITY HOSPITAL |  |  | ICU 29 |  | CAROLYN RUMELL
|  | GE HEALTHCARE | SOLAR 8000I | COMPUTER, DATA MANAGEMENT | SE408446722GA | INTENSIVE CARE UNIT | Pavilion |  |  | 01/15/2009 |  | 1/15/16 |  |  | NO | YES |  |  |  |  | GE MEDICAL SYSTEMS 10365031 SE408446722GA |  |  | Active |  | 00:00:A1:07:5F:FA |  | Alarm | 1Y:00-MFG | 06/20/2019 | 06/01/2020 | COOPER UNIVERSITY HOSPITAL |  |  | icu 31 |  | CAROLYN RUMELL
|  | GE HEALTHCARE | SOLAR 8000I | COMPUTER, DATA MANAGEMENT | SBL07038078GA | INTENSIVE CARE UNIT | Pavilion |  |  | 04/24/2007 |  | 4/24/14 |  |  | NO | YES |  |  |  |  | GE MEDICAL SYSTEMS 10364962 SBL07038078GA |  |  | Active |  | 00:00:A1:05:DA:15 |  | Alarm | 1Y:00-MFG | 06/19/2019 | 06/01/2020 | COOPER UNIVERSITY HOSPITAL |  |  | PAVILION ICU BED 10 |  | CAROLYN RUMELL
|  | GE HEALTHCARE | SOLAR 8000I | COMPUTER, DATA MANAGEMENT | SBL07038082GA | INTENSIVE CARE UNIT | Pavilion |  |  | 04/24/2007 |  | 4/24/14 |  |  | NO | YES |  |  |  |  | GE MEDICAL SYSTEMS 10364954 SBL07038082GA |  |  | Active |  | 00:00:A1:05:DC:37 |  | Alarm | 1Y:00-MFG | 06/21/2019 | 06/01/2020 | COOPER UNIVERSITY HOSPITAL |  |  | PAVILION icu bed 8 |  | CAROLYN RUMELL
|  | GE HEALTHCARE | SOLAR 8000I | COMPUTER, DATA MANAGEMENT | SBL07038067GA | INTENSIVE CARE UNIT | Pavilion |  |  | 04/24/2007 |  | 4/24/14 |  |  | NO | YES |  |  |  |  | GE MEDICAL SYSTEMS 10364936 SBL07038067GA |  |  | Active |  | 00:00:A1:05:DB:55 |  | Alarm | 1Y:00-MFG | 06/21/2019 | 06/01/2020 | COOPER UNIVERSITY HOSPITAL |  |  | BED 5 |  | CAROLYN RUMELL
|  | GE HEALTHCARE | SOLAR 8000I | COMPUTER, DATA MANAGEMENT | SBL07038084GA | INTENSIVE CARE UNIT | Pavilion |  |  | 04/24/2007 |  | 4/24/14 |  |  | NO | YES |  |  |  |  | GE MEDICAL SYSTEMS 10364911 SBL07038084GA |  |  | Active |  | 00:00:A1:05:DB:8B |  | Alarm | 1Y:00-MFG | 06/21/2019 | 06/01/2020 | COOPER UNIVERSITY HOSPITAL |  |  | bed 3 |  | CAROLYN RUMELL
|  | GE HEALTHCARE | SOLAR 8000I | COMPUTER, DATA MANAGEMENT | SBL07038074GA | INTENSIVE CARE UNIT | Pavilion |  |  | 04/24/2007 |  | 4/24/14 |  |  | NO | YES |  |  |  |  | GE MEDICAL SYSTEMS 10364896 SBL07038074GA |  |  | Active |  | 00:00:A1:05:DC:3F |  | Alarm | 1Y:00-MFG | 06/21/2019 | 06/01/2020 | COOPER UNIVERSITY HOSPITAL |  |  | ICU BED 1 |  | CAROLYN RUMELL
|  | GE HEALTHCARE | SOLAR 8000I | COMPUTER, DATA MANAGEMENT | SBL07038076GA | INTENSIVE CARE UNIT | Pavilion |  |  | 04/24/2007 |  | 4/24/14 |  |  | NO | YES |  |  |  |  | GE MEDICAL SYSTEMS 10364878 SBL07038076GA |  |  | Active |  | 00:00:A1:05:D1:45 |  | Alarm | 1Y:00-MFG | 06/21/2019 | 06/01/2020 | COOPER UNIVERSITY HOSPITAL |  |  | BED 14 |  | CAROLYN RUMELL
|  | GE HEALTHCARE | SOLAR 8000I | COMPUTER, DATA MANAGEMENT | SBL07038079GA | INTENSIVE CARE UNIT | Kelemen |  |  | 04/24/2007 |  | 4/24/14 |  |  | NO | YES |  |  |  |  | GE MEDICAL SYSTEMS 10364871 SBL07038079GA |  |  | Active |  | 00:00:A1:05:DC:05 |  | Alarm | 1Y:00-MFG | 06/21/2019 | 06/01/2020 | COOPER UNIVERSITY HOSPITAL |  |  | bed 16 |  | CAROLYN RUMELL
|  | GE HEALTHCARE | SOLAR 8000I | COMPUTER, DATA MANAGEMENT | SBL07078544GA | INTENSIVE CARE UNIT | Pavilion |  |  | 04/24/2007 |  | 4/24/14 |  |  | NO | YES |  |  |  |  | GE MEDICAL SYSTEMS 10364856 SBL07078544GA |  |  | Active |  | 00:00:A1:05:E0:CF |  | Alarm | 1Y:00-MFG | 06/21/2019 | 06/01/2020 | COOPER UNIVERSITY HOSPITAL |  |  | BED 18 |  | CAROLYN RUMELL
|  | GE HEALTHCARE | SOLAR 8000I | COMPUTER, DATA MANAGEMENT | SE409199933GA | INTENSIVE CARE NURSERY | Dorrance |  |  | 07/31/2009 |  | 7/31/16 |  |  | NO | YES |  |  |  |  | GE MEDICAL SYSTEMS 10364763 SE409199933GA |  |  | Active |  | 00:00:A1:07:5B:CC |  | Alarm | 1Y:00-MFG | 08/21/2019 | 08/01/2020 | COOPER UNIVERSITY HOSPITAL |  |  | NICU-BBEE3 |  | JOANNE FOX
|  | GE HEALTHCARE | SOLAR 8000I | COMPUTER, DATA MANAGEMENT | SE409199914GA | INTENSIVE CARE NURSERY | Dorrance |  |  | 07/31/2009 |  | 7/31/16 |  |  | NO | YES |  |  |  |  | GE MEDICAL SYSTEMS 10364757 SE409199914GA |  |  | Active |  | 00:00:A1:07:5B:B3 |  | Alarm | 1Y:00-MFG | 08/22/2019 | 08/01/2020 | COOPER UNIVERSITY HOSPITAL |  |  | NICU-BBEE4 |  | JOANNE FOX
|  | GE HEALTHCARE | SOLAR 8000I | COMPUTER, DATA MANAGEMENT | SBL07028023GA | TSDU - KELEMEN S7 | Kelemen |  |  | 04/30/2007 |  | 4/30/14 |  |  | NO | YES |  |  |  |  | GE MEDICAL SYSTEMS 10360359 SBL07028023GA |  |  | Active |  | 00:00:A1:05:D9:9D |  | Alarm | 1Y:00-MFG | 02/21/2019 | 02/01/2020 | COOPER UNIVERSITY HOSPITAL |  |  | TSDU-BED01 |  | JEN VANDER HORN
|  | GE HEALTHCARE | SOLAR 8000I | COMPUTER, DATA MANAGEMENT | SBL07028015GA | TSDU - KELEMEN S7 | Kelemen |  |  | 04/30/2007 |  | 4/30/14 |  |  | NO | YES |  |  |  |  | GE MEDICAL SYSTEMS 10360349 SBL07028015GA |  |  | Active |  | 00:00:A1:05:D7:39 |  | Alarm | 1Y:00-MFG | 02/21/2019 | 02/01/2020 | COOPER UNIVERSITY HOSPITAL |  |  | TSDU-BED02 |  | JEN VANDER HORN
|  | GE HEALTHCARE | SOLAR 8000I | COMPUTER, DATA MANAGEMENT | SBL07028018GA | TSDU - KELEMEN S7 | Kelemen |  |  | 04/30/2007 |  | 4/30/14 |  |  | NO | YES |  |  |  |  | GE MEDICAL SYSTEMS 10360338 SBL07028018GA |  |  | Active |  | 00:00:A1:05:D6:ED |  | Alarm | 1Y:00-MFG | 02/21/2019 | 02/01/2020 | COOPER UNIVERSITY HOSPITAL |  |  | TSDU-BED06 |  | JEN VANDER HORN
|  | GE HEALTHCARE | SOLAR 8000I | COMPUTER, DATA MANAGEMENT | SBL07038065GA | INTENSIVE CARE UNIT | Pavilion |  |  | 04/24/2007 |  | 4/24/14 |  |  | NO | YES |  |  |  |  | GE MEDICAL SYSTEMS 10357211 SBL07038065GA |  |  | Active |  | 00:00:A1:05:DB:AF |  | Alarm | 1Y:00-MFG | 06/21/2019 | 06/01/2020 | COOPER UNIVERSITY HOSPITAL |  |  | ICU - BED 11 |  | CAROLYN RUMELL
|  | GE HEALTHCARE | SOLAR 8000I | COMPUTER, DATA MANAGEMENT | SBL07078541GA | INTENSIVE CARE UNIT | Pavilion |  |  | 04/24/2007 |  | 4/24/14 |  |  | NO | YES |  |  |  |  | GE MEDICAL SYSTEMS 10357195 SBL07078541GA |  |  | Active |  | 00:00:A1:05:E0:91 |  | Alarm | 1Y:00-MFG | 06/21/2019 | 06/01/2020 | COOPER UNIVERSITY HOSPITAL |  |  | ICU - BED 9 |  | CAROLYN RUMELL
|  | GE HEALTHCARE | SOLAR 8000I | COMPUTER, DATA MANAGEMENT | SBL07038066GA | INTENSIVE CARE UNIT | Pavilion |  |  | 04/24/2007 |  | 4/24/14 |  |  | NO | YES |  |  |  |  | GE MEDICAL SYSTEMS 10357184 SBL07038066GA |  |  | Active |  | 00:00:A1:05:DB:25 |  | Alarm | 1Y:00-MFG | 06/21/2019 | 06/01/2020 | COOPER UNIVERSITY HOSPITAL |  |  | ICU - BED 7 |  | CAROLYN RUMELL
|  | GE HEALTHCARE | SOLAR 8000I | COMPUTER, DATA MANAGEMENT | SBL07078545GA | INTENSIVE CARE UNIT | Pavilion |  |  | 04/24/2007 |  | 4/24/14 |  |  | NO | YES |  |  |  |  | GE MEDICAL SYSTEMS 10357171 SBL07078545GA |  |  | Active |  | 00:00:A1:05:E1:4D |  | Alarm | 1Y:00-MFG | 06/21/2019 | 06/01/2020 | COOPER UNIVERSITY HOSPITAL |  |  | ICU - BED 4 |  | CAROLYN RUMELL
|  | GE HEALTHCARE | SOLAR 8000I | COMPUTER, DATA MANAGEMENT | SBL07038085GA | INTENSIVE CARE UNIT | Pavilion |  |  | 04/24/2007 |  | 4/24/14 |  |  | NO | YES |  |  |  |  | GE MEDICAL SYSTEMS 10357157 SBL07038085GA |  |  | Active |  | 00:00:A1:05:DC:3F |  | Alarm | 1Y:00-MFG | 06/21/2019 | 06/01/2020 | COOPER UNIVERSITY HOSPITAL |  |  | ICU - BED 2 |  | CAROLYN RUMELL
|  | GE HEALTHCARE | SOLAR 8000I | COMPUTER, DATA MANAGEMENT | SBL07078543GA | INTENSIVE CARE UNIT | Pavilion |  |  | 04/24/2007 |  | 4/24/14 |  |  | NO | YES |  |  |  |  | GE MEDICAL SYSTEMS 10357111 SBL07078543GA |  |  | Active |  | 00:00:A1:05:DF:4D |  | Alarm | 1Y:00-MFG | 06/21/2019 | 06/01/2020 | COOPER UNIVERSITY HOSPITAL |  |  | BED 22 |  | CAROLYN RUMELL
|  | GE HEALTHCARE | SOLAR 8000I | COMPUTER, DATA MANAGEMENT | SBL07038083GA | INTENSIVE CARE UNIT | Kelemen |  |  | 04/24/2007 |  | 4/24/14 |  |  | NO | YES |  |  |  |  | GE MEDICAL SYSTEMS 10357097 SBL07038083GA |  |  | Active |  | 00:00:A1:05:DB:A5 |  | Alarm | 1Y:00-MFG | 06/21/2019 | 06/01/2020 | COOPER UNIVERSITY HOSPITAL |  |  | BED 24 |  | CAROLYN RUMELL
|  | GE HEALTHCARE | SOLAR 8000I | COMPUTER, DATA MANAGEMENT | SE408374518GA | PAVILION PACU | Pavilion |  |  | 11/03/2008 |  | 11/3/15 |  |  | NO | YES |  |  |  |  | GE MEDICAL SYSTEMS 10356229 SE408374518GA |  |  | Active |  | 00:00:A1:07:2D:77 |  | Alarm | 1Y:00-MFG | 06/21/2019 | 06/01/2020 | COOPER UNIVERSITY HOSPITAL |  |  | PAVILION-3RD BED 9 |  | FRANK OBRIEN
|  | GE HEALTHCARE | SOLAR 8000I | COMPUTER, DATA MANAGEMENT | SE408374509GA | PAVILION PACU | Pavilion |  |  | 11/03/2008 |  | 11/3/15 |  |  | NO | YES |  |  |  |  | GE MEDICAL SYSTEMS 10356226 SE408374509GA |  |  | Active |  | 00:00:A1:07:2C:BB |  | Alarm | 1Y:00-MFG | 06/21/2019 | 06/01/2020 | COOPER UNIVERSITY HOSPITAL |  |  | PAVILION-3RD BED 10 |  | FRANK OBRIEN
|  | GE HEALTHCARE | SOLAR 8000I | COMPUTER, DATA MANAGEMENT | SE408374534GA | PAVILION PACU | Pavilion |  |  | 11/03/2008 |  | 11/3/15 |  |  | NO | YES |  |  |  |  | GE MEDICAL SYSTEMS 10356220 SE408374534GA |  |  | Active |  | 00:00:A1:07:31:2D |  | Alarm | 1Y:00-MFG | 06/17/2019 | 06/01/2020 | COOPER UNIVERSITY HOSPITAL |  |  | PAVILION-3RD BED 12 |  | FRANK OBRIEN
|  | GE HEALTHCARE | SOLAR 8000I | COMPUTER, DATA MANAGEMENT | SE408374515GA |  | Kelemen |  |  | 11/03/2008 |  | 11/3/15 |  |  | NO | YES |  |  |  |  | GE MEDICAL SYSTEMS 10356221 SE408374515GA |  |  | Active |  | 00:00:A1:07:2C:BF |  | Alarm | 1Y:00-MFG | 06/21/2019 | 06/01/2020 | COOPER UNIVERSITY HOSPITAL |  |  | PAVILION-3RD BED 11 |  | FRANK OBRIEN
|  | GE HEALTHCARE | SOLAR 8000I | COMPUTER, DATA MANAGEMENT | SE408374526GA |  | Pavilion |  |  | 11/03/2008 |  | 11/3/15 |  |  | NO | YES |  |  |  |  | GE MEDICAL SYSTEMS 10356208 SE408374526GA |  |  | Active |  | 00:00:A1:07:2D:51 |  | Alarm | 1Y:00-MFG | 06/21/2019 | 06/01/2020 | COOPER UNIVERSITY HOSPITAL |  |  | PAVILION-3RD RM 14 |  | FRANK OBRIEN
|  | GE HEALTHCARE | SOLAR 8000I | COMPUTER, DATA MANAGEMENT | SE408374516GA |  | Pavilion |  |  | 11/03/2008 |  | 11/3/15 |  |  | NO | YES |  |  |  |  | GE MEDICAL SYSTEMS 10356206 SE408374516GA |  |  | Active |  | 00:00:A1:07:2C:B5 |  | Alarm | 1Y:00-MFG | 06/21/2019 | 06/01/2020 | COOPER UNIVERSITY HOSPITAL |  |  | PAVILION 3RD FLOOR RM 15 |  | FRANK OBRIEN
|  | GE HEALTHCARE | SOLAR 8000I | COMPUTER, DATA MANAGEMENT | SE409250428GA | CCU - CORONARY CARE UNIT | Pavilion |  |  | 08/18/2009 |  | 8/18/16 |  |  | NO | YES |  |  |  |  | GE MEDICAL SYSTEMS 10355752 SE409250428GA |  |  | Active |  | 00:00:A1:07:5B:79 |  | Alarm | 1Y:00-MFG | 06/21/2019 | 06/01/2020 | COOPER UNIVERSITY HOSPITAL |  |  | CCU-10 |  | CAROLYN RUMELL
|  | GE HEALTHCARE | SOLAR 8000I | COMPUTER, DATA MANAGEMENT | SBL07028016GA | CCU - CORONARY CARE UNIT | Kelemen |  |  | 04/30/2007 |  | 4/30/14 |  |  | NO | YES |  |  |  |  | GE MEDICAL SYSTEMS 10355725 SBL07028016GA |  |  | Active |  | 00:00:A1:05:D7:11 |  | Alarm | 1Y:00-MFG | 06/21/2019 | 06/01/2020 | COOPER UNIVERSITY HOSPITAL |  |  | CCU-9 |  | CAROLYN RUMELL
|  | GE HEALTHCARE | SOLAR 8000I | COMPUTER, DATA MANAGEMENT | SBL07027999GA | CCU - CORONARY CARE UNIT | Pavilion |  |  | 04/30/2007 |  | 4/30/14 |  |  | NO | YES |  |  |  |  | GE MEDICAL SYSTEMS 10355721 SBL07027999GA |  |  | Active |  | 00:00:A1:05:DA:13 |  | Alarm | 1Y:00-MFG | 06/21/2019 | 06/01/2020 | COOPER UNIVERSITY HOSPITAL |  |  | CCU-8 |  | CAROLYN RUMELL
|  | GE HEALTHCARE | SOLAR 8000I | COMPUTER, DATA MANAGEMENT | SBL07028021GA | CCU - CORONARY CARE UNIT | Kelemen |  |  | 04/30/2007 |  | 4/30/14 |  |  | NO | YES |  |  |  |  | GE MEDICAL SYSTEMS 10355715 SBL07028021GA |  |  | Active |  | 00:00:A1:05:DA:05 |  | Alarm | 1Y:00-MFG | 06/21/2019 | 06/01/2020 | COOPER UNIVERSITY HOSPITAL |  |  | CCU-7 |  | CAROLYN RUMELL
|  | GE HEALTHCARE | SOLAR 8000I | COMPUTER, DATA MANAGEMENT | SBL07027996GA | CCU - CORONARY CARE UNIT | Kelemen |  |  | 04/30/2007 |  | 4/30/14 |  |  | NO | YES |  |  |  |  | GE MEDICAL SYSTEMS 10355702 SBL07027996GA |  |  | Active |  | 00:00:A1:05:DA:45 |  | Alarm | 1Y:00-MFG | 06/21/2019 | 06/01/2020 | COOPER UNIVERSITY HOSPITAL |  |  | CCU-6 |  | CAROLYN RUMELL
|  | GE HEALTHCARE | SOLAR 8000I | COMPUTER, DATA MANAGEMENT | SBL07028020GA | CCU - CORONARY CARE UNIT | Kelemen |  |  | 04/30/2007 |  | 4/30/14 |  |  | NO | YES |  |  |  |  | GE MEDICAL SYSTEMS 10355688 SBL07028020GA |  |  | Active |  | 00:00:A1:05:DA:29 |  | Alarm | 1Y:00-MFG | 06/21/2019 | 06/01/2020 | COOPER UNIVERSITY HOSPITAL |  |  | CCU-CCU05 |  | CAROLYN RUMELL
|  | GE HEALTHCARE | SOLAR 8000I | COMPUTER, DATA MANAGEMENT | SBL07027997GA | CCU - CORONARY CARE UNIT | Kelemen |  |  | 04/30/2007 |  | 4/30/14 |  |  | NO | YES |  |  |  |  | GE MEDICAL SYSTEMS 10355684 SBL07027997GA |  |  | Active |  | 00:00:A1:05:DA:17 |  | Alarm | 1Y:00-MFG | 06/21/2019 | 06/01/2020 | COOPER UNIVERSITY HOSPITAL |  |  | CCU-CCU04 |  | CAROLYN RUMELL
|  | GE HEALTHCARE | SOLAR 8000I | COMPUTER, DATA MANAGEMENT | SBL07028002GA | CCU - CORONARY CARE UNIT | Kelemen |  |  | 04/30/2007 |  | 4/30/14 |  |  | NO | YES |  |  |  |  | GE MEDICAL SYSTEMS 10355676 SBL07028002GA |  |  | Active |  | 00:00:A1:05:DA:2F |  | Alarm | 1Y:00-MFG | 06/21/2019 | 06/01/2020 | COOPER UNIVERSITY HOSPITAL |  |  | CCU-3 |  | CAROLYN RUMELL
|  | GE HEALTHCARE | SOLAR 8000I | COMPUTER, DATA MANAGEMENT | SBL07027998GA | CCU - CORONARY CARE UNIT | Kelemen |  |  | 04/30/2007 |  | 4/30/14 |  |  | NO | YES |  |  |  |  | GE MEDICAL SYSTEMS 10355660 SBL07027998GA |  |  | Active |  | 00:00:A1:05:DA:49 |  | Alarm | 1Y:00-MFG | 06/21/2019 | 06/01/2020 | COOPER UNIVERSITY HOSPITAL |  |  | CCU-CCU02 |  | CAROLYN RUMELL
|  | GE HEALTHCARE | SOLAR 8000I | COMPUTER, DATA MANAGEMENT | SBL07028025GA | TSDU - KELEMEN S7 | Kelemen |  |  | 04/30/2007 |  | 4/30/14 |  |  | NO | YES |  |  |  |  | GE MEDICAL SYSTEMS 10355644 SBL07028025GA |  |  | Active |  | 00:00:A1:05:DA:71 |  | Alarm | 1Y:00-MFG | 02/21/2019 | 02/01/2020 | COOPER UNIVERSITY HOSPITAL |  |  | TSDU-BED03 |  | JEN VANDER HORN
|  | GE HEALTHCARE | SOLAR 8000I | COMPUTER, DATA MANAGEMENT | SBL07028022GA | TSDU - KELEMEN S7 | Kelemen |  |  | 04/30/2007 |  | 4/30/14 |  |  | NO | YES |  |  |  |  | GE MEDICAL SYSTEMS 10355633 SBL07028022GA |  |  | Active |  | 00:00:A1:05:DA:33 |  | Alarm | 1Y:00-MFG | 02/21/2019 | 02/01/2020 | COOPER UNIVERSITY HOSPITAL |  |  | TSDU-BED05 |  | JEN VANDER HORN
|  | GE HEALTHCARE | SOLAR 8000I | COMPUTER, DATA MANAGEMENT | SBL07028026GA | TSDU - KELEMEN S7 | Kelemen |  |  | 04/30/2007 |  | 4/30/14 |  |  | NO | YES |  |  |  |  | GE MEDICAL SYSTEMS 10355629 SBL07028026GA |  |  | Active |  | 00:00:A1:05:DA:73 |  | Alarm | 1Y:00-MFG | 02/21/2019 | 02/01/2020 | COOPER UNIVERSITY HOSPITAL |  |  | TSDU-BED04 |  | JEN VANDER HORN
|  | GE HEALTHCARE | SOLAR 8000I | COMPUTER, DATA MANAGEMENT | SBL07028017GA | TSDU - KELEMEN S7 | Kelemen |  |  | 04/30/2007 |  | 4/30/14 |  |  | NO | YES |  |  |  |  | GE MEDICAL SYSTEMS 10355616 SBL07028017GA |  |  | Active |  | 00:00:A1:05:D6:E7 |  | Alarm | 1Y:00-MFG | 02/21/2019 | 02/01/2020 | COOPER UNIVERSITY HOSPITAL |  |  | TSDU-BED07 |  | JEN VANDER HORN
|  | GE HEALTHCARE | SOLAR 8000I | COMPUTER, DATA MANAGEMENT | SBL07028024GA | TSDU - KELEMEN S7 | Kelemen |  |  | 04/30/2007 |  | 4/30/14 |  |  | NO | YES |  |  |  |  | GE MEDICAL SYSTEMS 10355598 SBL07028024GA |  |  | Active |  | 00:00:A1:05:DA:5F |  | Alarm | 1Y:00-MFG | 02/21/2019 | 02/01/2020 | COOPER UNIVERSITY HOSPITAL |  |  | TSDU-BED09 |  | JEN VANDER HORN
|  | GE HEALTHCARE | SOLAR 8000I | COMPUTER, DATA MANAGEMENT | SBL07028028GA | TSDU - KELEMEN S7 | Kelemen |  |  | 04/30/2007 |  | 4/30/14 |  |  | NO | YES |  |  |  |  | GE MEDICAL SYSTEMS 10355600 SBL07028028GA |  |  | Active |  | 00:00:A1:05:DA:7D |  | Alarm | 1Y:00-MFG | 02/21/2019 | 02/01/2020 | COOPER UNIVERSITY HOSPITAL |  |  | TSDU-BED08 |  | JEN VANDER HORN
|  | GE HEALTHCARE | SOLAR 8000I | COMPUTER, DATA MANAGEMENT | SE409199925GA | INTENSIVE CARE NURSERY | Dorrance |  |  | 07/31/2009 |  | 7/31/16 |  |  | NO | YES |  |  |  |  | GE MEDICAL SYSTEMS 10355242 SE409199925GA |  |  | Active |  | 00:00:A1:07:5B:EE |  | Alarm | 1Y:00-MFG | 08/21/2019 | 08/01/2020 | COOPER UNIVERSITY HOSPITAL |  |  | NICU-HUM24 |  | JOANNE FOX
|  | GE HEALTHCARE | SOLAR 8000I | COMPUTER, DATA MANAGEMENT | SE409199915GA | INTENSIVE CARE NURSERY | Dorrance |  |  | 07/31/2009 |  | 7/31/16 |  |  | NO | YES |  |  |  |  | GE MEDICAL SYSTEMS 10355231 SE409199915GA |  |  | Active |  | 00:00:A1:07:5B:FA |  | Alarm | 1Y:00-MFG | 08/14/2019 | 08/01/2020 | COOPER UNIVERSITY HOSPITAL |  |  | NICU-HUM23 |  | JOANNE FOX
|  | GE HEALTHCARE | SOLAR 8000I | COMPUTER, DATA MANAGEMENT | SE409199912GA | INTENSIVE CARE NURSERY | Dorrance |  |  | 07/31/2009 |  | 7/31/16 |  |  | NO | YES |  |  |  |  | GE MEDICAL SYSTEMS 10355221 SE409199912GA |  |  | Active |  | 00:00:A1:07:5C:23 |  | Alarm | 1Y:00-MFG | 08/19/2019 | 08/01/2020 | COOPER UNIVERSITY HOSPITAL |  |  | NICU-OWL |  | JOANNE FOX
|  | GE HEALTHCARE | SOLAR 8000I | COMPUTER, DATA MANAGEMENT | SE409199931GA | INTENSIVE CARE NURSERY | Dorrance |  |  | 07/31/2009 |  | 7/31/16 |  |  | NO | YES |  |  |  |  | GE MEDICAL SYSTEMS 10354927 SE409199931GA |  |  | Active |  | 00:00:A1:07:5B:C5 |  | Alarm | 1Y:00-MFG | 08/14/2019 | 08/01/2020 | COOPER UNIVERSITY HOSPITAL |  |  | CARDINAL BED 7 |  | JOANNE FOX
|  | GE HEALTHCARE | SOLAR 8000I | COMPUTER, DATA MANAGEMENT | SE409199918GA | INTENSIVE CARE NURSERY | Dorrance |  |  | 07/31/2009 |  | 7/31/16 |  |  | NO | YES |  |  |  |  | GE MEDICAL SYSTEMS 10354924 SE409199918GA |  |  | Active |  | 00:00:A1:07:5B:D8 |  | Alarm | 1Y:00-MFG | 08/15/2019 | 08/01/2020 | COOPER UNIVERSITY HOSPITAL |  |  | CARDINAL NURSERY |  | JOANNE FOX
|  | GE HEALTHCARE | SOLAR 8000I | COMPUTER, DATA MANAGEMENT | SE409199922GA | INTENSIVE CARE NURSERY | Dorrance |  |  | 07/31/2009 |  | 7/31/16 |  |  | NO | YES |  |  |  |  | GE MEDICAL SYSTEMS 10354918 SE409199922GA |  |  | Active |  | 00:00:A1:07:5B:BF |  | Alarm | 1Y:00-MFG | 08/21/2019 | 08/01/2020 | COOPER UNIVERSITY HOSPITAL |  |  | NICU-CARD7 |  | JOANNE FOX
|  | GE HEALTHCARE | SOLAR 8000I | COMPUTER, DATA MANAGEMENT | SE409199924GA | INTENSIVE CARE NURSERY | Dorrance |  |  | 07/31/2009 |  | 7/31/16 |  |  | NO | YES |  |  |  |  | GE MEDICAL SYSTEMS 10354895 SE409199924GA |  |  | Active |  | 00:00:A1:07:5B:C7 |  | Alarm | 1Y:00-MFG | 08/14/2019 | 08/01/2020 | COOPER UNIVERSITY HOSPITAL |  |  | NICU-DOV14 |  | JOANNE FOX
|  | GE HEALTHCARE | SOLAR 8000I | COMPUTER, DATA MANAGEMENT | SE409199926GA | INTENSIVE CARE NURSERY | Dorrance |  |  | 07/31/2009 |  | 7/31/16 |  |  | NO | YES |  |  |  |  | GE MEDICAL SYSTEMS 10354880 SE409199926GA |  |  | Active |  | 00:00:A1:07:5B:BB |  | Alarm | 1Y:00-MFG | 08/21/2019 | 08/01/2020 | COOPER UNIVERSITY HOSPITAL |  |  | unit operates within Mfg Spec |  | JOANNE FOX
|  | GE HEALTHCARE | SOLAR 8000I | COMPUTER, DATA MANAGEMENT | SE409199911GA | INTENSIVE CARE NURSERY | Dorrance |  |  | 07/31/2009 |  | 7/31/16 |  |  | NO | YES |  |  |  |  | GE MEDICAL SYSTEMS 10354865 SE409199911GA |  |  | Active |  | 00:00:A1:07:5C:11 |  | Alarm | 1Y:00-MFG | 08/14/2019 | 08/01/2020 | COOPER UNIVERSITY HOSPITAL |  |  | NICU-DOV09 |  | JOANNE FOX
|  | GE HEALTHCARE | SOLAR 8000I | COMPUTER, DATA MANAGEMENT | SE409199932GA | INTENSIVE CARE NURSERY | Dorrance |  |  | 07/31/2009 |  | 7/31/16 |  |  | NO | YES |  |  |  |  | GE MEDICAL SYSTEMS 10354861 SE409199932GA |  |  | Active |  | 00:00:A1:07:5B:AF |  | Alarm | 1Y:00-MFG | 08/21/2019 | 08/01/2020 | COOPER UNIVERSITY HOSPITAL |  |  | NICU-DOV10 |  | JOANNE FOX
|  | GE HEALTHCARE | SOLAR 8000I | COMPUTER, DATA MANAGEMENT | SE409199910GA | INTENSIVE CARE NURSERY | Dorrance |  |  | 07/31/2009 |  | 7/31/16 |  |  | NO | YES |  |  |  |  | GE MEDICAL SYSTEMS 10354852 SE409199910GA |  |  | Active |  | 00:00:A1:07:5B:F8 |  | Alarm | 1Y:00-MFG | 08/21/2019 | 08/01/2020 | COOPER UNIVERSITY HOSPITAL |  |  | NICU-DOV11 |  | JOANNE FOX
|  | GE HEALTHCARE | SOLAR 8000I | COMPUTER, DATA MANAGEMENT | SE409199916GA | INTENSIVE CARE NURSERY | Dorrance |  |  | 07/31/2009 |  | 7/31/16 |  |  | NO | YES |  |  |  |  | GE MEDICAL SYSTEMS 10354822 SE409199916GA |  |  | Active |  | 00:00:A1:07:5B:C3 |  | Alarm | 1Y:00-MFG | 08/21/2019 | 08/01/2020 | COOPER UNIVERSITY HOSPITAL |  |  | NICU-DOV12 |  | JOANNE FOX
|  | GE HEALTHCARE | SOLAR 8000I | COMPUTER, DATA MANAGEMENT | SE409199921GA | INTENSIVE CARE NURSERY | Dorrance |  |  | 07/31/2009 |  | 7/31/16 |  |  | NO | YES |  |  |  |  | GE MEDICAL SYSTEMS 10354819 SE409199921GA |  |  | Active |  | 00:00:A1:07:5B:CC |  | Alarm | 1Y:00-MFG | 08/19/2019 | 08/01/2020 | COOPER UNIVERSITY HOSPITAL |  |  | NICU-DFY16 |  | JOANNE FOX
|  | GE HEALTHCARE | SOLAR 8000I | COMPUTER, DATA MANAGEMENT | SE409199917GA | INTENSIVE CARE NURSERY | Dorrance |  |  | 07/31/2009 |  | 7/31/16 |  |  | NO | YES |  |  |  |  | GE MEDICAL SYSTEMS 10354807 SE409199917GA |  |  | Active |  | 00:00:A1:07:5B:F0 |  | Alarm | 1Y:00-MFG | 08/20/2019 | 08/01/2020 | COOPER UNIVERSITY HOSPITAL |  |  | NICU-DFY17 |  | JOANNE FOX
|  | GE HEALTHCARE | SOLAR 8000I | COMPUTER, DATA MANAGEMENT | SE409199927GA | INTENSIVE CARE NURSERY | Dorrance |  |  | 07/31/2009 |  | 7/31/16 |  |  | NO | YES |  |  |  |  | GE MEDICAL SYSTEMS 10354787 SE409199927GA |  |  | Active |  | 00:00:A1:07:5D:D4 |  | Alarm | 1Y:00-MFG | 08/22/2019 | 08/01/2020 | COOPER UNIVERSITY HOSPITAL |  |  | NICU-FFY21 |  | JOANNE FOX
|  | GE HEALTHCARE | SOLAR 8000I | COMPUTER, DATA MANAGEMENT | SE409199929GA | INTENSIVE CARE NURSERY | Dorrance |  |  | 07/31/2009 |  | 7/31/16 |  |  | NO | YES |  |  |  |  | GE MEDICAL SYSTEMS 10354780 SE409199929GA |  |  | Active |  | 00:00:A1:07:5B:CA |  | Alarm | 1Y:00-MFG | 08/21/2019 | 08/01/2020 | COOPER UNIVERSITY HOSPITAL |  |  | NICU-DFY15 |  | JOANNE FOX
|  | GE HEALTHCARE | SOLAR 8000I | COMPUTER, DATA MANAGEMENT | SBL07028004BA | TRAUMA ADMIT | Kelemen |  |  | 04/24/2007 |  | 4/24/14 |  |  | NO | YES |  |  |  |  | GE MEDICAL SYSTEMS 10349408 SBL07028004BA |  |  | Active |  | 00:00:A1:05:DA:2B |  | Alarm | 1Y:00-MFG | 02/19/2019 | 02/01/2020 | COOPER UNIVERSITY HOSPITAL |  |  | TAA-TAA3 |  | Diane Floyd
|  | GE HEALTHCARE | SOLAR 8000I | COMPUTER, DATA MANAGEMENT | SE409199920GA | INTENSIVE CARE NURSERY | Dorrance |  |  | 08/20/2019 |  | 8/20/26 |  |  | NO | YES |  |  |  |  | GE MEDICAL SYSTEMS 30143541 SE409199920GA |  |  | Active |  | 00:00:A1:07:5B:C1 |  | Alarm | 1Y:00-MFG | 08/20/2019 | 08/20/2019 | COOPER UNIVERSITY HOSPITAL |  |  | NICU-DFY18 |  | JOANNE FOX |  |  |  | 08/20/2019 | 08/20/2019 |  |  |  |  | 08/20/2019 | 08/20/2019
|  | GE HEALTHCARE | SOLAR 8000I | COMPUTER, DATA MANAGEMENT | SE409199930GA | INTENSIVE CARE NURSERY | Dorrance |  |  | 08/22/2019 |  | 8/22/26 |  |  | NO | YES |  |  |  |  | GE MEDICAL SYSTEMS 30143525 SE409199930GA |  |  | Active |  | 00:00:A1:07:5B:D6 |  | Alarm | 1Y:00-MFG | 08/22/2019 | 08/22/2019 | COOPER UNIVERSITY HOSPITAL |  |  | NICU-FFY22 |  | JOANNE FOX |  |  |  | 08/22/2019 | 08/22/2019 |  |  |  |  | 08/22/2019 | 08/22/2019
|  | GE HEALTHCARE | SOLAR 8000I | COMPUTER, DATA MANAGEMENT | SLB07028035GA | TRAUMA ICU | Kelemen |  |  | 04/24/2007 |  | 4/24/14 |  |  | NO | YES |  |  |  |  | GE MEDICAL SYSTEMS 10346498 SLB07028035GA |  |  | Active |  | 00:00:A1:05:DA:95 |  | Alarm | 1Y:00-MFG | 02/26/2019 | 02/01/2020 | COOPER UNIVERSITY HOSPITAL |  |  | TICU-BED14 |  | Diane Floyd
|  | GE HEALTHCARE | SOLAR 8000I | COMPUTER, DATA MANAGEMENT | SBL07028006GA | TRAUMA ICU | Kelemen |  |  | 04/30/2007 |  | 4/30/14 |  |  | NO | YES |  |  |  |  | GE MEDICAL SYSTEMS 10346493 SBL07028006GA |  |  | Active |  | 00:00:A1:05:DA:65 |  | Alarm | 1Y:00-MFG | 02/26/2019 | 02/01/2020 | COOPER UNIVERSITY HOSPITAL |  |  | TICU-BED12 |  | Diane Floyd
|  | GE HEALTHCARE | SOLAR 8000I | COMPUTER, DATA MANAGEMENT | SBL07028007GA | TRAUMA ICU | Kelemen |  |  | 04/30/2007 |  | 4/30/14 |  |  | NO | YES |  |  |  |  | GE MEDICAL SYSTEMS 10346487 SBL07028007GA |  |  | Active |  | 00:00:A1:05:DA:93 |  | Alarm | 1Y:00-MFG | 02/26/2019 | 02/01/2020 | COOPER UNIVERSITY HOSPITAL |  |  | TICU-BED11 |  | Diane Floyd
|  | GE HEALTHCARE | SOLAR 8000I | COMPUTER, DATA MANAGEMENT | SBL07038069GA | TRAUMA ICU | Kelemen |  |  | 04/24/2007 |  | 4/24/14 |  |  | NO | YES |  |  |  |  | GE MEDICAL SYSTEMS 10346476 SBL07038069GA |  |  | Active |  | 00:00:A1:05:DB:A3 |  | Alarm | 1Y:00-MFG | 02/26/2019 | 02/01/2020 | COOPER UNIVERSITY HOSPITAL |  |  | TICU-BED07 |  | Diane Floyd
|  | GE HEALTHCARE | SOLAR 8000I | COMPUTER, DATA MANAGEMENT | SBL07028005GA | TRAUMA ICU | Kelemen |  |  | 04/30/2007 |  | 4/30/14 |  |  | NO | YES |  |  |  |  | GE MEDICAL SYSTEMS 10346469 SBL07028005GA |  |  | Active |  | 00:00:A1:05:DA:75 |  | Alarm | 1Y:00-MFG | 02/26/2019 | 02/01/2020 | COOPER UNIVERSITY HOSPITAL |  |  | TICU-BED08 |  | Diane Floyd
|  | GE HEALTHCARE | SOLAR 8000I | COMPUTER, DATA MANAGEMENT | SBL07028008GA | TRAUMA ICU | Kelemen |  |  | 04/24/2007 |  | 4/24/14 |  |  | NO | YES |  |  |  |  | GE MEDICAL SYSTEMS 10346463 SBL07028008GA |  |  | Active |  | 00:00:A1:05:DA:37 |  | Alarm | 1Y:00-MFG | 02/27/2019 | 02/01/2020 | COOPER UNIVERSITY HOSPITAL |  |  | TICU-BED10 |  | Diane Floyd
|  | GE HEALTHCARE | SOLAR 8000I | COMPUTER, DATA MANAGEMENT | SBL07028034GA | TRAUMA ICU | Kelemen |  |  | 04/24/2007 |  | 4/24/14 |  |  | NO | YES |  |  |  |  | GE MEDICAL SYSTEMS 10346459 SBL07028034GA |  |  | Active |  | 00:00:A1:05:DA:6D |  | Alarm | 1Y:00-MFG | 02/27/2019 | 02/01/2020 | COOPER UNIVERSITY HOSPITAL |  |  | TICU-BED09 |  | Diane Floyd
|  | GE HEALTHCARE | SOLAR 8000I | COMPUTER, DATA MANAGEMENT | SE409250358GA | TRAUMA ICU | Kelemen | BASEMENT |  | 08/18/2009 |  | 8/18/16 |  |  | NO | YES |  |  |  |  | GE MEDICAL SYSTEMS 10346439 SE409250358GA |  |  | Active |  | 00:00:A1:07:CF:7D |  | Alarm | 1Y:00-MFG | 02/26/2019 | 02/01/2020 | COOPER UNIVERSITY HOSPITAL |  |  | TICU-BED04 |  | Diane Floyd
|  | GE HEALTHCARE | SOLAR 8000I | COMPUTER, DATA MANAGEMENT | SE409250449GA | TRAUMA ICU | Kelemen |  |  | 08/18/2009 |  | 8/18/16 |  |  | NO | YES |  |  |  |  | GE MEDICAL SYSTEMS 10346432 SE409250449GA |  |  | Active |  | 00:00:A1:07:5B:41 |  | Alarm | 1Y:00-MFG | 02/26/2019 | 02/01/2020 | COOPER UNIVERSITY HOSPITAL |  |  | TICU-BED03 |  | Diane Floyd
|  | GE HEALTHCARE | SOLAR 8000I | COMPUTER, DATA MANAGEMENT | SE409250437GA | TRAUMA ICU | Kelemen |  |  | 08/18/2009 |  | 8/18/16 |  |  | NO | YES |  |  |  |  | GE MEDICAL SYSTEMS 10346414 SE409250437GA |  |  | Active |  | 00:00:A1:07:5B:43 |  | Alarm | 1Y:00-MFG | 02/26/2019 | 02/01/2020 | COOPER UNIVERSITY HOSPITAL |  |  | BED 2 |  | Diane Floyd
|  | GE HEALTHCARE | SOLAR 8000I | COMPUTER, DATA MANAGEMENT | SE408374546GA |  | Pavilion |  |  | 11/03/2008 |  | 11/3/15 |  |  | NO | YES |  |  |  |  | GE MEDICAL SYSTEMS 10346410 SE408374546GA |  |  | Active |  | 00:00:A1:07:2F:EA |  | Alarm | 1Y:00-MFG | 06/21/2019 | 06/01/2020 | COOPER UNIVERSITY HOSPITAL |  |  | PAVILION-3 BED 2 |  | FRANK OBRIEN
|  | GE HEALTHCARE | SOLAR 8000I | COMPUTER, DATA MANAGEMENT | SE408374527GA |  | Pavilion |  |  | 11/03/2008 |  | 11/3/15 |  |  | NO | YES |  |  |  |  | GE MEDICAL SYSTEMS 10346408 SE408374527GA |  |  | Active |  | 00:00:A1:07:2F:C3 |  | Alarm | 1Y:00-MFG | 06/21/2019 | 06/01/2020 | COOPER UNIVERSITY HOSPITAL |  |  | PAVILION-3 BED 4 |  | FRANK OBRIEN
|  | GE HEALTHCARE | SOLAR 8000I | COMPUTER, DATA MANAGEMENT | SE408374533GA | PAVILION PACU | Pavilion |  |  | 11/03/2008 |  | 11/3/15 |  |  | NO | YES |  |  |  |  | GE MEDICAL SYSTEMS 10346399 SE408374533GA |  |  | Active |  | 00:00:A1:07:30:97 |  | Alarm | 1Y:00-MFG | 06/19/2019 | 06/01/2020 | COOPER UNIVERSITY HOSPITAL |  |  | PAVILION-3 BED 5 |  | FRANK OBRIEN
|  | GE HEALTHCARE | SOLAR 8000I | COMPUTER, DATA MANAGEMENT | SE408374547GA |  | Kelemen |  |  | 11/03/2008 |  | 11/3/15 |  |  | NO | YES |  |  |  |  | GE MEDICAL SYSTEMS 10346392 SE408374547GA |  |  | Active |  | 00:00:A1:07:2F:E2 |  | Alarm | 1Y:00-MFG | 06/19/2019 | 06/01/2020 | COOPER UNIVERSITY HOSPITAL |  |  | PAVILION-3 BED 6 |  | FRANK OBRIEN
|  | GE HEALTHCARE | SOLAR 8000I | COMPUTER, DATA MANAGEMENT | SE408374544GA |  | Pavilion |  |  | 11/03/2008 |  | 11/3/15 |  |  | NO | YES |  |  |  |  | GE MEDICAL SYSTEMS 10346381 SE408374544GA |  |  | Active |  | 00:00:A1:07:2D:19 |  | Alarm | 1Y:00-MFG | 06/20/2019 | 06/01/2020 | COOPER UNIVERSITY HOSPITAL |  |  | PAVILION-3RD BED 3 |  | FRANK OBRIEN
|  | GE HEALTHCARE | SOLAR 8000I | COMPUTER, DATA MANAGEMENT | SE408374542GA | PAVILION PACU | Pavilion |  |  | 11/03/2008 |  | 11/3/15 |  |  | NO | YES |  |  |  |  | GE MEDICAL SYSTEMS 10346372 SE408374542GA |  |  | Active |  | 00:00:A1:07:2D:75 |  | Alarm | 1Y:00-MFG | 06/21/2019 | 06/01/2020 | COOPER UNIVERSITY HOSPITAL |  |  | PAVILION-3RD BED 8 |  | FRANK OBRIEN
|  | GE HEALTHCARE | SOLAR 8000I | COMPUTER, DATA MANAGEMENT | SBL07038081GA |  | Pavilion | [7 empty] | NO | YES
|  | SIEMENS MEDICAL | SYNGO | COMPUTER, DATA MANAGEMENT |  | OPERATING ROOM - PAVILION | Pavilion |  |  | 10/31/2019 |  |  |  | SYSTEM COMPONENT | NO | YES |  |  |  |  | SIEMENS MEDICAL 10769722 7023 |  |  | Active |  | 00:E0:81:B6:7E:0C |  | Equipment | PAAR:00-PVAR | 10/31/2019 | 10/31/2019 | COOPER UNIVERSITY HOSPITAL |  |  | HYBRID ANGIO ROOM | 0011875787 | DOMINIC VENDETTA | Repair | Closed | Salvatore Bombara | 10/31/2019 | 10/31/2019 | WORK STATION - NOT ARCHIVING IMAGES - TMX | 7/6/2017 2:02:15 PM SXBOMBARA (SXBOMBARA 7/6/2017 12:00 AM) REQUESTED PO FOR SERVICE. 7/7/2017 10:24:49 AM SXBOMBARA (SXBOMBARA 7/7/2017 12:00 AM) RECEIVED PO. CALL FOR SERVICE. RA# 400108266542 7/12/2017 9:34:57 AM SXBOMBARA (SXBOMBARA 7/12/2017 12:00 AM) SERVICE CALL IS COMPLETED BY VENDOR. SEE ATTACHMENT. | 31B225EC-783F-47C2-81EE-11229B615FDF | Labor | 10/31/2019 | 10/31/2019 | Salvatore Bombara
|  | Dell | OptiPlex 7050 | COMPUTER, DESKTOP |  |  | Kelemen | [6 empty] | SYSTEM COMPONENT | YES | YES
|  | Dell | OptiPlex 7050 | COMPUTER, DESKTOP |  |  | 400 MEDICAL CENTER DR | [6 empty] | SYSTEM COMPONENT | YES | YES
|  | Dell | OptiPlex 7050 | COMPUTER, DESKTOP |  |  | Kelemen | [6 empty] | SYSTEM COMPONENT | NO | YES
|  | Dell | OptiPlex 7050 | COMPUTER, DESKTOP |  |  | Kelemen | [6 empty] | SYSTEM COMPONENT | NO | YES
|  | Dell | OptiPlex 7050 | COMPUTER, DESKTOP |  |  | 400 Medical Center Dr | [6 empty] | SYSTEM COMPONENT | YES | YES
|  | Dell | OptiPlex 7050 | COMPUTER, DESKTOP |  |  | Kelemen | [6 empty] | SYSTEM COMPONENT | NO | YES
|  | Dell | OptiPlex 7050 | COMPUTER, DESKTOP |  |  | 901 Centennial Blvd | 1 Building 2 | [5 empty] | SYSTEM COMPONENT | YES | YES
|  | Dell | OptiPlex 7050 | COMPUTER, DESKTOP |  |  | Kelemen | [6 empty] | SYSTEM COMPONENT | YES | YES
|  | Dell | OptiPlex 7050 | COMPUTER, DESKTOP |  |  | Kelemen | [6 empty] | SYSTEM COMPONENT | NO | YES
|  | Dell | OptiPlex 7050 | COMPUTER, DESKTOP |  |  | Kelemen | [6 empty] | SYSTEM COMPONENT | YES | YES
|  | Dell | OptiPlex 7050 | COMPUTER, DESKTOP |  |  | Kelemen | [6 empty] | SYSTEM COMPONENT | NO | YES
|  | Dell | OptiPlex 7050 | COMPUTER, DESKTOP |  |  | Kelemen | [6 empty] | SYSTEM COMPONENT | NO | YES
|  | Dell | OptiPlex 7050 | COMPUTER, DESKTOP |  |  | Kelemen | [6 empty] | SYSTEM COMPONENT | YES | YES
|  | Dell | OptiPlex 7050 | COMPUTER, DESKTOP |  |  | Kelemen | [6 empty] | SYSTEM COMPONENT | NO | YES
|  | Dell | OptiPlex 7050 | COMPUTER, DESKTOP |  |  | Kelemen | [6 empty] | SYSTEM COMPONENT | NO | YES
|  | Dell | OptiPlex 7050 | COMPUTER, DESKTOP |  |  | Kelemen | [6 empty] | SYSTEM COMPONENT | YES | YES
|  | Dell | OptiPlex 7050 | COMPUTER, DESKTOP |  |  | Kelemen | [6 empty] | SYSTEM COMPONENT | NO | YES
|  | Dell | Precision 5810 | COMPUTER, DESKTOP |  |  | Kelemen | [6 empty] | SYSTEM COMPONENT | YES | YES
|  | Dell | Precision T5600 | COMPUTER, DESKTOP | 856348DS |  | 1103 N Kings Hwy | [6 empty] | SYSTEM COMPONENT | YES | YES
|  | Dell | T3610 | COMPUTER, DESKTOP |  |  | Kelemen | [6 empty] | SYSTEM COMPONENT | YES | YES
|  | Fujitsu |  | COMPUTER, DESKTOP | ykjq009604 |  | Pavilion | [6 empty] | SYSTEM COMPONENT | YES | YES
|  | Fujitsu | Celsius | COMPUTER, DESKTOP |  |  | 900 Centennial Blvd | 1 Suite B | [5 empty] | SYSTEM COMPONENT | YES | YES
|  | Fujitsu | Celsius M470-2 POWER | COMPUTER, DESKTOP | S2315 |  | Keleman | [6 empty] | SYSTEM COMPONENT | YES | YES
|  | FUJITSU Siemens | Celsius | COMPUTER, DESKTOP | yktj020502 |  | Pavilion | Basement | [5 empty] | SYSTEM COMPONENT | YES | YES
|  | Hewlett-Packard (HP) | Elite 8300 SFF | COMPUTER, DESKTOP | MXL3491ZWR |  | Kelemen | [6 empty] | SYSTEM COMPONENT | NO | YES
|  | Hewlett-Packard (HP) | N/A | COMPUTER, DESKTOP | 249-0578 |  | 900 Centennial Blvd | 1 Suite D | [5 empty] | SYSTEM COMPONENT | YES | YES
|  | Hewlett-Packard (HP) | RP5 5810 | COMPUTER, DESKTOP | CZC8417THG |  | 2 Cooper | [6 empty] | SYSTEM COMPONENT | YES | YES
|  | Hewlett-Packard (HP) | Z440 | COMPUTER, DESKTOP |  |  | Pavilion | [6 empty] | SYSTEM COMPONENT | YES | YES
|  | Hewlett-Packard (HP) | Z440 | COMPUTER, DESKTOP |  |  | Kelemen | [6 empty] | SYSTEM COMPONENT | YES | YES
|  | Hewlett-Packard (HP) | Z440 | COMPUTER, DESKTOP |  |  | Kelemen | [6 empty] | SYSTEM COMPONENT | YES | YES
|  | Hewlett-Packard (HP) | Z440 | COMPUTER, DESKTOP |  |  | Kelemen | [6 empty] | SYSTEM COMPONENT | YES | YES
|  | Hewlett-Packard (HP) | Z440 | COMPUTER, DESKTOP | CZC93080YP |  | Pavilion | Basement | [5 empty] | SYSTEM COMPONENT | YES | YES
|  | Hewlett-Packard (HP) | Z6 G4 | COMPUTER, DESKTOP |  |  | 3 Cooper | [6 empty] | SYSTEM COMPONENT | YES | YES
|  | Hewlett-Packard (HP) | Z6 G4 | COMPUTER, DESKTOP |  |  | 3 Cooper | [6 empty] | SYSTEM COMPONENT | YES | YES
|  | Lenovo | ThinkCentre M83 | COMPUTER, DESKTOP | MJ00ZTK5 |  | Kelemen | [6 empty] | SYSTEM COMPONENT | YES | YES
|  | Lenovo | ThinkStation E31 | COMPUTER, LAPTOP |  |  | 218 Sunset Rd | [6 empty] | SYSTEM COMPONENT | YES | YES
|  | SAVANT | SPEED VAC SVC100H | CONCENTRATOR |  |  | Kelemen | [7 empty] | YES | YES
|  | SORIN GROUP USA, INC. | S5 | CONSOLE |  | PERFUSION | Pavilion |  |  | 07/11/2019 |  |  |  |  | NO | YES |  |  |  |  | SORIN GROUP USA, INC. 11239420 48E02604 |  |  | Active |  | 99:99:99:99:99:99 |  | Life Support | 6M:00-MFG | 07/11/2019 | 07/11/2019 | COOPER UNIVERSITY HOSPITAL |  |  | OPERATING ROOM |  | Bonnie Aichroch |  |  |  | 07/11/2019 | 07/11/2019 |  |  |  |  | 07/11/2019 | 07/11/2019
|  | NUCLETRON | FLEXITRON HDR | CONSOLE, BRACHYTHERAPY | FT00433 | COOPER CANCER CENTER | MD Anderson Cancer Center |  |  | 09/13/2019 |  | 9/13/24 |  |  | NO | YES |  |  |  |  | NUCLETRON 11222074 FT00433 |  |  | Active |  |  |  | High Risk | 6M:00-MFG | 09/13/2019 | 09/13/2019 | COOPER AMBULATORY OFF-SITES |  |  | CCC 1st Fl, Brachytherapy | WOT00000003182176 | COLLEEN TEGELER | Performance Verification | Closed | Charles Santomero | 09/13/2019 | 09/13/2019 | Performance Verification for NUCLETRON 11222074 FT00433 | Initial Install of Performance Verification. Device is ready for patient use. |  |  | 09/13/2019 | 09/13/2019
|  | SAKURA FINETEK USA, INC. | TISSUE-TEK TEC 5 | CONSOLE, EMBEDDING | MES2648 | MARLTON-DERMATOLOGY | 10000 Sagamore Dr |  |  | 10/31/2019 |  | 10/31/27 |  |  | NO | YES |  |  |  |  | SAKURA FINETEK USA, INC. 11239286 MES2648 |  |  | Active |  | 99:99:99:99:99:99 |  | Equipment | PAAR:00-PVAR | 10/31/2019 | 10/31/2019 | COOPER AMBULATORY OFF-SITES |  |  | Lab area | WOT00000001302247 | MICHELE CANALE | Performance Verification | Closed | Kirk Lis | 10/31/2019 | 10/31/2019 | Performance Verification for SAKURA FINETEK USA, INC. 11239286 MES2648 | Initial Install of Performance Verification. Device is ready for patient use. |  |  | 10/31/2019 | 10/31/2019
|  | STRYKER CORP. | CORE POWER 5400-50 | CONSOLE, POWER |  | OR - KELEMEN 3 | Kelemen |  |  | 04/08/2013 |  | 4/8/20 |  |  | NO | YES |  |  |  |  | STRYKER CORP. 10368417 130921473 |  |  | Active |  | 99:99:99:99:99:99 |  | Equipment | 1Y:00-MFG | 02/23/2019 | 02/01/2020 | COOPER UNIVERSITY HOSPITAL |  |  | Kel OR Store Rm |  | DOMINIC VENDETTA
|  | STRYKER CORP. | CORE POWER 5400-50 | CONSOLE, POWER |  | OR - KELEMEN 3 | Kelemen |  |  | 04/08/2013 |  | 4/8/20 |  |  | NO | YES |  |  |  |  | STRYKER CORP. 10367197 1309214343 |  |  | Active |  | 99:99:99:99:99:99 |  | Equipment | 1Y:00-MFG | 02/23/2019 | 02/01/2020 | COOPER UNIVERSITY HOSPITAL |  |  | Kel OR Store Rm |  | DOMINIC VENDETTA
|  | STRYKER CORP. | CORE POWER 5400-50 | CONSOLE, POWER |  | VOORHEES SURGERY CENTER-OPERATING ROOM | 900 Centennial Blvd | Suite E |  | 07/10/2014 |  | 7/10/21 |  |  | NO | YES |  |  |  |  | STRYKER CORP. 10347188 1419502583 |  |  | Active |  | 99:99:99:99:99:99 |  | Equipment | 1Y:00-MFG | 04/18/2019 | 04/01/2020 | COOPER AMBULATORY OFF-SITES |  |  | SUITE E |  | JENNIFER BOMBARO
|  | STRYKER CORP. | TPS 5100-50 | CONSOLE, POWER |  |  | Kelemen | [7 empty] | YES | YES
|  | SYNTHES | 05.001.400 | CONSOLE, POWER |  | OPERATING ROOM - PAVILION | Kelemen |  |  | 01/22/2016 |  | 1/22/21 |  |  | NO | YES |  |  |  |  | SYNTHES 10480343 860599010 |  |  | Active |  | 99:99:99:99:99:99 |  | Equipment | 1Y:00-MFG | 02/15/2019 | 02/01/2020 | COOPER UNIVERSITY HOSPITAL |  |  | Kel OR Sore Rm |  | DOMINIC VENDETTA
|  | STRYKER CORP. | TPS 5110-50 | CONSOLE, SHAVER |  | OR - KELEMEN 3 | Kelemen |  |  | 12/18/2015 |  | 12/18/20 |  |  | NO | YES |  |  |  |  | STRYKER CORP. 10480287 060200023 |  |  | Active |  | 99:99:99:99:99:99 |  | Equipment | 1Y:00-MFG | 02/23/2019 | 02/01/2020 | COOPER UNIVERSITY HOSPITAL |  |  | K7 CABNET |  | DOMINIC VENDETTA
|  | HOLOGIC, INC. | ASY-01504 | CONTROL | D2286 |  | 1103 N Kings Hwy | [7 empty] | YES | YES
CCP71025592043004 |  | HOLOGIC, INC. | ASY-01504 | CONTROL | D6k0091 |  | 1103 N Kings Hwy | [7 empty] | YES | YES
|  | MCKESSON INFORMATION SOLUTIONS | HCH300 | CONTROL |  | CARDIAC CATH LAB | Kelemen |  |  | 10/31/2019 |  |  |  |  | NO | YES |  |  |  |  | MCKESSON INFORMATION SOLUTIONS 11187567 2011050245 |  |  | Active |  | 99:99:99:99:99:99 |  | Equipment | PAAR:00-PVAR | 10/31/2019 | 10/31/2019 | COOPER UNIVERSITY HOSPITAL |  |  | CCL - Lab 1 Control Room | WOT00000002667748 | LINDA BEAN | Performance Verification | Closed | Stephen Zubrzycki | 10/31/2019 | 10/31/2019 | Performance Verification for MCKESSON INFORMATION SOLUTIONS 11187567 2011050245 | Initial Install of Performance Verification. Device is ready for patient use. |  |  | 10/31/2019 | 10/31/2019
|  | MCKESSON INFORMATION SOLUTIONS | HCH320 | CONTROL | HCH320 | CARDIAC CATH LAB | Kelemen |  |  | 09/12/2012 |  |  |  |  | NO | YES |  |  |  |  | MCKESSON INFORMATION SOLUTIONS 10369205 NOT KNOWN |  |  | Active |  | 99:99:99:99:99:99 |  | Equipment | PAAR:00-PVAR | 11/01/2019 |  | COOPER UNIVERSITY HOSPITAL |  |  | CCL - EP1 |  | LINDA BEAN
|  | MCKESSON INFORMATION SOLUTIONS | HCH320 | CONTROL |  | CARDIAC CATH LAB | Kelemen |  |  | 01/12/2011 |  |  |  |  | NO | YES |  |  |  |  | MCKESSON INFORMATION SOLUTIONS 10368382 2012012603 |  |  | Active |  | 99:99:99:99:99:99 |  | Equipment | PAAR:00-PVAR | 11/02/2019 |  | COOPER UNIVERSITY HOSPITAL |  |  | CCL - EP2 | WOT00000003730310 | LINDA BEAN | Cyber Remediation | Open | Stephen Zubrzycki | 09/16/2019 |  | SFT000373 McKesson / Change / Horizon Cardiology Systems Vulnerability Remediation
|  | MCKESSON INFORMATION SOLUTIONS | HCH320 | CONTROL | FA0375 | CARDIAC CATH LAB | Kelemen |  |  | 01/12/2011 |  |  |  |  | NO | YES |  |  |  |  | MCKESSON INFORMATION SOLUTIONS 10367867 FA0375 |  |  | Active |  | 99:99:99:99:99:99 |  | Equipment | PAAR:00-PVAR | 11/01/2019 |  | COOPER UNIVERSITY HOSPITAL |  |  | CCL - Lab 2 Control Room | WOT00000002679832 | LINDA BEAN | Repair | Closed | Charles Santomero | 05/08/2019 | 05/08/2019 | Wont turn on properly - system froze - in a loop loading screen | Found the physiological computer not booting up to the user screen. After telling the system to shut down, it partly shut down, but not completely. Waited a few minutes to see if it would shut off, but it was stuck in some state where it was still powered on but not responsive to any inputs. Eventually had to unplug it. After plugging back in and turning on, it booted normally and was working again. OVP, RTS. | EXP2882033 | Labor | 05/08/2019 | 05/08/2019 | Charles Santomero
|  | RICHARD WOLF |  | CONTROL, SHAVER |  |  | Kelemen | [7 empty] | YES | YES
|  | LONZA | 4D-NUCLEOFECTOR | CONTROLLER | 511B0235 |  | 401 Haddon Ave | [7 empty] | YES | YES
|  | ARTHREX INC. | SYNERGY HD3 | CONTROLLER, CAMERA | DBL150024 | VOORHEES SURGERY CENTER-OPERATING ROOM | 900 Centennial Blvd | Suite E |  | 05/10/2016 |  | 5/10/21 |  |  | NO | YES |  |  |  |  | ARTHREX INC. 10480399 DBL150024 |  |  | Active |  | 99:99:99:99:99:99 |  | Equipment | PAAR:00-PVAR | 10/31/2019 |  | COOPER AMBULATORY OFF-SITES |  |  | SUITE 3 |  | JENNIFER BOMBARO
|  | BERCHTOLD CORPORATION | CHROMOVISION HR24 | CONTROLLER, CAMERA |  |  | Pavilion | [7 empty] | YES | YES
|  | BERCHTOLD CORPORATION | CHROMOVISION HR24 | CONTROLLER, CAMERA | 922204-Q10907 |  | Pavilion | [7 empty] | YES | YES
|  | BERCHTOLD CORPORATION | CHROMOVISION HR24 | CONTROLLER, CAMERA | 9222004-P10473 | OPERATING ROOM - PAVILION | Pavilion |  |  | 02/04/2009 |  | 2/4/14 |  |  | NO | YES |  |  |  |  | BERCHTOLD CORPORATION 10346638 9222004-P10473 |  |  | Active |  | 99:99:99:99:99:99 |  | Equipment | PAAR:00-PVAR | 11/02/2019 |  | COOPER UNIVERSITY HOSPITAL |  |  | OR P01 | 0011322756 | DOMINIC VENDETTA | Repair | Closed | Salvatore Bombara | 03/07/2017 | 03/07/2017 | CAMERA - NO IMAGE - TMX | 3/7/2017 3:11:02 PM SXBOMBARA (SXBOMBARA 3/7/2017 12:00 AM) DETERMINED THIS UNITS CAMERA DATA CABLE WAS DISCONNECTED. SECURED CONNECTION. RETURNED UNIT TO SERVICE. | 7A791E12-31E7-4343-B8A1-B5ABE19730F4 | Labor | 03/07/2017 | 03/07/2017 | Salvatore Bombara
|  | BERCHTOLD CORPORATION | CHROMOVISION HR24 | CONTROLLER, CAMERA | 9222004-P-10430 | OPERATING ROOM - PAVILION | Pavilion |  |  | 02/04/2009 |  | 2/4/14 |  |  | NO | YES |  |  |  |  | BERCHTOLD CORPORATION 10346565 9222004-P-10430 |  |  | Active |  | 99:99:99:99:99:99 |  | Equipment | PAAR:00-PVAR | 11/02/2019 |  | COOPER UNIVERSITY HOSPITAL |  |  | OR P04 | WOT00000002200205 | DOMINIC VENDETTA | Disposition | Closed | Salvatore Bombara | 02/14/2019 | 05/14/2019 | Bulk Disposition CNL
|  | CARL ZEISS | MEDILIVE | CONTROLLER, CAMERA |  | VOORHEES SURGERY CENTER-OPERATING ROOM | 900 Centennial Blvd | Suite E |  | 06/16/2009 |  | 6/16/14 |  |  | NO | YES |  |  |  |  | CARL ZEISS 10345465 6907101200 |  |  | Active |  | 99:99:99:99:99:99 |  | Equipment | PAAR:00-PVAR | 11/02/2019 |  | COOPER AMBULATORY OFF-SITES |  |  | HALLWAY |  | JENNIFER BOMBARO
|  | JEDMED INSTRUMENTS CO. | STROBOCAM II | CONTROLLER, CAMERA |  | BUNKER HILL-SURGERY | 2 Plaza Dr |  |  | 01/01/2011 |  | 1/1/16 |  |  | NO | YES |  |  |  |  | JEDMED INSTRUMENTS CO. 10346834 900578 |  |  | Active |  | 99:99:99:99:99:99 |  | Equipment | PAAR:00-PVAR | 10/31/2019 |  | COOPER AMBULATORY OFF-SITES |  |  | Relocated from 6200 Main St. |  | ANNE MAIER
|  | PENTAX MEDICAL | PSV-4000 | CONTROLLER, CAMERA | A013517 | 6017 MAIN ST-PLASTICS | 6200 Main St |  |  | 05/26/2009 |  | 5/26/14 |  |  | NO | YES |  |  |  |  | PENTAX MEDICAL 10345795 A013517 |  |  | Active |  | 99:99:99:99:99:99 |  | Equipment | PAAR:00-PVAR | 11/02/2019 |  | COOPER AMBULATORY OFF-SITES |  |  | PROCEDURE ROOM D |  | ANNE MAIER
|  | SKYTRON | PRECISION HD | CONTROLLER, CAMERA | 21 2017-09-1170 | SAME DAY OR-2ND FL PAVILION | Kelemen |  |  | 10/31/2019 |  | 10/31/24 |  |  | NO | YES |  |  |  |  | STRYKER CORP. 11239175 21 2017-09-1170 |  |  | Active |  | 99:99:99:99:99:99 |  | Equipment | PAAR:00-PVAR | 10/31/2019 | 10/31/2019 | COOPER UNIVERSITY HOSPITAL |  |  | SD Or 7 | WOT00000000625855 | JOE DRUCTOR | Performance Verification | Closed | Tom Burhart | 10/31/2019 | 10/31/2019 | Performance Verification for STRYKER CORP. 11239175 0110841736100193212017-09-1170 | Initial Install of Performance Verification. Device is ready for patient use. |  |  | 10/31/2019 | 10/31/2019
|  | SKYTRON | PRECISION HD | CONTROLLER, CAMERA | (21)2017-09-1187 | SAME DAY OR-2ND FL PAVILION | Pavilion |  |  | 10/31/2019 |  | 10/31/24 |  |  | NO | YES |  |  |  |  | STRYKER CORP. 11239161 (21)2017-09-1187 |  |  | Active |  | 99:99:99:99:99:99 |  | Equipment | PAAR:00-PVAR | 10/31/2019 | 10/31/2019 | COOPER UNIVERSITY HOSPITAL |  |  | SD OR 6 | WOT00000000616799 | JOE DRUCTOR | Performance Verification | Closed | Tom Burhart | 10/31/2019 | 10/31/2019 | Performance Verification for STRYKER CORP. 11239161 (21)2017-09-1187 | Initial Install of Performance Verification. Device is ready for patient use. |  |  | 10/31/2019 | 10/31/2019
|  | SKYTRON | PRECISION HD | CONTROLLER, CAMERA | 212017-09-1165 | SAME DAY OR-2ND FL PAVILION | Pavilion |  |  | 10/31/2019 |  | 10/31/24 |  |  | NO | YES |  |  |  |  | SKYTRON 11239149 212017-09-1165 |  |  | Active |  | 99:99:99:99:99:99 |  | Non-medical | PAAR:00-PVAR | 10/31/2019 | 10/31/2019 | COOPER UNIVERSITY HOSPITAL |  |  | SD OR 8 | WOT00000000616645 | JOE DRUCTOR | Performance Verification | Closed | Salvatore Bombara | 10/31/2019 | 10/31/2019 | Performance Verification for SKYTRON 11239149 B1-170-59 | Initial Install of Performance Verification. Device is ready for patient use. |  |  | 10/31/2019 | 10/31/2019
|  | SKYTRON | PRECISION HD | CONTROLLER, CAMERA | 2017-03-1114 | SAME DAY OR-2ND FL PAVILION | Kelemen |  |  | 10/31/2019 |  | 10/31/24 |  |  | NO | YES |  |  |  |  | SKYTRON 11239128 2017-03-1114 |  |  | Active |  | 99:99:99:99:99:99 |  | Non-medical | PAAR:00-PVAR | 10/31/2019 | 10/31/2019 | COOPER UNIVERSITY HOSPITAL |  |  | SD OR 4 | WOT00000000564259 | JOE DRUCTOR | Performance Verification | Closed | Salvatore Bombara | 10/31/2019 | 10/31/2019 | Performance Verification for SKYTRON 11239128 B1-710-59 | Initial Install of Performance Verification. Device is ready for patient use. |  |  | 10/31/2019 | 10/31/2019
|  | SKYTRON | PRECISION HD | CONTROLLER, CAMERA | 2017-09-1172 | SAME DAY OR-2ND FL PAVILION | Pavilion |  |  | 10/31/2019 |  | 10/31/24 |  |  | NO | YES |  |  |  |  | SKYTRON 11239104 2017-09-1172 |  |  | Active |  | 99:99:99:99:99:99 |  | Non-medical | PAAR:00-PVAR | 10/31/2019 | 10/31/2019 | COOPER UNIVERSITY HOSPITAL |  |  | SD OR 03 | WOT00000000559080 | JOE DRUCTOR | Performance Verification | Closed | Salvatore Bombara | 10/31/2019 | 10/31/2019 | Performance Verification for SKYTRON 11239104 2017-09-1172 | Initial Install of Performance Verification. Device is ready for patient use. |  |  | 10/31/2019 | 10/31/2019
|  | SKYTRON | PRECISION HD | CONTROLLER, CAMERA | 2017-10-1195 | SAME DAY OR-2ND FL PAVILION | Pavilion |  |  | 10/31/2019 |  | 10/31/24 |  |  | NO | YES |  |  |  |  | SKYTRON 11239083 2017-10-1195 |  |  | Active |  | 99:99:99:99:99:99 |  | Non-medical | PAAR:00-PVAR | 10/31/2019 | 10/31/2019 | COOPER UNIVERSITY HOSPITAL |  |  | SD OR 2 | WOT00000000558708 | JOE DRUCTOR | Performance Verification | Closed | Salvatore Bombara | 10/31/2019 | 10/31/2019 | Performance Verification for SKYTRON 11239083 2017-10-1195 | Initial Install of Performance Verification. Device is ready for patient use. |  |  | 10/31/2019 | 10/31/2019
|  | SKYTRON | PRECISION HD | CONTROLLER, CAMERA | 2017-10-1194 | SAME DAY OR-2ND FL PAVILION | Pavilion |  |  | 10/31/2019 |  | 10/31/24 |  |  | NO | YES |  |  |  |  | SKYTRON 11239067 2017-10-1194 |  |  | Active |  | 99:99:99:99:99:99 |  | Non-medical | PAAR:00-PVAR | 10/31/2019 | 10/31/2019 | COOPER UNIVERSITY HOSPITAL |  |  | SD OR 1 | WOT00000000556299 | JOE DRUCTOR | Performance Verification | Closed | Salvatore Bombara | 10/31/2019 | 10/31/2019 | Performance Verification for SKYTRON 11239067 2017-10-1194 | Initial Install of Performance Verification. Device is ready for patient use. |  |  | 10/31/2019 | 10/31/2019
|  | SKYTRON | PRECISION HD | CONTROLLER, CAMERA | 2017-09-1171 | SAME DAY OR-2ND FL PAVILION | Pavilion |  |  | 10/31/2019 |  | 10/31/24 |  |  | NO | YES |  |  |  |  | SKYTRON 11239018 2017-09-1171 |  |  | Active |  | 99:99:99:99:99:99 |  | Non-medical | PAAR:00-PVAR | 10/31/2019 | 10/31/2019 | COOPER UNIVERSITY HOSPITAL |  |  | SD6 | WOT00000000552086 | JOE DRUCTOR | Performance Verification | Closed | Salvatore Bombara | 10/31/2019 | 10/31/2019 | Performance Verification for SKYTRON 11239018 2017-09-1171 | Initial Install of Performance Verification. Device is ready for patient use. |  |  | 10/31/2019 | 10/31/2019
|  | SKYTRON | PRECISION HD | CONTROLLER, CAMERA | 2016-12-1077 | OR - KELEMEN 3 | Kelemen |  |  | 09/11/2017 |  | 9/11/22 |  |  | NO | YES | Serial Number 2016-12-1077 |  |  |  | SKYTRON 10732256 2016-12-1077 |  |  | Active |  | 99:99:99:99:99:99 |  | Non-medical | PAAR:00-PVAR | 10/31/2019 |  | COOPER UNIVERSITY HOSPITAL |  |  |  | 0012379916 | DOMINIC VENDETTA | Preventative Maintenance | Closed | Josh Harris | 11/02/2017 | 11/02/2017 | PERFORMANCE ASSURANCE AT INVENTORY | INVENTORIED DEVICE AND ENSURED DEVICE WAS FUNCTIONING PROPERLY. | 9DB3FF60-5549-4E05-9351-C51B94038D49 | Labor | 09/11/2017 | 09/11/2017 | Josh Harris
|  | SKYTRON | PRECISION HD | CONTROLLER, CAMERA | 2016-03-0947 | OR - KELEMEN 3 | Kelemen |  |  | 09/12/2016 |  | 9/12/21 |  |  | NO | YES |  |  |  |  | SKYTRON 10505437 2016-03-0947 |  |  | Active |  | 99:99:99:99:99:99 |  | Non-medical | PAAR:00-PVAR | 10/31/2019 |  | COOPER UNIVERSITY HOSPITAL |  |  | KELEMEN OR ROOM 11 |  | DOMINIC VENDETTA
|  | SKYTRON | PRECISION HD | CONTROLLER, CAMERA | 2016-03-0949 | OR - KELEMEN 3 | Kelemen |  |  | 09/12/2016 |  | 9/12/21 |  |  | NO | YES |  |  |  |  | SKYTRON 10505388 2016-03-0949 |  |  | Active |  | 99:99:99:99:99:99 |  | Non-medical | PAAR:00-PVAR | 10/31/2019 |  | COOPER UNIVERSITY HOSPITAL |  |  | KELEMEN OR RM 10 |  | DOMINIC VENDETTA
|  | SKYTRON | PRECISION HD | CONTROLLER, CAMERA | 2016-03-0948 | OR - KELEMEN 3 | Kelemen |  |  | 09/12/2016 |  | 9/12/21 |  |  | NO | YES |  |  |  |  | SKYTRON 10505373 2016-03-0948 |  |  | Active |  | 99:99:99:99:99:99 |  | Non-medical | PAAR:00-PVAR | 10/31/2019 |  | COOPER UNIVERSITY HOSPITAL |  |  | KELEMAN OR RM 9 |  | DOMINIC VENDETTA
|  | SKYTRON | PRECISION HD | CONTROLLER, CAMERA | 2016-01-0938 | OR - KELEMEN 3 | Kelemen |  |  | 05/06/2016 |  | 5/6/21 |  |  | NO | YES |  |  |  |  | SKYTRON 10480428 2016-01-0938 |  |  | Active |  | 99:99:99:99:99:99 |  | Non-medical | PAAR:00-PVAR | 10/31/2019 |  | COOPER UNIVERSITY HOSPITAL |  |  | OPERATING ROOM K8 |  | DOMINIC VENDETTA
|  | SKYTRON | TVII | CONTROLLER, CAMERA |  | OR - KELEMEN 3 | Kelemen |  |  | 01/01/2014 |  | 1/1/19 |  |  | NO | YES | Serial Number 7457 |  |  |  | SKYTRON 10369517 7457 |  |  | Active |  | 99:99:99:99:99:99 |  | Equipment | PAAR:00-PVAR | 11/02/2019 |  | COOPER UNIVERSITY HOSPITAL |  |  | OR K01 | WOT00000000518924 | DOMINIC VENDETTA | Disposition | Closed | Salvatore Bombara | 02/08/2018 | 05/15/2019 | Bulk Disposition CNL
|  | SKYTRON | TVII | CONTROLLER, CAMERA | 7L572 | OPERATING ROOM - PAVILION | Pavilion |  |  | 08/18/2009 |  | 8/18/14 |  |  | NO | YES |  |  |  |  | SKYTRON 10367551 7L572 |  |  | Active |  | 99:99:99:99:99:99 |  | Equipment | PAAR:00-PVAR | 11/02/2019 |  | COOPER UNIVERSITY HOSPITAL |  |  | OR P3 | WOT00000002200154 | DOMINIC VENDETTA | Disposition | Closed | Salvatore Bombara | 02/14/2019 | 05/15/2019 | Bulk Disposition CNL
|  | SKYTRON | TVII | CONTROLLER, CAMERA | 7L566 | OPERATING ROOM - PAVILION | Pavilion |  |  | 01/15/2009 |  | 1/15/14 |  |  | NO | YES |  |  |  |  | SKYTRON 10367377 7L566 |  |  | Active |  | 99:99:99:99:99:99 |  | Equipment | PAAR:00-PVAR | 11/02/2019 |  | COOPER UNIVERSITY HOSPITAL |  |  | P-3 ROOM 8 | WOT00000002200036 | DOMINIC VENDETTA | Disposition | Closed | Salvatore Bombara | 02/14/2019 | 05/15/2019 | Bulk Disposition CNL
|  | SKYTRON | TVII | CONTROLLER, CAMERA | 8C-591 | OPERATING ROOM - PAVILION | Pavilion |  |  | 08/18/2009 |  | 8/18/14 |  |  | NO | YES |  |  |  |  | SKYTRON 10367314 8C-591 |  |  | Active |  | 99:99:99:99:99:99 |  | Equipment | PAAR:00-PVAR | 11/02/2019 |  | COOPER UNIVERSITY HOSPITAL |  |  | OR P2 | WOT00000002199984 | DOMINIC VENDETTA | Disposition | Closed | Salvatore Bombara | 02/14/2019 | 05/15/2019 | Bulk Disposition CNL
|  | SKYTRON | TVII | CONTROLLER, CAMERA | 6301-84 | OPERATING ROOM - PAVILION | Pavilion |  |  | 02/13/2009 |  | 2/13/14 |  |  | NO | YES |  |  |  |  | SKYTRON 10355472 6301-84 |  |  | Active |  | 99:99:99:99:99:99 |  | Equipment | PAAR:00-PVAR | 11/02/2019 |  | COOPER UNIVERSITY HOSPITAL |  |  | Room 6 | 0011667700 | DOMINIC VENDETTA | Repair | Closed | Salvatore Bombara | 05/26/2017 | 05/30/2017 | CAMERA MONITOR- FLICKERING, PATIENT ON TABLE -- OR P6 | 5/30/2017 10:40:36 AM SXBOMBARA (SXBOMBARA 5/30/2017 12:00 AM) CONFIRMED ERROR. REBOOTED VCM. ERROR WAS CLEARED. | 91CB3FC0-9F14-483D-9A43-400D45CB74F2 | Labor | 05/30/2017 | 05/30/2017 | Salvatore Bombara
|  | SKYTRON | TVII | CONTROLLER, CAMERA | 8H656 |  | Pavilion | [7 empty] | YES | YES
|  | SKYTRON | TVII | CONTROLLER, CAMERA | 9C712 |  | Pavilion | [7 empty] | YES | YES
|  | SKYTRON | TVII | CONTROLLER, CAMERA | 7L573 |  | Pavilion | [7 empty] | YES | YES
|  | SKYTRON | TVII | CONTROLLER, CAMERA | 8B584 | OPERATING ROOM - PAVILION | Pavilion |  |  | 02/09/2009 |  | 2/9/14 |  |  | NO | YES |  |  |  |  | SKYTRON 10346283 8B584 |  |  | Disposition |  | 99:99:99:99:99:99 |  | Equipment | PAAR:00-PVAR | 11/02/2019 |  | COOPER UNIVERSITY HOSPITAL |  |  | room 9 | WOT00000002199902 | DOMINIC VENDETTA | Disposition | Closed | Salvatore Bombara | 02/14/2019 | 05/13/2019 | Bulk Disposition CNL | Unit has been retired | EXP2913279 | Labor | 05/13/2019 | 05/13/2019 | Salvatore Bombara
|  | SMITH &amp; NEPHEW | 460P 3-CCD | CONTROLLER, CAMERA | AAC0646 |  | 401 Haddon Ave | [7 empty] | NO | YES
|  | SMITH &amp; NEPHEW | 460P 3-CCD | CONTROLLER, CAMERA | AAC0583 | OR - KELEMEN 3 | 401 Haddon Ave |  |  | 06/09/2008 |  | 6/9/13 |  |  | NO | YES |  |  |  |  | SMITH & NEPHEW 10355423 AAC0583 |  |  | Disposition |  |  |  | Equipment | PAAR:00-PVAR | 11/02/2019 |  | COOPER UNIVERSITY HOSPITAL |  |  | P5 STORAGE RM |  | DOMINIC VENDETTA
|  | STORZ | 222000 20 | CONTROLLER, CAMERA | KE624371-P | VOORHEES SURGERY CENTER-SURGERY DEPT | 900 Centennial Blvd | Suite E |  | 01/01/1900 |  |  |  |  | NO | YES |  |  |  |  | STORZ 10347175 KE624371-P |  |  | Active |  | 99:99:99:99:99:99 |  | Equipment | PAAR:00-PVAR | 11/02/2019 |  | COOPER AMBULATORY OFF-SITES |  |  | HALLWAY |  | Theresa Megali
|  | STORZ | IMAGE 1 HD H3 | CONTROLLER, CAMERA | YS775236-P | OPERATING ROOM - PAVILION | Pavilion |  |  | 12/06/2017 |  | 12/6/22 |  |  | NO | YES |  |  |  |  | STORZ 10725720 YS775236-P |  |  | Active |  | 99:99:99:99:99:99 |  | Equipment | PAAR:00-PVAR | 10/31/2019 |  | COOPER UNIVERSITY HOSPITAL |  |  |  | 0012647454 | DOMINIC VENDETTA | Performance Verification | Closed | Josh Harris | 01/11/2018 | 01/11/2018 | INCOMING INVENTORY | DEVICE INVENTORIED | 5BC9891D-BE74-4741-8CB3-A70A7F67757F | Labor | 01/11/2018 | 01/11/2018 | Josh Harris
|  | STORZ | IMAGE 1 HUB 222010 20 | CONTROLLER, CAMERA | KE623983-P | VOORHEES SURGERY CENTER-OPERATING ROOM | 900 Centennial Blvd | Suite E |  | 09/07/2012 |  | 9/7/17 |  |  | NO | YES |  |  |  |  | STORZ 10347167 KE623983-P |  |  | Active |  | 99:99:99:99:99:99 |  | Equipment | PAAR:00-PVAR | 11/02/2019 |  | COOPER AMBULATORY OFF-SITES |  |  | SUITE E |  | JENNIFER BOMBARO
|  | STORZ | IMAGE 1 HUB 222010 20 | CONTROLLER, CAMERA | UY686453-P | OPERATING ROOM - PAVILION | Pavilion |  |  | 09/06/2011 |  | 9/6/16 |  |  | NO | YES |  |  |  |  | STORZ 10346515 UY686453-P |  |  | Active |  | 99:99:99:99:99:99 |  | Equipment | PAAR:00-PVAR | 11/02/2019 |  | COOPER UNIVERSITY HOSPITAL |  |  | EQUIPMENT STORAGE P316 |  | DOMINIC VENDETTA
|  | STORZ | IMAGE 1 HUB 222010 20 | CONTROLLER, CAMERA | PW703289-P | OR - KELEMEN 3 | Pavilion |  |  | 04/08/2013 |  | 4/8/18 |  |  | NO | YES |  |  |  |  | STORZ 10346342 PW703289-P |  |  | Active |  | 99:99:99:99:99:99 |  | Equipment | PAAR:00-PVAR | 11/02/2019 |  | COOPER UNIVERSITY HOSPITAL |  |  | OR-KELEMEN |  | DOMINIC VENDETTA
|  | STORZ | IMAGE 1 HUB 222010 20 | CONTROLLER, CAMERA | RW703881-P | VOORHEES SURGERY CENTER-OPERATING ROOM | 900 Centennial Blvd | Suite E |  | 09/07/2012 |  | 9/7/17 |  |  | NO | YES |  |  |  |  | STORZ 10345457 RW703881-P |  |  | Active |  | 99:99:99:99:99:99 |  | Equipment | PAAR:00-PVAR | 11/02/2019 |  | COOPER AMBULATORY OFF-SITES |  |  | EQUIPMENT STORAGE AREA |  | JENNIFER BOMBARO
|  | STORZ | IMAGE 1 HUB 222010 20 | CONTROLLER, CAMERA | KE623965 | VOORHEES SURGERY CENTER-OPERATING ROOM | 900 Centennial Blvd | Suite E |  | 01/30/2006 |  | 1/30/11 |  |  | NO | YES |  |  |  |  | STORZ 10345453 KE623965 |  |  | Active |  | 99:99:99:99:99:99 |  | Equipment | PAAR:00-PVAR | 11/02/2019 |  | COOPER AMBULATORY OFF-SITES |  |  | EQUIPMENT STORAGE AREA |  | JENNIFER BOMBARO
|  | STORZ | IMAGE 1 HUB 222010 20 | CONTROLLER, CAMERA | ZW710797-P | 6017 MAIN ST-PLASTICS | 6200 Main St |  |  | 06/20/2014 |  | 6/20/19 |  |  | NO | YES |  |  |  |  | STORZ 10345314 2W710797 |  |  | Active |  | 99:99:99:99:99:99 |  | Equipment | PAAR:00-PVAR | 11/02/2019 |  | COOPER AMBULATORY OFF-SITES |  |  | EXAM 6 |  | ANNE MAIER
|  | STORZ | IMAGE 1S TC 200 | CONTROLLER, CAMERA | ZR798789-P | OR - KELEMEN 3 | Kelemen |  |  | 10/31/2019 |  | 10/31/24 |  |  | NO | YES |  |  |  |  | STORZ 11239421 ZR798789-P |  |  | Active |  |  |  | Equipment | PAAR:00-PVAR | 10/31/2019 | 10/31/2019 | COOPER UNIVERSITY HOSPITAL |  |  | OR - KELEMEN 3 | WOT00000002005619 | DOMINIC VENDETTA | Performance Verification | Closed | Salvatore Bombara | 10/31/2019 | 10/31/2019 | Performance Verification for STORZ 11239421 ZR798789-P | Initial Install of Performance Verification. Device is ready for patient use. |  |  | 10/31/2019 | 10/31/2019
|  | STORZ | IMAGE 1S TC 200 | CONTROLLER, CAMERA | XS775606-P | OPERATING ROOM - PAVILION | Pavilion |  |  | 12/06/2017 |  | 12/6/22 |  |  | NO | YES |  |  |  |  | STORZ 10725727 XS775606-P |  |  | Active |  | 99:99:99:99:99:99 |  | Equipment | PAAR:00-PVAR | 10/31/2019 |  | COOPER UNIVERSITY HOSPITAL |  |  |  | 0012586500 | DOMINIC VENDETTA | Performance Verification | Closed | Josh Harris | 12/27/2017 | 12/27/2017 | INCOMING INVENTORY | DEVICE INVENTORIED | EA50E137-71E6-419D-9906-39D61205B5D0 | Labor | 12/27/2017 | 12/27/2017 | Josh Harris
|  | STORZ | IMAGE1 S 4U-LINK TC304 | CONTROLLER, CAMERA | UQ810909-P | OPERATING ROOM - PAVILION | Pavilion |  |  | 09/09/2019 |  | 9/9/24 |  |  | NO | YES |  |  |  |  | STORZ 11239488 UQ810909-P |  |  | Active |  |  |  | Accessory | 1Y:00-MFG | 09/09/2019 | 09/09/2019 | COOPER UNIVERSITY HOSPITAL |  |  |  | WOT00000003689084 | DOMINIC VENDETTA | Performance Verification | Completed | Salvatore Bombara | 09/09/2019 | 09/09/2019 | Performance Verification for UNMATCHED 11239488 UQ810909-P | Initial Install of Performance Verification. Device is ready for patient use. |  |  | 09/09/2019 | 09/09/2019
|  | STORZ | TELECAM DX II | CONTROLLER, CAMERA | yz678970-p | BUNKER HILL-SURGERY | 2 Plaza Dr |  |  | 01/01/1900 |  |  |  |  | NO | YES |  |  |  |  | STORZ 10366873 yz678970-p |  |  | Active |  | 99:99:99:99:99:99 |  | Equipment | PAAR:00-PVAR | 11/02/2019 |  | COOPER AMBULATORY OFF-SITES |  |  | HALLWAY |  | ANNE MAIER
|  | STORZ | TELECAM DX II | CONTROLLER, CAMERA | YZ678972-P | 6017 MAIN ST-PLASTICS | 6200 Main Street |  |  | 11/26/2010 |  | 11/26/15 |  |  | NO | YES |  |  |  |  | STORZ 10345818 YZ678972-P |  |  | Active |  | 99:99:99:99:99:99 |  | Equipment | PAAR:00-PVAR | 11/02/2019 |  | COOPER AMBULATORY OFF-SITES |  |  | exam 3 |  | ANNE MAIER
|  | STRYKER CORP. | 1288 HD 1288-010-001 | CONTROLLER, CAMERA | 10G046104 | VOORHEES SURGERY CENTER-OPERATING ROOM | 900 Centennial Blvd | Suite E |  | 07/27/2010 |  | 7/27/15 |  |  | NO | YES |  |  |  |  | STRYKER CORP. 10345447 10G046104 |  |  | Active |  | 99:99:99:99:99:99 |  | Equipment | PAAR:00-PVAR | 11/01/2019 |  | COOPER AMBULATORY OFF-SITES |  |  | EQUIPMENT STORAGE AREA |  | JENNIFER BOMBARO
|  | STRYKER CORP. | 1288 HD 1288-010-001 | CONTROLLER, CAMERA | 10G018154 | VOORHEES SURGERY CENTER-OPERATING ROOM | 900 Centennial Blvd | Suite E |  | 07/27/2010 |  | 7/27/15 |  |  | NO | YES |  |  |  |  | STRYKER CORP. 10345442 10G018154 |  |  | Active |  | 99:99:99:99:99:99 |  | Equipment | PAAR:00-PVAR | 11/02/2019 |  | COOPER AMBULATORY OFF-SITES |  |  | EQUIPMENT STORAGE AREA |  | JENNIFER BOMBARO
|  | VISIONSENSE | VS3 3DHD | CONTROLLER, CAMERA | 353-0553 | OPERATING ROOM - PAVILION | Pavilion |  |  | 11/04/2019 |  | 11/4/24 |  |  | NO | YES |  |  |  |  | VISIONSENSE 11239502 353-0553 |  |  | Active |  |  |  | Equipment | PAAR:00-PVAR | 11/04/2019 | 11/04/2019 | COOPER UNIVERSITY HOSPITAL |  |  | Placement Agreement | WOT00000004135938 | DOMINIC VENDETTA | Performance Verification | Completed | Salvatore Bombara | 11/04/2019 | 11/04/2019 | Performance Verification for UNMATCHED 11239502 353-0553 | Initial Install of Performance Verification. Device is ready for patient use. |  |  | 11/04/2019 | 11/04/2019
|  | VISIONSENSE | VS3 3DHD | CONTROLLER, CAMERA | 353-0501 | OR - KELEMEN 3 | Kelemen |  |  | 11/04/2019 |  | 11/4/24 |  |  | NO | YES |  |  |  |  | VISIONSENSE 11188005 353-0501 |  |  | Active |  |  |  | Equipment | PAAR:00-PVAR | 11/04/2019 | 11/04/2019 | COOPER UNIVERSITY HOSPITAL |  |  | Placement Agreement | WOT00000004136755 | DOMINIC VENDETTA | Performance Verification | Completed | Salvatore Bombara | 11/04/2019 | 11/04/2019 | Performance Verification for UNMATCHED 11188005 353-0501 | Initial Install of Performance Verification. Device is ready for patient use. |  |  | 11/04/2019 | 11/04/2019
|  | VISIONSENSE | VS3 3DHD | CONTROLLER, CAMERA | 360-0174 |  | 401 Haddon Ave | [7 empty] | YES | YES
|  | VISIONSENSE | VS3 3DHD | CONTROLLER, CAMERA | 353-0513 |  | 401 Haddon Ave | [7 empty] | YES | YES
|  | CAREFUSION | ALARIS 8015 5.7 | CONTROLLER, INFUSION PUMP |  | SPD | Pavilion |  |  | 11/01/2019 |  | 11/1/26 |  |  | NO | YES |  |  |  |  | CAREFUSION 11239463 15267112 |  |  | Active |  | 00:17:23:34:F5:AB |  | High Risk | 1Y:00-MFG 2Y:00-BAT | 11/01/2019 | 11/01/2019 | COOPER UNIVERSITY HOSPITAL |  |  | Moves | WOT00000001469400 | David Frye | Performance Verification | Completed |  | 11/01/2019 | 11/01/2019 | Performance Verification for CAREFUSION 11136716 15267112 | Initial Install of Performance Verification. Device is ready for patient use. |  |  | 11/01/2019 | 11/01/2019
|  | CAREFUSION | ALARIS 8015 5.7 | CONTROLLER, INFUSION PUMP |  |  | Pavilion | [7 empty] | NO | YES
|  | CAREFUSION | ALARIS 8015 5.7 | CONTROLLER, INFUSION PUMP |  |  | Kelemen | [7 empty] | NO | YES
|  | CAREFUSION | ALARIS 8015 5.7 | CONTROLLER, INFUSION PUMP |  | SPD | Pavilion |  |  | 11/01/2019 |  | 11/1/26 |  |  | NO | YES |  |  |  |  | CAREFUSION 11221824 15267980 |  |  | Active |  | 00:17:23:34:B7:74 |  | High Risk | 1Y:00-MFG 2Y:00-BAT | 11/01/2019 | 11/01/2019 | COOPER UNIVERSITY HOSPITAL |  |  | Moves | WOT00000001468035 | David Frye | Performance Verification | Completed |  | 11/01/2019 | 11/01/2019 | Performance Verification for CAREFUSION 11136843 15267980 | Initial Install of Performance Verification. Device is ready for patient use. |  |  | 11/01/2019 | 11/01/2019
|  | CAREFUSION | ALARIS 8015 5.7 | CONTROLLER, INFUSION PUMP |  | BRACHFIELD MEDICAL ASSOCIATES-MEDICINE | 218 Sunset Rd |  |  | 09/11/2019 |  | 9/11/26 |  |  | NO | YES |  |  |  |  | CAREFUSION 11221692 15022007 |  |  | Active |  | 00:17:23:25:12:24 |  | High Risk | 1Y:00-MFG 2Y:00-BAT | 09/11/2019 | 09/11/2019 | COOPER AMBULATORY OFF-SITES |  |  |  | 0012478963 | CATHY CRAWFORD | Preventative Maintenance | Closed | Josh Harris | 09/11/2019 | 09/11/2019 | PERFORMANCE ASSURANCE AT INVENTORY | INVENTORIED DEVICE AND ENSURED DEVICE WAS FUNCTIONING PROPERLY. | 77525B53-3E91-4FA7-9F5F-BC636A842EFD | Labor | 09/11/2019 | 09/11/2019 | Josh Harris
|  | CAREFUSION | ALARIS 8015 5.7 | CONTROLLER, INFUSION PUMP |  | WILLINGBORO HEMATOLOGY/ONCOLOGY | 1000 Salem Rd |  |  | 09/17/2019 |  | 9/17/26 |  |  | NO | YES |  |  |  |  | CAREFUSION 11221651 14485399 |  |  | Active |  |  |  | High Risk | 1Y:00-MFG 2Y:00-BAT | 09/17/2019 | 09/17/2019 | COOPER AMBULATORY OFF-SITES |  |  |  | WOT00000003737758 | ANN DENTON | Performance Verification | Completed | Josh Harris | 09/17/2019 | 09/17/2019 | Performance Verification for CAREFUSION 11221651 14485399 | Initial Install of Performance Verification. Device is ready for patient use. |  |  | 09/17/2019 | 09/17/2019
|  | CAREFUSION | ALARIS 8015 5.7 | CONTROLLER, INFUSION PUMP |  | VOORHEES SURGERY CENTER-HEM/ONC | 900 Centennial Blvd | Suite F |  | 08/14/2019 |  | 8/14/26 |  |  | NO | YES |  |  |  |  | CAREFUSION 11221544 15020041 |  |  | Active |  | 00:17:23:24:4E:E4 |  | High Risk | 1Y:00-MFG 2Y:00-BAT | 08/14/2019 | 08/14/2019 | COOPER AMBULATORY OFF-SITES |  |  | SUITE M | 0012478991 | MEGAN MCCAFFERTY | Preventative Maintenance | Closed | Josh Harris | 08/14/2019 | 08/14/2019 | PERFORMANCE ASSURANCE AT INVENTORY | INVENTORIED DEVICE AND ENSURED DEVICE WAS FUNCTIONING PROPERLY. | 17680C14-E01E-4AB1-9F06-939E622B861E | Labor | 08/14/2019 | 08/14/2019 | Josh Harris
|  | CAREFUSION | ALARIS 8015 5.7 | CONTROLLER, INFUSION PUMP |  |  | Pavilion | [7 empty] | NO | YES
|  | CAREFUSION | ALARIS 8015 5.7 | CONTROLLER, INFUSION PUMP |  | VOORHEES SURGERY CENTER-HEM/ONC | 900 Centennial Blvd | 2 New Suite |  | 08/12/2019 |  | 8/12/26 |  |  | NO | YES |  |  |  |  | CAREFUSION 11182597 15590730 |  |  | Active |  | 00:17:23:3D:DB:EE |  | High Risk | 1Y:00-MFG 2Y:00-BAT | 08/12/2019 | 08/12/2019 | COOPER AMBULATORY OFF-SITES |  |  | Performance Verification | WOT00000003443282 | MEGAN MCCAFFERTY | Performance Verification | Closed | Kirk Lis | 08/12/2019 | 08/12/2019 | Performance Verification for CAREFUSION 11182597 15590730 | Initial Install of Performance Verification. Device is ready for patient use. |  |  | 08/12/2019 | 08/12/2019
|  | CAREFUSION | ALARIS 8015 5.7 | CONTROLLER, INFUSION PUMP |  | VOORHEES SURGERY CENTER-HEM/ONC | 900 Centennial Blvd | 2 New Suite |  | 08/12/2019 |  | 8/12/26 |  |  | NO | YES |  |  |  |  | CAREFUSION 11182596 15592979 |  |  | Active |  | 00:17:23:3C:FE:09 |  | High Risk | 1Y:00-MFG 2Y:00-BAT | 08/12/2019 | 08/12/2019 | COOPER AMBULATORY OFF-SITES |  |  | Performance Verification | WOT00000003443279 | MEGAN MCCAFFERTY | Performance Verification | Closed | Kirk Lis | 08/12/2019 | 08/12/2019 | CEID Record Completion for CAREFUSION 11182596 15592979 | Inventoried New Equipment. | EXP3670469 | Labor | 08/12/2019 | 08/12/2019 | Kenneth Krips
|  | CAREFUSION | ALARIS 8015 5.7 | CONTROLLER, INFUSION PUMP |  | VOORHEES SURGERY CENTER-HEM/ONC | 900 Centennial Blvd | 2 New Suite |  | 08/12/2019 |  | 8/12/26 |  |  | NO | YES |  |  |  |  | CAREFUSION 11182588 15592900 |  |  | Active |  | 00:17:23:3D:E0:2C |  | High Risk | 1Y:00-MFG 2Y:00-BAT | 08/12/2019 | 08/12/2019 | COOPER AMBULATORY OFF-SITES |  |  | Performance Verification | WOT00000003443258 | MEGAN MCCAFFERTY | Performance Verification | Closed | Kirk Lis | 08/12/2019 | 08/12/2019 | Performance Verification for CAREFUSION 11182588 15592900 | Initial Install of Performance Verification. Device is ready for patient use. |  |  | 08/12/2019 | 08/12/2019
|  | CAREFUSION | ALARIS 8015 5.7 | CONTROLLER, INFUSION PUMP |  | VOORHEES SURGERY CENTER-HEM/ONC | 900 Centennial Blvd | 2 New Suite |  | 08/12/2019 |  | 8/12/26 |  |  | NO | YES |  |  |  |  | CAREFUSION 11182594 15590610 |  |  | Active |  | 00:17:23:3D:B3:35 |  | High Risk | 1Y:00-MFG 2Y:00-BAT | 08/12/2019 | 08/12/2019 | COOPER AMBULATORY OFF-SITES |  |  | Performance Verification | WOT00000003443273 | MEGAN MCCAFFERTY | Performance Verification | Closed | Kirk Lis | 08/12/2019 | 08/12/2019 | Performance Verification for CAREFUSION 11182594 15590610 | Initial Install of Performance Verification. Device is ready for patient use. |  |  | 08/12/2019 | 08/12/2019
|  | CAREFUSION | ALARIS 8015 5.7 | CONTROLLER, INFUSION PUMP |  | VOORHEES SURGERY CENTER-HEM/ONC | 900 Centennial Blvd | 2 New Suite |  | 08/12/2019 |  | 8/12/26 |  |  | NO | YES |  |  |  |  | CAREFUSION 11182595 15592718 |  |  | Active |  | 00:17:23:3D:DE:CA |  | High Risk | 1Y:00-MFG 2Y:00-BAT | 08/12/2019 | 08/12/2019 | COOPER AMBULATORY OFF-SITES |  |  | Performance Verification | WOT00000003443275 | MEGAN MCCAFFERTY | Performance Verification | Closed | Kirk Lis | 08/12/2019 | 08/12/2019 | Performance Verification for CAREFUSION 11182595 15592718 | Initial Install of Performance Verification. Device is ready for patient use. |  |  | 08/12/2019 | 08/12/2019
|  | CAREFUSION | ALARIS 8015 5.7 | CONTROLLER, INFUSION PUMP |  | VOORHEES SURGERY CENTER-HEM/ONC | 900 Centennial Blvd | 2 New Suite |  | 08/12/2019 |  | 8/12/26 |  |  | NO | YES |  |  |  |  | CAREFUSION 11182593 15592752 |  |  | Active |  | 00:17:23:3D:A2:4C |  | High Risk | 1Y:00-MFG 2Y:00-BAT | 08/12/2019 | 08/12/2019 | COOPER AMBULATORY OFF-SITES |  |  | Performance Verification | WOT00000003443271 | MEGAN MCCAFFERTY | Performance Verification | Closed | Kirk Lis | 08/12/2019 | 08/12/2019 | Performance Verification for CAREFUSION 11182593 15592752 | Initial Install of Performance Verification. Device is ready for patient use. |  |  | 08/12/2019 | 08/12/2019
|  | CAREFUSION | ALARIS 8015 5.7 | CONTROLLER, INFUSION PUMP |  | VOORHEES SURGERY CENTER-HEM/ONC | 900 Centennial Blvd | 2 New Suite |  | 08/12/2019 |  | 8/12/26 |  |  | NO | YES |  |  |  |  | CAREFUSION 11182592 15592797 |  |  | Active |  | 00:17:23:3D:78:FD |  | High Risk | 1Y:00-MFG 2Y:00-BAT | 08/12/2019 | 08/12/2019 | COOPER AMBULATORY OFF-SITES |  |  | Performance Verification | WOT00000003443270 | MEGAN MCCAFFERTY | Performance Verification | Closed | Kirk Lis | 08/12/2019 | 08/12/2019 | CEID Record Completion for CAREFUSION 11182592 15592797 | Inventoried new unit. | EXP3669198 | Labor | 08/12/2019 | 08/12/2019 | Kenneth Krips
|  | CAREFUSION | ALARIS 8015 5.7 | CONTROLLER, INFUSION PUMP |  | VOORHEES SURGERY CENTER-HEM/ONC | 900 Centennial Blvd | 2 New Suite |  | 08/12/2019 |  | 8/12/26 |  |  | NO | YES |  |  |  |  | CAREFUSION 11182591 15590682 |  |  | Active |  | 00:17:23:3D:C4:5D |  | High Risk | 1Y:00-MFG 2Y:00-BAT | 08/12/2019 | 08/12/2019 | COOPER AMBULATORY OFF-SITES |  |  | Performance Verification | WOT00000003443268 | MEGAN MCCAFFERTY | Performance Verification | Closed | Kirk Lis | 08/12/2019 | 08/12/2019 | CEID Record Completion for CAREFUSION 11182591 15590682 | Inventoried new unit. | EXP3669199 | Labor | 08/12/2019 | 08/12/2019 | Kenneth Krips
|  | CAREFUSION | ALARIS 8015 5.7 | CONTROLLER, INFUSION PUMP |  | VOORHEES SURGERY CENTER-HEM/ONC | 900 Centennial Blvd | 2 New Suite |  | 08/12/2019 |  | 8/12/26 |  |  | NO | YES |  |  |  |  | CAREFUSION 11182589 15593069 |  |  | Active |  | 00:17:23:3D:7C:7B |  | High Risk | 1Y:00-MFG 2Y:00-BAT | 08/12/2019 | 08/12/2019 | COOPER AMBULATORY OFF-SITES |  |  | Performance Verification | WOT00000003443263 | MEGAN MCCAFFERTY | Performance Verification | Closed | Kirk Lis | 08/12/2019 | 08/12/2019 | Performance Verification for CAREFUSION 11182589 15593069 | Initial Install of Performance Verification. Device is ready for patient use. |  |  | 08/12/2019 | 08/12/2019
|  | CAREFUSION | ALARIS 8015 5.7 | CONTROLLER, INFUSION PUMP |  | VOORHEES SURGERY CENTER-HEM/ONC | 900 Centennial Blvd | 2 New Suite |  | 08/12/2019 |  | 8/12/26 |  |  | NO | YES |  |  |  |  | CAREFUSION 11182590 15592723 |  |  | Active |  | 00:17:23:3D:7E:97 |  | High Risk | 1Y:00-MFG 2Y:00-BAT | 08/12/2019 | 08/12/2019 | COOPER AMBULATORY OFF-SITES |  |  | Performance Verification | WOT00000003443265 | MEGAN MCCAFFERTY | Performance Verification | Closed | Kirk Lis | 08/12/2019 | 08/12/2019 | Performance Verification for CAREFUSION 11182590 15592723 | Initial Install of Performance Verification. Device is ready for patient use. |  |  | 08/12/2019 | 08/12/2019
|  | CAREFUSION | ALARIS 8015 5.7 | CONTROLLER, INFUSION PUMP |  | VOORHEES SURGERY CENTER-HEM/ONC | 900 Centennial Blvd | 2 New Suite |  | 08/12/2019 |  | 8/12/26 |  |  | NO | YES |  |  |  |  | CAREFUSION 11182586 15592801 |  |  | Active |  | 00:17:23:3D:BB:A5 |  | High Risk | 1Y:00-MFG 2Y:00-BAT | 08/12/2019 | 08/12/2019 | COOPER AMBULATORY OFF-SITES |  |  | Performance Verification | WOT00000003443250 | MEGAN MCCAFFERTY | Performance Verification | Closed | Kirk Lis | 08/12/2019 | 08/12/2019 | Performance Verification for CAREFUSION 11182586 15592801 | Initial Install of Performance Verification. Device is ready for patient use. |  |  | 08/12/2019 | 08/12/2019
|  | CAREFUSION | ALARIS 8015 5.7 | CONTROLLER, INFUSION PUMP |  | VOORHEES SURGERY CENTER-HEM/ONC | 900 Centennial Blvd | 2 New Suite |  | 08/12/2019 |  | 8/12/26 |  |  | NO | YES |  |  |  |  | CAREFUSION 11182587 15592517 |  |  | Active |  | 00:17:23:3D:6F:55 |  | High Risk | 1Y:00-MFG 2Y:00-BAT | 08/12/2019 | 08/12/2019 | COOPER AMBULATORY OFF-SITES |  |  | Performance Verification | WOT00000003443254 | MEGAN MCCAFFERTY | Performance Verification | Closed | Kirk Lis | 08/12/2019 | 08/12/2019 | Performance Verification for CAREFUSION 11182587 15592517 | Initial Install of Performance Verification. Device is ready for patient use. |  |  | 08/12/2019 | 08/12/2019
|  | CAREFUSION | ALARIS 8015 5.7 | CONTROLLER, INFUSION PUMP |  | VOORHEES SURGERY CENTER-HEM/ONC | 900 Centennial Blvd | 2 New Suite |  | 08/12/2019 |  | 8/12/26 |  |  | NO | YES |  |  |  |  | CAREFUSION 11182585 15590676 |  |  | Active |  | 00:17:23:3D:98:E0 |  | High Risk | 1Y:00-MFG 2Y:00-BAT | 08/12/2019 | 08/12/2019 | COOPER AMBULATORY OFF-SITES |  |  | Performance Verification | WOT00000003443248 | MEGAN MCCAFFERTY | Performance Verification | Closed | Kirk Lis | 08/12/2019 | 08/12/2019 | Performance Verification for CAREFUSION 11182585 15590676 | Initial Install of Performance Verification. Device is ready for patient use. |  |  | 08/12/2019 | 08/12/2019
|  | CAREFUSION | ALARIS 8015 5.7 | CONTROLLER, INFUSION PUMP |  | VOORHEES SURGERY CENTER-HEM/ONC | 900 Centennial Blvd | 2 New Suite |  | 08/12/2019 |  | 8/12/26 |  |  | NO | YES |  |  |  |  | CAREFUSION 11182583 15593174 |  |  | Active |  | 00:17:23:3D:79:1B |  | High Risk | 1Y:00-MFG 2Y:00-BAT | 08/12/2019 | 08/12/2019 | COOPER AMBULATORY OFF-SITES |  |  | Performance Verification | WOT00000003443244 | MEGAN MCCAFFERTY | Performance Verification | Closed | Kirk Lis | 08/12/2019 | 08/12/2019 | Performance Verification for CAREFUSION 11182583 15593174 | Initial Install of Performance Verification. Device is ready for patient use. |  |  | 08/12/2019 | 08/12/2019
|  | CAREFUSION | ALARIS 8015 5.7 | CONTROLLER, INFUSION PUMP |  | VOORHEES SURGERY CENTER-HEM/ONC | 900 Centennial Blvd | 2 New Suite |  | 08/12/2019 |  | 8/12/26 |  |  | NO | YES |  |  |  |  | CAREFUSION 11182582 15590688 |  |  | Active |  | 00:17:23:3D:DA:62 |  | High Risk | 1Y:00-MFG 2Y:00-BAT | 08/12/2019 | 08/12/2019 | COOPER AMBULATORY OFF-SITES |  |  | Performance Verification | WOT00000003443241 | MEGAN MCCAFFERTY | Performance Verification | Closed | Kirk Lis | 08/12/2019 | 08/12/2019 | Performance Verification for CAREFUSION 11182582 15590688 | Initial Install of Performance Verification. Device is ready for patient use. |  |  | 08/12/2019 | 08/12/2019
|  | CAREFUSION | ALARIS 8015 5.7 | CONTROLLER, INFUSION PUMP |  | VOORHEES SURGERY CENTER-HEM/ONC | 900 Centennial Blvd | 2 New Suite |  | 08/12/2019 |  | 8/12/26 |  |  | NO | YES |  |  |  |  | CAREFUSION 11182581 15592739 |  |  | Active |  | 00:17:23:3D:7A:32 |  | High Risk | 1Y:00-MFG 2Y:00-BAT | 08/12/2019 | 08/12/2019 | COOPER AMBULATORY OFF-SITES |  |  | Performance Verification | WOT00000003443238 | MEGAN MCCAFFERTY | Performance Verification | Closed | Kirk Lis | 08/12/2019 | 08/12/2019 | Performance Verification for CAREFUSION 11182581 15592739 | Initial Install of Performance Verification. Device is ready for patient use. |  |  | 08/12/2019 | 08/12/2019
|  | CAREFUSION | ALARIS 8015 5.7 | CONTROLLER, INFUSION PUMP |  | VOORHEES SURGERY CENTER-HEM/ONC | 900 Centennial Blvd | 2 New Suite |  | 08/12/2019 |  | 8/12/26 |  |  | NO | YES |  |  |  |  | CAREFUSION 11182580 15592751 |  |  | Active |  | 00:17:23:3D:8B:87 |  | High Risk | 1Y:00-MFG 2Y:00-BAT | 08/12/2019 | 08/12/2019 | COOPER AMBULATORY OFF-SITES |  |  | Performance Verification | WOT00000003443233 | MEGAN MCCAFFERTY | Performance Verification | Closed | Kirk Lis | 08/12/2019 | 08/12/2019 | Performance Verification for CAREFUSION 11182580 15592751 | Initial Install of Performance Verification. Device is ready for patient use. |  |  | 08/12/2019 | 08/12/2019
|  | CAREFUSION | ALARIS 8015 5.7 | CONTROLLER, INFUSION PUMP |  | SPD | Pavilion |  |  | 11/01/2019 |  | 11/1/26 |  |  | NO | YES |  |  |  |  | CAREFUSION 11137220 15267927 |  |  | Active |  | 00:17:23:34:CC:86 |  | High Risk | 1Y:00-MFG 2Y:00-BAT | 11/01/2019 | 11/01/2019 | COOPER UNIVERSITY HOSPITAL |  |  | Moves | WOT00000001468034 | David Frye | Performance Verification | Completed |  | 11/01/2019 | 11/01/2019 | Performance Verification for CAREFUSION 11137220 15267927 | Initial Install of Performance Verification. Device is ready for patient use. |  |  | 11/01/2019 | 11/01/2019
|  | CAREFUSION | ALARIS 8015 5.7 | CONTROLLER, INFUSION PUMP |  | SPD | Kelemen |  |  | 11/01/2019 |  | 11/1/26 |  |  | NO | YES |  |  |  |  | CAREFUSION 11137213 15267969 |  |  | Active |  | 00:17:23:34:E8:A3 |  | High Risk | 1Y:00-MFG 2Y:00-BAT | 11/01/2019 | 11/01/2019 | COOPER UNIVERSITY HOSPITAL |  |  | Moves | WOT00000001468721 | David Frye | Performance Verification | Completed |  | 11/01/2019 | 11/01/2019 | Performance Verification for CAREFUSION 11137213 15267969 | Initial Install of Performance Verification. Device is ready for patient use. |  |  | 11/01/2019 | 11/01/2019
|  | CAREFUSION | ALARIS 8015 5.7 | CONTROLLER, INFUSION PUMP |  | SPD | Kelemen |  |  | 11/01/2019 |  | 11/1/26 |  |  | NO | YES |  |  |  |  | CAREFUSION 11137214 15267429 |  |  | Active |  | 00:17:23:34:F8:63 |  | High Risk | 1Y:00-MFG 2Y:00-BAT | 11/01/2019 | 11/01/2019 | COOPER UNIVERSITY HOSPITAL |  |  | Moves | WOT00000001466777 | David Frye | Performance Verification | Completed |  | 11/01/2019 | 11/01/2019 | Performance Verification for CAREFUSION 11137214 15267429 | Initial Install of Performance Verification. Device is ready for patient use. |  |  | 11/01/2019 | 11/01/2019
|  | CAREFUSION | ALARIS 8015 5.7 | CONTROLLER, INFUSION PUMP |  | SPD | Kelemen | Basement |  | 11/01/2019 |  | 11/1/26 |  |  | NO | YES |  |  |  |  | CAREFUSION 11137219 15267726 |  |  | Active |  | 00:17:23:34:D4:9C |  | High Risk | 1Y:00-MFG 2Y:00-BAT | 11/01/2019 | 11/01/2019 | COOPER UNIVERSITY HOSPITAL |  |  | Moves | WOT00000001467875 | David Frye | Performance Verification | Completed |  | 11/01/2019 | 11/01/2019 | Performance Verification for CAREFUSION 11137219 15267726 | Initial Install of Performance Verification. Device is ready for patient use. |  |  | 11/01/2019 | 11/01/2019
|  | CAREFUSION | ALARIS 8015 5.7 | CONTROLLER, INFUSION PUMP |  | SPD | Pavilion |  |  | 11/01/2019 |  | 11/1/26 |  |  | NO | YES |  |  |  |  | CAREFUSION 11137218 15267335 |  |  | Active |  | 00:17:23:34:A2:35 |  | High Risk | 1Y:00-MFG 2Y:00-BAT | 11/01/2019 | 11/01/2019 | COOPER UNIVERSITY HOSPITAL |  |  | Moves | WOT00000001460481 | David Frye | Performance Verification | Completed |  | 11/01/2019 | 11/01/2019 | Performance Verification for CAREFUSION 11137218 15267335 | Initial Install of Performance Verification. Device is ready for patient use. |  |  | 11/01/2019 | 11/01/2019
|  | CAREFUSION | ALARIS 8015 5.7 | CONTROLLER, INFUSION PUMP |  | SPD | Kelemen |  |  | 11/01/2019 |  | 11/1/26 |  |  | NO | YES |  |  |  |  | CAREFUSION 11137217 15267143 |  |  | Active |  | 00:17:23:34:E8:8E |  | High Risk | 1Y:00-MFG 2Y:00-BAT | 11/01/2019 | 11/01/2019 | COOPER UNIVERSITY HOSPITAL |  |  | Moves | WOT00000001460479 | David Frye | Performance Verification | Completed |  | 11/01/2019 | 11/01/2019 | Performance Verification for CAREFUSION 11137217 15267143 | Initial Install of Performance Verification. Device is ready for patient use. |  |  | 11/01/2019 | 11/01/2019
|  | CAREFUSION | ALARIS 8015 5.7 | CONTROLLER, INFUSION PUMP |  | SPD | Kelemen |  |  | 11/01/2019 |  | 11/1/26 |  |  | NO | YES |  |  |  |  | CAREFUSION 11137216 15267793 |  |  | Active |  | 00:17:23:34:AD:7B |  | High Risk | 1Y:00-MFG 2Y:00-BAT | 11/01/2019 | 11/01/2019 | COOPER UNIVERSITY HOSPITAL |  |  | Moves | WOT00000001468601 | David Frye | Performance Verification | Completed |  | 11/01/2019 | 11/01/2019 | Performance Verification for CAREFUSION 11137216 15267793 | Initial Install of Performance Verification. Device is ready for patient use. |  |  | 11/01/2019 | 11/01/2019
|  | CAREFUSION | ALARIS 8015 5.7 | CONTROLLER, INFUSION PUMP |  | SPD | Kelemen |  |  | 11/01/2019 |  | 11/1/26 |  |  | NO | YES |  |  |  |  | CAREFUSION 11137215 15267776 |  |  | Active |  | 00:17:23:34:9E:AE |  | High Risk | 1Y:00-MFG 2Y:00-BAT | 11/01/2019 | 11/01/2019 | COOPER UNIVERSITY HOSPITAL |  |  | Moves | WOT00000001468581 | David Frye | Performance Verification | Completed |  | 11/01/2019 | 11/01/2019 | Performance Verification for CAREFUSION 11137215 15267776 | Initial Install of Performance Verification. Device is ready for patient use. |  |  | 11/01/2019 | 11/01/2019
|  | CAREFUSION | ALARIS 8015 5.7 | CONTROLLER, INFUSION PUMP |  | SPD | Kelemen |  |  | 11/01/2019 |  | 11/1/26 |  |  | NO | YES |  |  |  |  | CAREFUSION 11137211 15267805 |  |  | Active |  | 00:17:23:34:E9:0F |  | High Risk | 1Y:00-MFG 2Y:00-BAT | 11/01/2019 | 11/01/2019 | COOPER UNIVERSITY HOSPITAL |  |  | Moves | WOT00000001467863 | David Frye | Performance Verification | Completed |  | 11/01/2019 | 11/01/2019 | Performance Verification for CAREFUSION 11137211 15267805 | Initial Install of Performance Verification. Device is ready for patient use. |  |  | 11/01/2019 | 11/01/2019
|  | CAREFUSION | ALARIS 8015 5.7 | CONTROLLER, INFUSION PUMP |  | SPD | Kelemen |  |  | 11/01/2019 |  | 11/1/26 |  |  | NO | YES |  |  |  |  | CAREFUSION 11137210 15267375 |  |  | Active |  | 00:17:23:34:CE:90 |  | High Risk | 1Y:00-MFG 2Y:00-BAT | 11/01/2019 | 11/01/2019 | COOPER UNIVERSITY HOSPITAL |  |  | Moves | WOT00000001468480 | David Frye | Performance Verification | Completed |  | 11/01/2019 | 11/01/2019 | Performance Verification for CAREFUSION 11137210 15267375 | Initial Install of Performance Verification. Device is ready for patient use. |  |  | 11/01/2019 | 11/01/2019
|  | CAREFUSION | ALARIS 8015 5.7 | CONTROLLER, INFUSION PUMP |  | SPD | Kelemen |  |  | 11/01/2019 |  | 11/1/26 |  |  | NO | YES |  |  |  |  | CAREFUSION 11137208 15267396 |  |  | Active |  | 00:17:23:34:BD:5F |  | High Risk | 1Y:00-MFG 2Y:00-BAT | 11/01/2019 | 11/01/2019 | COOPER UNIVERSITY HOSPITAL |  |  | Moves | WOT00000001469404 | David Frye | Performance Verification | Completed |  | 11/01/2019 | 11/01/2019 | Performance Verification for CAREFUSION 11137208 15267396 | Initial Install of Performance Verification. Device is ready for patient use. |  |  | 11/01/2019 | 11/01/2019
|  | CAREFUSION | ALARIS 8015 5.7 | CONTROLLER, INFUSION PUMP |  | SPD | Kelemen |  |  | 11/01/2019 |  | 11/1/26 |  |  | NO | YES |  |  |  |  | CAREFUSION 11137209 15267959 |  |  | Active |  | 00:17:23:34:E6:CF |  | High Risk | 1Y:00-MFG 2Y:00-BAT | 11/01/2019 | 11/01/2019 | COOPER UNIVERSITY HOSPITAL |  |  | Moves | WOT00000001467084 | David Frye | Performance Verification | Completed |  | 11/01/2019 | 11/01/2019 | Performance Verification for CAREFUSION 11137209 15267959 | Initial Install of Performance Verification. Device is ready for patient use. |  |  | 11/01/2019 | 11/01/2019
|  | CAREFUSION | ALARIS 8015 5.7 | CONTROLLER, INFUSION PUMP |  | SPD | Pavilion |  |  | 11/01/2019 |  | 11/1/26 |  |  | NO | YES |  |  |  |  | CAREFUSION 11137205 15267880 |  |  | Active |  | 00:17:23:34:B6:C3 |  | High Risk | 1Y:00-MFG 2Y:00-BAT | 11/01/2019 | 11/01/2019 | COOPER UNIVERSITY HOSPITAL |  |  | Moves | WOT00000001468716 | David Frye | Performance Verification | Completed |  | 11/01/2019 | 11/01/2019 | Performance Verification for CAREFUSION 11137205 15267880 | Initial Install of Performance Verification. Device is ready for patient use. |  |  | 11/01/2019 | 11/01/2019
|  | CAREFUSION | ALARIS 8015 5.7 | CONTROLLER, INFUSION PUMP |  | SPD | Kelemen |  |  | 11/01/2019 |  | 11/1/26 |  |  | NO | YES |  |  |  |  | CAREFUSION 11137206 15267956 |  |  | Active |  | 00:17:23:34:C8:9C |  | High Risk | 1Y:00-MFG 2Y:00-BAT | 11/01/2019 | 11/01/2019 | COOPER UNIVERSITY HOSPITAL |  |  | Moves | WOT00000001469773 | David Frye | Performance Verification | Completed |  | 11/01/2019 | 11/01/2019 | Performance Verification for CAREFUSION 11137206 15267956 | Initial Install of Performance Verification. Device is ready for patient use. |  |  | 11/01/2019 | 11/01/2019
|  | CAREFUSION | ALARIS 8015 5.7 | CONTROLLER, INFUSION PUMP |  | SPD | Kelemen |  |  | 11/01/2019 |  | 11/1/26 |  |  | NO | YES |  |  |  |  | CAREFUSION 11137207 15267864 |  |  | Active |  | 00:17:23:34:A9:0A |  | High Risk | 1Y:00-MFG 2Y:00-BAT | 11/01/2019 | 11/01/2019 | COOPER UNIVERSITY HOSPITAL |  |  | Moves | WOT00000001469000 | David Frye | Performance Verification | Completed |  | 11/01/2019 | 11/01/2019 | Performance Verification for CAREFUSION 11137207 15267864 | Initial Install of Performance Verification. Device is ready for patient use. |  |  | 11/01/2019 | 11/01/2019
|  | CAREFUSION | ALARIS 8015 5.7 | CONTROLLER, INFUSION PUMP |  | SPD | Kelemen |  |  | 11/01/2019 |  | 11/1/26 |  |  | NO | YES |  |  |  |  | CAREFUSION 11137204 15267481 |  |  | Active |  | 00:17:23:34:D1:54 |  | High Risk | 1Y:00-MFG 2Y:00-BAT | 11/01/2019 | 11/01/2019 | COOPER UNIVERSITY HOSPITAL |  |  | Moves | WOT00000001467856 | David Frye | Performance Verification | Completed |  | 11/01/2019 | 11/01/2019 | Performance Verification for CAREFUSION 11137204 15267481 | Initial Install of Performance Verification. Device is ready for patient use. |  |  | 11/01/2019 | 11/01/2019
|  | CAREFUSION | ALARIS 8015 5.7 | CONTROLLER, INFUSION PUMP |  | SPD | Pavilion |  |  | 11/01/2019 |  | 11/1/26 |  |  | NO | YES |  |  |  |  | CAREFUSION 11137203 15268051 |  |  | Active |  | 00:17:23:34:AF:52 |  | High Risk | 1Y:00-MFG 2Y:00-BAT | 11/01/2019 | 11/01/2019 | COOPER UNIVERSITY HOSPITAL |  |  | Moves | WOT00000001468038 | David Frye | Performance Verification | Completed |  | 11/01/2019 | 11/01/2019 | Performance Verification for CAREFUSION 11137203 15268051 | Initial Install of Performance Verification. Device is ready for patient use. |  |  | 11/01/2019 | 11/01/2019
|  | CAREFUSION | ALARIS 8015 5.7 | CONTROLLER, INFUSION PUMP |  | SPD | Kelemen |  |  | 11/01/2019 |  | 11/1/26 |  |  | NO | YES |  |  |  |  | CAREFUSION 11137202 15267918 |  |  | Active |  | 00:17:23:34:D5:59 |  | High Risk | 1Y:00-MFG 2Y:00-BAT | 11/01/2019 | 11/01/2019 | COOPER UNIVERSITY HOSPITAL |  |  | Moves | WOT00000001469658 | David Frye | Performance Verification | Completed |  | 11/01/2019 | 11/01/2019 | Performance Verification for CAREFUSION 11137202 15267918 | Initial Install of Performance Verification. Device is ready for patient use. |  |  | 11/01/2019 | 11/01/2019
|  | CAREFUSION | ALARIS 8015 5.7 | CONTROLLER, INFUSION PUMP |  | SPD | Kelemen |  |  | 11/01/2019 |  | 11/1/26 |  |  | NO | YES |  |  |  |  | CAREFUSION 11137201 15267808 |  |  | Active |  | 00:17:23:34:9F:32 |  | High Risk | 1Y:00-MFG 2Y:00-BAT | 11/01/2019 | 11/01/2019 | COOPER UNIVERSITY HOSPITAL |  |  | Moves | WOT00000001468618 | David Frye | Performance Verification | Completed |  | 11/01/2019 | 11/01/2019 | Performance Verification for CAREFUSION 11137201 15267808 | Initial Install of Performance Verification. Device is ready for patient use. |  |  | 11/01/2019 | 11/01/2019
|  | CAREFUSION | ALARIS 8015 5.7 | CONTROLLER, INFUSION PUMP |  | SPD | Kelemen |  |  | 11/01/2019 |  | 11/1/26 |  |  | NO | YES |  |  |  |  | CAREFUSION 11137200 15267141 |  |  | Active |  | 00:17:23:34:BF:7B |  | High Risk | 1Y:00-MFG 2Y:00-BAT | 11/01/2019 | 11/01/2019 | COOPER UNIVERSITY HOSPITAL |  |  | Moves | WOT00000001468500 | David Frye | Performance Verification | Completed |  | 11/01/2019 | 11/01/2019 | Performance Verification for CAREFUSION 11137200 15267141 | Initial Install of Performance Verification. Device is ready for patient use. |  |  | 11/01/2019 | 11/01/2019
|  | CAREFUSION | ALARIS 8015 5.7 | CONTROLLER, INFUSION PUMP |  | SPD | Pavilion |  |  | 11/01/2019 |  | 11/1/26 |  |  | NO | YES |  |  |  |  | CAREFUSION 11137179 15274119 |  |  | Active |  | 00:17:23:35:2E:8A |  | High Risk | 1Y:00-MFG 2Y:00-BAT | 11/01/2019 | 11/01/2019 | COOPER UNIVERSITY HOSPITAL |  |  | Moves | WOT00000001469198 | David Frye | Performance Verification | Completed |  | 11/01/2019 | 11/01/2019 | Performance Verification for CAREFUSION 11137179 15274119 | Initial Install of Performance Verification. Device is ready for patient use. |  |  | 11/01/2019 | 11/01/2019
|  | CAREFUSION | ALARIS 8015 5.7 | CONTROLLER, INFUSION PUMP |  | SPD | Kelemen |  |  | 11/01/2019 |  | 11/1/26 |  |  | NO | YES |  |  |  |  | CAREFUSION 11137169 15273577 |  |  | Active |  | 00:17:23:34:A4:9C |  | High Risk | 1Y:00-MFG 2Y:00-BAT | 11/01/2019 | 11/01/2019 | COOPER UNIVERSITY HOSPITAL |  |  | Moves | WOT00000001467018 | David Frye | Performance Verification | Completed |  | 11/01/2019 | 11/01/2019 | Performance Verification for CAREFUSION 11137169 15273577 | Initial Install of Performance Verification. Device is ready for patient use. |  |  | 11/01/2019 | 11/01/2019
|  | CAREFUSION | ALARIS 8015 5.7 | CONTROLLER, INFUSION PUMP |  | SPD | Kelemen |  |  | 11/01/2019 |  | 11/1/26 |  |  | NO | YES |  |  |  |  | CAREFUSION 11137001 15274182 |  |  | Active |  | 00:17:23:35:1D:35 |  | High Risk | 1Y:00-MFG 2Y:00-BAT | 11/01/2019 | 11/01/2019 | COOPER UNIVERSITY HOSPITAL |  |  | Moves | WOT00000001466727 | David Frye | Performance Verification | Completed |  | 11/01/2019 | 11/01/2019 | Performance Verification for CAREFUSION 11137001 15274182 | Initial Install of Performance Verification. Device is ready for patient use. |  |  | 11/01/2019 | 11/01/2019
|  | CAREFUSION | ALARIS 8015 5.7 | CONTROLLER, INFUSION PUMP |  | SPD | Kelemen |  |  | 11/01/2019 |  | 11/1/26 |  |  | NO | YES |  |  |  |  | CAREFUSION 11137002 15274386 |  |  | Active |  | 00:17:23:35:1E:34 |  | High Risk | 1Y:00-MFG 2Y:00-BAT | 11/01/2019 | 11/01/2019 | COOPER UNIVERSITY HOSPITAL |  |  | Moves | WOT00000001469346 | David Frye | Performance Verification | Completed |  | 11/01/2019 | 11/01/2019 | Performance Verification for CAREFUSION 11137002 15274386 | Initial Install of Performance Verification. Device is ready for patient use. |  |  | 11/01/2019 | 11/01/2019
|  | CAREFUSION | ALARIS 8015 5.7 | CONTROLLER, INFUSION PUMP |  | SPD | Kelemen |  |  | 11/01/2019 |  | 11/1/26 |  |  | NO | YES |  |  |  |  | CAREFUSION 11136999 15274345 |  |  | Active |  | 00:17:23:35:27:97 |  | High Risk | 1Y:00-MFG 2Y:00-BAT | 11/01/2019 | 11/01/2019 | COOPER UNIVERSITY HOSPITAL |  |  | Moves | WOT00000001467703 | David Frye | Performance Verification | Completed |  | 11/01/2019 | 11/01/2019 | Performance Verification for CAREFUSION 11136999 15274345 | Initial Install of Performance Verification. Device is ready for patient use. |  |  | 11/01/2019 | 11/01/2019
|  | CAREFUSION | ALARIS 8015 5.7 | CONTROLLER, INFUSION PUMP |  | SPD | Pavilion |  |  | 11/01/2019 |  | 11/1/26 |  |  | NO | YES |  |  |  |  | CAREFUSION 11137000 15274185 |  |  | Active |  | 00:17:23:34:A6:F4 |  | High Risk | 1Y:00-MFG 2Y:00-BAT | 11/01/2019 | 11/01/2019 | COOPER UNIVERSITY HOSPITAL |  |  | Moves | WOT00000001467643 | David Frye | Performance Verification | Completed |  | 11/01/2019 | 11/01/2019 | Performance Verification for CAREFUSION 11137000 15274185 | Initial Install of Performance Verification. Device is ready for patient use. |  |  | 11/01/2019 | 11/01/2019
|  | CAREFUSION | ALARIS 8015 5.7 | CONTROLLER, INFUSION PUMP |  | SPD | Kelemen |  |  | 11/01/2019 |  | 11/1/26 |  |  | NO | YES |  |  |  |  | CAREFUSION 11136996 15274378 |  |  | Active |  | 00:17:23:35:08:20 |  | High Risk | 1Y:00-MFG 2Y:00-BAT | 11/01/2019 | 11/01/2019 | COOPER UNIVERSITY HOSPITAL |  |  | Moves | WOT00000001468401 | David Frye | Performance Verification | Completed |  | 11/01/2019 | 11/01/2019 | Performance Verification for CAREFUSION 11136996 15274378 | Initial Install of Performance Verification. Device is ready for patient use. |  |  | 11/01/2019 | 11/01/2019
|  | CAREFUSION | ALARIS 8015 5.7 | CONTROLLER, INFUSION PUMP |  | SPD | Kelemen |  |  | 11/01/2019 |  | 11/1/26 |  |  | NO | YES |  |  |  |  | CAREFUSION 11136997 15274017 |  |  | Active |  | 00:17:23:35:07:2A |  | High Risk | 1Y:00-MFG 2Y:00-BAT | 11/01/2019 | 11/01/2019 | COOPER UNIVERSITY HOSPITAL |  |  | Moves | WOT00000001467375 | David Frye | Performance Verification | Completed |  | 11/01/2019 | 11/01/2019 | Performance Verification for CAREFUSION 11136997 15274017 | Initial Install of Performance Verification. Device is ready for patient use. |  |  | 11/01/2019 | 11/01/2019
|  | CAREFUSION | ALARIS 8015 5.7 | CONTROLLER, INFUSION PUMP |  | SPD | Pavilion |  |  | 11/01/2019 |  | 11/1/26 |  |  | NO | YES |  |  |  |  | CAREFUSION 11136998 15274067 |  |  | Active |  | 00:17:23:35:5D:46 |  | High Risk | 1Y:00-MFG 2Y:00-BAT | 11/01/2019 | 11/01/2019 | COOPER UNIVERSITY HOSPITAL |  |  | Moves | WOT00000001469279 | David Frye | Performance Verification | Completed |  | 11/01/2019 | 11/01/2019 | Performance Verification for CAREFUSION 11136998 15274067 | Initial Install of Performance Verification. Device is ready for patient use. |  |  | 11/01/2019 | 11/01/2019
|  | CAREFUSION | ALARIS 8015 5.7 | CONTROLLER, INFUSION PUMP |  | SPD | Kelemen |  |  | 11/01/2019 |  | 11/1/26 |  |  | NO | YES |  |  |  |  | CAREFUSION 11136995 15273296 |  |  | Active |  | 00:17:23:35:29:53 |  | High Risk | 1Y:00-MFG 2Y:00-BAT | 11/01/2019 | 11/01/2019 | COOPER UNIVERSITY HOSPITAL |  |  | Moves | WOT00000001467769 | David Frye | Performance Verification | Completed |  | 11/01/2019 | 11/01/2019 | Performance Verification for CAREFUSION 11136995 15273296 | Initial Install of Performance Verification. Device is ready for patient use. |  |  | 11/01/2019 | 11/01/2019
|  | CAREFUSION | ALARIS 8015 5.7 | CONTROLLER, INFUSION PUMP |  | SPD | Kelemen |  |  | 11/01/2019 |  | 11/1/26 |  |  | NO | YES |  |  |  |  | CAREFUSION 11136994 15274132 |  |  | Active |  | 00:17:23:34:AE:35 |  | High Risk | 1Y:00-MFG 2Y:00-BAT | 11/01/2019 | 11/01/2019 | COOPER UNIVERSITY HOSPITAL |  |  | Moves | WOT00000001469487 | David Frye | Performance Verification | Completed |  | 11/01/2019 | 11/01/2019 | Performance Verification for CAREFUSION 11136994 15274132 | Initial Install of Performance Verification. Device is ready for patient use. |  |  | 11/01/2019 | 11/01/2019
|  | CAREFUSION | ALARIS 8015 5.7 | CONTROLLER, INFUSION PUMP |  | SPD | Pavilion |  |  | 11/01/2019 |  | 11/1/26 |  |  | NO | YES |  |  |  |  | CAREFUSION 11136993 15274207 |  |  | Active |  | 00:17:23:34:AC:5E |  | High Risk | 1Y:00-MFG 2Y:00-BAT | 11/01/2019 | 11/01/2019 | COOPER UNIVERSITY HOSPITAL |  |  | Moves | WOT00000001469413 | David Frye | Performance Verification | Completed |  | 11/01/2019 | 11/01/2019 | Performance Verification for CAREFUSION 1136993 15274207 | Initial Install of Performance Verification. Device is ready for patient use. |  |  | 11/01/2019 | 11/01/2019
|  | CAREFUSION | ALARIS 8015 5.7 | CONTROLLER, INFUSION PUMP |  | SPD | Kelemen |  |  | 11/01/2019 |  | 11/1/26 |  |  | NO | YES |  |  |  |  | CAREFUSION 11136992 15274170 |  |  | Active |  | 00:17:23:35:58:72 |  | High Risk | 1Y:00-MFG 2Y:00-BAT | 11/01/2019 | 11/01/2019 | COOPER UNIVERSITY HOSPITAL |  |  | Moves | WOT00000001467582 | David Frye | Performance Verification | Completed |  | 11/01/2019 | 11/01/2019 | Performance Verification for CAREFUSION 11136992 15274170 | Initial Install of Performance Verification. Device is ready for patient use. |  |  | 11/01/2019 | 11/01/2019
|  | CAREFUSION | ALARIS 8015 5.7 | CONTROLLER, INFUSION PUMP |  | SPD | Pavilion |  |  | 11/01/2019 |  | 11/1/26 |  |  | NO | YES |  |  |  |  | CAREFUSION 11136991 15273960 |  |  | Active |  | 00:17:23:34:AB:EF |  | High Risk | 1Y:00-MFG 2Y:00-BAT | 11/01/2019 | 11/01/2019 | COOPER UNIVERSITY HOSPITAL |  |  | Moves | WOT00000001469044 | David Frye | Performance Verification | Completed |  | 11/01/2019 | 11/01/2019 | Performance Verification for CAREFUSION 11136991 15273960 | Initial Install of Performance Verification. Device is ready for patient use. |  |  | 11/01/2019 | 11/01/2019
|  | CAREFUSION | ALARIS 8015 5.7 | CONTROLLER, INFUSION PUMP |  | SPD | Kelemen |  |  | 11/01/2019 |  | 11/1/26 |  |  | NO | YES |  |  |  |  | CAREFUSION 11136989 15274031 |  |  | Active |  | 00:17:23:35:56:A1 |  | High Risk | 1Y:00-MFG 2Y:00-BAT | 11/01/2019 | 11/01/2019 | COOPER UNIVERSITY HOSPITAL |  |  | Moves | WOT00000001460403 | David Frye | Performance Verification | Completed |  | 11/01/2019 | 11/01/2019 | Performance Verification for CAREFUSION 11136989 15274031 | Initial Install of Performance Verification. Device is ready for patient use. |  |  | 11/01/2019 | 11/01/2019
|  | CAREFUSION | ALARIS 8015 5.7 | CONTROLLER, INFUSION PUMP |  | SPD | Kelemen |  |  | 11/01/2019 |  | 11/1/26 |  |  | NO | YES |  |  |  |  | CAREFUSION 11136988 15274242 |  |  | Active |  | 00:17:23:34:FD:67 |  | High Risk | 1Y:00-MFG 2Y:00-BAT | 11/01/2019 | 11/01/2019 | COOPER UNIVERSITY HOSPITAL |  |  | Moves | WOT00000001466637 | David Frye | Performance Verification | Completed |  | 11/01/2019 | 11/01/2019 | Performance Verification for CAREFUSION 11136988 15274242 | Initial Install of Performance Verification. Device is ready for patient use. |  |  | 11/01/2019 | 11/01/2019
|  | CAREFUSION | ALARIS 8015 5.7 | CONTROLLER, INFUSION PUMP |  | SPD | Pavilion |  |  | 11/01/2019 |  | 11/1/26 |  |  | NO | YES |  |  |  |  | CAREFUSION 11136984 15272379 |  |  | Active |  | 00:17:23:35:0A:15 |  | High Risk | 1Y:00-MFG 2Y:00-BAT | 11/01/2019 | 11/01/2019 | COOPER UNIVERSITY HOSPITAL |  |  | Moves | WOT00000001466628 | David Frye | Performance Verification | Completed |  | 11/01/2019 | 11/01/2019 | Performance Verification for CAREFUSION 11136984 15272379 | Initial Install of Performance Verification. Device is ready for patient use. |  |  | 11/01/2019 | 11/01/2019
|  | CAREFUSION | ALARIS 8015 5.7 | CONTROLLER, INFUSION PUMP |  | SPD | Pavilion |  |  | 11/01/2019 |  | 11/1/26 |  |  | NO | YES |  |  |  |  | CAREFUSION 11136983 15273947 |  |  | Active |  | 00:17:23:34:FE:BA |  | High Risk | 1Y:00-MFG 2Y:00-BAT | 11/01/2019 | 11/01/2019 | COOPER UNIVERSITY HOSPITAL |  |  | Moves | WOT00000001468200 | David Frye | Performance Verification | Completed |  | 11/01/2019 | 11/01/2019 | Performance Verification for CAREFUSION 11136983 15273947 | Initial Install of Performance Verification. Device is ready for patient use. |  |  | 11/01/2019 | 11/01/2019
|  | CAREFUSION | ALARIS 8015 5.7 | CONTROLLER, INFUSION PUMP |  | SPD | Pavilion |  |  | 11/01/2019 |  | 11/1/26 |  |  | NO | YES |  |  |  |  | CAREFUSION 11136981 15275195 |  |  | Active |  | 00:17:23:34:A9:9A |  | High Risk | 1Y:00-MFG 2Y:00-BAT | 11/01/2019 | 11/01/2019 | COOPER UNIVERSITY HOSPITAL |  |  | Moves | WOT00000001466852 | David Frye | Performance Verification | Completed |  | 11/01/2019 | 11/01/2019 | Performance Verification for CAREFUSION 11136981 15275195 | Initial Install of Performance Verification. Device is ready for patient use. |  |  | 11/01/2019 | 11/01/2019
|  | CAREFUSION | ALARIS 8015 5.7 | CONTROLLER, INFUSION PUMP |  | SPD | Kelemen |  |  | 11/01/2019 |  | 11/1/26 |  |  | NO | YES |  |  |  |  | CAREFUSION 11136982 15274845 |  |  | Active |  | 00:17:23:34:AF:E5 |  | High Risk | 1Y:00-MFG 2Y:00-BAT | 11/01/2019 | 11/01/2019 | COOPER UNIVERSITY HOSPITAL |  |  | Moves | WOT00000001468660 | David Frye | Performance Verification | Completed |  | 11/01/2019 | 11/01/2019 | Performance Verification for CAREFUSION 11136982 15274845 | Initial Install of Performance Verification. Device is ready for patient use. |  |  | 11/01/2019 | 11/01/2019
|  | CAREFUSION | ALARIS 8015 5.7 | CONTROLLER, INFUSION PUMP |  | SPD | Kelemen |  |  | 11/01/2019 |  | 11/1/26 |  |  | NO | YES |  |  |  |  | CAREFUSION 11136979 15274487 |  |  | Active |  | 00:17:23:35:07:BD |  | High Risk | 1Y:00-MFG 2Y:00-BAT | 11/01/2019 | 11/01/2019 | COOPER UNIVERSITY HOSPITAL |  |  | Moves | WOT00000001469348 | David Frye | Performance Verification | Completed |  | 11/01/2019 | 11/01/2019 | Performance Verification for CAREFUSION 11136979 15274487 | Initial Install of Performance Verification. Device is ready for patient use. |  |  | 11/01/2019 | 11/01/2019
|  | CAREFUSION | ALARIS 8015 5.7 | CONTROLLER, INFUSION PUMP |  | SPD | Kelemen |  |  | 11/01/2019 |  | 11/1/26 |  |  | NO | YES |  |  |  |  | CAREFUSION 11136980 15274492 |  |  | Active |  | 00:17:23:34:FF:F8 |  | High Risk | 1Y:00-MFG 2Y:00-BAT | 11/01/2019 | 11/01/2019 | COOPER UNIVERSITY HOSPITAL |  |  | Moves | WOT00000001468472 | David Frye | Performance Verification | Completed |  | 11/01/2019 | 11/01/2019 | Performance Verification for CAREFUSION 11136980 15274492 | Initial Install of Performance Verification. Device is ready for patient use. |  |  | 11/01/2019 | 11/01/2019
|  | CAREFUSION | ALARIS 8015 5.7 | CONTROLLER, INFUSION PUMP |  | SPD | Kelemen |  |  | 11/01/2019 |  | 11/1/26 |  |  | NO | YES |  |  |  |  | CAREFUSION 11136977 15274221 |  |  | Active |  | 00:17:23:35:06:2B |  | High Risk | 1Y:00-MFG 2Y:00-BAT | 11/01/2019 | 11/01/2019 | COOPER UNIVERSITY HOSPITAL |  |  | Moves | WOT00000001467584 | David Frye | Performance Verification | Completed |  | 11/01/2019 | 11/01/2019 | Performance Verification for CAREFUSION 11136977 15274221 | Initial Install of Performance Verification. Device is ready for patient use. |  |  | 11/01/2019 | 11/01/2019
|  | CAREFUSION | ALARIS 8015 5.7 | CONTROLLER, INFUSION PUMP |  | SPD | Pavilion |  |  | 11/01/2019 |  | 11/1/26 |  |  | NO | YES |  |  |  |  | CAREFUSION 11136976 15274479 |  |  | Active |  | 00:17:23:35:02:44 |  | High Risk | 1Y:00-MFG 2Y:00-BAT | 11/01/2019 | 11/01/2019 | COOPER UNIVERSITY HOSPITAL |  |  | Moves | WOT00000001466641 | David Frye | Performance Verification | Completed |  | 11/01/2019 | 11/01/2019 | Performance Verification for CAREFUSION 11136976 15274479 | Initial Install of Performance Verification. Device is ready for patient use. |  |  | 11/01/2019 | 11/01/2019
|  | CAREFUSION | ALARIS 8015 5.7 | CONTROLLER, INFUSION PUMP |  | SPD | Kelemen |  |  | 11/01/2019 |  | 11/1/26 |  |  | NO | YES |  |  |  |  | CAREFUSION 11136966 15274263 |  |  | Active |  | 00:17:23:34:A6:61 |  | High Risk | 1Y:00-MFG 2Y:00-BAT | 11/01/2019 | 11/01/2019 | COOPER UNIVERSITY HOSPITAL |  |  | Moves | WOT00000001468468 | David Frye | Performance Verification | Completed |  | 11/01/2019 | 11/01/2019 | Performance Verification for CAREFUSION 11136966 15274263 | Initial Install of Performance Verification. Device is ready for patient use. |  |  | 11/01/2019 | 11/01/2019
|  | CAREFUSION | ALARIS 8015 5.7 | CONTROLLER, INFUSION PUMP |  | SPD | Kelemen |  |  | 11/01/2019 |  | 11/1/26 |  |  | NO | YES |  |  |  |  | CAREFUSION 11136965 15274483 |  |  | Active |  | 00:17:23:35:07:B7 |  | High Risk | 1Y:00-MFG 2Y:00-BAT | 11/01/2019 | 11/01/2019 | COOPER UNIVERSITY HOSPITAL |  |  | Moves | WOT00000001468403 | David Frye | Performance Verification | Completed |  | 11/01/2019 | 11/01/2019 | Performance Verification for CAREFUSION 11136965 15274483 | Initial Install of Performance Verification. Device is ready for patient use. |  |  | 11/01/2019 | 11/01/2019
|  | CAREFUSION | ALARIS 8015 5.7 | CONTROLLER, INFUSION PUMP |  | SPD | Pavilion |  |  | 11/01/2019 |  | 11/1/26 |  |  | NO | YES |  |  |  |  | CAREFUSION 11136961 15274211 |  |  | Active |  | 00:17:23:34:AF:2E |  | High Risk | 1Y:00-MFG 2Y:00-BAT | 11/01/2019 | 11/01/2019 | COOPER UNIVERSITY HOSPITAL |  |  | Moves | WOT00000001467701 | David Frye | Performance Verification | Completed |  | 11/01/2019 | 11/01/2019 | Performance Verification for CAREFUSION 11136961 15274211 | Initial Install of Performance Verification. Device is ready for patient use. |  |  | 11/01/2019 | 11/01/2019
|  | CAREFUSION | ALARIS 8015 5.7 | CONTROLLER, INFUSION PUMP |  | SPD | Pavilion |  |  | 11/01/2019 |  | 11/1/26 |  |  | NO | YES |  |  |  |  | CAREFUSION 11136963 15274177 |  |  | Active |  | 00:17:23:35:13:75 |  | High Risk | 1Y:00-MFG 2Y:00-BAT | 11/01/2019 | 11/01/2019 | COOPER UNIVERSITY HOSPITAL |  |  | Moves | WOT00000001468464 | David Frye | Performance Verification | Completed |  | 11/01/2019 | 11/01/2019 | Performance Verification for CAREFUSION 11136963 15274177 | Initial Install of Performance Verification. Device is ready for patient use. |  |  | 11/01/2019 | 11/01/2019
|  | CAREFUSION | ALARIS 8015 5.7 | CONTROLLER, INFUSION PUMP |  | SPD | Dorrance |  |  | 11/01/2019 |  | 11/1/26 |  |  | NO | YES |  |  |  |  | CAREFUSION 11136960 15273937 |  |  | Active |  | 00:17:23:35:24:40 |  | High Risk | 1Y:00-MFG 2Y:00-BAT | 11/01/2019 | 11/01/2019 | COOPER UNIVERSITY HOSPITAL |  |  | Moves | WOT00000001469190 | David Frye | Performance Verification | Completed |  | 11/01/2019 | 11/01/2019 | Performance Verification for CAREFUSION 11136960 15273937 | Initial Install of Performance Verification. Device is ready for patient use. |  |  | 11/01/2019 | 11/01/2019
|  | CAREFUSION | ALARIS 8015 5.7 | CONTROLLER, INFUSION PUMP |  | SPD | Pavilion |  |  | 11/01/2019 |  | 11/1/26 |  |  | NO | YES |  |  |  |  | CAREFUSION 11136959 15274085 |  |  | Active |  | 00:17:23:35:2B:78 |  | High Risk | 1Y:00-MFG 2Y:00-BAT | 11/01/2019 | 11/01/2019 | COOPER UNIVERSITY HOSPITAL |  |  | Moves | WOT00000001468318 | David Frye | Performance Verification | Completed |  | 11/01/2019 | 11/01/2019 | Performance Verification for CAREFUSION 11136959 15274085 | Initial Install of Performance Verification. Device is ready for patient use. |  |  | 11/01/2019 | 11/01/2019
|  | CAREFUSION | ALARIS 8015 5.7 | CONTROLLER, INFUSION PUMP |  | SPD | Kelemen |  |  | 11/01/2019 |  | 11/1/26 |  |  | NO | YES |  |  |  |  | CAREFUSION 11136958 15274045 |  |  | Active |  | 00:17:23:34:A0:EB |  | High Risk | 1Y:00-MFG 2Y:00-BAT | 11/01/2019 | 11/01/2019 | COOPER UNIVERSITY HOSPITAL |  |  | Moves | WOT00000001468315 | David Frye | Performance Verification | Completed |  | 11/01/2019 | 11/01/2019 | Performance Verification for CAREFUSION 11136958 15274045 | Initial Install of Performance Verification. Device is ready for patient use. |  |  | 11/01/2019 | 11/01/2019
|  | CAREFUSION | ALARIS 8015 5.7 | CONTROLLER, INFUSION PUMP |  | SPD | Kelemen |  |  | 11/01/2019 |  | 11/1/26 |  |  | NO | YES |  |  |  |  | CAREFUSION 11136957 15274082 |  |  | Active |  | 00:17:23:34:9D:D6 |  | High Risk | 1Y:00-MFG 2Y:00-BAT | 11/01/2019 | 11/01/2019 | COOPER UNIVERSITY HOSPITAL |  |  | Moves | WOT00000001467410 | David Frye | Performance Verification | Completed |  | 11/01/2019 | 11/01/2019 | Performance Verification for CAREFUSION 11136957 15274082 | Initial Install of Performance Verification. Device is ready for patient use. |  |  | 11/01/2019 | 11/01/2019
|  | CAREFUSION | ALARIS 8015 5.7 | CONTROLLER, INFUSION PUMP |  | SPD | Kelemen |  |  | 11/01/2019 |  | 11/1/26 |  |  | NO | YES |  |  |  |  | CAREFUSION 11136956 15274261 |  |  | Active |  | 00:17:23:35:00:B8 |  | High Risk | 1Y:00-MFG 2Y:00-BAT | 11/01/2019 | 11/01/2019 | COOPER UNIVERSITY HOSPITAL |  |  | Moves | WOT00000001467586 | David Frye | Performance Verification | Completed |  | 11/01/2019 | 11/01/2019 | Performance Verification for CAREFUSION 11136956 15274261 | Initial Install of Performance Verification. Device is ready for patient use. |  |  | 11/01/2019 | 11/01/2019
|  | CAREFUSION | ALARIS 8015 5.7 | CONTROLLER, INFUSION PUMP |  | SPD | Pavilion |  |  | 11/01/2019 |  | 11/1/26 |  |  | NO | YES |  |  |  |  | CAREFUSION 11136948 15274153 |  |  | Active |  | 00:17:23:35:05:0B |  | High Risk | 1Y:00-MFG 2Y:00-BAT | 11/01/2019 | 11/01/2019 | COOPER UNIVERSITY HOSPITAL |  |  | Moves | WOT00000001468396 | David Frye | Performance Verification | Completed |  | 11/01/2019 | 11/01/2019 | Performance Verification for CAREFUSION 11136948 15274153 | Initial Install of Performance Verification. Device is ready for patient use. |  |  | 11/01/2019 | 11/01/2019
|  | CAREFUSION | ALARIS 8015 5.7 | CONTROLLER, INFUSION PUMP |  | SPD | Kelemen |  |  | 11/01/2019 |  | 11/1/26 |  |  | NO | YES |  |  |  |  | CAREFUSION 11136952 15274167 |  |  | Active |  | 00:17:23:34:A2:14 |  | High Risk | 1Y:00-MFG 2Y:00-BAT | 11/01/2019 | 11/01/2019 | COOPER UNIVERSITY HOSPITAL |  |  | Moves | WOT00000001466680 | David Frye | Performance Verification | Completed |  | 11/01/2019 | 11/01/2019 | Performance Verification for CAREFUSION 11136952 15274167 | Initial Install of Performance Verification. Device is ready for patient use. |  |  | 11/01/2019 | 11/01/2019
|  | CAREFUSION | ALARIS 8015 5.7 | CONTROLLER, INFUSION PUMP |  | SPD | Kelemen |  |  | 11/01/2019 |  | 11/1/26 |  |  | NO | YES |  |  |  |  | CAREFUSION 11136955 15271613 |  |  | Active |  | 00:17:23:35:08:B6 |  | High Risk | 1Y:00-MFG 2Y:00-BAT | 11/01/2019 | 11/01/2019 | COOPER UNIVERSITY HOSPITAL |  |  | Moves | WOT00000001469314 | David Frye | Performance Verification | Completed |  | 11/01/2019 | 11/01/2019 | Performance Verification for CAREFUSION 11136955 15271613 | Initial Install of Performance Verification. Device is ready for patient use. |  |  | 11/01/2019 | 11/01/2019
|  | CAREFUSION | ALARIS 8015 5.7 | CONTROLLER, INFUSION PUMP |  | SPD | Kelemen |  |  | 11/01/2019 |  | 11/1/26 |  |  | NO | YES |  |  |  |  | CAREFUSION 11136953 15274061 |  |  | Active |  | 00:17:23:34:9D:A6 |  | High Risk | 1Y:00-MFG 2Y:00-BAT | 11/01/2019 | 11/01/2019 | COOPER UNIVERSITY HOSPITAL |  |  | Moves | WOT00000001467444 | David Frye | Performance Verification | Completed |  | 11/01/2019 | 11/01/2019 | Performance Verification for CAREFUSION 11136953 15274061 | Initial Install of Performance Verification. Device is ready for patient use. |  |  | 11/01/2019 | 11/01/2019
|  | CAREFUSION | ALARIS 8015 5.7 | CONTROLLER, INFUSION PUMP |  | SPD | Pavilion |  |  | 11/01/2019 |  | 11/1/26 |  |  | NO | YES |  |  |  |  | CAREFUSION 11136950 15274259 |  |  | Active |  | 00:17:23:35:5C:9E |  | High Risk | 1Y:00-MFG 2Y:00-BAT | 11/01/2019 | 11/01/2019 | COOPER UNIVERSITY HOSPITAL |  |  | Moves | WOT00000001469344 | David Frye | Performance Verification | Completed |  | 11/01/2019 | 11/01/2019 | Performance Verification for CAREFUSION 11136950 15274259 | Initial Install of Performance Verification. Device is ready for patient use. |  |  | 11/01/2019 | 11/01/2019
|  | CAREFUSION | ALARIS 8015 5.7 | CONTROLLER, INFUSION PUMP |  | SPD | Kelemen |  |  | 11/01/2019 |  | 11/1/26 |  |  | NO | YES |  |  |  |  | CAREFUSION 11136951 15273126 |  |  | Active |  | 00:17:23:35:29:4D |  | High Risk | 1Y:00-MFG 2Y:00-BAT | 11/01/2019 | 11/01/2019 | COOPER UNIVERSITY HOSPITAL |  |  | Moves | WOT00000001469638 | David Frye | Performance Verification | Completed |  | 11/01/2019 | 11/01/2019 | Performance Verification for CAREFUSION 11136951 15273126 | Initial Install of Performance Verification. Device is ready for patient use. |  |  | 11/01/2019 | 11/01/2019
|  | CAREFUSION | ALARIS 8015 5.7 | CONTROLLER, INFUSION PUMP |  | SPD | Kelemen |  |  | 11/01/2019 |  | 11/1/26 |  |  | NO | YES |  |  |  |  | CAREFUSION 11136949 15272806 |  |  | Active |  | 00:17:23:35:0F:07 |  | High Risk | 1Y:00-MFG 2Y:00-BAT | 11/01/2019 | 11/01/2019 | COOPER UNIVERSITY HOSPITAL |  |  | Moves | WOT00000001468360 | David Frye | Performance Verification | Completed |  | 11/01/2019 | 11/01/2019 | Performance Verification for CAREFUSION 11136949 15272806 | Initial Install of Performance Verification. Device is ready for patient use. |  |  | 11/01/2019 | 11/01/2019
|  | CAREFUSION | ALARIS 8015 5.7 | CONTROLLER, INFUSION PUMP |  | SPD | Kelemen |  |  | 11/01/2019 |  | 11/1/26 |  |  | NO | YES |  |  |  |  | CAREFUSION 11136947 15274006 |  |  | Active | dup11136947 | 00:17:23:34:A2:FE |  | High Risk | 1Y:00-MFG 2Y:00-BAT | 11/01/2019 | 11/01/2019 | COOPER UNIVERSITY HOSPITAL |  |  | Moves | WOT00000001468335 | David Frye | Performance Verification | Completed |  | 11/01/2019 | 11/01/2019 | Performance Verification for CAREFUSION 11136947 15274006 | Initial Install of Performance Verification. Device is ready for patient use. |  |  | 11/01/2019 | 11/01/2019
|  | CAREFUSION | ALARIS 8015 5.7 | CONTROLLER, INFUSION PUMP |  | SPD | Kelemen |  |  | 11/01/2019 |  | 11/1/26 |  |  | NO | YES |  |  |  |  | CAREFUSION 11136946 15274097 |  |  | Active |  | 00:17:23:35:1E:16 |  | High Risk | 1Y:00-MFG 2Y:00-BAT | 11/01/2019 | 11/01/2019 | COOPER UNIVERSITY HOSPITAL |  |  | Moves | WOT00000001467445 | David Frye | Performance Verification | Completed |  | 11/01/2019 | 11/01/2019 | Performance Verification for CAREFUSION 11136946 15274097 | Initial Install of Performance Verification. Device is ready for patient use. |  |  | 11/01/2019 | 11/01/2019
|  | CAREFUSION | ALARIS 8015 5.7 | CONTROLLER, INFUSION PUMP |  | SPD | Kelemen |  |  | 11/01/2019 |  | 11/1/26 |  |  | NO | YES |  |  |  |  | CAREFUSION 11136943 15268927 |  |  | Active |  | 00:17:23:34:B6:ED |  | High Risk | 1Y:00-MFG 2Y:00-BAT | 11/01/2019 | 11/01/2019 | COOPER UNIVERSITY HOSPITAL |  |  | Moves | WOT00000001467436 | David Frye | Performance Verification | Completed |  | 11/01/2019 | 11/01/2019 | Performance Verification for CAREFUSION 11136943 15268927 | Initial Install of Performance Verification. Device is ready for patient use. |  |  | 11/01/2019 | 11/01/2019
|  | CAREFUSION | ALARIS 8015 5.7 | CONTROLLER, INFUSION PUMP |  | SPD | Kelemen |  |  | 11/01/2019 |  | 11/1/26 |  |  | NO | YES |  |  |  |  | CAREFUSION 11136942 15268360 |  |  | Active |  | 00:17:23:34:AE:E9 |  | High Risk | 1Y:00-MFG 2Y:00-BAT | 11/01/2019 | 11/01/2019 | COOPER UNIVERSITY HOSPITAL |  |  | Moves | WOT00000001469051 | David Frye | Performance Verification | Completed |  | 11/01/2019 | 11/01/2019 | Performance Verification for CAREFUSION 11136942 15268360 | Initial Install of Performance Verification. Device is ready for patient use. |  |  | 11/01/2019 | 11/01/2019
|  | CAREFUSION | ALARIS 8015 5.7 | CONTROLLER, INFUSION PUMP |  | SPD | Kelemen |  |  | 11/01/2019 |  | 11/1/26 |  |  | NO | YES |  |  |  |  | CAREFUSION 11136941 15268177 |  |  | Active |  | 00:17:23:34:ED:F2 |  | High Risk | 1Y:00-MFG 2Y:00-BAT | 11/01/2019 | 11/01/2019 | COOPER UNIVERSITY HOSPITAL |  |  | Moves | WOT00000001469764 | David Frye | Performance Verification | Completed |  | 11/01/2019 | 11/01/2019 | Performance Verification for CAREFUSION 11136941 15268177 | Initial Install of Performance Verification. Device is ready for patient use. |  |  | 11/01/2019 | 11/01/2019
|  | CAREFUSION | ALARIS 8015 5.7 | CONTROLLER, INFUSION PUMP |  | SPD | Pavilion |  |  | 11/01/2019 |  | 11/1/26 |  |  | NO | YES |  |  |  |  | CAREFUSION 11136940 15268404 |  |  | Active |  | 00:17:23:34:9B:18 |  | High Risk | 1Y:00-MFG 2Y:00-BAT | 11/01/2019 | 11/01/2019 | COOPER UNIVERSITY HOSPITAL |  |  | Moves | WOT00000001460449 | David Frye | Performance Verification | Completed |  | 11/01/2019 | 11/01/2019 | Performance Verification for CAREFUSION 11136940 15268404 | Initial Install of Performance Verification. Device is ready for patient use. |  |  | 11/01/2019 | 11/01/2019
|  | CAREFUSION | ALARIS 8015 5.7 | CONTROLLER, INFUSION PUMP |  | SPD | Kelemen |  |  | 11/01/2019 |  | 11/1/26 |  |  | NO | YES |  |  |  |  | CAREFUSION 11136939 15268495 |  |  | Active |  | 00:17:23:34:BA:5C |  | High Risk | 1Y:00-MFG 2Y:00-BAT | 11/01/2019 | 11/01/2019 | COOPER UNIVERSITY HOSPITAL |  |  | Moves | WOT00000001468196 | David Frye | Performance Verification | Completed |  | 11/01/2019 | 11/01/2019 | Performance Verification for CAREFUSION 11136939 15268495 | Initial Install of Performance Verification. Device is ready for patient use. |  |  | 11/01/2019 | 11/01/2019
|  | CAREFUSION | ALARIS 8015 5.7 | CONTROLLER, INFUSION PUMP |  | SPD | Kelemen |  |  | 11/01/2019 |  | 11/1/26 |  |  | NO | YES |  |  |  |  | CAREFUSION 11136938 15268210 |  |  | Active |  | 00:17:23:34:CC:44 |  | High Risk | 1Y:00-MFG 2Y:00-BAT | 11/01/2019 | 11/01/2019 | COOPER UNIVERSITY HOSPITAL |  |  | Moves | WOT00000001467134 | David Frye | Performance Verification | Completed |  | 11/01/2019 | 11/01/2019 | Performance Verification for CAREFUSION 11136938 15268210 | Initial Install of Performance Verification. Device is ready for patient use. |  |  | 11/01/2019 | 11/01/2019
|  | CAREFUSION | ALARIS 8015 5.7 | CONTROLLER, INFUSION PUMP |  | SPD | Pavilion |  |  | 11/01/2019 |  | 11/1/26 |  |  | NO | YES |  |  |  |  | CAREFUSION 11136937 15268250 |  |  | Active |  | 00:17:23:35:0D:A5 |  | High Risk | 1Y:00-MFG 2Y:00-BAT | 11/01/2019 | 11/01/2019 | COOPER UNIVERSITY HOSPITAL |  |  | Moves | WOT00000001469157 | David Frye | Performance Verification | Completed |  | 11/01/2019 | 11/01/2019 | Performance Verification for CAREFUSION 11136937 15268250 | Initial Install of Performance Verification. Device is ready for patient use. |  |  | 11/01/2019 | 11/01/2019
|  | CAREFUSION | ALARIS 8015 5.7 | CONTROLLER, INFUSION PUMP |  | SPD | Kelemen |  |  | 11/01/2019 |  | 11/1/26 |  |  | NO | YES |  |  |  |  | CAREFUSION 11136935 15268035 |  |  | Active |  | 00:17:23:34:A1:45 |  | High Risk | 1Y:00-MFG 2Y:00-BAT | 11/01/2019 | 11/01/2019 | COOPER UNIVERSITY HOSPITAL |  |  | Moves | WOT00000001467098 | David Frye | Performance Verification | Completed |  | 11/01/2019 | 11/01/2019 | Performance Verification for CAREFUSION 11136935 15268035 | Initial Install of Performance Verification. Device is ready for patient use. |  |  | 11/01/2019 | 11/01/2019
|  | CAREFUSION | ALARIS 8015 5.7 | CONTROLLER, INFUSION PUMP |  | SPD | Pavilion |  |  | 11/01/2019 |  | 11/1/26 |  |  | NO | YES |  |  |  |  | CAREFUSION 11136930 15274021 |  |  | Active |  | 00:17:23:34:9D:F1 |  | High Risk | 1Y:00-MFG 2Y:00-BAT | 11/01/2019 | 11/01/2019 | COOPER UNIVERSITY HOSPITAL |  |  | Moves | WOT00000001468271 | David Frye | Performance Verification | Completed |  | 11/01/2019 | 11/01/2019 | Performance Verification for CAREFUSION 11136930 15274021 | Initial Install of Performance Verification. Device is ready for patient use. |  |  | 11/01/2019 | 11/01/2019
|  | CAREFUSION | ALARIS 8015 5.7 | CONTROLLER, INFUSION PUMP |  | SPD | Pavilion |  |  | 11/01/2019 |  | 11/1/26 |  |  | NO | YES |  |  |  |  | CAREFUSION 11136931 15273989 |  |  | Active |  | 00:17:23:35:07:F3 |  | High Risk | 1Y:00-MFG 2Y:00-BAT | 11/01/2019 | 11/01/2019 | COOPER UNIVERSITY HOSPITAL |  |  | Moves | WOT00000001468311 | David Frye | Performance Verification | Completed |  | 11/01/2019 | 11/01/2019 | Performance Verification for CAREFUSION 11136931 15273989 | Initial Install of Performance Verification. Device is ready for patient use. |  |  | 11/01/2019 | 11/01/2019
|  | CAREFUSION | ALARIS 8015 5.7 | CONTROLLER, INFUSION PUMP |  | SPD | Pavilion |  |  | 11/01/2019 |  | 11/1/26 |  |  | NO | YES |  |  |  |  | CAREFUSION 11136933 15273924 |  |  | Active |  | 00:17:23:35:27:4C |  | High Risk | 1Y:00-MFG 2Y:00-BAT | 11/01/2019 | 11/01/2019 | COOPER UNIVERSITY HOSPITAL |  |  | Moves | WOT00000001467402 | David Frye | Performance Verification | Completed |  | 11/01/2019 | 11/01/2019 | Performance Verification for CAREFUSION 11136933 15273924 | Initial Install of Performance Verification. Device is ready for patient use. |  |  | 11/01/2019 | 11/01/2019
|  | CAREFUSION | ALARIS 8015 5.7 | CONTROLLER, INFUSION PUMP |  | SPD | Kelemen |  |  | 11/01/2019 |  | 11/1/26 |  |  | NO | YES |  |  |  |  | CAREFUSION 11136932 15274105 |  |  | Active |  | 00:17:23:34:B6:F3 |  | High Risk | 1Y:00-MFG 2Y:00-BAT | 11/01/2019 | 11/01/2019 | COOPER UNIVERSITY HOSPITAL |  |  | Moves | WOT00000001468339 | David Frye | Performance Verification | Completed |  | 11/01/2019 | 11/01/2019 | Performance Verification for CAREFUSION 11136932 15274105 | Initial Install of Performance Verification. Device is ready for patient use. |  |  | 11/01/2019 | 11/01/2019
|  | CAREFUSION | ALARIS 8015 5.7 | CONTROLLER, INFUSION PUMP |  | SPD | Kelemen |  |  | 11/01/2019 |  | 11/1/26 |  |  | NO | YES |  |  |  |  | CAREFUSION 11136928 15274121 |  |  | Active |  | 00:17:23:34:AC:43 |  | High Risk | 1Y:00-MFG 2Y:00-BAT | 11/01/2019 | 11/01/2019 | COOPER UNIVERSITY HOSPITAL |  |  | Moves | WOT00000001466769 | David Frye | Performance Verification | Completed |  | 11/01/2019 | 11/01/2019 | Performance Verification for CAREFUSION 11136928 15274121 | Initial Install of Performance Verification. Device is ready for patient use. |  |  | 11/01/2019 | 11/01/2019
|  | CAREFUSION | ALARIS 8015 5.7 | CONTROLLER, INFUSION PUMP |  | SPD | Kelemen | Basement |  | 11/01/2019 |  | 11/1/26 |  |  | NO | YES |  |  |  |  | CAREFUSION 11136929 15274108 |  |  | Active |  | 00:17:23:34:A9:CA |  | High Risk | 1Y:00-MFG 2Y:00-BAT | 11/01/2019 | 11/01/2019 | COOPER UNIVERSITY HOSPITAL |  |  | Moves | WOT00000001456063 | David Frye | Performance Verification | Completed |  | 11/01/2019 | 11/01/2019 | Performance Verification for CAREFUSION 11136929 15274108 | Initial Install of Performance Verification. Device is ready for patient use. |  |  | 11/01/2019 | 11/01/2019
|  | CAREFUSION | ALARIS 8015 5.7 | CONTROLLER, INFUSION PUMP |  | SPD | Kelemen |  |  | 11/01/2019 |  | 11/1/26 |  |  | NO | YES |  |  |  |  | CAREFUSION 11136880 15274264 |  |  | Active |  | 00:17:23:34:A6:D0 |  | High Risk | 1Y:00-MFG 2Y:00-BAT | 11/01/2019 | 11/01/2019 | COOPER UNIVERSITY HOSPITAL |  |  | Moves | WOT00000001469391 | David Frye | Performance Verification | Completed |  | 11/01/2019 | 11/01/2019 | Performance Verification for CAREFUSION 11136880 15274264 | Initial Install of Performance Verification. Device is ready for patient use. |  |  | 11/01/2019 | 11/01/2019
|  | CAREFUSION | ALARIS 8015 5.7 | CONTROLLER, INFUSION PUMP |  | SPD | Kelemen |  |  | 11/01/2019 |  | 11/1/26 |  |  | NO | YES |  |  |  |  | CAREFUSION 11136877 15273939 |  |  | Active |  | 00:17:23:35:0D:00 |  | High Risk | 1Y:00-MFG 2Y:00-BAT | 11/01/2019 | 11/01/2019 | COOPER UNIVERSITY HOSPITAL |  |  | Moves | WOT00000001467440 | David Frye | Performance Verification | Completed |  | 11/01/2019 | 11/01/2019 | Performance Verification for CAREFUSION 11136877 15273939 | Initial Install of Performance Verification. Device is ready for patient use. |  |  | 11/01/2019 | 11/01/2019
|  | CAREFUSION | ALARIS 8015 5.7 | CONTROLLER, INFUSION PUMP |  | SPD | Pavilion |  |  | 11/01/2019 |  | 11/1/26 |  |  | NO | YES |  |  |  |  | CAREFUSION 11136874 15273911 |  |  | Active |  | 00:17:23:35:5B:C6 |  | High Risk | 1Y:00-MFG 2Y:00-BAT | 11/01/2019 | 11/01/2019 | COOPER UNIVERSITY HOSPITAL |  |  | Moves | WOT00000001468266 | David Frye | Performance Verification | Completed |  | 11/01/2019 | 11/01/2019 | Performance Verification for CAREFUSION 11136874 15273911 | Initial Install of Performance Verification. Device is ready for patient use. |  |  | 11/01/2019 | 11/01/2019
|  | CAREFUSION | ALARIS 8015 5.7 | CONTROLLER, INFUSION PUMP |  | SPD | Pavilion |  |  | 11/01/2019 |  | 11/1/26 |  |  | NO | YES |  |  |  |  | CAREFUSION 11136876 15274111 |  |  | Active |  | 00:17:23:34:AA:93 |  | High Risk | 1Y:00-MFG 2Y:00-BAT | 11/01/2019 | 11/01/2019 | COOPER UNIVERSITY HOSPITAL |  |  | Moves | WOT00000001468204 | David Frye | Performance Verification | Completed |  | 11/01/2019 | 11/01/2019 | Performance Verification for CAREFUSION 11136876 15274111 | Initial Install of Performance Verification. Device is ready for patient use. |  |  | 11/01/2019 | 11/01/2019
|  | CAREFUSION | ALARIS 8015 5.7 | CONTROLLER, INFUSION PUMP |  | SPD | Kelemen |  |  | 11/01/2019 |  | 11/1/26 |  |  | NO | YES |  |  |  |  | CAREFUSION 11136872 15274147 |  |  | Active |  | 00:17:23:35:58:39 |  | High Risk | 1Y:00-MFG 2Y:00-BAT | 11/01/2019 | 11/01/2019 | COOPER UNIVERSITY HOSPITAL |  |  | Moves | WOT00000001467551 | David Frye | Performance Verification | Completed |  | 11/01/2019 | 11/01/2019 | Performance Verification for CAREFUSION 11136872 15274147 | Initial Install of Performance Verification. Device is ready for patient use. |  |  | 11/01/2019 | 11/01/2019
|  | CAREFUSION | ALARIS 8015 5.7 | CONTROLLER, INFUSION PUMP |  | SPD | Pavilion |  |  | 11/01/2019 |  | 11/1/26 |  |  | NO | YES |  |  |  |  | CAREFUSION 11136873 15273838 |  |  | Active |  | 00:17:23:34:FC:2C |  | High Risk | 1Y:00-MFG 2Y:00-BAT | 11/01/2019 | 11/01/2019 | COOPER UNIVERSITY HOSPITAL |  |  | Moves | WOT00000001468733 | David Frye | Performance Verification | Completed |  | 11/01/2019 | 11/01/2019 | Performance Verification for CAREFUSION 11136873 15273838 | Initial Install of Performance Verification. Device is ready for patient use. |  |  | 11/01/2019 | 11/01/2019
|  | CAREFUSION | ALARIS 8015 5.7 | CONTROLLER, INFUSION PUMP |  | SPD | Pavilion |  |  | 11/01/2019 |  | 11/1/26 |  |  | NO | YES |  |  |  |  | CAREFUSION 11136871 15274054 |  |  | Active |  | 00:17:23:35:65:80 |  | High Risk | 1Y:00-MFG 2Y:00-BAT | 11/01/2019 | 11/01/2019 | COOPER UNIVERSITY HOSPITAL |  |  | Moves | WOT00000001460466 | David Frye | Performance Verification | Completed |  | 11/01/2019 | 11/01/2019 | Performance Verification for CAREFUSION 11136871 15274054 | Initial Install of Performance Verification. Device is ready for patient use. |  |  | 11/01/2019 | 11/01/2019
|  | CAREFUSION | ALARIS 8015 5.7 | CONTROLLER, INFUSION PUMP |  | SPD | Kelemen |  |  | 11/01/2019 |  | 11/1/26 |  |  | NO | YES |  |  |  |  | CAREFUSION 11136869 15267909 |  |  | Active |  | 00:17:23:34:CC:C5 |  | High Risk | 1Y:00-MFG 2Y:00-BAT | 11/01/2019 | 11/01/2019 | COOPER UNIVERSITY HOSPITAL |  |  | Moves | WOT00000001467896 | David Frye | Performance Verification | Completed |  | 11/01/2019 | 11/01/2019 | Performance Verification for CAREFUSION 11136869 15267909 | Initial Install of Performance Verification. Device is ready for patient use. |  |  | 11/01/2019 | 11/01/2019
|  | CAREFUSION | ALARIS 8015 5.7 | CONTROLLER, INFUSION PUMP |  | SPD | Kelemen |  |  | 11/01/2019 |  | 11/1/26 |  |  | NO | YES |  |  |  |  | CAREFUSION 11136867 15273964 |  |  | Active |  | 00:17:23:35:27:46 |  | High Risk | 1Y:00-MFG 2Y:00-BAT | 11/01/2019 | 11/01/2019 | COOPER UNIVERSITY HOSPITAL |  |  | Moves | WOT00000001467373 | David Frye | Performance Verification | Completed |  | 11/01/2019 | 11/01/2019 | Performance Verification for CAREFUSION 11136867 15273964 | Initial Install of Performance Verification. Device is ready for patient use. |  |  | 11/01/2019 | 11/01/2019
|  | CAREFUSION | ALARIS 8015 5.7 | CONTROLLER, INFUSION PUMP |  | SPD | Pavilion |  |  | 11/01/2019 |  | 11/1/26 |  |  | NO | YES |  |  |  |  | CAREFUSION 11136868 15274228 |  |  | Active |  | 00:17:23:34:B0:45 |  | High Risk | 1Y:00-MFG 2Y:00-BAT | 11/01/2019 | 11/01/2019 | COOPER UNIVERSITY HOSPITAL |  |  | Moves | WOT00000001468466 | David Frye | Performance Verification | Completed |  | 11/01/2019 | 11/01/2019 | Performance Verification for CAREFUSION 11136868 15274228 | Initial Install of Performance Verification. Device is ready for patient use. |  |  | 11/01/2019 | 11/01/2019
|  | CAREFUSION | ALARIS 8015 5.7 | CONTROLLER, INFUSION PUMP |  | SPD | Pavilion |  |  | 11/01/2019 |  | 11/1/26 |  |  | NO | YES |  |  |  |  | CAREFUSION 11136866 15271873 |  |  | Active |  | 00:17:23:35:04:30 |  | High Risk | 1Y:00-MFG 2Y:00-BAT | 11/01/2019 | 11/01/2019 | COOPER UNIVERSITY HOSPITAL |  |  | Moves | WOT00000001469316 | David Frye | Performance Verification | Completed |  | 11/01/2019 | 11/01/2019 | Performance Verification for CAREFUSION 11136866 15271873 | Initial Install of Performance Verification. Device is ready for patient use. |  |  | 11/01/2019 | 11/01/2019
|  | CAREFUSION | ALARIS 8015 5.7 | CONTROLLER, INFUSION PUMP |  | SPD | Kelemen |  |  | 11/01/2019 |  | 11/1/26 |  |  | NO | YES |  |  |  |  | CAREFUSION 11136865 15273990 |  |  | Active |  | 00:17:23:34:AC:6D |  | High Risk | 1Y:00-MFG 2Y:00-BAT | 11/01/2019 | 11/01/2019 | COOPER UNIVERSITY HOSPITAL |  |  | Moves | WOT00000001467406 | David Frye | Performance Verification | Completed |  | 11/01/2019 | 11/01/2019 | Performance Verification for CAREFUSION 11136865 15273990 | Initial Install of Performance Verification. Device is ready for patient use. |  |  | 11/01/2019 | 11/01/2019
|  | CAREFUSION | ALARIS 8015 5.7 | CONTROLLER, INFUSION PUMP |  | SPD | Kelemen | Basement |  | 11/01/2019 |  | 11/1/26 |  |  | NO | YES |  |  |  |  | CAREFUSION 11136864 15274077 |  |  | Active |  | 00:17:23:35:70:9F |  | High Risk | 1Y:00-MFG 2Y:00-BAT | 11/01/2019 | 11/01/2019 | COOPER UNIVERSITY HOSPITAL |  |  | Moves | WOT00000001456046 | David Frye | Performance Verification | Completed |  | 11/01/2019 | 11/01/2019 | Performance Verification for CAREFUSION 11136864 15274077 | Initial Install of Performance Verification. Device is ready for patient use. |  |  | 11/01/2019 | 11/01/2019
|  | CAREFUSION | ALARIS 8015 5.7 | CONTROLLER, INFUSION PUMP |  | SPD | Kelemen |  |  | 11/01/2019 |  | 11/1/26 |  |  | NO | YES |  |  |  |  | CAREFUSION 11136863 15273961 |  |  | Active |  | 00:17:23:34:A8:41 |  | High Risk | 1Y:00-MFG 2Y:00-BAT | 11/01/2019 | 11/01/2019 | COOPER UNIVERSITY HOSPITAL |  |  | Moves | WOT00000001458130 | David Frye | Performance Verification | Completed |  | 11/01/2019 | 11/01/2019 | Performance Verification for CAREFUSION 11136863 15273961 | Initial Install of Performance Verification. Device is ready for patient use. |  |  | 11/01/2019 | 11/01/2019
|  | CAREFUSION | ALARIS 8015 5.7 | CONTROLLER, INFUSION PUMP |  | SPD | Kelemen |  |  | 11/01/2019 |  | 11/1/26 |  |  | NO | YES |  |  |  |  | CAREFUSION 11136862 15274062 |  |  | Active |  | 00:17:23:35:29:02 |  | High Risk | 1Y:00-MFG 2Y:00-BAT | 11/01/2019 | 11/01/2019 | COOPER UNIVERSITY HOSPITAL |  |  | Moves | WOT00000001468338 | David Frye | Performance Verification | Completed |  | 11/01/2019 | 11/01/2019 | Performance Verification for CAREFUSION 11136862 15274062 | Initial Install of Performance Verification. Device is ready for patient use. |  |  | 11/01/2019 | 11/01/2019
|  | CAREFUSION | ALARIS 8015 5.7 | CONTROLLER, INFUSION PUMP |  | SPD | Kelemen |  |  | 11/01/2019 |  | 11/1/26 |  |  | NO | YES |  |  |  |  | CAREFUSION 11136861 15274013 |  |  | Active |  | 00:17:23:35:0C:C1 |  | High Risk | 1Y:00-MFG 2Y:00-BAT | 11/01/2019 | 11/01/2019 | COOPER UNIVERSITY HOSPITAL |  |  | Moves | WOT00000001469046 | David Frye | Performance Verification | Completed |  | 11/01/2019 | 11/01/2019 | Performance Verification for CAREFUSION 11136861 15274013 | Initial Install of Performance Verification. Device is ready for patient use. |  |  | 11/01/2019 | 11/01/2019
|  | CAREFUSION | ALARIS 8015 5.7 | CONTROLLER, INFUSION PUMP |  | SPD | Pavilion |  |  | 11/01/2019 |  | 11/1/26 |  |  | NO | YES |  |  |  |  | CAREFUSION 11136715 15267861 |  |  | Active |  | 00:17:23:34:B7:77 |  | High Risk | 1Y:00-MFG 2Y:00-BAT | 11/01/2019 | 11/01/2019 | COOPER UNIVERSITY HOSPITAL |  |  | Moves | WOT00000001468116 | David Frye | Performance Verification | Completed |  | 11/01/2019 | 11/01/2019 | Performance Verification for CAREFUSION 11136715 15267861 | Initial Install of Performance Verification. Device is ready for patient use. |  |  | 11/01/2019 | 11/01/2019
|  | CAREFUSION | ALARIS 8015 5.7 | CONTROLLER, INFUSION PUMP |  | SPD | Kelemen |  |  | 11/01/2019 |  | 11/1/26 |  |  | NO | YES |  |  |  |  | CAREFUSION 11136717 15267334 |  |  | Active |  | 00:17:23:34:EB:BB |  | High Risk | 1Y:00-MFG 2Y:00-BAT | 11/01/2019 | 11/01/2019 | COOPER UNIVERSITY HOSPITAL |  |  | Moves | WOT00000001469456 | David Frye | Performance Verification | Completed |  | 11/01/2019 | 11/01/2019 | Performance Verification for CAREFUSION 11136717 15267334 | Initial Install of Performance Verification. Device is ready for patient use. |  |  | 11/01/2019 | 11/01/2019
|  | CAREFUSION | ALARIS 8015 5.7 | CONTROLLER, INFUSION PUMP |  | SPD | Kelemen |  |  | 11/01/2019 |  | 11/1/26 |  |  | NO | YES |  |  |  |  | CAREFUSION 11136858 15274164 |  |  | Active |  | 00:17:23:34:A8:17 |  | High Risk | 1Y:00-MFG 2Y:00-BAT | 11/01/2019 | 11/01/2019 | COOPER UNIVERSITY HOSPITAL |  |  | Moves | WOT00000001469342 | David Frye | Performance Verification | Completed |  | 11/01/2019 | 11/01/2019 | Performance Verification for CAREFUSION 11136858 15274164 | Initial Install of Performance Verification. Device is ready for patient use. |  |  | 11/01/2019 | 11/01/2019
|  | CAREFUSION | ALARIS 8015 5.7 | CONTROLLER, INFUSION PUMP |  | SPD | Kelemen |  |  | 11/01/2019 |  | 11/1/26 |  |  | NO | YES |  |  |  |  | CAREFUSION 11136860 15274122 |  |  | Active |  | 00:17:23:34:9D:CD |  | High Risk | 1Y:00-MFG 2Y:00-BAT | 11/01/2019 | 11/01/2019 | COOPER UNIVERSITY HOSPITAL |  |  | Moves | WOT00000001467699 | David Frye | Performance Verification | Completed |  | 11/01/2019 | 11/01/2019 | Performance Verification for CAREFUSION 11136860 15274122 | Initial Install of Performance Verification. Device is ready for patient use. |  |  | 11/01/2019 | 11/01/2019
|  | CAREFUSION | ALARIS 8015 5.7 | CONTROLLER, INFUSION PUMP |  | SPD | Kelemen |  |  | 11/01/2019 |  | 11/1/26 |  |  | NO | YES | Asset Tag 11136859 |  |  |  | CAREFUSION 11136859 15273980 |  |  | Active |  | 00:17:23:34:A8:4D |  | High Risk | 1Y:00-MFG 2Y:00-BAT | 11/01/2019 | 11/01/2019 | COOPER UNIVERSITY HOSPITAL |  |  | Moves | WOT00000001460400 | David Frye | Performance Verification | Completed |  | 11/01/2019 | 11/01/2019 | Performance Verification for CAREFUSION 11136859 15273980 | Initial Install of Performance Verification. Device is ready for patient use. |  |  | 11/01/2019 | 11/01/2019
|  | CAREFUSION | ALARIS 8015 5.7 | CONTROLLER, INFUSION PUMP |  | SPD | Kelemen |  |  | 11/01/2019 |  | 11/1/26 |  |  | NO | YES |  |  |  |  | CAREFUSION 11136857 15268650 |  |  | Active |  | 00:17:23:34:B1:3B |  | High Risk | 1Y:00-MFG 2Y:00-BAT | 11/01/2019 | 11/01/2019 | COOPER UNIVERSITY HOSPITAL |  |  | Moves | WOT00000001468327 | David Frye | Performance Verification | Completed |  | 11/01/2019 | 11/01/2019 | Performance Verification for CAREFUSION 11136857 15268650 | Initial Install of Performance Verification. Device is ready for patient use. |  |  | 11/01/2019 | 11/01/2019
|  | CAREFUSION | ALARIS 8015 5.7 | CONTROLLER, INFUSION PUMP |  | SPD | Kelemen |  |  | 11/01/2019 |  | 11/1/26 |  |  | NO | YES |  |  |  |  | CAREFUSION 11136856 15271994 |  |  | Active |  | 00:17:23:35:06:34 |  | High Risk | 1Y:00-MFG 2Y:00-BAT | 11/01/2019 | 11/01/2019 | COOPER UNIVERSITY HOSPITAL |  |  | Moves | WOT00000001469407 | David Frye | Performance Verification | Completed |  | 11/01/2019 | 11/01/2019 | Performance Verification for CAREFUSION 11136856 15271994 | Initial Install of Performance Verification. Device is ready for patient use. |  |  | 11/01/2019 | 11/01/2019
|  | CAREFUSION | ALARIS 8015 5.7 | CONTROLLER, INFUSION PUMP |  | SPD | Pavilion |  |  | 11/01/2019 |  | 11/1/26 |  |  | NO | YES |  |  |  |  | CAREFUSION 11136853 15273944 |  |  | Active |  | 00:17:23:35:2E:C0 |  | High Risk | 1Y:00-MFG 2Y:00-BAT | 11/01/2019 | 11/01/2019 | COOPER UNIVERSITY HOSPITAL |  |  | Moves | WOT00000001467306 | David Frye | Performance Verification | Completed |  | 11/01/2019 | 11/01/2019 | Performance Verification for CAREFUSION 11136853 15273944 | Initial Install of Performance Verification. Device is ready for patient use. |  |  | 11/01/2019 | 11/01/2019
|  | CAREFUSION | ALARIS 8015 5.7 | CONTROLLER, INFUSION PUMP |  | SPD | Pavilion |  |  | 11/01/2019 |  | 11/1/26 |  |  | NO | YES |  |  |  |  | CAREFUSION 11136852 15273938 |  |  | Active |  | 00:17:23:35:02:35 |  | High Risk | 1Y:00-MFG 2Y:00-BAT | 11/01/2019 | 11/01/2019 | COOPER UNIVERSITY HOSPITAL |  |  | Moves | WOT00000001460462 | David Frye | Performance Verification | Completed |  | 11/01/2019 | 11/01/2019 | Performance Verification for CAREFUSION 11136852 15273938 | Initial Install of Performance Verification. Device is ready for patient use. |  |  | 11/01/2019 | 11/01/2019
|  | CAREFUSION | ALARIS 8015 5.7 | CONTROLLER, INFUSION PUMP |  | SPD | Pavilion |  |  | 11/01/2019 |  | 11/1/26 |  |  | NO | YES |  |  |  |  | CAREFUSION 11136850 15267436 |  |  | Active |  | 00:17:23:34:BE:10 |  | High Risk | 1Y:00-MFG 2Y:00-BAT | 11/01/2019 | 11/01/2019 | COOPER UNIVERSITY HOSPITAL |  |  | Moves | WOT00000001467717 | David Frye | Performance Verification | Completed |  | 11/01/2019 | 11/01/2019 | Performance Verification for CAREFUSION 11136850 15267436 | Initial Install of Performance Verification. Device is ready for patient use. |  |  | 11/01/2019 | 11/01/2019
|  | CAREFUSION | ALARIS 8015 5.7 | CONTROLLER, INFUSION PUMP |  | SPD | Kelemen |  |  | 11/01/2019 |  | 11/1/26 |  |  | NO | YES |  |  |  |  | CAREFUSION 11136849 15267749 |  |  | Active |  | 00:17:23:34:F4:C4 |  | High Risk | 1Y:00-MFG 2Y:00-BAT | 11/01/2019 | 11/01/2019 | COOPER UNIVERSITY HOSPITAL |  |  | Moves | WOT00000001469614 | David Frye | Performance Verification | Completed |  | 11/01/2019 | 11/01/2019 | Performance Verification for CAREFUSION 11136849 15267749 | Initial Install of Performance Verification. Device is ready for patient use. |  |  | 11/01/2019 | 11/01/2019
|  | CAREFUSION | ALARIS 8015 5.7 | CONTROLLER, INFUSION PUMP |  | SPD | Kelemen |  |  | 11/01/2019 |  | 11/1/26 |  |  | NO | YES |  |  |  |  | CAREFUSION 11136847 15267982 |  |  | Active |  | 00:17:23:34:E8:13 |  | High Risk | 1Y:00-MFG 2Y:00-BAT | 11/01/2019 | 11/01/2019 | COOPER UNIVERSITY HOSPITAL |  |  | Moves | WOT00000001468749 | David Frye | Performance Verification | Completed |  | 11/01/2019 | 11/01/2019 | Performance Verification for CAREFUSION 11136847 15267982 | Initial Install of Performance Verification. Device is ready for patient use. |  |  | 11/01/2019 | 11/01/2019
|  | CAREFUSION | ALARIS 8015 5.7 | CONTROLLER, INFUSION PUMP |  | SPD | Kelemen |  |  | 11/01/2019 |  | 11/1/26 |  |  | NO | YES |  |  |  |  | CAREFUSION 11136848 15267731 |  |  | Active |  | 00:17:23:34:EA:BF |  | High Risk | 1Y:00-MFG 2Y:00-BAT | 11/01/2019 | 11/01/2019 | COOPER UNIVERSITY HOSPITAL |  |  | Moves | WOT00000001469631 | David Frye | Performance Verification | Completed |  | 11/01/2019 | 11/01/2019 | Performance Verification for CAREFUSION 11136848 15267731 | Initial Install of Performance Verification. Device is ready for patient use. |  |  | 11/01/2019 | 11/01/2019
|  | CAREFUSION | ALARIS 8015 5.7 | CONTROLLER, INFUSION PUMP |  | SPD | Kelemen |  |  | 11/01/2019 |  | 11/1/26 |  |  | NO | YES |  |  |  |  | CAREFUSION 11136846 15272337 |  |  | Active |  | 00:17:23:35:2C:D1 |  | High Risk | 1Y:00-MFG 2Y:00-BAT | 11/01/2019 | 11/01/2019 | COOPER UNIVERSITY HOSPITAL |  |  | Moves | WOT00000001467667 | David Frye | Performance Verification | Completed |  | 11/01/2019 | 11/01/2019 | Performance Verification for CAREFUSION 11136846 15272337 | Initial Install of Performance Verification. Device is ready for patient use. |  |  | 11/01/2019 | 11/01/2019
|  | CAREFUSION | ALARIS 8015 5.7 | CONTROLLER, INFUSION PUMP |  | SPD | Pavilion |  |  | 11/01/2019 |  | 11/1/26 |  |  | NO | YES |  |  |  |  | CAREFUSION 11136845 15274106 |  |  | Active |  | 00:17:23:35:12:AC |  | High Risk | 1Y:00-MFG 2Y:00-BAT | 11/01/2019 | 11/01/2019 | COOPER UNIVERSITY HOSPITAL |  |  | Moves | WOT00000001469282 | David Frye | Performance Verification | Completed |  | 11/01/2019 | 11/01/2019 | Performance Verification for CAREFUSION 11136845 15274106 | Initial Install of Performance Verification. Device is ready for patient use. |  |  | 11/01/2019 | 11/01/2019
|  | CAREFUSION | ALARIS 8015 5.7 | CONTROLLER, INFUSION PUMP |  | SPD | Kelemen |  |  | 11/01/2019 |  | 11/1/26 |  |  | NO | YES |  |  |  |  | CAREFUSION 11136844 15266854 |  |  | Active |  | 00:17:23:34:EA:E3 |  | High Risk | 1Y:00-MFG 2Y:00-BAT | 11/01/2019 | 11/01/2019 | COOPER UNIVERSITY HOSPITAL |  |  | Moves | WOT00000001467297 | David Frye | Performance Verification | Completed |  | 11/01/2019 | 11/01/2019 | Performance Verification for CAREFUSION 11136844 15266854 | Initial Install of Performance Verification. Device is ready for patient use. |  |  | 11/01/2019 | 11/01/2019
|  | CAREFUSION | ALARIS 8015 5.7 | CONTROLLER, INFUSION PUMP |  | SPD | Pavilion |  |  | 11/01/2019 |  | 11/1/26 |  |  | NO | YES |  |  |  |  | CAREFUSION 11136842 15267859 |  |  | Active |  | 00:17:23:34:B3:C6 |  | High Risk | 1Y:00-MFG 2Y:00-BAT | 11/01/2019 | 11/01/2019 | COOPER UNIVERSITY HOSPITAL |  |  | Moves | WOT00000001469759 | David Frye | Performance Verification | Completed |  | 11/01/2019 | 11/01/2019 | Performance Verification for CAREFUSION 11136842 15267859 | Initial Install of Performance Verification. Device is ready for patient use. |  |  | 11/01/2019 | 11/01/2019
|  | CAREFUSION | ALARIS 8015 5.7 | CONTROLLER, INFUSION PUMP |  | SPD |  |  |  | 11/01/2019 |  | 11/1/26 |  |  | NO | YES |  |  |  |  | CAREFUSION 11136841 15267833 |  |  | Active |  | 00:17:23:34:E8:C1 |  | High Risk | 1Y:00-MFG 2Y:00-BAT | 11/01/2019 | 11/01/2019 | COOPER UNIVERSITY HOSPITAL |  |  | Moves | WOT00000001466922 | David Frye | Performance Verification | Completed |  | 11/01/2019 | 11/01/2019 | Performance Verification for CAREFUSION 11136841 15267833 | Initial Install of Performance Verification. Device is ready for patient use. |  |  | 11/01/2019 | 11/01/2019
|  | CAREFUSION | ALARIS 8015 5.7 | CONTROLLER, INFUSION PUMP |  | SPD | Kelemen |  |  | 11/01/2019 |  | 11/1/26 |  |  | NO | YES |  |  |  |  | CAREFUSION 11136840 15267640 |  |  | Active |  | 00:17:23:34:BA:E9 |  | High Risk | 1Y:00-MFG 2Y:00-BAT | 11/01/2019 | 11/01/2019 | COOPER UNIVERSITY HOSPITAL |  |  | Moves | WOT00000001466967 | David Frye | Performance Verification | Completed |  | 11/01/2019 | 11/01/2019 | Performance Verification for CAREFUSION 11136840 15267640 | Initial Install of Performance Verification. Device is ready for patient use. |  |  | 11/01/2019 | 11/01/2019
|  | CAREFUSION | ALARIS 8015 5.7 | CONTROLLER, INFUSION PUMP |  | SPD | Kelemen |  |  | 11/01/2019 |  | 11/1/26 |  |  | NO | YES |  |  |  |  | CAREFUSION 11136838 15267814 |  |  | Active |  | 00:17:23:34:F2:BA |  | High Risk | 1Y:00-MFG 2Y:00-BAT | 11/01/2019 | 11/01/2019 | COOPER UNIVERSITY HOSPITAL |  |  | Moves | WOT00000001466974 | David Frye | Performance Verification | Completed |  | 11/01/2019 | 11/01/2019 | Performance Verification for CAREFUSION 11136838 15267814 | Initial Install of Performance Verification. Device is ready for patient use. |  |  | 11/01/2019 | 11/01/2019
|  | CAREFUSION | ALARIS 8015 5.7 | CONTROLLER, INFUSION PUMP |  | SPD | Pavilion |  |  | 11/01/2019 |  | 11/1/26 |  |  | NO | YES |  |  |  |  | CAREFUSION 11136839 15267710 |  |  | Active |  | 00:17:23:34:D2:CE |  | High Risk | 1Y:00-MFG 2Y:00-BAT | 11/01/2019 | 11/01/2019 | COOPER UNIVERSITY HOSPITAL |  |  | Moves | WOT00000001469501 | David Frye | Performance Verification | Completed |  | 11/01/2019 | 11/01/2019 | Performance Verification for CAREFUSION 11136839 15267710 | Initial Install of Performance Verification. Device is ready for patient use. |  |  | 11/01/2019 | 11/01/2019
|  | CAREFUSION | ALARIS 8015 5.7 | CONTROLLER, INFUSION PUMP |  | SPD | Pavilion |  |  | 11/01/2019 |  | 11/1/26 |  |  | NO | YES |  |  |  |  | CAREFUSION 11136837 15267766 |  |  | Active |  | 00:17:23:34:D4:6C |  | High Risk | 1Y:00-MFG 2Y:00-BAT | 11/01/2019 | 11/01/2019 | COOPER UNIVERSITY HOSPITAL |  |  | Moves | WOT00000001466785 | David Frye | Performance Verification | Completed |  | 11/01/2019 | 11/01/2019 | Performance Verification for CAREFUSION 11136837 15267766 | Initial Install of Performance Verification. Device is ready for patient use. |  |  | 11/01/2019 | 11/01/2019
|  | CAREFUSION | ALARIS 8015 5.7 | CONTROLLER, INFUSION PUMP |  | SPD | Pavilion |  |  | 11/01/2019 |  | 11/1/26 |  |  | NO | YES |  |  |  |  | CAREFUSION 11136832 15268085 |  |  | Active |  | 00:17:23:34:99:4A |  | High Risk | 1Y:00-MFG 2Y:00-BAT | 11/01/2019 | 11/01/2019 | COOPER UNIVERSITY HOSPITAL |  |  | Moves | WOT00000001468725 | David Frye | Performance Verification | Completed |  | 11/01/2019 | 11/01/2019 | Performance Verification for CAREFUSION 11136832 15268085 | Initial Install of Performance Verification. Device is ready for patient use. |  |  | 11/01/2019 | 11/01/2019
|  | CAREFUSION | ALARIS 8015 5.7 | CONTROLLER, INFUSION PUMP |  | SPD | Pavilion |  |  | 11/01/2019 |  | 11/1/26 |  |  | NO | YES |  |  |  |  | CAREFUSION 11136833 15268072 |  |  | Active |  | 00:17:23:34:AA:D5 |  | High Risk | 1Y:00-MFG 2Y:00-BAT | 11/01/2019 | 11/01/2019 | COOPER UNIVERSITY HOSPITAL |  |  | Moves | WOT00000001468866 | David Frye | Performance Verification | Completed |  | 11/01/2019 | 11/01/2019 | Performance Verification for CAREFUSION 11136833 15268072 | Initial Install of Performance Verification. Device is ready for patient use. |  |  | 11/01/2019 | 11/01/2019
|  | CAREFUSION | ALARIS 8015 5.7 | CONTROLLER, INFUSION PUMP |  | SPD | Kelemen |  |  | 11/01/2019 |  | 11/1/26 |  |  | NO | YES |  |  |  |  | CAREFUSION 11136836 15267477 |  |  | Active |  | 00:17:23:34:E2:22 |  | High Risk | 1Y:00-MFG 2Y:00-BAT | 11/01/2019 | 11/01/2019 | COOPER UNIVERSITY HOSPITAL |  |  | Moves | WOT00000001466915 | David Frye | Performance Verification | Completed |  | 11/01/2019 | 11/01/2019 | Performance Verification for CAREFUSION 11136836 15267477 | Initial Install of Performance Verification. Device is ready for patient use. |  |  | 11/01/2019 | 11/01/2019
|  | CAREFUSION | ALARIS 8015 5.7 | CONTROLLER, INFUSION PUMP |  | SPD | Kelemen |  |  | 11/01/2019 |  | 11/1/26 |  |  | NO | YES |  |  |  |  | CAREFUSION 11136835 15267044 |  |  | Active |  | 00:17:23:34:B6:6C |  | High Risk | 1Y:00-MFG 2Y:00-BAT | 11/01/2019 | 11/01/2019 | COOPER UNIVERSITY HOSPITAL |  |  | Moves | WOT00000001467654 | David Frye | Performance Verification | Completed |  | 11/01/2019 | 11/01/2019 | Performance Verification for CAREFUSION 11136835 15267044 | Initial Install of Performance Verification. Device is ready for patient use. |  |  | 11/01/2019 | 11/01/2019
|  | CAREFUSION | ALARIS 8015 5.7 | CONTROLLER, INFUSION PUMP |  | SPD | Kelemen |  |  | 11/01/2019 |  | 11/1/26 |  |  | NO | YES |  |  |  |  | CAREFUSION 11136834 15267635 |  |  | Active |  | 00:17:23:34:CC:98 |  | High Risk | 1Y:00-MFG 2Y:00-BAT | 11/01/2019 | 11/01/2019 | COOPER UNIVERSITY HOSPITAL |  |  | Moves | WOT00000001469610 | David Frye | Performance Verification | Completed |  | 11/01/2019 | 11/01/2019 | Performance Verification for CAREFUSION 11136834 15267635 | Initial Install of Performance Verification. Device is ready for patient use. |  |  | 11/01/2019 | 11/01/2019
|  | CAREFUSION | ALARIS 8015 5.7 | CONTROLLER, INFUSION PUMP |  | SPD | Kelemen | Basement |  | 11/01/2019 |  | 11/1/26 |  |  | NO | YES |  |  |  |  | CAREFUSION 11136830 15267727 |  |  | Active |  | 00:17:23:34:B6:FF |  | High Risk | 1Y:00-MFG 2Y:00-BAT | 11/01/2019 | 11/01/2019 | COOPER UNIVERSITY HOSPITAL |  |  | Moves | WOT00000001468641 | David Frye | Performance Verification | Completed |  | 11/01/2019 | 11/01/2019 | Performance Verification for CAREFUSION 11136830 15267727 | Initial Install of Performance Verification. Device is ready for patient use. |  |  | 11/01/2019 | 11/01/2019
|  | CAREFUSION | ALARIS 8015 5.7 | CONTROLLER, INFUSION PUMP |  | SPD | Kelemen |  |  | 11/01/2019 |  | 11/1/26 |  |  | NO | YES |  |  |  |  | CAREFUSION 11136831 15267785 |  |  | Active |  | 00:17:23:34:9F:CE |  | High Risk | 1Y:00-MFG 2Y:00-BAT | 11/01/2019 | 11/01/2019 | COOPER UNIVERSITY HOSPITAL |  |  | Moves | WOT00000001466884 | David Frye | Performance Verification | Completed |  | 11/01/2019 | 11/01/2019 | Performance Verification for CAREFUSION 11136831 15267785 | Initial Install of Performance Verification. Device is ready for patient use. |  |  | 11/01/2019 | 11/01/2019
|  | CAREFUSION | ALARIS 8015 5.7 | CONTROLLER, INFUSION PUMP |  | SPD | Kelemen |  |  | 11/01/2019 |  | 11/1/26 |  |  | NO | YES |  |  |  |  | CAREFUSION 11136829 15268370 |  |  | Active |  | 00:17:23:35:16:30 |  | High Risk | 1Y:00-MFG 2Y:00-BAT | 11/01/2019 | 11/01/2019 | COOPER UNIVERSITY HOSPITAL |  |  | Moves | WOT00000001468302 | David Frye | Performance Verification | Completed |  | 11/01/2019 | 11/01/2019 | Performance Verification for CAREFUSION 11136829 15268370 | Initial Install of Performance Verification. Device is ready for patient use. |  |  | 11/01/2019 | 11/01/2019
|  | CAREFUSION | ALARIS 8015 5.7 | CONTROLLER, INFUSION PUMP |  | SPD | Pavilion |  |  | 11/01/2019 |  | 11/1/26 |  |  | NO | YES |  |  |  |  | CAREFUSION 11136828 15268182 |  |  | Active |  | 00:17:23:34:9C:02 |  | High Risk | 1Y:00-MFG 2Y:00-BAT | 11/01/2019 | 11/01/2019 | COOPER UNIVERSITY HOSPITAL |  |  | Moves | WOT00000001467221 | David Frye | Performance Verification | Completed |  | 11/01/2019 | 11/01/2019 | Performance Verification for CAREFUSION 11136828 15268182 | Initial Install of Performance Verification. Device is ready for patient use. |  |  | 11/01/2019 | 11/01/2019
|  | CAREFUSION | ALARIS 8015 5.7 | CONTROLLER, INFUSION PUMP |  | SPD | Pavilion |  |  | 11/01/2019 |  | 11/1/26 |  |  | NO | YES |  |  |  |  | CAREFUSION 11136827 15268136 |  |  | Active |  | 00:17:23:34:C3:3B |  | High Risk | 1Y:00-MFG 2Y:00-BAT | 11/01/2019 | 11/01/2019 | COOPER UNIVERSITY HOSPITAL |  |  | Moves | WOT00000001469720 | David Frye | Performance Verification | Completed |  | 11/01/2019 | 11/01/2019 | Performance Verification for CAREFUSION 11136827 15268136 | Initial Install of Performance Verification. Device is ready for patient use. |  |  | 11/01/2019 | 11/01/2019
|  | CAREFUSION | ALARIS 8015 5.7 | CONTROLLER, INFUSION PUMP |  | SPD | Pavilion |  |  | 11/01/2019 |  | 11/1/26 |  |  | NO | YES |  |  |  |  | CAREFUSION 11136826 15268357 |  |  | Active |  | 00:17:23:34:9A:3A |  | High Risk | 1Y:00-MFG 2Y:00-BAT | 11/01/2019 | 11/01/2019 | COOPER UNIVERSITY HOSPITAL |  |  | Moves | WOT00000001468262 | David Frye | Performance Verification | Completed |  | 11/01/2019 | 11/01/2019 | Performance Verification for CAREFUSION 11136826 15268357 | Initial Install of Performance Verification. Device is ready for patient use. |  |  | 11/01/2019 | 11/01/2019
|  | CAREFUSION | ALARIS 8015 5.7 | CONTROLLER, INFUSION PUMP |  | SPD | Kelemen |  |  | 11/01/2019 |  | 11/1/26 |  |  | NO | YES |  |  |  |  | CAREFUSION 11136825 15268731 |  |  | Active |  | 00:17:23:34:E2:E8 |  | High Risk | 1Y:00-MFG 2Y:00-BAT | 11/01/2019 | 11/01/2019 | COOPER UNIVERSITY HOSPITAL |  |  | Moves | WOT00000001467345 | David Frye | Performance Verification | Completed |  | 11/01/2019 | 11/01/2019 | Performance Verification for CAREFUSION 11136825 15268731 | Initial Install of Performance Verification. Device is ready for patient use. |  |  | 11/01/2019 | 11/01/2019
|  | CAREFUSION | ALARIS 8015 5.7 | CONTROLLER, INFUSION PUMP |  | SPD | Kelemen | BASEMENT |  | 11/01/2019 |  | 11/1/26 |  |  | NO | YES |  |  |  |  | CAREFUSION 11136824 15268352 |  |  | Active |  | 00:17:23:34:BA:08 |  | High Risk | 1Y:00-MFG 2Y:00-BAT | 11/01/2019 | 11/01/2019 | COOPER UNIVERSITY HOSPITAL |  |  | Moves | WOT00000001458102 | David Frye | Performance Verification | Completed |  | 11/01/2019 | 11/01/2019 | Performance Verification for CAREFUSION 11136824 15268352 | Initial Install of Performance Verification. Device is ready for patient use. |  |  | 11/01/2019 | 11/01/2019
|  | CAREFUSION | ALARIS 8015 5.7 | CONTROLLER, INFUSION PUMP |  | SPD | Kelemen |  |  | 11/01/2019 |  | 11/1/26 |  |  | NO | YES |  |  |  |  | CAREFUSION 11136823 15268214 |  |  | Active |  | 00:17:23:35:1E:40 |  | High Risk | 1Y:00-MFG 2Y:00-BAT | 11/01/2019 | 11/01/2019 | COOPER UNIVERSITY HOSPITAL |  |  | Moves | WOT00000001467390 | David Frye | Performance Verification | Completed |  | 11/01/2019 | 11/01/2019 | Performance Verification for CAREFUSION 11136823 15268214 | Initial Install of Performance Verification. Device is ready for patient use. |  |  | 11/01/2019 | 11/01/2019
|  | CAREFUSION | ALARIS 8015 5.7 | CONTROLLER, INFUSION PUMP |  | SPD | Kelemen |  |  | 11/01/2019 |  | 11/1/26 |  |  | NO | YES |  |  |  |  | CAREFUSION 11136822 15268348 |  |  | Active | dup11136822 | 00:17:23:34:EE:07 |  | High Risk | 1Y:00-MFG 2Y:00-BAT | 11/01/2019 | 11/01/2019 | COOPER UNIVERSITY HOSPITAL |  |  | Moves | WOT00000001469026 | David Frye | Performance Verification | Completed |  | 11/01/2019 | 11/01/2019 | Performance Verification for CAREFUSION 11136822 15268348 | Initial Install of Performance Verification. Device is ready for patient use. |  |  | 11/01/2019 | 11/01/2019
|  | CAREFUSION | ALARIS 8015 5.7 | CONTROLLER, INFUSION PUMP |  | SPD | Kelemen |  |  | 11/01/2019 |  | 11/1/26 |  |  | NO | YES |  |  |  |  | CAREFUSION 11136820 15268105 |  |  | Active |  | 00:17:23:34:A4:06 |  | High Risk | 1Y:00-MFG 2Y:00-BAT | 11/01/2019 | 11/01/2019 | COOPER UNIVERSITY HOSPITAL |  |  | Moves | WOT00000001467100 | David Frye | Performance Verification | Completed |  | 11/01/2019 | 11/01/2019 | Performance Verification for CAREFUSION 11136820 15268105 | Initial Install of Performance Verification. Device is ready for patient use. |  |  | 11/01/2019 | 11/01/2019
|  | CAREFUSION | ALARIS 8015 5.7 | CONTROLLER, INFUSION PUMP |  | SPD | Kelemen |  |  | 11/01/2019 |  | 11/1/26 |  |  | NO | YES |  |  |  |  | CAREFUSION 11136819 15269919 |  |  | Active |  | 00:17:23:34:A0:BE |  | High Risk | 1Y:00-MFG 2Y:00-BAT | 11/01/2019 | 11/01/2019 | COOPER UNIVERSITY HOSPITAL |  |  | Moves | WOT00000001467525 | David Frye | Performance Verification | Completed |  | 11/01/2019 | 11/01/2019 | Performance Verification for CAREFUSION 11136819 15269919 | Initial Install of Performance Verification. Device is ready for patient use. |  |  | 11/01/2019 | 11/01/2019
|  | CAREFUSION | ALARIS 8015 5.7 | CONTROLLER, INFUSION PUMP |  | SPD | Pavilion |  |  | 11/01/2019 |  | 11/1/26 |  |  | NO | YES |  |  |  |  | CAREFUSION 11136817 15267734 |  |  | Active |  | 00:17:23:34:B7:11 |  | High Risk | 1Y:00-MFG 2Y:00-BAT | 11/01/2019 | 11/01/2019 | COOPER UNIVERSITY HOSPITAL |  |  | Moves | WOT00000001466783 | David Frye | Performance Verification | Completed |  | 11/01/2019 | 11/01/2019 | Performance Verification for CAREFUSION 11136817 15267734 | Initial Install of Performance Verification. Device is ready for patient use. |  |  | 11/01/2019 | 11/01/2019
|  | CAREFUSION | ALARIS 8015 5.7 | CONTROLLER, INFUSION PUMP |  | SPD | Pavilion |  |  | 11/01/2019 |  | 11/1/26 |  |  | NO | YES |  |  |  |  | CAREFUSION 11136815 15268112 |  |  | Active |  | 00:17:23:34:EB:0A |  | High Risk | 1Y:00-MFG 2Y:00-BAT | 11/01/2019 | 11/01/2019 | COOPER UNIVERSITY HOSPITAL |  |  | Moves | WOT00000001468039 | David Frye | Performance Verification | Completed |  | 11/01/2019 | 11/01/2019 | Performance Verification for CAREFUSION 11136815 15268112 | Initial Install of Performance Verification. Device is ready for patient use. |  |  | 11/01/2019 | 11/01/2019
|  | CAREFUSION | ALARIS 8015 5.7 | CONTROLLER, INFUSION PUMP |  | SPD | Kelemen |  |  | 11/01/2019 |  | 11/1/26 |  |  | NO | YES |  |  |  |  | CAREFUSION 11136816 15266987 |  |  | Active |  | 00:17:23:34:CA:34 |  | High Risk | 1Y:00-MFG 2Y:00-BAT | 11/01/2019 | 11/01/2019 | COOPER UNIVERSITY HOSPITAL |  |  | Moves | WOT00000001467636 | David Frye | Performance Verification | Completed |  | 11/01/2019 | 11/01/2019 | Performance Verification for CAREFUSION 11136816 15266987 | Initial Install of Performance Verification. Device is ready for patient use. |  |  | 11/01/2019 | 11/01/2019
|  | CAREFUSION | ALARIS 8015 5.7 | CONTROLLER, INFUSION PUMP |  | SPD | Kelemen | BASEMENT |  | 11/01/2019 |  | 11/1/26 |  |  | NO | YES |  |  |  |  | CAREFUSION 11136814 15268095 |  |  | Active |  | 00:17:23:34:A7:7E |  | High Risk | 1Y:00-MFG 2Y:00-BAT | 11/01/2019 | 11/01/2019 | COOPER UNIVERSITY HOSPITAL |  |  | Moves | WOT00000001469665 | David Frye | Performance Verification | Completed |  | 11/01/2019 | 11/01/2019 | Performance Verification for CAREFUSION 11136814 15268095 | Initial Install of Performance Verification. Device is ready for patient use. |  |  | 11/01/2019 | 11/01/2019
|  | CAREFUSION | ALARIS 8015 5.7 | CONTROLLER, INFUSION PUMP |  | SPD | Pavilion |  |  | 11/01/2019 |  | 11/1/26 |  |  | NO | YES |  |  |  |  | CAREFUSION 11136811 15268162 |  |  | Active |  | 00:17:23:34:DB:53 |  | High Risk | 1Y:00-MFG 2Y:00-BAT | 11/01/2019 | 11/01/2019 | COOPER UNIVERSITY HOSPITAL |  |  | Moves | WOT00000001467131 | David Frye | Performance Verification | Completed |  | 11/01/2019 | 11/01/2019 | Performance Verification for CAREFUSION 11136811 15268162 | Initial Install of Performance Verification. Device is ready for patient use. |  |  | 11/01/2019 | 11/01/2019
|  | CAREFUSION | ALARIS 8015 5.7 | CONTROLLER, INFUSION PUMP |  | SPD | Pavilion |  |  | 11/01/2019 |  | 11/1/26 |  |  | NO | YES |  |  |  |  | CAREFUSION 11136813 15268169 |  |  | Active |  | 00:17:23:35:27:D9 |  | High Risk | 1Y:00-MFG 2Y:00-BAT | 11/01/2019 | 11/01/2019 | COOPER UNIVERSITY HOSPITAL |  |  | Moves | WOT00000001468111 | David Frye | Performance Verification | Completed |  | 11/01/2019 | 11/01/2019 | Performance Verification for CAREFUSION 11136813 15268169 | Initial Install of Performance Verification. Device is ready for patient use. |  |  | 11/01/2019 | 11/01/2019
|  | CAREFUSION | ALARIS 8015 5.7 | CONTROLLER, INFUSION PUMP |  | SPD | Kelemen |  |  | 11/01/2019 |  | 11/1/26 |  |  | NO | YES |  |  |  |  | CAREFUSION 11136812 15268252 |  |  | Active |  | 00:17:23:35:1D:62 |  | High Risk | 1Y:00-MFG 2Y:00-BAT | 11/01/2019 | 11/01/2019 | COOPER UNIVERSITY HOSPITAL |  |  | Moves | WOT00000001467430 | David Frye | Performance Verification | Completed |  | 11/01/2019 | 11/01/2019 | Performance Verification for CAREFUSION 11136812 15268252 | Initial Install of Performance Verification. Device is ready for patient use. |  |  | 11/01/2019 | 11/01/2019
|  | CAREFUSION | ALARIS 8015 5.7 | CONTROLLER, INFUSION PUMP |  | SPD | Pavilion |  |  | 11/01/2019 |  | 11/1/26 |  |  | NO | YES |  |  |  |  | CAREFUSION 11136810 15267817 |  |  | Active |  | 00:17:23:34:B3:E4 |  | High Risk | 1Y:00-MFG 2Y:00-BAT | 11/01/2019 | 11/01/2019 | COOPER UNIVERSITY HOSPITAL |  |  | Moves | WOT00000001467879 | David Frye | Performance Verification | Completed |  | 11/01/2019 | 11/01/2019 | Performance Verification for CAREFUSION 11136810 15267817 | Initial Install of Performance Verification. Device is ready for patient use. |  |  | 11/01/2019 | 11/01/2019
|  | CAREFUSION | ALARIS 8015 5.7 | CONTROLLER, INFUSION PUMP |  | SPD | Pavilion |  |  | 11/01/2019 |  | 11/1/26 |  |  | NO | YES |  |  |  |  | CAREFUSION 11136809 15267167 |  |  | Active |  | 00:17:23:34:E9:48 |  | High Risk | 1Y:00-MFG 2Y:00-BAT | 11/01/2019 | 11/01/2019 | COOPER UNIVERSITY HOSPITAL |  |  | Moves | WOT00000001469312 | David Frye | Performance Verification | Completed |  | 11/01/2019 | 11/01/2019 | Performance Verification for CAREFUSION 11136809 15267167 | Initial Install of Performance Verification. Device is ready for patient use. |  |  | 11/01/2019 | 11/01/2019
|  | CAREFUSION | ALARIS 8015 5.7 | CONTROLLER, INFUSION PUMP |  | SPD | Pavilion |  |  | 11/01/2019 |  | 11/1/26 |  |  | NO | YES |  |  |  |  | CAREFUSION 11136800 15267127 |  |  | Active |  | 00:17:23:34:DA:D5 |  | High Risk | 1Y:00-MFG 2Y:00-BAT | 11/01/2019 | 11/01/2019 | COOPER UNIVERSITY HOSPITAL |  |  | Moves | WOT00000001467519 | David Frye | Performance Verification | Completed |  | 11/01/2019 | 11/01/2019 | Performance Verification for CAREFUSION 11136800 15267127 | Initial Install of Performance Verification. Device is ready for patient use. |  |  | 11/01/2019 | 11/01/2019
|  | CAREFUSION | ALARIS 8015 5.7 | CONTROLLER, INFUSION PUMP |  | SPD | Kelemen |  |  | 11/01/2019 |  | 11/1/26 |  |  | NO | YES |  |  |  |  | CAREFUSION 11136808 15267737 |  |  | Active |  | 00:17:23:34:DA:00 |  | High Risk | 1Y:00-MFG 2Y:00-BAT | 11/01/2019 | 11/01/2019 | COOPER UNIVERSITY HOSPITAL |  |  | Moves | WOT00000001467723 | David Frye | Performance Verification | Completed |  | 11/01/2019 | 11/01/2019 | Performance Verification for CAREFUSION 11136808 15267737 | Initial Install of Performance Verification. Device is ready for patient use. |  |  | 11/01/2019 | 11/01/2019
|  | CAREFUSION | ALARIS 8015 5.7 | CONTROLLER, INFUSION PUMP |  | SPD | Pavilion |  |  | 11/01/2019 |  | 11/1/26 |  |  | NO | YES |  |  |  |  | CAREFUSION 11136807 15267740 |  |  | Active |  | 00:17:23:34:B9:00 |  | High Risk | 1Y:00-MFG 2Y:00-BAT | 11/01/2019 | 11/01/2019 | COOPER UNIVERSITY HOSPITAL |  |  | Moves | WOT00000001467859 | David Frye | Performance Verification | Completed |  | 11/01/2019 | 11/01/2019 | Performance Verification for CAREFUSION 11136807 15267740 | Initial Install of Performance Verification. Device is ready for patient use. |  |  | 11/01/2019 | 11/01/2019
|  | CAREFUSION | ALARIS 8015 5.7 | CONTROLLER, INFUSION PUMP |  | SPD | Kelemen |  |  | 11/01/2019 |  | 11/1/26 |  |  | NO | YES |  |  |  |  | CAREFUSION 11136806 15267652 |  |  | Active |  | 00:17:23:34:D6:EE |  | High Risk | 1Y:00-MFG 2Y:00-BAT | 11/01/2019 | 11/01/2019 | COOPER UNIVERSITY HOSPITAL |  |  | Moves | WOT00000001469629 | David Frye | Performance Verification | Completed |  | 11/01/2019 | 11/01/2019 | Performance Verification for CAREFUSION 11136806 15267652 | Initial Install of Performance Verification. Device is ready for patient use. |  |  | 11/01/2019 | 11/01/2019
|  | CAREFUSION | ALARIS 8015 5.7 | CONTROLLER, INFUSION PUMP |  | SPD | Pavilion |  |  | 11/01/2019 |  | 11/1/26 |  |  | NO | YES |  |  |  |  | CAREFUSION 11136804 15267630 |  |  | Active |  | 00:17:23:34:F5:72 |  | High Risk | 1Y:00-MFG 2Y:00-BAT | 11/01/2019 | 11/01/2019 | COOPER UNIVERSITY HOSPITAL |  |  | Moves | WOT00000001468613 | David Frye | Performance Verification | Completed |  | 11/01/2019 | 11/01/2019 | Performance Verification for CAREFUSION 11136804 15267630 | Initial Install of Performance Verification. Device is ready for patient use. |  |  | 11/01/2019 | 11/01/2019
|  | CAREFUSION | ALARIS 8015 5.7 | CONTROLLER, INFUSION PUMP |  | SPD | Kelemen |  |  | 11/01/2019 |  | 11/1/26 |  |  | NO | YES |  |  |  |  | CAREFUSION 11136803 15267744 |  |  | Active |  | 00:17:23:34:D0:5E |  | High Risk | 1Y:00-MFG 2Y:00-BAT | 11/01/2019 | 11/01/2019 | COOPER UNIVERSITY HOSPITAL |  |  | Moves | WOT00000001468617 | David Frye | Performance Verification | Completed |  | 11/01/2019 | 11/01/2019 | Performance Verification for CAREFUSION 11136803 15267744 | Initial Install of Performance Verification. Device is ready for patient use. |  |  | 11/01/2019 | 11/01/2019
|  | CAREFUSION | ALARIS 8015 5.7 | CONTROLLER, INFUSION PUMP |  | SPD | Kelemen |  |  | 11/01/2019 |  | 11/1/26 |  |  | NO | YES |  |  |  |  | CAREFUSION 11136802 15267548 |  |  | Active |  | 00:17:23:34:E9:12 |  | High Risk | 1Y:00-MFG 2Y:00-BAT | 11/01/2019 | 11/01/2019 | COOPER UNIVERSITY HOSPITAL |  |  | Moves | WOT00000001466918 | David Frye | Performance Verification | Completed |  | 11/01/2019 | 11/01/2019 | Performance Verification for CAREFUSION 11136802 15267548 | Initial Install of Performance Verification. Device is ready for patient use. |  |  | 11/01/2019 | 11/01/2019
|  | CAREFUSION | ALARIS 8015 5.7 | CONTROLLER, INFUSION PUMP |  | SPD | Kelemen |  |  | 11/01/2019 |  | 11/1/26 |  |  | NO | YES |  |  |  |  | CAREFUSION 11136799 15267662 |  |  | Active |  | 00:17:23:34:BC:E1 |  | High Risk | 1Y:00-MFG 2Y:00-BAT | 11/01/2019 | 11/01/2019 | COOPER UNIVERSITY HOSPITAL |  |  | Moves | WOT00000001467719 | David Frye | Performance Verification | Completed |  | 11/01/2019 | 11/01/2019 | Performance Verification for CAREFUSION 11136799 15267662 | Initial Install of Performance Verification. Device is ready for patient use. |  |  | 11/01/2019 | 11/01/2019
|  | CAREFUSION | ALARIS 8015 5.7 | CONTROLLER, INFUSION PUMP |  | SPD | Kelemen |  |  | 11/01/2019 |  | 11/1/26 |  |  | NO | YES |  |  |  |  | CAREFUSION 11136797 15267997 |  |  | Active |  | 00:17:23:34:E7:53 |  | High Risk | 1Y:00-MFG 2Y:00-BAT | 11/01/2019 | 11/01/2019 | COOPER UNIVERSITY HOSPITAL |  |  | Moves | WOT00000001467901 | David Frye | Performance Verification | Completed |  | 11/01/2019 | 11/01/2019 | Performance Verification for CAREFUSION 11136797 15267997 | Initial Install of Performance Verification. Device is ready for patient use. |  |  | 11/01/2019 | 11/01/2019
|  | CAREFUSION | ALARIS 8015 5.7 | CONTROLLER, INFUSION PUMP |  | SPD | Pavilion |  |  | 11/01/2019 |  | 11/1/26 |  |  | NO | YES |  |  |  |  | CAREFUSION 11136798 15267702 |  |  | Active |  | 00:17:23:34:CF:5F |  | High Risk | 1Y:00-MFG 2Y:00-BAT | 11/01/2019 | 11/01/2019 | COOPER UNIVERSITY HOSPITAL |  |  | Moves | WOT00000001466781 | David Frye | Performance Verification | Completed |  | 11/01/2019 | 11/01/2019 | Performance Verification for CAREFUSION 11136798 15267702 | Initial Install of Performance Verification. Device is ready for patient use. |  |  | 11/01/2019 | 11/01/2019
|  | CAREFUSION | ALARIS 8015 5.7 | CONTROLLER, INFUSION PUMP |  | SPD | Kelemen |  |  | 11/01/2019 |  | 11/1/26 |  |  | NO | YES |  |  |  |  | CAREFUSION 11136795 15267453 |  |  | Active |  | 00:17:23:34:D7:2A |  | High Risk | 1Y:00-MFG 2Y:00-BAT | 11/01/2019 | 11/01/2019 | COOPER UNIVERSITY HOSPITAL |  |  | Moves | WOT00000001469498 | David Frye | Performance Verification | Completed |  | 11/01/2019 | 11/01/2019 | Performance Verification for CAREFUSION 11136795 15267453 | Initial Install of Performance Verification. Device is ready for patient use. |  |  | 11/01/2019 | 11/01/2019
|  | CAREFUSION | ALARIS 8015 5.7 | CONTROLLER, INFUSION PUMP |  | SPD | Kelemen |  |  | 11/01/2019 |  | 11/1/26 |  |  | NO | YES |  |  |  |  | CAREFUSION 11136794 15267144 |  |  | Active |  | 00:17:23:34:EB:AF |  | High Risk | 1Y:00-MFG 2Y:00-BAT | 11/01/2019 | 11/01/2019 | COOPER UNIVERSITY HOSPITAL |  |  | Moves | WOT00000001467521 | David Frye | Performance Verification | Completed |  | 11/01/2019 | 11/01/2019 | Performance Verification for CAREFUSION 11136794 15267144 | Initial Install of Performance Verification. Device is ready for patient use. |  |  | 11/01/2019 | 11/01/2019
|  | CAREFUSION | ALARIS 8015 5.7 | CONTROLLER, INFUSION PUMP |  | SPD | Kelemen |  |  | 11/01/2019 |  | 11/1/26 |  |  | NO | YES |  |  |  |  | CAREFUSION 11136792 15267414 |  |  | Active |  | 00:17:23:34:EA:89 |  | High Risk | 1Y:00-MFG 2Y:00-BAT | 11/01/2019 | 11/01/2019 | COOPER UNIVERSITY HOSPITAL |  |  | Moves | WOT00000001467663 | David Frye | Performance Verification | Completed |  | 11/01/2019 | 11/01/2019 | Performance Verification for CAREFUSION 11136792 15267414 | Initial Install of Performance Verification. Device is ready for patient use. |  |  | 11/01/2019 | 11/01/2019
|  | CAREFUSION | ALARIS 8015 5.7 | CONTROLLER, INFUSION PUMP |  | SPD | Kelemen |  |  | 11/01/2019 |  | 11/1/26 |  |  | NO | YES |  |  |  |  | CAREFUSION 11136793 15267142 |  |  | Active |  | 00:17:23:34:D2:F8 |  | High Risk | 1Y:00-MFG 2Y:00-BAT | 11/01/2019 | 11/01/2019 | COOPER UNIVERSITY HOSPITAL |  |  | Moves | WOT00000001469454 | David Frye | Performance Verification | Completed |  | 11/01/2019 | 11/01/2019 | Performance Verification for CAREFUSION 11136793 15267142 | Initial Install of Performance Verification. Device is ready for patient use. |  |  | 11/01/2019 | 11/01/2019
|  | CAREFUSION | ALARIS 8015 5.7 | CONTROLLER, INFUSION PUMP |  | SPD | Kelemen |  |  | 11/01/2019 |  | 11/1/26 |  |  | NO | YES |  |  |  |  | CAREFUSION 11136791 15267132 |  |  | Active |  | 00:17:23:34:E8:CD |  | High Risk | 1Y:00-MFG 2Y:00-BAT | 11/01/2019 | 11/01/2019 | COOPER UNIVERSITY HOSPITAL |  |  | Moves | WOT00000001466665 | David Frye | Performance Verification | Completed |  | 11/01/2019 | 11/01/2019 | Performance Verification for CAREFUSION 11136791 15267132 | Initial Install of Performance Verification. Device is ready for patient use. |  |  | 11/01/2019 | 11/01/2019
|  | CAREFUSION | ALARIS 8015 5.7 | CONTROLLER, INFUSION PUMP |  | SPD | Pavilion |  |  | 11/01/2019 |  | 11/1/26 |  |  | NO | YES |  |  |  |  | CAREFUSION 11136789 15267786 |  |  | Active |  | 00:17:23:34:CE:09 |  | High Risk | 1Y:00-MFG 2Y:00-BAT | 11/01/2019 | 11/01/2019 | COOPER UNIVERSITY HOSPITAL |  |  | Moves | WOT00000001467813 | David Frye | Performance Verification | Completed |  | 11/01/2019 | 11/01/2019 | Performance Verification for CAREFUSION 11136789 15267786 | Initial Install of Performance Verification. Device is ready for patient use. |  |  | 11/01/2019 | 11/01/2019
|  | CAREFUSION | ALARIS 8015 5.7 | CONTROLLER, INFUSION PUMP |  | SPD | Kelemen |  |  | 11/01/2019 |  | 11/1/26 |  |  | NO | YES |  |  |  |  | CAREFUSION 11136790 15267019 |  |  | Active |  | 00:17:23:34:E5:3A |  | High Risk | 1Y:00-MFG 2Y:00-BAT | 11/01/2019 | 11/01/2019 | COOPER UNIVERSITY HOSPITAL |  |  | Moves | WOT00000001467514 | David Frye | Performance Verification | Completed |  | 11/01/2019 | 11/01/2019 | Performance Verification for CAREFUSION 11136790 15267019 | Initial Install of Performance Verification. Device is ready for patient use. |  |  | 11/01/2019 | 11/01/2019
|  | CAREFUSION | ALARIS 8015 5.7 | CONTROLLER, INFUSION PUMP |  | SPD | Kelemen |  |  | 11/01/2019 |  | 11/1/26 |  |  | NO | YES |  |  |  |  | CAREFUSION 11136788 15267521 |  |  | Active |  | 00:17:23:34:D4:0F |  | High Risk | 1Y:00-MFG 2Y:00-BAT | 11/01/2019 | 11/01/2019 | COOPER UNIVERSITY HOSPITAL |  |  | Moves | WOT00000001468637 | David Frye | Performance Verification | Completed |  | 11/01/2019 | 11/01/2019 | Performance Verification for CAREFUSION 11136788 15267521 | Initial Install of Performance Verification. Device is ready for patient use. |  |  | 11/01/2019 | 11/01/2019
|  | CAREFUSION | ALARIS 8015 5.7 | CONTROLLER, INFUSION PUMP |  | SPD | Dorrance |  |  | 11/01/2019 |  | 11/1/26 |  |  | NO | YES |  |  |  |  | CAREFUSION 11136785 15267761 |  |  | Active |  | 00:17:23:34:F2:1B |  | High Risk | 1Y:00-MFG 2Y:00-BAT | 11/01/2019 | 11/01/2019 | COOPER UNIVERSITY HOSPITAL |  |  | Moves | WOT00000001467876 | David Frye | Performance Verification | Completed |  | 11/01/2019 | 11/01/2019 | Performance Verification for CAREFUSION 11136785 15267761 | Initial Install of Performance Verification. Device is ready for patient use. |  |  | 11/01/2019 | 11/01/2019
|  | CAREFUSION | ALARIS 8015 5.7 | CONTROLLER, INFUSION PUMP |  | SPD | Kelemen |  |  | 11/01/2019 |  | 11/1/26 |  |  | NO | YES |  |  |  |  | CAREFUSION 11136787 15267926 |  |  | Active |  | 00:17:23:34:D4:99 |  | High Risk | 1Y:00-MFG 2Y:00-BAT | 11/01/2019 | 11/01/2019 | COOPER UNIVERSITY HOSPITAL |  |  | Moves | WOT00000001467094 | David Frye | Performance Verification | Completed |  | 11/01/2019 | 11/01/2019 | Performance Verification for CAREFUSION 11136787 15267926 | Initial Install of Performance Verification. Device is ready for patient use. |  |  | 11/01/2019 | 11/01/2019
|  | CAREFUSION | ALARIS 8015 5.7 | CONTROLLER, INFUSION PUMP |  | SPD | Pavilion |  |  | 11/01/2019 |  | 11/1/26 |  |  | NO | YES |  |  |  |  | CAREFUSION 11136784 15266869 |  |  | Active | dup11136784 | 00:17:23:34:BB:F1 |  | High Risk | 1Y:00-MFG 2Y:00-BAT | 11/01/2019 | 11/01/2019 | COOPER UNIVERSITY HOSPITAL |  |  | Moves | WOT00000001468132 | David Frye | Performance Verification | Completed |  | 11/01/2019 | 11/01/2019 | Performance Verification for CAREFUSION 11136784 15266869 | Initial Install of Performance Verification. Device is ready for patient use. |  |  | 11/01/2019 | 11/01/2019
|  | CAREFUSION | ALARIS 8015 5.7 | CONTROLLER, INFUSION PUMP |  | SPD | Kelemen |  |  | 11/01/2019 |  | 11/1/26 |  |  | NO | YES |  |  |  |  | CAREFUSION 11136783 15266990 |  |  | Active |  | 00:17:23:34:CC:26 |  | High Risk | 1Y:00-MFG 2Y:00-BAT | 11/01/2019 | 11/01/2019 | COOPER UNIVERSITY HOSPITAL |  |  | Moves | WOT00000001468474 | David Frye | Performance Verification | Completed |  | 11/01/2019 | 11/01/2019 | Performance Verification for CAREFUSION 11136783 15266990 | Initial Install of Performance Verification. Device is ready for patient use. |  |  | 11/01/2019 | 11/01/2019
|  | CAREFUSION | ALARIS 8015 5.7 | CONTROLLER, INFUSION PUMP |  | SPD | Kelemen |  |  | 11/01/2019 |  | 11/1/26 |  |  | NO | YES |  |  |  |  | CAREFUSION 11136782 15266961 |  |  | Active |  | 00:17:23:34:C0:E6 |  | High Risk | 1Y:00-MFG 2Y:00-BAT | 11/01/2019 | 11/01/2019 | COOPER UNIVERSITY HOSPITAL |  |  | Moves | WOT00000001467383 | David Frye | Performance Verification | Completed |  | 11/01/2019 | 11/01/2019 | Performance Verification for CAREFUSION 11136782 15266961 | Initial Install of Performance Verification. Device is ready for patient use. |  |  | 11/01/2019 | 11/01/2019
|  | CAREFUSION | ALARIS 8015 5.7 | CONTROLLER, INFUSION PUMP |  | SPD | Dorrance |  |  | 11/01/2019 |  | 11/1/26 |  |  | NO | YES |  |  |  |  | CAREFUSION 11136781 15266973 |  |  | Active |  | 00:17:23:34:D4:AE |  | High Risk | 1Y:00-MFG 2Y:00-BAT | 11/01/2019 | 11/01/2019 | COOPER UNIVERSITY HOSPITAL |  |  | Moves | WOT00000001468258 | David Frye | Performance Verification | Completed |  | 11/01/2019 | 11/01/2019 | Performance Verification for CAREFUSION 11136781 15266973 | Initial Install of Performance Verification. Device is ready for patient use. |  |  | 11/01/2019 | 11/01/2019
|  | CAREFUSION | ALARIS 8015 5.7 | CONTROLLER, INFUSION PUMP |  | SPD | Kelemen |  |  | 11/01/2019 |  | 11/1/26 |  |  | NO | YES |  |  |  |  | CAREFUSION 11136780 15267803 |  |  | Active |  | 00:17:23:34:B1:C8 |  | High Risk | 1Y:00-MFG 2Y:00-BAT | 11/01/2019 | 11/01/2019 | COOPER UNIVERSITY HOSPITAL |  |  | Moves | WOT00000001466920 | David Frye | Performance Verification | Completed |  | 11/01/2019 | 11/01/2019 | Performance Verification for CAREFUSION 11136780 15267803 | Initial Install of Performance Verification. Device is ready for patient use. |  |  | 11/01/2019 | 11/01/2019
|  | CAREFUSION | ALARIS 8015 5.7 | CONTROLLER, INFUSION PUMP |  | SPD | Pavilion |  |  | 11/01/2019 |  | 11/1/26 |  |  | NO | YES |  |  |  |  | CAREFUSION 11136779 15267778 |  |  | Active |  | 00:17:23:34:D7:24 |  | High Risk | 1Y:00-MFG 2Y:00-BAT | 11/01/2019 | 11/01/2019 | COOPER UNIVERSITY HOSPITAL |  |  | Moves | WOT00000001469502 | David Frye | Performance Verification | Completed |  | 11/01/2019 | 11/01/2019 | Performance Verification for CAREFUSION 11136779 15267778 | Initial Install of Performance Verification. Device is ready for patient use. |  |  | 11/01/2019 | 11/01/2019
|  | CAREFUSION | ALARIS 8015 5.7 | CONTROLLER, INFUSION PUMP |  | SPD | Kelemen |  |  | 11/01/2019 |  | 11/1/26 |  |  | NO | YES |  |  |  |  | CAREFUSION 11136778 15267456 |  |  | Active |  | 00:17:23:34:B0:51 |  | High Risk | 1Y:00-MFG 2Y:00-BAT | 11/01/2019 | 11/01/2019 | COOPER UNIVERSITY HOSPITAL |  |  | Moves | WOT00000001466882 | David Frye | Performance Verification | Completed |  | 11/01/2019 | 11/01/2019 | Performance Verification for CAREFUSION 11136778 15267456 | Initial Install of Performance Verification. Device is ready for patient use. |  |  | 11/01/2019 | 11/01/2019
|  | CAREFUSION | ALARIS 8015 5.7 | CONTROLLER, INFUSION PUMP |  | SPD | Pavilion |  |  | 11/01/2019 |  | 11/1/26 |  |  | NO | YES |  |  |  |  | CAREFUSION 11136777 15267457 |  |  | Active |  | 00:17:23:34:E1:9B |  | High Risk | 1Y:00-MFG 2Y:00-BAT | 11/01/2019 | 11/01/2019 | COOPER UNIVERSITY HOSPITAL |  |  | Moves | WOT00000001467811 | David Frye | Performance Verification | Completed |  | 11/01/2019 | 11/01/2019 | Performance Verification for CAREFUSION 11136777 15267457 | Initial Install of Performance Verification. Device is ready for patient use. |  |  | 11/01/2019 | 11/01/2019
|  | CAREFUSION | ALARIS 8015 5.7 | CONTROLLER, INFUSION PUMP |  | SPD | Pavilion |  |  | 11/01/2019 |  | 11/1/26 |  |  | NO | YES |  |  |  |  | CAREFUSION 11136776 15267771 |  |  | Active |  | 00:17:23:34:CE:DE |  | High Risk | 1Y:00-MFG 2Y:00-BAT | 11/01/2019 | 11/01/2019 | COOPER UNIVERSITY HOSPITAL |  |  | Moves | WOT00000001467724 | David Frye | Performance Verification | Completed |  | 11/01/2019 | 11/01/2019 | Performance Verification for CAREFUSION 11136776 15267771 | Initial Install of Performance Verification. Device is ready for patient use. |  |  | 11/01/2019 | 11/01/2019
|  | CAREFUSION | ALARIS 8015 5.7 | CONTROLLER, INFUSION PUMP |  | SPD | Pavilion |  |  | 11/01/2019 |  | 11/1/26 |  |  | NO | YES |  |  |  |  | CAREFUSION 11136775 15267326 |  |  | Active |  | 00:17:23:34:A1:D2 |  | High Risk | 1Y:00-MFG 2Y:00-BAT | 11/01/2019 | 11/01/2019 | COOPER UNIVERSITY HOSPITAL |  |  | Moves | WOT00000001468502 | David Frye | Performance Verification | Completed |  | 11/01/2019 | 11/01/2019 | Performance Verification for CAREFUSION 11136775 15267326 | Initial Install of Performance Verification. Device is ready for patient use. |  |  | 11/01/2019 | 11/01/2019
|  | CAREFUSION | ALARIS 8015 5.7 | CONTROLLER, INFUSION PUMP |  | SPD | Kelemen |  |  | 11/01/2019 |  | 11/1/26 |  |  | NO | YES |  |  |  |  | CAREFUSION 11136774 15267875 |  |  | Active |  | 00:17:23:34:F8:60 |  | High Risk | 1Y:00-MFG 2Y:00-BAT | 11/01/2019 | 11/01/2019 | COOPER UNIVERSITY HOSPITAL |  |  | Moves | WOT00000001467895 | David Frye | Performance Verification | Completed |  | 11/01/2019 | 11/01/2019 | Performance Verification for CAREFUSION 11136774 15267875 | Initial Install of Performance Verification. Device is ready for patient use. |  |  | 11/01/2019 | 11/01/2019
|  | CAREFUSION | ALARIS 8015 5.7 | CONTROLLER, INFUSION PUMP |  | SPD | Kelemen |  |  | 11/01/2019 |  | 11/1/26 |  |  | NO | YES |  |  |  |  | CAREFUSION 11136772 15267514 |  |  | Active |  | 00:17:23:34:E4:C2 |  | High Risk | 1Y:00-MFG 2Y:00-BAT | 11/01/2019 | 11/01/2019 | COOPER UNIVERSITY HOSPITAL |  |  | Moves | WOT00000001469608 | David Frye | Performance Verification | Completed |  | 11/01/2019 | 11/01/2019 | Performance Verification for CAREFUSION 11136772 15267514 | Initial Install of Performance Verification. Device is ready for patient use. |  |  | 11/01/2019 | 11/01/2019
|  | CAREFUSION | ALARIS 8015 5.7 | CONTROLLER, INFUSION PUMP |  | SPD | Kelemen |  |  | 11/01/2019 |  | 11/1/26 |  |  | NO | YES |  |  |  |  | CAREFUSION 11136771 15267440 |  |  | Active |  | 00:17:23:34:D7:36 |  | High Risk | 1Y:00-MFG 2Y:00-BAT | 11/01/2019 | 11/01/2019 | COOPER UNIVERSITY HOSPITAL |  |  | Moves | WOT00000001469497 | David Frye | Performance Verification | Completed |  | 11/01/2019 | 11/01/2019 | Performance Verification for CAREFUSION 11136771 15267440 | Initial Install of Performance Verification. Device is ready for patient use. |  |  | 11/01/2019 | 11/01/2019
|  | CAREFUSION | ALARIS 8015 5.7 | CONTROLLER, INFUSION PUMP |  | SPD | Pavilion |  |  | 11/01/2019 |  | 11/1/26 |  |  | NO | YES |  |  |  |  | CAREFUSION 11136770 15267974 |  |  | Active |  | 00:17:23:34:FB:00 |  | High Risk | 1Y:00-MFG 2Y:00-BAT | 11/01/2019 | 11/01/2019 | COOPER UNIVERSITY HOSPITAL |  |  | Moves | WOT00000001467096 | David Frye | Performance Verification | Completed |  | 11/01/2019 | 11/01/2019 | Performance Verification for CAREFUSION 11136770 15267974 | Initial Install of Performance Verification. Device is ready for patient use. |  |  | 11/01/2019 | 11/01/2019
|  | CAREFUSION | ALARIS 8015 5.7 | CONTROLLER, INFUSION PUMP |  | SPD | Kelemen |  |  | 11/01/2019 |  | 11/1/26 |  |  | NO | YES |  |  |  |  | CAREFUSION 11136768 15267966 |  |  | Active |  | 00:17:23:34:C9:89 |  | High Risk | 1Y:00-MFG 2Y:00-BAT | 11/01/2019 | 11/01/2019 | COOPER UNIVERSITY HOSPITAL |  |  | Moves | WOT00000001467900 | David Frye | Performance Verification | Completed |  | 11/01/2019 | 11/01/2019 | Performance Verification for CAREFUSION 11136768 15267966 | Initial Install of Performance Verification. Device is ready for patient use. |  |  | 11/01/2019 | 11/01/2019
|  | CAREFUSION | ALARIS 8015 5.7 | CONTROLLER, INFUSION PUMP |  | SPD | Kelemen |  |  | 11/01/2019 |  | 11/1/26 |  |  | NO | YES |  |  |  |  | CAREFUSION 11136767 15267661 |  |  | Active |  | 00:17:23:34:E7:EF |  | High Risk | 1Y:00-MFG 2Y:00-BAT | 11/01/2019 | 11/01/2019 | COOPER UNIVERSITY HOSPITAL |  |  | Moves | WOT00000001466779 | David Frye | Performance Verification | Completed |  | 11/01/2019 | 11/01/2019 | Performance Verification for CAREFUSION 11136767 15267661 | Initial Install of Performance Verification. Device is ready for patient use. |  |  | 11/01/2019 | 11/01/2019
|  | CAREFUSION | ALARIS 8015 5.7 | CONTROLLER, INFUSION PUMP |  | SPD | Pavilion |  |  | 11/01/2019 |  | 11/1/26 |  |  | NO | YES |  |  |  |  | CAREFUSION 11136766 15267415 |  |  | Active |  | 00:17:23:34:E6:7B |  | High Risk | 1Y:00-MFG 2Y:00-BAT | 11/01/2019 | 11/01/2019 | COOPER UNIVERSITY HOSPITAL |  |  | Moves | WOT00000001468504 | David Frye | Performance Verification | Completed |  | 11/01/2019 | 11/01/2019 | Performance Verification for CAREFUSION 11136766 15267415 | Initial Install of Performance Verification. Device is ready for patient use. |  |  | 11/01/2019 | 11/01/2019
|  | CAREFUSION | ALARIS 8015 5.7 | CONTROLLER, INFUSION PUMP |  | SPD | Pavilion |  |  | 11/01/2019 |  | 11/1/26 |  |  | NO | YES |  |  |  |  | CAREFUSION 11136764 15268362 |  |  | Active |  | 00:17:23:35:06:AF |  | High Risk | 1Y:00-MFG 2Y:00-BAT | 11/01/2019 | 11/01/2019 | COOPER UNIVERSITY HOSPITAL |  |  | Moves | WOT00000001458305 | David Frye | Performance Verification | Completed |  | 11/01/2019 | 11/01/2019 | Performance Verification for CAREFUSION 11136764 15268362 | Initial Install of Performance Verification. Device is ready for patient use. |  |  | 11/01/2019 | 11/01/2019
|  | CAREFUSION | ALARIS 8015 5.7 | CONTROLLER, INFUSION PUMP |  | SPD | Kelemen |  |  | 11/01/2019 |  | 11/1/26 |  |  | NO | YES |  |  |  |  | CAREFUSION 11136765 15268263 |  |  | Active |  | 00:17:23:34:CD:D0 |  | High Risk | 1Y:00-MFG 2Y:00-BAT | 11/01/2019 | 11/01/2019 | COOPER UNIVERSITY HOSPITAL |  |  | Moves | WOT00000001468260 | David Frye | Performance Verification | Completed |  | 11/01/2019 | 11/01/2019 | Performance Verification for CAREFUSION 11136765 15268263 | Initial Install of Performance Verification. Device is ready for patient use. |  |  | 11/01/2019 | 11/01/2019
|  | CAREFUSION | ALARIS 8015 5.7 | CONTROLLER, INFUSION PUMP |  | SPD | Kelemen |  |  | 11/01/2019 |  | 11/1/26 |  |  | NO | YES |  |  |  |  | CAREFUSION 11136763 15268347 |  |  | Active |  | 00:17:23:34:C0:80 |  | High Risk | 1Y:00-MFG 2Y:00-BAT | 11/01/2019 | 11/01/2019 | COOPER UNIVERSITY HOSPITAL |  |  | Moves | WOT00000001468193 | David Frye | Performance Verification | Completed |  | 11/01/2019 | 11/01/2019 | Performance Verification for CAREFUSION 11136763 15268347 | Initial Install of Performance Verification. Device is ready for patient use. |  |  | 11/01/2019 | 11/01/2019
|  | CAREFUSION | ALARIS 8015 5.7 | CONTROLLER, INFUSION PUMP |  | SPD | Pavilion |  |  | 10/29/2019 |  | 10/29/26 |  |  | NO | YES |  |  |  |  | CAREFUSION 11136762 15268194 |  |  | Disposition | dup11136762 | 00:17:23:34:CE:48 |  | High Risk | 1Y:00-MFG 2Y:00-BAT | 10/29/2019 | 10/29/2019 | COOPER UNIVERSITY HOSPITAL |  |  | Moves | WOT00000001468042 | David Frye | Performance Verification | Completed |  | 10/29/2019 | 10/29/2019 | Performance Verification for CAREFUSION 11136762 15268194 | Initial Install of Performance Verification. Device is ready for patient use. |  |  | 10/29/2019 | 10/29/2019
|  | CAREFUSION | ALARIS 8015 5.7 | CONTROLLER, INFUSION PUMP |  | SPD | Kelemen |  |  | 11/01/2019 |  | 11/1/26 |  |  | NO | YES |  |  |  |  | CAREFUSION 11136760 15268434 |  |  | Active |  | 00:17:23:35:23:6B |  | High Risk | 1Y:00-MFG 2Y:00-BAT | 11/01/2019 | 11/01/2019 | COOPER UNIVERSITY HOSPITAL |  |  | Moves | WOT00000001454775 | David Frye | Performance Verification | Completed |  | 11/01/2019 | 11/01/2019 | Performance Verification for CAREFUSION 11136760 15268434 | Initial Install of Performance Verification. Device is ready for patient use. |  |  | 11/01/2019 | 11/01/2019
|  | CAREFUSION | ALARIS 8015 5.7 | CONTROLLER, INFUSION PUMP |  | SPD | Dorrance |  |  | 11/01/2019 |  | 11/1/26 |  |  | NO | YES |  |  |  |  | CAREFUSION 11136761 15268710 |  |  | Active |  | 00:17:23:34:D4:F6 |  | High Risk | 1Y:00-MFG 2Y:00-BAT | 11/01/2019 | 11/01/2019 | COOPER UNIVERSITY HOSPITAL |  |  | Moves | WOT00000001454782 | David Frye | Performance Verification | Completed |  | 11/01/2019 | 11/01/2019 | Performance Verification for CAREFUSION 11136761 15268710 | Initial Install of Performance Verification. Device is ready for patient use. |  |  | 11/01/2019 | 11/01/2019
|  | CAREFUSION | ALARIS 8015 5.7 | CONTROLLER, INFUSION PUMP |  | SPD | Pavilion |  |  | 11/01/2019 |  | 11/1/26 |  |  | NO | YES |  |  |  |  | CAREFUSION 11136759 15268421 |  |  | Active |  | 00:17:23:35:1A:74 |  | High Risk | 1Y:00-MFG 2Y:00-BAT | 11/01/2019 | 11/01/2019 | COOPER UNIVERSITY HOSPITAL |  |  | Moves | WOT00000001468326 | David Frye | Performance Verification | Completed |  | 11/01/2019 | 11/01/2019 | Performance Verification for CAREFUSION 11136759 15268421 | Initial Install of Performance Verification. Device is ready for patient use. |  |  | 11/01/2019 | 11/01/2019
|  | CAREFUSION | ALARIS 8015 5.7 | CONTROLLER, INFUSION PUMP |  | SPD | Kelemen |  |  | 11/01/2019 |  | 11/1/26 |  |  | NO | YES |  |  |  |  | CAREFUSION 11136756 15268346 |  |  | Active |  | 00:17:23:35:0D:6C |  | High Risk | 1Y:00-MFG 2Y:00-BAT | 11/01/2019 | 11/01/2019 | COOPER UNIVERSITY HOSPITAL |  |  | Moves | WOT00000001467299 | David Frye | Performance Verification | Completed |  | 11/01/2019 | 11/01/2019 | Performance Verification for CAREFUSION 11136756 15268346 | Initial Install of Performance Verification. Device is ready for patient use. |  |  | 11/01/2019 | 11/01/2019
|  | CAREFUSION | ALARIS 8015 5.7 | CONTROLLER, INFUSION PUMP |  | SPD | Kelemen |  |  | 11/01/2019 |  | 11/1/26 |  |  | NO | YES |  |  |  |  | CAREFUSION 11136757 15268439 |  |  | Active |  | 00:17:23:34:AD:C0 |  | High Risk | 1Y:00-MFG 2Y:00-BAT | 11/01/2019 | 11/01/2019 | COOPER UNIVERSITY HOSPITAL |  |  | Moves | WOT00000001467301 | David Frye | Performance Verification | Completed |  | 11/01/2019 | 11/01/2019 | Performance Verification for CAREFUSION 11136757 15268439 | Initial Install of Performance Verification. Device is ready for patient use. |  |  | 11/01/2019 | 11/01/2019
|  | CAREFUSION | ALARIS 8015 5.7 | CONTROLLER, INFUSION PUMP |  | SPD | Kelemen |  |  | 11/01/2019 |  | 11/1/26 |  |  | NO | YES |  |  |  |  | CAREFUSION 11136758 15268353 |  |  | Active |  | 00:17:23:34:B9:F6 |  | High Risk | 1Y:00-MFG 2Y:00-BAT | 11/01/2019 | 11/01/2019 | COOPER UNIVERSITY HOSPITAL |  |  | Moves | WOT00000001467341 | David Frye | Performance Verification | Completed |  | 11/01/2019 | 11/01/2019 | Performance Verification for CAREFUSION 11136758 15268353 | Initial Install of Performance Verification. Device is ready for patient use. |  |  | 11/01/2019 | 11/01/2019
|  | CAREFUSION | ALARIS 8015 5.7 | CONTROLLER, INFUSION PUMP |  | SPD | Kelemen |  |  | 11/01/2019 |  | 11/1/26 |  |  | NO | YES |  |  |  |  | CAREFUSION 11136755 15268408 |  |  | Active |  | 00:17:23:34:D5:71 |  | High Risk | 1Y:00-MFG 2Y:00-BAT | 11/01/2019 | 11/01/2019 | COOPER UNIVERSITY HOSPITAL |  |  | Moves | WOT00000001467432 | David Frye | Performance Verification | Completed |  | 11/01/2019 | 11/01/2019 | Performance Verification for CAREFUSION 11136755 15268408 | Initial Install of Performance Verification. Device is ready for patient use. |  |  | 11/01/2019 | 11/01/2019
|  | CAREFUSION | ALARIS 8015 5.7 | CONTROLLER, INFUSION PUMP |  | SPD | Kelemen |  |  | 11/01/2019 |  | 11/1/26 |  |  | NO | YES |  |  |  |  | CAREFUSION 11136754 15268379 |  |  | Active |  | 00:17:23:34:AF:85 |  | High Risk | 1Y:00-MFG 2Y:00-BAT | 11/01/2019 | 11/01/2019 | COOPER UNIVERSITY HOSPITAL |  |  | Moves | WOT00000001469160 | David Frye | Performance Verification | Completed |  | 11/01/2019 | 11/01/2019 | Performance Verification for CAREFUSION 11136754 15268379 | Initial Install of Performance Verification. Device is ready for patient use. |  |  | 11/01/2019 | 11/01/2019
|  | CAREFUSION | ALARIS 8015 5.7 | CONTROLLER, INFUSION PUMP |  | SPD | Kelemen |  |  | 11/01/2019 |  | 11/1/26 |  |  | NO | YES |  |  |  |  | CAREFUSION 11136753 15268199 |  |  | Active |  | 00:17:23:34:BA:4D |  | High Risk | 1Y:00-MFG 2Y:00-BAT | 11/01/2019 | 11/01/2019 | COOPER UNIVERSITY HOSPITAL |  |  | Moves | WOT00000001468755 | David Frye | Performance Verification | Completed |  | 11/01/2019 | 11/01/2019 | Performance Verification for CAREFUSION 11136753 15268199 | Initial Install of Performance Verification. Device is ready for patient use. |  |  | 11/01/2019 | 11/01/2019
|  | CAREFUSION | ALARIS 8015 5.7 | CONTROLLER, INFUSION PUMP |  | SPD | Kelemen |  |  | 11/01/2019 |  | 11/1/26 |  |  | NO | YES |  |  |  |  | CAREFUSION 11136751 15267886 |  |  | Active |  | 00:17:23:34:B4:CB |  | High Risk | 1Y:00-MFG 2Y:00-BAT | 11/01/2019 | 11/01/2019 | COOPER UNIVERSITY HOSPITAL |  |  | Moves | WOT00000001468863 | David Frye | Performance Verification | Completed |  | 11/01/2019 | 11/01/2019 | Performance Verification for CAREFUSION 11136751 15267886 | Initial Install of Performance Verification. Device is ready for patient use. |  |  | 11/01/2019 | 11/01/2019
|  | CAREFUSION | ALARIS 8015 5.7 | CONTROLLER, INFUSION PUMP |  | SPD | Kelemen |  |  | 11/01/2019 |  | 11/1/26 |  |  | NO | YES |  |  |  |  | CAREFUSION 11136752 15268259 |  |  | Active |  | 00:17:23:35:0F:B2 |  | High Risk | 1Y:00-MFG 2Y:00-BAT | 11/01/2019 | 11/01/2019 | COOPER UNIVERSITY HOSPITAL |  |  | Moves | WOT00000001469249 | David Frye | Performance Verification | Completed |  | 11/01/2019 | 11/01/2019 | Performance Verification for CAREFUSION 11136752 15268259 | Initial Install of Performance Verification. Device is ready for patient use. |  |  | 11/01/2019 | 11/01/2019
|  | CAREFUSION | ALARIS 8015 5.7 | CONTROLLER, INFUSION PUMP |  | SPD | Dorrance |  |  | 11/01/2019 |  | 11/1/26 |  |  | NO | YES |  |  |  |  | CAREFUSION 11136750 15267061 |  |  | Active |  | 00:17:23:34:D4:1B |  | High Risk | 1Y:00-MFG 2Y:00-BAT | 11/01/2019 | 11/01/2019 | COOPER UNIVERSITY HOSPITAL |  |  | Moves | WOT00000001460475 | David Frye | Performance Verification | Completed |  | 11/01/2019 | 11/01/2019 | Performance Verification for CAREFUSION 11136750 15267061 | Initial Install of Performance Verification. Device is ready for patient use. |  |  | 11/01/2019 | 11/01/2019
|  | CAREFUSION | ALARIS 8015 5.7 | CONTROLLER, INFUSION PUMP |  | SPD | Kelemen |  |  | 11/01/2019 |  | 11/1/26 |  |  | NO | YES |  |  |  |  | CAREFUSION 11136749 15267645 |  |  | Active |  | 00:17:23:34:E3:69 |  | High Risk | 1Y:00-MFG 2Y:00-BAT | 11/01/2019 | 11/01/2019 | COOPER UNIVERSITY HOSPITAL |  |  | Moves | WOT00000001467872 | David Frye | Performance Verification | Completed |  | 11/01/2019 | 11/01/2019 | Performance Verification for CAREFUSION 11136749 15267645 | Initial Install of Performance Verification. Device is ready for patient use. |  |  | 11/01/2019 | 11/01/2019
|  | CAREFUSION | ALARIS 8015 5.7 | CONTROLLER, INFUSION PUMP |  | SPD | Pavilion |  |  | 11/01/2019 |  | 11/1/26 |  |  | NO | YES |  |  |  |  | CAREFUSION 11136748 15266979 |  |  | Active |  | 00:17:23:34:DD:A8 |  | High Risk | 1Y:00-MFG 2Y:00-BAT | 11/01/2019 | 11/01/2019 | COOPER UNIVERSITY HOSPITAL |  |  | L | WOT00000001466717 | David Frye | Performance Verification | Completed |  | 11/01/2019 | 11/01/2019 | Performance Verification for CAREFUSION 11136748 15266979 | Initial Install of Performance Verification. Device is ready for patient use. |  |  | 11/01/2019 | 11/01/2019
|  | CAREFUSION | ALARIS 8015 5.7 | CONTROLLER, INFUSION PUMP |  | SPD | Kelemen |  |  | 11/01/2019 |  | 11/1/26 |  |  | NO | YES |  |  |  |  | CAREFUSION 11136747 15266996 |  |  | Active |  | 00:17:23:34:CC:20 |  | High Risk | 1Y:00-MFG 2Y:00-BAT | 11/01/2019 | 11/01/2019 | COOPER UNIVERSITY HOSPITAL |  |  | Moves | WOT00000001468493 | David Frye | Performance Verification | Completed |  | 11/01/2019 | 11/01/2019 | Performance Verification for CAREFUSION 11136747 15266996 | Initial Install of Performance Verification. Device is ready for patient use. |  |  | 11/01/2019 | 11/01/2019
|  | CAREFUSION | ALARIS 8015 5.7 | CONTROLLER, INFUSION PUMP |  | SPD | Kelemen |  |  | 11/01/2019 |  | 11/1/26 |  |  | NO | YES |  |  |  |  | CAREFUSION 11136745 15267101 |  |  | Active |  | 00:17:23:34:F5:8A |  | High Risk | 1Y:00-MFG 2Y:00-BAT | 11/01/2019 | 11/01/2019 | COOPER UNIVERSITY HOSPITAL |  |  | Moves | WOT00000001467561 | David Frye | Performance Verification | Completed |  | 11/01/2019 | 11/01/2019 | Performance Verification for CAREFUSION 11136745 15267101 | Initial Install of Performance Verification. Device is ready for patient use. |  |  | 11/01/2019 | 11/01/2019
|  | CAREFUSION | ALARIS 8015 5.7 | CONTROLLER, INFUSION PUMP |  | SPD | Pavilion |  |  | 11/01/2019 |  | 11/1/26 |  |  | NO | YES |  |  |  |  | CAREFUSION 11136746 15266919 |  |  | Active |  | 00:17:23:34:CC:1D |  | High Risk | 1Y:00-MFG 2Y:00-BAT | 11/01/2019 | 11/01/2019 | COOPER UNIVERSITY HOSPITAL |  |  | Moves | WOT00000001468322 | David Frye | Performance Verification | Completed |  | 11/01/2019 | 11/01/2019 | Performance Verification for CAREFUSION 11136746 15266919 | Initial Install of Performance Verification. Device is ready for patient use. |  |  | 11/01/2019 | 11/01/2019
|  | CAREFUSION | ALARIS 8015 5.7 | CONTROLLER, INFUSION PUMP |  | SPD | Kelemen |  |  | 11/01/2019 |  | 11/1/26 |  |  | NO | YES |  |  |  |  | CAREFUSION 11136743 15267168 |  |  | Active |  | 00:17:23:34:E4:AA |  | High Risk | 1Y:00-MFG 2Y:00-BAT | 11/01/2019 | 11/01/2019 | COOPER UNIVERSITY HOSPITAL |  |  | Moves | WOT00000001466668 | David Frye | Performance Verification | Completed |  | 11/01/2019 | 11/01/2019 | Performance Verification for CAREFUSION 11136743 15267168 | Initial Install of Performance Verification. Device is ready for patient use. |  |  | 11/01/2019 | 11/01/2019
|  | CAREFUSION | ALARIS 8015 5.7 | CONTROLLER, INFUSION PUMP |  | SPD | Kelemen |  |  | 11/01/2019 |  | 11/1/26 |  |  | NO | YES |  |  |  |  | CAREFUSION 11136744 15267543 |  |  | Active |  | 00:17:23:34:E8:CA |  | High Risk | 1Y:00-MFG 2Y:00-BAT | 11/01/2019 | 11/01/2019 | COOPER UNIVERSITY HOSPITAL |  |  | Moves | WOT00000001469544 | David Frye | Performance Verification | Completed |  | 11/01/2019 | 11/01/2019 | Performance Verification for CAREFUSION 11136744 15267543 | Initial Install of Performance Verification. Device is ready for patient use. |  |  | 11/01/2019 | 11/01/2019
|  | CAREFUSION | ALARIS 8015 5.7 | CONTROLLER, INFUSION PUMP |  | SPD | Pavilion |  |  | 11/01/2019 |  | 11/1/26 |  |  | NO | YES |  |  |  |  | CAREFUSION 11136742 15267124 |  |  | Active |  | 00:17:23:34:C0:2C |  | High Risk | 1Y:00-MFG 2Y:00-BAT | 11/01/2019 | 11/01/2019 | COOPER UNIVERSITY HOSPITAL |  |  | Moves | WOT00000001469452 | David Frye | Performance Verification | Completed |  | 11/01/2019 | 11/01/2019 | Performance Verification for CAREFUSION 11136742 15267124 | Initial Install of Performance Verification. Device is ready for patient use. |  |  | 11/01/2019 | 11/01/2019
|  | CAREFUSION | ALARIS 8015 5.7 | CONTROLLER, INFUSION PUMP |  | SPD | Kelemen |  |  | 11/01/2019 |  | 11/1/26 |  |  | NO | YES |  |  |  |  | CAREFUSION 11136741 15266929 |  |  | Active |  | 00:17:23:34:D0:4C |  | High Risk | 1Y:00-MFG 2Y:00-BAT | 11/01/2019 | 11/01/2019 | COOPER UNIVERSITY HOSPITAL |  |  | Moves | WOT00000001456307 | David Frye | Performance Verification | Completed |  | 11/01/2019 | 11/01/2019 | Performance Verification for CAREFUSION 11136741 15266929 | Initial Install of Performance Verification. Device is ready for patient use. |  |  | 11/01/2019 | 11/01/2019
|  | CAREFUSION | ALARIS 8015 5.7 | CONTROLLER, INFUSION PUMP |  | SPD | Pavilion |  |  | 11/01/2019 |  | 11/1/26 |  |  | NO | YES |  |  |  |  | CAREFUSION 11136740 15266948 |  |  | Active |  | 00:17:23:34:D5:BC |  | High Risk | 1Y:00-MFG 2Y:00-BAT | 11/01/2019 | 11/01/2019 | COOPER UNIVERSITY HOSPITAL |  |  | Moves | WOT00000001469047 | David Frye | Performance Verification | Completed |  | 11/01/2019 | 11/01/2019 | Performance Verification for CAREFUSION 11136740 15266948 | Initial Install of Performance Verification. Device is ready for patient use. |  |  | 11/01/2019 | 11/01/2019
|  | CAREFUSION | ALARIS 8015 5.7 | CONTROLLER, INFUSION PUMP |  | SPD | Kelemen |  |  | 11/01/2019 |  | 11/1/26 |  |  | NO | YES |  |  |  |  | CAREFUSION 11136738 15267123 |  |  | Active |  | 00:17:23:34:D2:CB |  | High Risk | 1Y:00-MFG 2Y:00-BAT | 11/01/2019 | 11/01/2019 | COOPER UNIVERSITY HOSPITAL |  |  | Moves | WOT00000001468498 | David Frye | Performance Verification | Completed |  | 11/01/2019 | 11/01/2019 | Performance Verification for CAREFUSION 11136738 15267123 | Initial Install of Performance Verification. Device is ready for patient use. |  |  | 11/01/2019 | 11/01/2019
|  | CAREFUSION | ALARIS 8015 5.7 | CONTROLLER, INFUSION PUMP |  | SPD | Dorrance |  |  | 11/01/2019 |  | 11/1/26 |  |  | NO | YES |  |  |  |  | CAREFUSION 11136739 15267122 |  |  | Active |  | 00:17:23:34:CE:69 |  | High Risk | 1Y:00-MFG 2Y:00-BAT | 11/01/2019 | 11/01/2019 | COOPER UNIVERSITY HOSPITAL |  |  | Moves | WOT00000001467655 | David Frye | Performance Verification | Completed |  | 11/01/2019 | 11/01/2019 | Performance Verification for CAREFUSION 11136739 15267122 | Initial Install of Performance Verification. Device is ready for patient use. |  |  | 11/01/2019 | 11/01/2019
|  | CAREFUSION | ALARIS 8015 5.7 | CONTROLLER, INFUSION PUMP |  | SPD | Pavilion |  |  | 11/01/2019 |  | 11/1/26 |  |  | NO | YES |  |  |  |  | CAREFUSION 11136737 15267036 |  |  | Active |  | 00:17:23:34:9E:E1 |  | High Risk | 1Y:00-MFG 2Y:00-BAT | 11/01/2019 | 11/01/2019 | COOPER UNIVERSITY HOSPITAL |  |  | Moves | WOT00000001468476 | David Frye | Performance Verification | Completed |  | 11/01/2019 | 11/01/2019 | Performance Verification for CAREFUSION 11136737 15267036 | Initial Install of Performance Verification. Device is ready for patient use. |  |  | 11/01/2019 | 11/01/2019
|  | CAREFUSION | ALARIS 8015 5.7 | CONTROLLER, INFUSION PUMP |  | SPD | Kelemen |  |  | 11/01/2019 |  | 11/1/26 |  |  | NO | YES |  |  |  |  | CAREFUSION 11136734 15274116 |  |  | Active |  | 00:17:23:35:55:42 |  | High Risk | 1Y:00-MFG 2Y:00-BAT | 11/01/2019 | 11/01/2019 | COOPER UNIVERSITY HOSPITAL |  |  | Moves | WOT00000001468319 | David Frye | Performance Verification | Completed |  | 11/01/2019 | 11/01/2019 | Performance Verification for CAREFUSION 11136734 15274116 | Initial Install of Performance Verification. Device is ready for patient use. |  |  | 11/01/2019 | 11/01/2019
|  | CAREFUSION | ALARIS 8015 5.7 | CONTROLLER, INFUSION PUMP |  | SPD | Kelemen |  |  | 11/01/2019 |  | 11/1/26 |  |  | NO | YES |  |  |  |  | CAREFUSION 11136735 15268287 |  |  | Active |  | 00:17:23:34:D9:8B |  | High Risk | 1Y:00-MFG 2Y:00-BAT | 11/01/2019 | 11/01/2019 | COOPER UNIVERSITY HOSPITAL |  |  | Moves | WOT00000001469250 | David Frye | Performance Verification | Completed |  | 11/01/2019 | 11/01/2019 | Performance Verification for CAREFUSION 11136735 15268287 | Initial Install of Performance Verification. Device is ready for patient use. |  |  | 11/01/2019 | 11/01/2019
|  | CAREFUSION | ALARIS 8015 5.7 | CONTROLLER, INFUSION PUMP |  | SPD | Kelemen |  |  | 11/01/2019 |  | 11/1/26 |  |  | NO | YES |  |  |  |  | CAREFUSION 11136733 15268342 |  |  | Active |  | 00:17:23:34:DD:F9 |  | High Risk | 1Y:00-MFG 2Y:00-BAT | 11/01/2019 | 11/01/2019 | COOPER UNIVERSITY HOSPITAL |  |  | Moves | WOT00000001454772 | David Frye | Performance Verification | Completed |  | 11/01/2019 | 11/01/2019 | Performance Verification for CAREFUSION 11136733 15268342 | Initial Install of Performance Verification. Device is ready for patient use. |  |  | 11/01/2019 | 11/01/2019
|  | CAREFUSION | ALARIS 8015 5.7 | CONTROLLER, INFUSION PUMP |  | SPD | Kelemen |  |  | 11/01/2019 |  | 11/1/26 |  |  | NO | YES |  |  |  |  | CAREFUSION 11136731 15274044 |  |  | Active |  | 00:17:23:35:19:09 |  | High Risk | 1Y:00-MFG 2Y:00-BAT | 11/01/2019 | 11/01/2019 | COOPER UNIVERSITY HOSPITAL |  |  | Moves | WOT00000001467407 | David Frye | Performance Verification | Completed |  | 11/01/2019 | 11/01/2019 | Performance Verification for CAREFUSION 11136731 15274044 | Initial Install of Performance Verification. Device is ready for patient use. |  |  | 11/01/2019 | 11/01/2019
|  | CAREFUSION | ALARIS 8015 5.7 | CONTROLLER, INFUSION PUMP |  | SPD | Kelemen |  |  | 11/01/2019 |  | 11/1/26 |  |  | NO | YES |  |  |  |  | CAREFUSION 11136732 15273988 |  |  | Active |  | 00:17:23:34:A6:C4 |  | High Risk | 1Y:00-MFG 2Y:00-BAT | 11/01/2019 | 11/01/2019 | COOPER UNIVERSITY HOSPITAL |  |  | Moves | WOT00000001467403 | David Frye | Performance Verification | Completed |  | 11/01/2019 | 11/01/2019 | Performance Verification for CAREFUSION 11136732 15273988 | Initial Install of Performance Verification. Device is ready for patient use. |  |  | 11/01/2019 | 11/01/2019
|  | CAREFUSION | ALARIS 8015 5.7 | CONTROLLER, INFUSION PUMP |  | SPD | Kelemen |  |  | 11/01/2019 |  | 11/1/26 |  |  | NO | YES |  |  |  |  | CAREFUSION 11136729 15273918 |  |  | Active |  | 00:17:23:35:06:B2 |  | High Risk | 1Y:00-MFG 2Y:00-BAT | 11/01/2019 | 11/01/2019 | COOPER UNIVERSITY HOSPITAL |  |  | Moves | WOT00000001460398 | David Frye | Performance Verification | Completed |  | 11/01/2019 | 11/01/2019 | Performance Verification for CAREFUSION 11136729 15273918 | Initial Install of Performance Verification. Device is ready for patient use. |  |  | 11/01/2019 | 11/01/2019
|  | CAREFUSION | ALARIS 8015 5.7 | CONTROLLER, INFUSION PUMP |  | SPD | Kelemen |  |  | 11/01/2019 |  | 11/1/26 |  |  | NO | YES |  |  |  |  | CAREFUSION 11136730 15273909 |  |  | Active |  | 00:17:23:35:13:12 |  | High Risk | 1Y:00-MFG 2Y:00-BAT | 11/01/2019 | 11/01/2019 | COOPER UNIVERSITY HOSPITAL |  |  | Moves | WOT00000001467371 | David Frye | Performance Verification | Completed |  | 11/01/2019 | 11/01/2019 | Performance Verification for CAREFUSION 11136730 15273909 | Initial Install of Performance Verification. Device is ready for patient use. |  |  | 11/01/2019 | 11/01/2019
|  | CAREFUSION | ALARIS 8015 5.7 | CONTROLLER, INFUSION PUMP |  | SPD | Kelemen |  |  | 11/01/2019 |  | 11/1/26 |  |  | NO | YES |  |  |  |  | CAREFUSION 11136728 15274030 |  |  | Active |  | 00:17:23:35:27:85 |  | High Risk | 1Y:00-MFG 2Y:00-BAT | 11/01/2019 | 11/01/2019 | COOPER UNIVERSITY HOSPITAL |  |  | Moves | WOT00000001469084 | David Frye | Performance Verification | Completed |  | 11/01/2019 | 11/01/2019 | Performance Verification for CAREFUSION 11136728 15274030 | Initial Install of Performance Verification. Device is ready for patient use. |  |  | 11/01/2019 | 11/01/2019
|  | CAREFUSION | ALARIS 8015 5.7 | CONTROLLER, INFUSION PUMP |  | SPD | Pavilion |  |  | 11/01/2019 |  | 11/1/26 |  |  | NO | YES |  |  |  |  | CAREFUSION 11136726 15273917 |  |  | Active |  | 00:17:23:34:A6:E8 |  | High Risk | 1Y:00-MFG 2Y:00-BAT | 11/01/2019 | 11/01/2019 | COOPER UNIVERSITY HOSPITAL |  |  | Moves | WOT00000001469080 | David Frye | Performance Verification | Completed |  | 11/01/2019 | 11/01/2019 | Performance Verification for CAREFUSION 11136726 15273917 | Initial Install of Performance Verification. Device is ready for patient use. |  |  | 11/01/2019 | 11/01/2019
|  | CAREFUSION | ALARIS 8015 5.7 | CONTROLLER, INFUSION PUMP |  | SPD | Pavilion |  |  | 11/01/2019 |  | 11/1/26 |  |  | NO | YES |  |  |  |  | CAREFUSION 11136722 15274135 |  |  | Active |  | 00:17:23:34:A9:C4 |  | High Risk | 1Y:00-MFG 2Y:00-BAT | 11/01/2019 | 11/01/2019 | COOPER UNIVERSITY HOSPITAL |  |  | Moves | WOT00000001466635 | David Frye | Performance Verification | Completed |  | 11/01/2019 | 11/01/2019 | Performance Verification for CAREFUSION 11136722 15274135 | Initial Install of Performance Verification. Device is ready for patient use. |  |  | 11/01/2019 | 11/01/2019
|  | CAREFUSION | ALARIS 8015 5.7 | CONTROLLER, INFUSION PUMP |  | SPD | Pavilion |  |  | 03/25/2019 |  | 3/25/26 |  |  | NO | YES |  |  |  |  | CAREFUSION 11136723 15273997 |  |  | Disposition |  | 00:17:23:35:47:E3 |  | High Risk | 1Y:00-MFG 2Y:00-BAT | 03/25/2019 | 03/25/2019 | COOPER UNIVERSITY HOSPITAL |  |  | Moves | WOT00000001460464 | David Frye | Performance Verification | Completed |  | 03/25/2019 | 03/25/2019 | Performance Verification for CAREFUSION 11136723 15273997 | Initial Install of Performance Verification. Device is ready for patient use. |  |  | 03/25/2019 | 03/25/2019
|  | CAREFUSION | ALARIS 8015 5.7 | CONTROLLER, INFUSION PUMP |  | SPD | Pavilion |  |  | 11/01/2019 |  | 11/1/26 |  |  | NO | YES |  |  |  |  | CAREFUSION 11136721 15274051 |  |  | Active |  | 00:17:23:34:99:56 |  | High Risk | 1Y:00-MFG 2Y:00-BAT | 11/01/2019 | 11/01/2019 | COOPER UNIVERSITY HOSPITAL |  |  | Moves | WOT00000001469194 | David Frye | Performance Verification | Completed |  | 11/01/2019 | 11/01/2019 | Performance Verification for CAREFUSION 11136721 15274051 | Initial Install of Performance Verification. Device is ready for patient use. |  |  | 11/01/2019 | 11/01/2019
|  | CAREFUSION | ALARIS 8015 5.7 | CONTROLLER, INFUSION PUMP |  | SPD | Kelemen | BASEMENT |  | 11/01/2019 |  | 11/1/26 |  |  | NO | YES |  |  |  |  | CAREFUSION 11136720 15273940 |  |  | Active |  | 00:17:23:35:1D:95 |  | High Risk | 1Y:00-MFG 2Y:00-BAT | 11/01/2019 | 11/01/2019 | COOPER UNIVERSITY HOSPITAL |  |  | Moves | WOT00000001468331 | David Frye | Performance Verification | Completed |  | 11/01/2019 | 11/01/2019 | Performance Verification for CAREFUSION 11136720 15273940 | Initial Install of Performance Verification. Device is ready for patient use. |  |  | 11/01/2019 | 11/01/2019
|  | CAREFUSION | ALARIS 8015 5.7 | CONTROLLER, INFUSION PUMP |  | SPD | Kelemen |  |  | 11/01/2019 |  | 11/1/26 |  |  | NO | YES |  |  |  |  | CAREFUSION 11136718 15267551 |  |  | Active |  | 00:17:23:34:B2:FD |  | High Risk | 1Y:00-MFG 2Y:00-BAT | 11/01/2019 | 11/01/2019 | COOPER UNIVERSITY HOSPITAL |  |  | Moves | WOT00000001467858 | David Frye | Performance Verification | Completed |  | 11/01/2019 | 11/01/2019 | Performance Verification for CAREFUSION 11136718 15267551 | Initial Install of Performance Verification. Device is ready for patient use. |  |  | 11/01/2019 | 11/01/2019
|  | CAREFUSION | ALARIS 8015 5.7 | CONTROLLER, INFUSION PUMP |  | SPD | Kelemen |  |  | 11/01/2019 |  | 11/1/26 |  |  | NO | YES |  |  |  |  | CAREFUSION 11136719 15273943 |  |  | Active | NA | 00:17:23:35:07:42 |  | High Risk | 1Y:00-MFG 2Y:00-BAT | 11/01/2019 | 11/01/2019 | COOPER UNIVERSITY HOSPITAL |  |  | Moves | WOT00000001456033 | David Frye | Performance Verification | Completed |  | 11/01/2019 | 11/01/2019 | Performance Verification for CAREFUSION NA 15273943 | Initial Install of Performance Verification. Device is ready for patient use. |  |  | 11/01/2019 | 11/01/2019
|  | CAREFUSION | ALARIS 8015 5.7 | CONTROLLER, INFUSION PUMP |  | SPD | Pavilion |  |  | 11/01/2019 |  | 11/1/26 |  |  | NO | YES |  |  |  |  | CAREFUSION 11136710 15266928 |  |  | Active |  | 00:17:23:34:C2:F6 |  | High Risk | 1Y:00-MFG 2Y:00-BAT | 11/01/2019 | 11/01/2019 | COOPER UNIVERSITY HOSPITAL |  |  | Moves | WOT00000001454722 | David Frye | Performance Verification | Completed |  | 11/01/2019 | 11/01/2019 | Performance Verification for CAREFUSION 11136710 15266928 | Initial Install of Performance Verification. Device is ready for patient use. |  |  | 11/01/2019 | 11/01/2019
|  | CAREFUSION | ALARIS 8015 5.7 | CONTROLLER, INFUSION PUMP |  | SPD | Kelemen |  |  | 11/01/2019 |  | 11/1/26 |  |  | NO | YES |  |  |  |  | CAREFUSION 11136711 15266995 |  |  | Active |  | 00:17:23:34:EB:94 |  | High Risk | 1Y:00-MFG 2Y:00-BAT | 11/01/2019 | 11/01/2019 | COOPER UNIVERSITY HOSPITAL |  |  | Moves | WOT00000001466735 | David Frye | Performance Verification | Completed |  | 11/01/2019 | 11/01/2019 | Performance Verification for CAREFUSION 11136711 15266995 | Initial Install of Performance Verification. Device is ready for patient use. |  |  | 11/01/2019 | 11/01/2019
|  | CAREFUSION | ALARIS 8015 5.7 | CONTROLLER, INFUSION PUMP |  | SPD | Pavilion |  |  | 11/01/2019 |  | 11/1/26 |  |  | NO | YES |  |  |  |  | CAREFUSION 11136713 15267217 |  |  | Active |  | 00:17:23:34:D7:3F |  | High Risk | 1Y:00-MFG 2Y:00-BAT | 11/01/2019 | 11/01/2019 | COOPER UNIVERSITY HOSPITAL |  |  | Moves | WOT00000001468456 | David Frye | Performance Verification | Completed |  | 11/01/2019 | 11/01/2019 | Performance Verification for CAREFUSION 11136713 15267217 | Initial Install of Performance Verification. Device is ready for patient use. |  |  | 11/01/2019 | 11/01/2019
|  | CAREFUSION | ALARIS 8015 5.7 | CONTROLLER, INFUSION PUMP |  | SPD | Kelemen |  |  | 11/01/2019 |  | 11/1/26 |  |  | NO | YES |  |  |  |  | CAREFUSION 11136714 15267097 |  |  | Active |  | 00:17:23:34:BE:55 |  | High Risk | 1Y:00-MFG 2Y:00-BAT | 11/01/2019 | 11/01/2019 | COOPER UNIVERSITY HOSPITAL |  |  | Moves | WOT00000001469308 | David Frye | Performance Verification | Completed |  | 11/01/2019 | 11/01/2019 | Performance Verification for CAREFUSION 11136714 15267097 | Initial Install of Performance Verification. Device is ready for patient use. |  |  | 11/01/2019 | 11/01/2019
|  | CAREFUSION | ALARIS 8015 5.7 | CONTROLLER, INFUSION PUMP |  | SPD | Pavilion |  |  | 11/01/2019 |  | 11/1/26 |  |  | NO | YES |  |  |  |  | CAREFUSION 11136712 15267296 |  |  | Active |  | 00:17:23:34:FA:BE |  | High Risk | 1Y:00-MFG 2Y:00-BAT | 11/01/2019 | 11/01/2019 | COOPER UNIVERSITY HOSPITAL |  |  | Moves | WOT00000001468478 | David Frye | Performance Verification | Completed |  | 11/01/2019 | 11/01/2019 | Performance Verification for CAREFUSION 11136712 15267296 | Initial Install of Performance Verification. Device is ready for patient use. |  |  | 11/01/2019 | 11/01/2019
|  | CAREFUSION | ALARIS 8015 5.7 | CONTROLLER, INFUSION PUMP |  | SPD | Pavilion |  |  | 11/01/2019 |  | 11/1/26 |  |  | NO | YES |  |  |  |  | CAREFUSION 11136708 15267057 |  |  | Active |  | 00:17:23:34:F0:50 |  | High Risk | 1Y:00-MFG 2Y:00-BAT | 11/01/2019 | 11/01/2019 | COOPER UNIVERSITY HOSPITAL |  |  | Moves | WOT00000001469450 | David Frye | Performance Verification | Completed |  | 11/01/2019 | 11/01/2019 | Performance Verification for CAREFUSION 11136708 15267057 | Initial Install of Performance Verification. Device is ready for patient use. |  |  | 11/01/2019 | 11/01/2019
|  | CAREFUSION | ALARIS 8015 5.7 | CONTROLLER, INFUSION PUMP |  | SPD | Kelemen |  |  | 11/01/2019 |  | 11/1/26 |  |  | NO | YES |  |  |  |  | CAREFUSION 11136707 15267099 |  |  | Active |  | 00:17:23:34:E9:45 |  | High Risk | 1Y:00-MFG 2Y:00-BAT | 11/01/2019 | 11/01/2019 | COOPER UNIVERSITY HOSPITAL |  |  | Moves | WOT00000001466663 | David Frye | Performance Verification | Completed |  | 11/01/2019 | 11/01/2019 | Performance Verification for CAREFUSION 11136707 15267099 | Initial Install of Performance Verification. Device is ready for patient use. |  |  | 11/01/2019 | 11/01/2019
|  | CAREFUSION | ALARIS 8015 5.7 | CONTROLLER, INFUSION PUMP |  | SPD | Pavilion |  |  | 11/01/2019 |  | 11/1/26 |  |  | NO | YES |  |  |  |  | CAREFUSION 11136709 15267312 |  |  | Active |  | 00:17:23:34:D9:34 |  | High Risk | 1Y:00-MFG 2Y:00-BAT | 11/01/2019 | 11/01/2019 | COOPER UNIVERSITY HOSPITAL |  |  | Moves | WOT00000001469403 | David Frye | Performance Verification | Completed |  | 11/01/2019 | 11/01/2019 | Performance Verification for CAREFUSION 11136709 15267312 | Initial Install of Performance Verification. Device is ready for patient use. |  |  | 11/01/2019 | 11/01/2019
|  | CAREFUSION | ALARIS 8015 5.7 | CONTROLLER, INFUSION PUMP |  | SPD | Kelemen |  |  | 11/01/2019 |  | 11/1/26 |  |  | NO | YES |  |  |  |  | CAREFUSION 11136705 15267874 |  |  | Active |  | 00:17:23:34:E9:66 |  | High Risk | 1Y:00-MFG 2Y:00-BAT | 11/01/2019 | 11/01/2019 | COOPER UNIVERSITY HOSPITAL |  |  | Moves | WOT00000001467079 | David Frye | Performance Verification | Completed |  | 11/01/2019 | 11/01/2019 | Performance Verification for CAREFUSION 11136705 15267874 | Initial Install of Performance Verification. Device is ready for patient use. |  |  | 11/01/2019 | 11/01/2019
|  | CAREFUSION | ALARIS 8015 5.7 | CONTROLLER, INFUSION PUMP |  | SPD | Kelemen |  |  | 11/01/2019 |  | 11/1/26 |  |  | NO | YES |  |  |  |  | CAREFUSION 11136706 15267052 |  |  | Active |  | 00:17:23:34:EF:84 |  | High Risk | 1Y:00-MFG 2Y:00-BAT | 11/01/2019 | 11/01/2019 | COOPER UNIVERSITY HOSPITAL |  |  | Moves | WOT00000001468496 | David Frye | Performance Verification | Completed |  | 11/01/2019 | 11/01/2019 | Performance Verification for CAREFUSION 11136706 15267052 | Initial Install of Performance Verification. Device is ready for patient use. |  |  | 11/01/2019 | 11/01/2019
|  | CAREFUSION | ALARIS 8015 5.7 | CONTROLLER, INFUSION PUMP |  | SPD | Kelemen |  |  | 11/01/2019 |  | 11/1/26 |  |  | NO | YES |  |  |  |  | CAREFUSION 11136698 15267899 |  |  | Active |  | 00:17:23:34:DE:11 |  | High Risk | 1Y:00-MFG 2Y:00-BAT | 11/01/2019 | 11/01/2019 | COOPER UNIVERSITY HOSPITAL |  |  | Moves | WOT00000001469002 | David Frye | Performance Verification | Completed |  | 11/01/2019 | 11/01/2019 | Performance Verification for CAREFUSION 11136698 15267899 | Initial Install of Performance Verification. Device is ready for patient use. |  |  | 11/01/2019 | 11/01/2019
|  | CAREFUSION | ALARIS 8015 5.7 | CONTROLLER, INFUSION PUMP |  | SPD | Pavilion |  |  | 11/01/2019 |  | 11/1/26 |  |  | NO | YES |  |  |  |  | CAREFUSION 11136699 15266871 |  |  | Active | dup11136699 | 00:17:23:34:C9:50 |  | High Risk | 1Y:00-MFG 2Y:00-BAT | 11/01/2019 | 11/01/2019 | COOPER UNIVERSITY HOSPITAL |  |  | Moves | WOT00000001469023 | David Frye | Performance Verification | Completed |  | 11/01/2019 | 11/01/2019 | Performance Verification for CAREFUSION 11136699 15266871 | Initial Install of Performance Verification. Device is ready for patient use. |  |  | 11/01/2019 | 11/01/2019
|  | CAREFUSION | ALARIS 8015 5.7 | CONTROLLER, INFUSION PUMP |  | SPD | Kelemen |  |  | 11/01/2019 |  | 11/1/26 |  |  | NO | YES |  |  |  |  | CAREFUSION 11136700 15267234 |  |  | Active |  | 00:17:23:34:BE:25 |  | High Risk | 1Y:00-MFG 2Y:00-BAT | 11/01/2019 | 11/01/2019 | COOPER UNIVERSITY HOSPITAL |  |  | Moves | WOT00000001466719 | David Frye | Performance Verification | Completed |  | 11/01/2019 | 11/01/2019 | Performance Verification for CAREFUSION 11136700 15267234 | Initial Install of Performance Verification. Device is ready for patient use. |  |  | 11/01/2019 | 11/01/2019
|  | CAREFUSION | ALARIS 8015 5.7 | CONTROLLER, INFUSION PUMP |  | SPD | Pavilion |  |  | 11/01/2019 |  | 11/1/26 |  |  | NO | YES |  |  |  |  | CAREFUSION 11136703 15266905 |  |  | Active |  | 00:17:23:34:CD:91 |  | High Risk | 1Y:00-MFG 2Y:00-BAT | 11/01/2019 | 11/01/2019 | COOPER UNIVERSITY HOSPITAL |  |  | Moves | WOT00000001469088 | David Frye | Performance Verification | Completed |  | 11/01/2019 | 11/01/2019 | Performance Verification for CAREFUSION 11136703 15266905 | Initial Install of Performance Verification. Device is ready for patient use. |  |  | 11/01/2019 | 11/01/2019
|  | CAREFUSION | ALARIS 8015 5.7 | CONTROLLER, INFUSION PUMP |  | SPD | Kelemen |  |  | 11/01/2019 |  | 11/1/26 |  |  | NO | YES |  |  |  |  | CAREFUSION 11136704 15267114 |  |  | Active |  | 00:17:23:34:E6:63 |  | High Risk | 1Y:00-MFG 2Y:00-BAT | 11/01/2019 | 11/01/2019 | COOPER UNIVERSITY HOSPITAL |  |  | Moves | WOT00000001466739 | David Frye | Performance Verification | Completed |  | 11/01/2019 | 11/01/2019 | Performance Verification for CAREFUSION 11136704 15267114 | Initial Install of Performance Verification. Device is ready for patient use. |  |  | 11/01/2019 | 11/01/2019
|  | CAREFUSION | ALARIS 8015 5.7 | CONTROLLER, INFUSION PUMP |  | SPD | Kelemen |  |  | 11/01/2019 |  | 11/1/26 |  |  | NO | YES |  |  |  |  | CAREFUSION 11136702 15267039 |  |  | Active |  | 00:17:23:35:13:1B |  | High Risk | 1Y:00-MFG 2Y:00-BAT | 11/01/2019 | 11/01/2019 | COOPER UNIVERSITY HOSPITAL |  |  | Moves | WOT00000001466737 | David Frye | Performance Verification | Completed |  | 11/01/2019 | 11/01/2019 | Performance Verification for CAREFUSION 11136702 15267039 | Initial Install of Performance Verification. Device is ready for patient use. |  |  | 11/01/2019 | 11/01/2019
|  | CAREFUSION | ALARIS 8015 5.7 | CONTROLLER, INFUSION PUMP |  | SPD | Dorrance |  |  | 11/01/2019 |  | 11/1/26 |  |  | NO | YES |  |  |  |  | CAREFUSION 11136701 15267706 |  |  | Active |  | 00:17:23:34:E8:B5 |  | High Risk | 1Y:00-MFG 2Y:00-BAT | 11/01/2019 | 11/01/2019 | COOPER UNIVERSITY HOSPITAL |  |  | Moves | WOT00000001467720 | David Frye | Performance Verification | Completed |  | 11/01/2019 | 11/01/2019 | Performance Verification for CAREFUSION 11136701 15267706 | Initial Install of Performance Verification. Device is ready for patient use. |  |  | 11/01/2019 | 11/01/2019
|  | CAREFUSION | ALARIS 8015 5.7 | CONTROLLER, INFUSION PUMP |  | SPD | Kelemen |  |  | 11/01/2019 |  | 11/1/26 |  |  | NO | YES |  |  |  |  | CAREFUSION 11136697 15266923 |  |  | Active |  | 00:17:23:34:EC:99 |  | High Risk | 1Y:00-MFG 2Y:00-BAT | 11/01/2019 | 11/01/2019 | COOPER UNIVERSITY HOSPITAL |  |  | Moves | WOT00000001469242 | David Frye | Performance Verification | Completed |  | 11/01/2019 | 11/01/2019 | Performance Verification for CAREFUSION 11136697 15266923 | Initial Install of Performance Verification. Device is ready for patient use. |  |  | 11/01/2019 | 11/01/2019
|  | CAREFUSION | ALARIS 8015 5.7 | CONTROLLER, INFUSION PUMP |  | SPD | Pavilion |  |  | 11/01/2019 |  | 11/1/26 |  |  | NO | YES |  |  |  |  | CAREFUSION 11136696 15267251 |  |  | Active |  | 00:17:23:34:9C:98 |  | High Risk | 1Y:00-MFG 2Y:00-BAT | 11/01/2019 | 11/01/2019 | COOPER UNIVERSITY HOSPITAL |  |  | Moves | WOT00000001466721 | David Frye | Performance Verification | Completed |  | 11/01/2019 | 11/01/2019 | Performance Verification for CAREFUSION 11136696 15267251 | Initial Install of Performance Verification. Device is ready for patient use. |  |  | 11/01/2019 | 11/01/2019
|  | CAREFUSION | ALARIS 8015 5.7 | CONTROLLER, INFUSION PUMP |  | SPD | Pavilion |  |  | 11/01/2019 |  | 11/1/26 |  |  | NO | YES |  |  |  |  | CAREFUSION 11136692 15267887 |  |  | Active |  | 00:17:23:34:A1:C9 |  | High Risk | 1Y:00-MFG 2Y:00-BAT | 11/01/2019 | 11/01/2019 | COOPER UNIVERSITY HOSPITAL |  |  | Moves | WOT00000001469762 | David Frye | Performance Verification | Completed |  | 11/01/2019 | 11/01/2019 | Performance Verification for CAREFUSION 11136692 15267887 | Initial Install of Performance Verification. Device is ready for patient use. |  |  | 11/01/2019 | 11/01/2019
|  | CAREFUSION | ALARIS 8015 5.7 | CONTROLLER, INFUSION PUMP |  | SPD | Kelemen |  |  | 11/01/2019 |  | 11/1/26 |  |  | NO | YES |  |  |  |  | CAREFUSION 11136695 15266651 |  |  | Active |  | 00:17:23:34:C8:AB |  | High Risk | 1Y:00-MFG 2Y:00-BAT | 11/01/2019 | 11/01/2019 | COOPER UNIVERSITY HOSPITAL |  |  | Moves | WOT00000001454718 | David Frye | Performance Verification | Completed |  | 11/01/2019 | 11/01/2019 | Performance Verification for CAREFUSION 11136695 15266651 | Initial Install of Performance Verification. Device is ready for patient use. |  |  | 11/01/2019 | 11/01/2019
|  | CAREFUSION | ALARIS 8015 5.7 | CONTROLLER, INFUSION PUMP |  | SPD | Kelemen |  |  | 11/01/2019 |  | 11/1/26 |  |  | NO | YES |  |  |  |  | CAREFUSION 11136694 15267017 |  |  | Active |  | 00:17:23:34:D3:F4 |  | High Risk | 1Y:00-MFG 2Y:00-BAT | 11/01/2019 | 11/01/2019 | COOPER UNIVERSITY HOSPITAL |  |  | Moves | WOT00000001469448 | David Frye | Performance Verification | Completed |  | 11/01/2019 | 11/01/2019 | Performance Verification for CAREFUSION 11136694 15267017 | Initial Install of Performance Verification. Device is ready for patient use. |  |  | 11/01/2019 | 11/01/2019
|  | CAREFUSION | ALARIS 8015 5.7 | CONTROLLER, INFUSION PUMP |  | SPD | Dorrance |  |  | 11/01/2019 |  | 11/1/26 |  |  | NO | YES |  |  |  |  | CAREFUSION 11136693 15267860 |  |  | Active |  | 00:17:23:34:D3:4F |  | High Risk | 1Y:00-MFG 2Y:00-BAT | 11/01/2019 | 11/01/2019 | COOPER UNIVERSITY HOSPITAL |  |  | Moves | WOT00000001467218 | David Frye | Performance Verification | Completed |  | 11/01/2019 | 11/01/2019 | Performance Verification for CAREFUSION 11136693 15267860 | Initial Install of Performance Verification. Device is ready for patient use. |  |  | 11/01/2019 | 11/01/2019
|  | CAREFUSION | ALARIS 8015 5.7 | CONTROLLER, INFUSION PUMP |  | SPD | Kelemen |  |  | 11/01/2019 |  | 11/1/26 |  |  | NO | YES |  |  |  |  | CAREFUSION 11136691 15267038 |  |  | Active |  | 00:17:23:34:D0:58 |  | High Risk | 1Y:00-MFG 2Y:00-BAT | 11/01/2019 | 11/01/2019 | COOPER UNIVERSITY HOSPITAL |  |  | Moves | WOT00000001469399 | David Frye | Performance Verification | Completed |  | 11/01/2019 | 11/01/2019 | Performance Verification for CAREFUSION 11136691 15267038 | Initial Install of Performance Verification. Device is ready for patient use. |  |  | 11/01/2019 | 11/01/2019
|  | CAREFUSION | ALARIS 8015 5.7 | CONTROLLER, INFUSION PUMP |  | SPD | Pavilion |  |  | 11/01/2019 |  | 11/1/26 |  |  | NO | YES |  |  |  |  | CAREFUSION 11136690 15266879 |  |  | Active |  | 00:17:23:34:CC:65 |  | High Risk | 1Y:00-MFG 2Y:00-BAT | 11/01/2019 | 11/01/2019 | COOPER UNIVERSITY HOSPITAL |  |  | Moves | WOT00000001456302 | David Frye | Performance Verification | Completed |  | 11/01/2019 | 11/01/2019 | Performance Verification for CAREFUSION 11136690 15266879 | Initial Install of Performance Verification. Device is ready for patient use. |  |  | 11/01/2019 | 11/01/2019
|  | CAREFUSION | ALARIS 8015 5.7 | CONTROLLER, INFUSION PUMP |  | SPD | Kelemen |  |  | 11/01/2019 |  | 11/1/26 |  |  | NO | YES |  |  |  |  | CAREFUSION 11136688 15268053 |  |  | Active |  | 00:17:23:34:BA:B9 |  | High Risk | 1Y:00-MFG 2Y:00-BAT | 11/01/2019 | 11/01/2019 | COOPER UNIVERSITY HOSPITAL |  |  | Moves | WOT00000001468751 | David Frye | Performance Verification | Completed |  | 11/01/2019 | 11/01/2019 | Performance Verification for CAREFUSION 11136688 15268053 | Initial Install of Performance Verification. Device is ready for patient use. |  |  | 11/01/2019 | 11/01/2019
|  | CAREFUSION | ALARIS 8015 5.7 | CONTROLLER, INFUSION PUMP |  | SPD | Pavilion |  |  | 11/01/2019 |  | 11/1/26 |  |  | NO | YES |  |  |  |  | CAREFUSION 11136687 15267178 |  |  | Active |  | 00:17:23:34:E8:D3 |  | High Risk | 1Y:00-MFG 2Y:00-BAT | 11/01/2019 | 11/01/2019 | COOPER UNIVERSITY HOSPITAL |  |  | Moves | WOT00000001467565 | David Frye | Performance Verification | Completed |  | 11/01/2019 | 11/01/2019 | Performance Verification for CAREFUSION 11136687 15267178 | Initial Install of Performance Verification. Device is ready for patient use. |  |  | 11/01/2019 | 11/01/2019
|  | CAREFUSION | ALARIS 8015 5.7 | CONTROLLER, INFUSION PUMP |  | SPD | Kelemen |  |  | 11/01/2019 |  | 11/1/26 |  |  | NO | YES |  |  |  |  | CAREFUSION 11136672 15267134 |  |  | Active | dup11136672 | 00:17:23:34:B6:60 |  | High Risk | 1Y:00-MFG 2Y:00-BAT | 11/01/2019 | 11/01/2019 | COOPER UNIVERSITY HOSPITAL |  |  |  | WOT00000001467658 | David Frye | Performance Verification | Completed |  | 11/01/2019 | 11/01/2019 | Performance Verification for CAREFUSION 11136672 15267134 | Initial Install of Performance Verification. Device is ready for patient use. |  |  | 11/01/2019 | 11/01/2019
|  | CAREFUSION | ALARIS 8015 5.7 | CONTROLLER, INFUSION PUMP |  | SPD | Kelemen |  |  | 11/01/2019 |  | 11/1/26 |  |  | NO | YES |  |  |  |  | CAREFUSION 11136674 15267829 |  |  | Active |  | 00:17:23:34:BB:88 |  | High Risk | 1Y:00-MFG 2Y:00-BAT | 11/01/2019 | 11/01/2019 | COOPER UNIVERSITY HOSPITAL |  |  | Moves | WOT00000001466787 | David Frye | Performance Verification | Completed |  | 11/01/2019 | 11/01/2019 | Performance Verification for CAREFUSION 11136674 15267829 | Initial Install of Performance Verification. Device is ready for patient use. |  |  | 11/01/2019 | 11/01/2019
|  | CAREFUSION | ALARIS 8015 5.7 | CONTROLLER, INFUSION PUMP |  | SPD | Kelemen |  |  | 11/01/2019 |  | 11/1/26 |  |  | NO | YES |  |  |  |  | CAREFUSION 11136673 15267020 |  |  | Active |  | 00:17:23:34:EA:9B |  | High Risk | 1Y:00-MFG 2Y:00-BAT | 11/01/2019 | 11/01/2019 | COOPER UNIVERSITY HOSPITAL |  |  | Moves | WOT00000001468343 | David Frye | Performance Verification | Completed |  | 11/01/2019 | 11/01/2019 | Performance Verification for CAREFUSION 11136673 15267020 | Initial Install of Performance Verification. Device is ready for patient use. |  |  | 11/01/2019 | 11/01/2019
|  | CAREFUSION | ALARIS 8015 5.7 | CONTROLLER, INFUSION PUMP |  | SPD | Pavilion |  |  | 11/01/2019 |  | 11/1/26 |  |  | NO | YES |  |  |  |  | CAREFUSION 11136671 15268056 |  |  | Active |  | 00:17:23:34:AB:B0 |  | High Risk | 1Y:00-MFG 2Y:00-BAT | 11/01/2019 | 11/01/2019 | COOPER UNIVERSITY HOSPITAL |  |  | Moves | WOT00000001469718 | David Frye | Performance Verification | Completed |  | 11/01/2019 | 11/01/2019 | Performance Verification for CAREFUSION 11136671 15268056 | Initial Install of Performance Verification. Device is ready for patient use. |  |  | 11/01/2019 | 11/01/2019
|  | CAREFUSION | ALARIS 8015 5.7 | CONTROLLER, INFUSION PUMP |  | SPD | Kelemen |  |  | 11/01/2019 |  | 11/1/26 |  |  | NO | YES |  |  |  |  | CAREFUSION 11136670 15267896 |  |  | Active |  | 00:17:23:34:C9:26 |  | High Risk | 1Y:00-MFG 2Y:00-BAT | 11/01/2019 | 11/01/2019 | COOPER UNIVERSITY HOSPITAL |  |  | Moves | WOT00000001468119 | David Frye | Performance Verification | Completed |  | 11/01/2019 | 11/01/2019 | Performance Verification for CAREFUSION 11136670 15267896 | Initial Install of Performance Verification. Device is ready for patient use. |  |  | 11/01/2019 | 11/01/2019
|  | CAREFUSION | ALARIS 8015 5.7 | CONTROLLER, INFUSION PUMP |  | SPD | Kelemen |  |  | 11/01/2019 |  | 11/1/26 |  |  | NO | YES |  |  |  |  | CAREFUSION 11136669 15266952 |  |  | Active |  | 00:17:23:34:CB:F9 |  | High Risk | 1Y:00-MFG 2Y:00-BAT | 11/01/2019 | 11/01/2019 | COOPER UNIVERSITY HOSPITAL |  |  | Moves | WOT00000001458301 | David Frye | Performance Verification | Completed |  | 11/01/2019 | 11/01/2019 | Performance Verification for CAREFUSION 11136669 15266952 | Initial Install of Performance Verification. Device is ready for patient use. |  |  | 11/01/2019 | 11/01/2019
|  | CAREFUSION | ALARIS 8015 5.7 | CONTROLLER, INFUSION PUMP |  | 3 COOPER-GAMMA KNIFE | 3 Cooper |  |  | 09/12/2019 |  | 9/12/26 |  |  | NO | YES |  |  |  |  | CAREFUSION 11136668 15267821 |  |  | Active |  | 00:17:23:34:A1:F0 |  | High Risk | 1Y:00-MFG 2Y:00-BAT | 09/12/2019 | 09/12/2019 | COOPER AMBULATORY OFF-SITES |  |  |  | WOT00000001468647 | ANNE BEXTON | Performance Verification | Completed |  | 09/12/2019 | 09/12/2019 | Performance Verification for CAREFUSION 11136668 15267821 | Initial Install of Performance Verification. Device is ready for patient use. |  |  | 09/12/2019 | 09/12/2019
|  | CAREFUSION | ALARIS 8015 5.7 | CONTROLLER, INFUSION PUMP |  | SPD | Kelemen |  |  | 11/01/2019 |  | 11/1/26 |  |  | NO | YES |  |  |  |  | CAREFUSION 11136666 15268063 |  |  | Active |  | 00:17:23:34:AE:B6 |  | High Risk | 1Y:00-MFG 2Y:00-BAT | 11/01/2019 | 11/01/2019 | COOPER UNIVERSITY HOSPITAL |  |  | Moves | WOT00000001468108 | David Frye | Performance Verification | Completed |  | 11/01/2019 | 11/01/2019 | Performance Verification for CAREFUSION 11136666 15268063 | Initial Install of Performance Verification. Device is ready for patient use. |  |  | 11/01/2019 | 11/01/2019
|  | CAREFUSION | ALARIS 8015 5.7 | CONTROLLER, INFUSION PUMP |  | SPD | Pavilion |  |  | 11/01/2019 |  | 11/1/26 |  |  | NO | YES |  |  |  |  | CAREFUSION 11136667 15268060 |  |  | Active |  | 00:17:23:34:A7:8A |  | High Risk | 1Y:00-MFG 2Y:00-BAT | 11/01/2019 | 11/01/2019 | COOPER UNIVERSITY HOSPITAL |  |  | Moves | WOT00000001467130 | David Frye | Performance Verification | Completed |  | 11/01/2019 | 11/01/2019 | Performance Verification for CAREFUSION 11136667 15268060 | Initial Install of Performance Verification. Device is ready for patient use. |  |  | 11/01/2019 | 11/01/2019
|  | CAREFUSION | ALARIS 8015 5.7 | CONTROLLER, INFUSION PUMP |  | SPD | Pavilion |  |  | 11/01/2019 |  | 11/1/26 |  |  | NO | YES |  |  |  |  | CAREFUSION 11136659 15267410 |  |  | Active |  | 00:17:23:34:D6:3D |  | High Risk | 1Y:00-MFG 2Y:00-BAT | 11/01/2019 | 11/01/2019 | COOPER UNIVERSITY HOSPITAL |  |  | Moves | WOT00000001466743 | David Frye | Performance Verification | Completed |  | 11/01/2019 | 11/01/2019 | Performance Verification for CAREFUSION 11136659 15267410 | Initial Install of Performance Verification. Device is ready for patient use. |  |  | 11/01/2019 | 11/01/2019
|  | CAREFUSION | ALARIS 8015 5.7 | CONTROLLER, INFUSION PUMP |  | SPD | Kelemen | BASEMENT |  | 11/01/2019 |  | 11/1/26 |  |  | NO | YES |  |  |  |  | CAREFUSION 11136665 15267857 |  |  | Active |  | 00:17:23:34:F8:51 |  | High Risk | 1Y:00-MFG 2Y:00-BAT | 11/01/2019 | 11/01/2019 | COOPER UNIVERSITY HOSPITAL |  |  | Moves | WOT00000001468862 | David Frye | Performance Verification | Completed |  | 11/01/2019 | 11/01/2019 | Performance Verification for CAREFUSION 11136665 15267857 | Initial Install of Performance Verification. Device is ready for patient use. |  |  | 11/01/2019 | 11/01/2019
|  | CAREFUSION | ALARIS 8015 5.7 | CONTROLLER, INFUSION PUMP |  | SPD | Kelemen |  |  | 11/01/2019 |  | 11/1/26 |  |  | NO | YES |  |  |  |  | CAREFUSION 11136664 15267484 |  |  | Active |  | 00:17:23:34:D7:90 |  | High Risk | 1Y:00-MFG 2Y:00-BAT | 11/01/2019 | 11/01/2019 | COOPER UNIVERSITY HOSPITAL |  |  | Moves | WOT00000001468610 | David Frye | Performance Verification | Completed |  | 11/01/2019 | 11/01/2019 | Performance Verification for CAREFUSION 11136664 15267484 | Initial Install of Performance Verification. Device is ready for patient use. |  |  | 11/01/2019 | 11/01/2019
|  | CAREFUSION | ALARIS 8015 5.7 | CONTROLLER, INFUSION PUMP |  | SPD | Kelemen |  |  | 11/01/2019 |  | 11/1/26 |  |  | NO | YES |  |  |  |  | CAREFUSION 11136663 15267908 |  |  | Active |  | 00:17:23:34:DB:68 |  | High Risk | 1Y:00-MFG 2Y:00-BAT | 11/01/2019 | 11/01/2019 | COOPER UNIVERSITY HOSPITAL |  |  | Moves | WOT00000001467082 | David Frye | Performance Verification | Completed |  | 11/01/2019 | 11/01/2019 | Performance Verification for CAREFUSION 11136663 15267908 | Initial Install of Performance Verification. Device is ready for patient use. |  |  | 11/01/2019 | 11/01/2019
|  | CAREFUSION | ALARIS 8015 5.7 | CONTROLLER, INFUSION PUMP |  | SPD | Pavilion |  |  | 11/01/2019 |  | 11/1/26 |  |  | NO | YES |  |  |  |  | CAREFUSION 11136662 15266976 |  |  | Active |  | 00:17:23:34:E6:66 |  | High Risk | 1Y:00-MFG 2Y:00-BAT | 11/01/2019 | 11/01/2019 | COOPER UNIVERSITY HOSPITAL |  |  | Moves | WOT00000001469050 | David Frye | Performance Verification | Completed |  | 11/01/2019 | 11/01/2019 | Performance Verification for CAREFUSION 11136662 15266976 | Initial Install of Performance Verification. Device is ready for patient use. |  |  | 11/01/2019 | 11/01/2019
|  | CAREFUSION | ALARIS 8015 5.7 | CONTROLLER, INFUSION PUMP |  | SPD | Kelemen |  |  | 11/01/2019 |  | 11/1/26 |  |  | NO | YES |  |  |  |  | CAREFUSION 11136661 15267238 |  |  | Active |  | 00:17:23:34:F6:E6 |  | High Risk | 1Y:00-MFG 2Y:00-BAT | 11/01/2019 | 11/01/2019 | COOPER UNIVERSITY HOSPITAL |  |  | Moves | WOT00000001469354 | David Frye | Performance Verification | Completed |  | 11/01/2019 | 11/01/2019 | Performance Verification for CAREFUSION 11136661 15267238 | Initial Install of Performance Verification. Device is ready for patient use. |  |  | 11/01/2019 | 11/01/2019
|  | CAREFUSION | ALARIS 8015 5.7 | CONTROLLER, INFUSION PUMP |  | SPD | Kelemen |  |  | 11/01/2019 |  | 11/1/26 |  |  | NO | YES |  |  |  |  | CAREFUSION 11136660 15267987 |  |  | Active |  | 00:17:23:34:D4:3C |  | High Risk | 1Y:00-MFG 2Y:00-BAT | 11/01/2019 | 11/01/2019 | COOPER UNIVERSITY HOSPITAL |  |  | Moves | WOT00000001469716 | David Frye | Performance Verification | Completed |  | 11/01/2019 | 11/01/2019 | Performance Verification for CAREFUSION 11136660 15267987 | Initial Install of Performance Verification. Device is ready for patient use. |  |  | 11/01/2019 | 11/01/2019
|  | CAREFUSION | ALARIS 8015 5.7 | CONTROLLER, INFUSION PUMP |  | SPD | Kelemen |  |  | 11/01/2019 |  | 11/1/26 |  |  | NO | YES |  |  |  |  | CAREFUSION 11136658 15267088 |  |  | Active |  | 00:17:23:34:CE:9C |  | High Risk | 1Y:00-MFG 2Y:00-BAT | 11/01/2019 | 11/01/2019 | COOPER UNIVERSITY HOSPITAL |  |  | Moves | WOT00000001468344 | David Frye | Performance Verification | Completed |  | 11/01/2019 | 11/01/2019 | Performance Verification for CAREFUSION 11136658 15267088 | Initial Install of Performance Verification. Device is ready for patient use. |  |  | 11/01/2019 | 11/01/2019
|  | CAREFUSION | ALARIS 8015 5.7 | CONTROLLER, INFUSION PUMP |  | SPD | Pavilion |  |  | 11/01/2019 |  | 11/1/26 |  |  | NO | YES |  |  |  |  | CAREFUSION 11136657 15267232 |  |  | Active |  | 00:17:23:34:F2:24 |  | High Risk | 1Y:00-MFG 2Y:00-BAT | 11/01/2019 | 11/01/2019 | COOPER UNIVERSITY HOSPITAL |  |  | Moves | WOT00000001469352 | David Frye | Performance Verification | Completed |  | 11/01/2019 | 11/01/2019 | Performance Verification for CAREFUSION 11136657 15267232 | Initial Install of Performance Verification. Device is ready for patient use. |  |  | 11/01/2019 | 11/01/2019
|  | CAREFUSION | ALARIS 8015 5.7 | CONTROLLER, INFUSION PUMP |  | SPD | Pavilion |  |  | 11/01/2019 |  | 11/1/26 |  |  | NO | YES |  |  |  |  | CAREFUSION 11136656 15267916 |  |  | Active |  | 00:17:23:34:D8:47 |  | High Risk | 1Y:00-MFG 2Y:00-BAT | 11/01/2019 | 11/01/2019 | COOPER UNIVERSITY HOSPITAL |  |  | Moves | WOT00000001468719 | David Frye | Performance Verification | Completed |  | 11/01/2019 | 11/01/2019 | Performance Verification for CAREFUSION 11136656 15267916 | Initial Install of Performance Verification. Device is ready for patient use. |  |  | 11/01/2019 | 11/01/2019
|  | CAREFUSION | ALARIS 8015 5.7 | CONTROLLER, INFUSION PUMP |  | SPD | Pavilion |  |  | 11/01/2019 |  | 11/1/26 |  |  | NO | YES |  |  |  |  | CAREFUSION 11136654 15267651 |  |  | Active |  | 00:17:23:34:D5:4D |  | High Risk | 1Y:00-MFG 2Y:00-BAT | 11/01/2019 | 11/01/2019 | COOPER UNIVERSITY HOSPITAL |  |  | Moves | WOT00000001468638 | David Frye | Performance Verification | Completed |  | 11/01/2019 | 11/01/2019 | Performance Verification for CAREFUSION 11136654 15267651 | Initial Install of Performance Verification. Device is ready for patient use. |  |  | 11/01/2019 | 11/01/2019
|  | CAREFUSION | ALARIS 8015 5.7 | CONTROLLER, INFUSION PUMP |  | SPD | Kelemen |  |  | 11/01/2019 |  | 11/1/26 |  |  | NO | YES |  |  |  |  | CAREFUSION 11136653 15266991 |  |  | Active |  | 00:17:23:34:E9:15 |  | High Risk | 1Y:00-MFG 2Y:00-BAT | 11/01/2019 | 11/01/2019 | COOPER UNIVERSITY HOSPITAL |  |  | Moves | WOT00000001469397 | David Frye | Performance Verification | Completed |  | 11/01/2019 | 11/01/2019 | Performance Verification for CAREFUSION 11136653 15266991 | Initial Install of Performance Verification. Device is ready for patient use. |  |  | 11/01/2019 | 11/01/2019
|  | CAREFUSION | ALARIS 8015 5.7 | CONTROLLER, INFUSION PUMP |  | SPD | Kelemen |  |  | 11/01/2019 |  | 11/1/26 |  |  | NO | YES |  |  |  |  | CAREFUSION 11136651 15267320 |  |  | Active |  | 00:17:23:34:E6:FC |  | High Risk | 1Y:00-MFG 2Y:00-BAT | 11/01/2019 | 11/01/2019 | COOPER UNIVERSITY HOSPITAL |  |  | Moves | WOT00000001466741 | David Frye | Performance Verification | Completed |  | 11/01/2019 | 11/01/2019 | Performance Verification for CAREFUSION 11136651 15267320 | Initial Install of Performance Verification. Device is ready for patient use. |  |  | 11/01/2019 | 11/01/2019
|  | CAREFUSION | ALARIS 8015 5.7 | CONTROLLER, INFUSION PUMP |  | SPD | Pavilion |  |  | 11/01/2019 |  | 11/1/26 |  |  | NO | YES |  |  |  |  | CAREFUSION 11136650 15267463 |  |  | Active |  | 00:17:23:34:EB:D3 |  | High Risk | 1Y:00-MFG 2Y:00-BAT | 11/01/2019 | 11/01/2019 | COOPER UNIVERSITY HOSPITAL |  |  | Moves | WOT00000001468597 | David Frye | Performance Verification | Completed |  | 11/01/2019 | 11/01/2019 | Performance Verification for CAREFUSION 11136650 15267463 | Initial Install of Performance Verification. Device is ready for patient use. |  |  | 11/01/2019 | 11/01/2019
|  | CAREFUSION | ALARIS 8015 5.7 | CONTROLLER, INFUSION PUMP |  | SPD | Kelemen |  |  | 11/01/2019 |  | 11/1/26 |  |  | NO | YES |  |  |  |  | CAREFUSION 11136649 15267836 |  |  | Active |  | 00:17:23:34:BB:5E |  | High Risk | 1Y:00-MFG 2Y:00-BAT | 11/01/2019 | 11/01/2019 | COOPER UNIVERSITY HOSPITAL |  |  | Moves | WOT00000001468107 | David Frye | Performance Verification | Completed |  | 11/01/2019 | 11/01/2019 | Performance Verification for CAREFUSION 11136649 15267836 | Initial Install of Performance Verification. Device is ready for patient use. |  |  | 11/01/2019 | 11/01/2019
|  | CAREFUSION | ALARIS 8015 5.7 | CONTROLLER, INFUSION PUMP |  | SPD | Kelemen |  |  | 11/01/2019 |  | 11/1/26 |  |  | NO | YES |  |  |  |  | CAREFUSION 11136648 15267464 |  |  | Active |  | 00:17:23:34:D6:9D |  | High Risk | 1Y:00-MFG 2Y:00-BAT | 11/01/2019 | 11/01/2019 | COOPER UNIVERSITY HOSPITAL |  |  | Moves | WOT00000001469542 | David Frye | Performance Verification | Completed |  | 11/01/2019 | 11/01/2019 | Performance Verification for CAREFUSION 11136648 15267464 | Initial Install of Performance Verification. Device is ready for patient use. |  |  | 11/01/2019 | 11/01/2019
|  | CAREFUSION | ALARIS 8015 5.7 | CONTROLLER, INFUSION PUMP |  | SPD | Kelemen | Basement |  | 11/01/2019 |  | 11/1/26 |  |  | NO | YES |  |  |  |  | CAREFUSION 11136647 15267798 |  |  | Active |  | 00:17:23:34:BB:64 |  | High Risk | 1Y:00-MFG 2Y:00-BAT | 11/01/2019 | 11/01/2019 | COOPER UNIVERSITY HOSPITAL |  |  | Moves | WOT00000001469546 | David Frye | Performance Verification | Completed |  | 11/01/2019 | 11/01/2019 | Performance Verification for CAREFUSION 11136647 15267798 | Initial Install of Performance Verification. Device is ready for patient use. |  |  | 11/01/2019 | 11/01/2019
|  | CAREFUSION | ALARIS 8015 5.7 | CONTROLLER, INFUSION PUMP |  | SPD | Kelemen | BASEMENT |  | 11/01/2019 |  | 11/1/26 |  |  | NO | YES |  |  |  |  | CAREFUSION 11136642 15267444 |  |  | Active |  | 00:17:23:34:FA:CA |  | High Risk | 1Y:00-MFG 2Y:00-BAT | 11/01/2019 | 11/01/2019 | COOPER UNIVERSITY HOSPITAL |  |  | Moves | WOT00000001466880 | David Frye | Performance Verification | Completed |  | 11/01/2019 | 11/01/2019 | Performance Verification for CAREFUSION 11136642 15267444 | Initial Install of Performance Verification. Device is ready for patient use. |  |  | 11/01/2019 | 11/01/2019
|  | CAREFUSION | ALARIS 8015 5.7 | CONTROLLER, INFUSION PUMP |  | SPD | Kelemen |  |  | 11/01/2019 |  | 11/1/26 |  |  | NO | YES |  |  |  |  | CAREFUSION 11136643 15267369 |  |  | Active |  | 00:17:23:34:DF:73 |  | High Risk | 1Y:00-MFG 2Y:00-BAT | 11/01/2019 | 11/01/2019 | COOPER UNIVERSITY HOSPITAL |  |  | Moves | WOT00000001468351 | David Frye | Performance Verification | Completed |  | 11/01/2019 | 11/01/2019 | Performance Verification for CAREFUSION 11136643 15267369 | Initial Install of Performance Verification. Device is ready for patient use. |  |  | 11/01/2019 | 11/01/2019
|  | CAREFUSION | ALARIS 8015 5.7 | CONTROLLER, INFUSION PUMP |  | SPD | Kelemen |  |  | 11/01/2019 |  | 11/1/26 |  |  | NO | YES |  |  |  |  | CAREFUSION 11136644 15267718 |  |  | Active |  | 00:17:23:34:F5:DE |  | High Risk | 1Y:00-MFG 2Y:00-BAT | 11/01/2019 | 11/01/2019 | COOPER UNIVERSITY HOSPITAL |  |  | Moves | WOT00000001466970 | David Frye | Performance Verification | Completed |  | 11/01/2019 | 11/01/2019 | Performance Verification for CAREFUSION 11136644 15267718 | Initial Install of Performance Verification. Device is ready for patient use. |  |  | 11/01/2019 | 11/01/2019
|  | CAREFUSION | ALARIS 8015 5.7 | CONTROLLER, INFUSION PUMP |  | SPD | Kelemen |  |  | 11/01/2019 |  | 11/1/26 |  |  | NO | YES |  |  |  |  | CAREFUSION 11136645 15267994 |  |  | Active |  | 00:17:23:34:BE:94 |  | High Risk | 1Y:00-MFG 2Y:00-BAT | 11/01/2019 | 11/01/2019 | COOPER UNIVERSITY HOSPITAL |  |  | Moves | WOT00000001467086 | David Frye | Performance Verification | Completed |  | 11/01/2019 | 11/01/2019 | Performance Verification for CAREFUSION 11136645 15267994 | Initial Install of Performance Verification. Device is ready for patient use. |  |  | 11/01/2019 | 11/01/2019
|  | CAREFUSION | ALARIS 8015 5.7 | CONTROLLER, INFUSION PUMP |  | SPD | Pavilion |  |  | 11/01/2019 |  | 11/1/26 |  |  | NO | YES |  |  |  |  | CAREFUSION 11136641 15268009 |  |  | Active |  | 00:17:23:34:AE:DD |  | High Risk | 1Y:00-MFG 2Y:00-BAT | 11/01/2019 | 11/01/2019 | COOPER UNIVERSITY HOSPITAL |  |  | Moves | WOT00000001469663 | David Frye | Performance Verification | Completed |  | 11/01/2019 | 11/01/2019 | Performance Verification for CAREFUSION 11136641 15268009 | Initial Install of Performance Verification. Device is ready for patient use. |  |  | 11/01/2019 | 11/01/2019
|  | CAREFUSION | ALARIS 8015 5.7 | CONTROLLER, INFUSION PUMP |  | SPD | Kelemen |  |  | 11/01/2019 |  | 11/1/26 |  |  | NO | YES |  |  |  |  | CAREFUSION 11136640 15266909 |  |  | Active |  | 00:17:23:34:CE:B1 |  | High Risk | 1Y:00-MFG 2Y:00-BAT | 11/01/2019 | 11/01/2019 | COOPER UNIVERSITY HOSPITAL |  |  | Moves | WOT00000001460445 | David Frye | Performance Verification | Completed |  | 11/01/2019 | 11/01/2019 | Performance Verification for CAREFUSION 11136640 15266909 | Initial Install of Performance Verification. Device is ready for patient use. |  |  | 11/01/2019 | 11/01/2019
|  | CAREFUSION | ALARIS 8015 5.7 | CONTROLLER, INFUSION PUMP |  | SPD | Kelemen |  |  | 11/01/2019 |  | 11/1/26 |  |  | NO | YES |  |  |  |  | CAREFUSION 11136639 15267018 |  |  | Active |  | 00:17:23:34:E9:42 |  | High Risk | 1Y:00-MFG 2Y:00-BAT | 11/01/2019 | 11/01/2019 | COOPER UNIVERSITY HOSPITAL |  |  | Moves | WOT00000001460472 | David Frye | Performance Verification | Completed |  | 11/01/2019 | 11/01/2019 | Performance Verification for CAREFUSION 11136639 15267018 | Initial Install of Performance Verification. Device is ready for patient use. |  |  | 11/01/2019 | 11/01/2019
|  | CAREFUSION | ALARIS 8015 5.7 | CONTROLLER, INFUSION PUMP |  | SPD | Kelemen |  |  | 11/01/2019 |  | 11/1/26 |  |  | NO | YES |  |  |  |  | CAREFUSION 11136633 15267894 |  |  | Active |  | 00:17:23:34:EF:4B |  | High Risk | 1Y:00-MFG 2Y:00-BAT | 11/01/2019 | 11/01/2019 | COOPER UNIVERSITY HOSPITAL |  |  | Pharmacy Test Unit | WOT00000001467220 | David Frye | Performance Verification | Completed |  | 11/01/2019 | 11/01/2019 | Performance Verification for CAREFUSION 11136633 15267894 | Initial Install of Performance Verification. Device is ready for patient use. |  |  | 11/01/2019 | 11/01/2019
|  | CAREFUSION | ALARIS 8015 5.7 | CONTROLLER, INFUSION PUMP |  | SPD | Kelemen |  |  | 11/01/2019 |  | 11/1/26 |  |  | NO | YES |  |  |  |  | CAREFUSION 11136634 15267125 |  |  | Active |  | 00:17:23:34:C6:CB |  | High Risk | 1Y:00-MFG 2Y:00-BAT | 11/01/2019 | 11/01/2019 | COOPER UNIVERSITY HOSPITAL |  |  | Moves | WOT00000001460477 | David Frye | Performance Verification | Completed |  | 11/01/2019 | 11/01/2019 | Performance Verification for CAREFUSION 11136634 15267125 | Initial Install of Performance Verification. Device is ready for patient use. |  |  | 11/01/2019 | 11/01/2019
|  | CAREFUSION | ALARIS 8015 5.7 | CONTROLLER, INFUSION PUMP |  | SPD | Pavilion |  |  | 11/01/2019 |  | 11/1/26 |  |  | NO | YES |  |  |  |  | CAREFUSION 11136638 15267082 |  |  | Active |  | 00:17:23:34:BD:FE |  | High Risk | 1Y:00-MFG 2Y:00-BAT | 11/01/2019 | 11/01/2019 | COOPER UNIVERSITY HOSPITAL |  |  | Moves | WOT00000001467517 | David Frye | Performance Verification | Completed |  | 11/01/2019 | 11/01/2019 | Performance Verification for CAREFUSION 11136638 15267082 | Initial Install of Performance Verification. Device is ready for patient use. |  |  | 11/01/2019 | 11/01/2019
|  | CAREFUSION | ALARIS 8015 5.7 | CONTROLLER, INFUSION PUMP |  | SPD | Kelemen |  |  | 11/01/2019 |  | 11/1/26 |  |  | NO | YES |  |  |  |  | CAREFUSION 11136637 15267519 |  |  | Active |  | 00:17:23:34:C0:89 |  | High Risk | 1Y:00-MFG 2Y:00-BAT | 11/01/2019 | 11/01/2019 | COOPER UNIVERSITY HOSPITAL |  |  | Moves | WOT00000001466965 | David Frye | Performance Verification | Completed |  | 11/01/2019 | 11/01/2019 | Performance Verification for CAREFUSION 11136637 15267519 | Initial Install of Performance Verification. Device is ready for patient use. |  |  | 11/01/2019 | 11/01/2019
|  | CAREFUSION | ALARIS 8015 5.7 | CONTROLLER, INFUSION PUMP |  | SPD | Kelemen |  |  | 11/01/2019 |  | 11/1/26 |  |  | NO | YES |  |  |  |  | CAREFUSION 11136636 15267714 |  |  | Active |  | 00:17:23:34:A2:77 |  | High Risk | 1Y:00-MFG 2Y:00-BAT | 11/01/2019 | 11/01/2019 | COOPER UNIVERSITY HOSPITAL |  |  | Moves | WOT00000001468614 | David Frye | Performance Verification | Completed |  | 11/01/2019 | 11/01/2019 | Performance Verification for CAREFUSION 11136636 15267714 | Initial Install of Performance Verification. Device is ready for patient use. |  |  | 11/01/2019 | 11/01/2019
|  | CAREFUSION | ALARIS 8015 5.7 | CONTROLLER, INFUSION PUMP |  | SPD | Dorrance |  |  | 11/01/2019 |  | 11/1/26 |  |  | NO | YES |  |  |  |  | CAREFUSION 11136635 15267812 |  |  | Active |  | 00:17:23:34:E4:20 |  | High Risk | 1Y:00-MFG 2Y:00-BAT | 11/01/2019 | 11/01/2019 | COOPER UNIVERSITY HOSPITAL |  |  | Moves | WOT00000001469616 | David Frye | Performance Verification | Completed |  | 11/01/2019 | 11/01/2019 | Performance Verification for CAREFUSION 11136635 15267812 | Initial Install of Performance Verification. Device is ready for patient use. |  |  | 11/01/2019 | 11/01/2019
|  | CAREFUSION | ALARIS 8015 5.7 | CONTROLLER, INFUSION PUMP |  | SPD | Pavilion |  |  | 11/01/2019 |  | 11/1/26 |  |  | NO | YES |  |  |  |  | CAREFUSION 11136632 15267534 |  |  | Active |  | 00:17:23:34:CF:3B |  | High Risk | 1Y:00-MFG 2Y:00-BAT | 11/01/2019 | 11/01/2019 | COOPER UNIVERSITY HOSPITAL |  |  | Moves | WOT00000001468598 | David Frye | Performance Verification | Completed |  | 11/01/2019 | 11/01/2019 | Performance Verification for CAREFUSION 11136632 15267534 | Initial Install of Performance Verification. Device is ready for patient use. |  |  | 11/01/2019 | 11/01/2019
|  | CAREFUSION | ALARIS 8015 5.7 | CONTROLLER, INFUSION PUMP |  | SPD | Pavilion |  |  | 11/01/2019 |  | 11/1/26 |  |  | NO | YES |  |  |  |  | CAREFUSION 11136630 15267901 |  |  | Active |  | 00:17:23:34:B1:14 |  | High Risk | 1Y:00-MFG 2Y:00-BAT | 11/01/2019 | 11/01/2019 | COOPER UNIVERSITY HOSPITAL |  |  | Moves | WOT00000001469772 | David Frye | Performance Verification | Completed |  | 11/01/2019 | 11/01/2019 | Performance Verification for CAREFUSION 11136630 15267901 | Initial Install of Performance Verification. Device is ready for patient use. |  |  | 11/01/2019 | 11/01/2019
|  | CAREFUSION | ALARIS 8015 5.7 | CONTROLLER, INFUSION PUMP |  | SPD | Pavilion |  |  | 11/01/2019 |  | 11/1/26 |  |  | NO | YES |  |  |  |  | CAREFUSION 11136631 15267130 |  |  | Active |  | 00:17:23:34:CE:AE |  | High Risk | 1Y:00-MFG 2Y:00-BAT | 11/01/2019 | 11/01/2019 | COOPER UNIVERSITY HOSPITAL |  |  | Moves | WOT00000001468347 | David Frye | Performance Verification | Completed |  | 11/01/2019 | 11/01/2019 | Performance Verification for CAREFUSION 11136631 15267130 | Initial Install of Performance Verification. Device is ready for patient use. |  |  | 11/01/2019 | 11/01/2019
|  | CAREFUSION | ALARIS 8015 5.7 | CONTROLLER, INFUSION PUMP |  | SPD | Kelemen |  |  | 11/01/2019 |  | 11/1/26 |  |  | NO | YES |  |  |  |  | CAREFUSION 11136625 15267252 |  |  | Active |  | 00:17:23:34:ED:3B |  | High Risk | 1Y:00-MFG 2Y:00-BAT | 11/01/2019 | 11/01/2019 | COOPER UNIVERSITY HOSPITAL |  |  | Moves | WOT00000001467638 | David Frye | Performance Verification | Completed |  | 11/01/2019 | 11/01/2019 | Performance Verification for CAREFUSION 11136625 15267252 | Initial Install of Performance Verification. Device is ready for patient use. |  |  | 11/01/2019 | 11/01/2019
|  | CAREFUSION | ALARIS 8015 5.7 | CONTROLLER, INFUSION PUMP |  | SPD | Kelemen |  |  | 11/01/2019 |  | 11/1/26 |  |  | NO | YES |  |  |  |  | CAREFUSION 11136629 15267873 |  |  | Active |  | 00:17:23:34:B9:AE |  | High Risk | 1Y:00-MFG 2Y:00-BAT | 11/01/2019 | 11/01/2019 | COOPER UNIVERSITY HOSPITAL |  |  | Moves | WOT00000001469770 | David Frye | Performance Verification | Completed |  | 11/01/2019 | 11/01/2019 | Performance Verification for CAREFUSION 11136629 15267873 | Initial Install of Performance Verification. Device is ready for patient use. |  |  | 11/01/2019 | 11/01/2019
|  | CAREFUSION | ALARIS 8015 5.7 | CONTROLLER, INFUSION PUMP |  | SPD | Kelemen |  |  | 11/01/2019 |  | 11/1/26 |  |  | NO | YES |  |  |  |  | CAREFUSION 11136628 15267131 |  |  | Active |  | 00:17:23:34:C4:46 |  | High Risk | 1Y:00-MFG 2Y:00-BAT | 11/01/2019 | 11/01/2019 | COOPER UNIVERSITY HOSPITAL |  |  | Moves | WOT00000001469310 | David Frye | Performance Verification | Completed |  | 11/01/2019 | 11/01/2019 | Performance Verification for CAREFUSION 11136628 15267131 | Initial Install of Performance Verification. Device is ready for patient use. |  |  | 11/01/2019 | 11/01/2019
|  | CAREFUSION | ALARIS 8015 5.7 | CONTROLLER, INFUSION PUMP |  | SPD | Kelemen |  |  | 11/01/2019 |  | 11/1/26 |  |  | NO | YES |  |  |  |  | CAREFUSION 11136627 15266918 |  |  | Active |  | 00:17:23:34:E3:F3 |  | High Risk | 1Y:00-MFG 2Y:00-BAT | 11/01/2019 | 11/01/2019 | COOPER UNIVERSITY HOSPITAL |  |  | Moves | WOT00000001467428 | David Frye | Performance Verification | Completed |  | 11/01/2019 | 11/01/2019 | Performance Verification for CAREFUSION 11136627 15266918 | Initial Install of Performance Verification. Device is ready for patient use. |  |  | 11/01/2019 | 11/01/2019
|  | CAREFUSION | ALARIS 8015 5.7 | CONTROLLER, INFUSION PUMP |  | SPD | Kelemen |  |  | 11/01/2019 |  | 11/1/26 |  |  | NO | YES |  |  |  |  | CAREFUSION 11136626 15267438 |  |  | Active |  | 00:17:23:34:E2:58 |  | High Risk | 1Y:00-MFG 2Y:00-BAT | 11/01/2019 | 11/01/2019 | COOPER UNIVERSITY HOSPITAL |  |  | Moves | WOT00000001468579 | David Frye | Performance Verification | Completed |  | 11/01/2019 | 11/01/2019 | Performance Verification for CAREFUSION 11136626 15267438 | Initial Install of Performance Verification. Device is ready for patient use. |  |  | 11/01/2019 | 11/01/2019
|  | CAREFUSION | ALARIS 8015 5.7 | CONTROLLER, INFUSION PUMP |  | SPD | Kelemen |  |  | 11/01/2019 |  | 11/1/26 |  |  | NO | YES |  |  |  |  | CAREFUSION 11136623 15267993 |  |  | Active |  | 00:17:23:34:A1:ED |  | High Risk | 1Y:00-MFG 2Y:00-BAT | 11/01/2019 | 11/01/2019 | COOPER UNIVERSITY HOSPITAL |  |  | Moves | WOT00000001467128 | David Frye | Performance Verification | Completed |  | 11/01/2019 | 11/01/2019 | Performance Verification for CAREFUSION 11136623 15267993 | Initial Install of Performance Verification. Device is ready for patient use. |  |  | 11/01/2019 | 11/01/2019
|  | CAREFUSION | ALARIS 8015 5.7 | CONTROLLER, INFUSION PUMP |  | SPD | Pavilion |  |  | 11/01/2019 |  | 11/1/26 |  |  | NO | YES |  |  |  |  | CAREFUSION 11136622 15267325 |  |  | Active |  | 00:17:23:34:B8:49 |  | High Risk | 1Y:00-MFG 2Y:00-BAT | 11/01/2019 | 11/01/2019 | COOPER UNIVERSITY HOSPITAL |  |  | Moves | WOT00000001467662 | David Frye | Performance Verification | Completed |  | 11/01/2019 | 11/01/2019 | Performance Verification for CAREFUSION 11136622 15267325 | Initial Install of Performance Verification. Device is ready for patient use. |  |  | 11/01/2019 | 11/01/2019
|  | CAREFUSION | ALARIS 8015 5.7 | CONTROLLER, INFUSION PUMP |  | SPD | Kelemen |  |  | 11/01/2019 |  | 11/1/26 |  |  | NO | YES |  |  |  |  | CAREFUSION 11136621 15267161 |  |  | Active |  | 00:17:23:34:EA:B3 |  | High Risk | 1Y:00-MFG 2Y:00-BAT | 11/01/2019 | 11/01/2019 | COOPER UNIVERSITY HOSPITAL |  |  | Moves | WOT00000001468348 | David Frye | Performance Verification | Completed |  | 11/01/2019 | 11/01/2019 | Performance Verification for CAREFUSION 11136621 15267161 | Initial Install of Performance Verification. Device is ready for patient use. |  |  | 11/01/2019 | 11/01/2019
|  | CAREFUSION | ALARIS 8015 5.7 | CONTROLLER, INFUSION PUMP |  | SPD | Pavilion |  |  | 11/01/2019 |  | 11/1/26 |  |  | NO | YES |  |  |  |  | CAREFUSION 11136506 15267426 |  |  | Active |  | 00:17:23:34:D6:D3 |  | High Risk | 1Y:00-MFG 2Y:00-BAT | 11/01/2019 | 11/01/2019 | COOPER UNIVERSITY HOSPITAL |  |  | Moves | WOT00000001469459 | David Frye | Performance Verification | Completed |  | 11/01/2019 | 11/01/2019 | Performance Verification for CAREFUSION 11136506 15267426 | Initial Install of Performance Verification. Device is ready for patient use. |  |  | 11/01/2019 | 11/01/2019
|  | CAREFUSION | ALARIS 8015 5.7 | CONTROLLER, INFUSION PUMP |  | SPD | Pavilion |  |  | 11/01/2019 |  | 11/1/26 |  |  | NO | YES |  |  |  |  | CAREFUSION 11136505 15267764 |  |  | Active |  | 00:17:23:34:A2:98 |  | High Risk | 1Y:00-MFG 2Y:00-BAT | 11/01/2019 | 11/01/2019 | COOPER UNIVERSITY HOSPITAL |  |  | Moves | WOT00000001469633 | David Frye | Performance Verification | Completed |  | 11/01/2019 | 11/01/2019 | Performance Verification for CAREFUSION 11136505 15267764 | Initial Install of Performance Verification. Device is ready for patient use. |  |  | 11/01/2019 | 11/01/2019
|  | CAREFUSION | ALARIS 8015 5.7 | CONTROLLER, INFUSION PUMP |  | SPD | Pavilion |  |  | 11/01/2019 |  | 11/1/26 |  |  | NO | YES |  |  |  |  | CAREFUSION 11136504 15267971 |  |  | Active |  | 00:17:23:34:F6:95 |  | High Risk | 1Y:00-MFG 2Y:00-BAT | 11/01/2019 | 11/01/2019 | COOPER UNIVERSITY HOSPITAL |  |  | Moves | WOT00000001469661 | David Frye | Performance Verification | Completed |  | 11/01/2019 | 11/01/2019 | Performance Verification for CAREFUSION 11136504 15267971 | Initial Install of Performance Verification. Device is ready for patient use. |  |  | 11/01/2019 | 11/01/2019
|  | CAREFUSION | ALARIS 8015 5.7 | CONTROLLER, INFUSION PUMP |  | SPD | Kelemen |  |  | 11/01/2019 |  | 11/1/26 |  |  | NO | YES |  |  |  |  | CAREFUSION 11136503 15267758 |  |  | Active |  | 00:17:23:34:F1:1F |  | High Risk | 1Y:00-MFG 2Y:00-BAT | 11/01/2019 | 11/01/2019 | COOPER UNIVERSITY HOSPITAL |  |  | Moves | WOT00000001466971 | David Frye | Performance Verification | Completed |  | 11/01/2019 | 11/01/2019 | Performance Verification for CAREFUSION 11136503 15267758 | Initial Install of Performance Verification. Device is ready for patient use. |  |  | 11/01/2019 | 11/01/2019
|  | CAREFUSION | ALARIS 8015 5.7 | CONTROLLER, INFUSION PUMP |  | SPD | Kelemen |  |  | 11/01/2019 |  | 11/1/26 |  |  | NO | YES |  |  |  |  | CAREFUSION 11136502 15274199 |  |  | Active |  | 00:17:23:35:4A:A4 |  | High Risk | 1Y:00-MFG 2Y:00-BAT | 11/01/2019 | 11/01/2019 | COOPER UNIVERSITY HOSPITAL |  |  | Moves | WOT00000001468486 | David Frye | Performance Verification | Completed |  | 11/01/2019 | 11/01/2019 | Performance Verification for CAREFUSION 11136502 15274199 | Initial Install of Performance Verification. Device is ready for patient use. |  |  | 11/01/2019 | 11/01/2019
|  | CAREFUSION | ALARIS 8015 5.7 | CONTROLLER, INFUSION PUMP |  | SPD | Kelemen |  |  | 11/01/2019 |  | 11/1/26 |  |  | NO | YES |  |  |  |  | CAREFUSION 11136501 15274008 |  |  | Active |  | 00:17:23:35:29:59 |  | High Risk | 1Y:00-MFG 2Y:00-BAT | 11/01/2019 | 11/01/2019 | COOPER UNIVERSITY HOSPITAL |  |  | Moves | WOT00000001456041 | David Frye | Performance Verification | Completed |  | 11/01/2019 | 11/01/2019 | Performance Verification for CAREFUSION 11136501 15274008 | Initial Install of Performance Verification. Device is ready for patient use. |  |  | 11/01/2019 | 11/01/2019
|  | CAREFUSION | ALARIS 8015 5.7 | CONTROLLER, INFUSION PUMP |  | SPD | Pavilion |  |  | 11/01/2019 |  | 11/1/26 |  |  | NO | YES |  |  |  |  | CAREFUSION 11136500 15274015 |  |  | Active |  | 00:17:23:34:A5:4A |  | High Risk | 1Y:00-MFG 2Y:00-BAT | 11/01/2019 | 11/01/2019 | COOPER UNIVERSITY HOSPITAL |  |  | Moves | WOT00000001458134 | David Frye | Performance Verification | Completed |  | 11/01/2019 | 11/01/2019 | Performance Verification for CAREFUSION 11136500 15274015 | Initial Install of Performance Verification. Device is ready for patient use. |  |  | 11/01/2019 | 11/01/2019
|  | CAREFUSION | ALARIS 8015 5.7 | CONTROLLER, INFUSION PUMP |  | SPD | Kelemen |  |  | 11/01/2019 |  | 11/1/26 |  |  | NO | YES |  |  |  |  | CAREFUSION 11136499 15274287 |  |  | Active |  | 00:17:23:35:05:DD |  | High Risk | 1Y:00-MFG 2Y:00-BAT | 11/01/2019 | 11/01/2019 | COOPER UNIVERSITY HOSPITAL |  |  | Moves | WOT00000001466773 | David Frye | Performance Verification | Completed |  | 11/01/2019 | 11/01/2019 | Performance Verification for CAREFUSION 11136499 15274287 | Initial Install of Performance Verification. Device is ready for patient use. |  |  | 11/01/2019 | 11/01/2019
|  | CAREFUSION | ALARIS 8015 5.7 | CONTROLLER, INFUSION PUMP |  | SPD | Kelemen |  |  | 11/01/2019 |  | 11/1/26 |  |  | NO | YES |  |  |  |  | CAREFUSION 11136498 15274265 |  |  | Active |  | 00:17:23:34:B0:C0 |  | High Risk | 1Y:00-MFG 2Y:00-BAT | 11/01/2019 | 11/01/2019 | COOPER UNIVERSITY HOSPITAL |  |  | Moves | WOT00000001466729 | David Frye | Performance Verification | Completed |  | 11/01/2019 | 11/01/2019 | Performance Verification for CAREFUSION 11136498 15274265 | Initial Install of Performance Verification. Device is ready for patient use. |  |  | 11/01/2019 | 11/01/2019
|  | CAREFUSION | ALARIS 8015 5.7 | CONTROLLER, INFUSION PUMP |  | SPD | Pavilion |  |  | 11/01/2019 |  | 11/1/26 |  |  | NO | YES |  |  |  |  | CAREFUSION 11136496 15274440 |  |  | Active |  | 00:17:23:34:FF:38 |  | High Risk | 1Y:00-MFG 2Y:00-BAT | 11/01/2019 | 11/01/2019 | COOPER UNIVERSITY HOSPITAL |  |  | Moves | WOT00000001466686 | David Frye | Performance Verification | Completed |  | 11/01/2019 | 11/01/2019 | Performance Verification for CAREFUSION 11136496 15274440 | Initial Install of Performance Verification. Device is ready for patient use. |  |  | 11/01/2019 | 11/01/2019
|  | CAREFUSION | ALARIS 8015 5.7 | CONTROLLER, INFUSION PUMP |  | SPD | Kelemen |  |  | 11/01/2019 |  | 11/1/26 |  |  | NO | YES |  |  |  |  | CAREFUSION 11136495 15274456 |  |  | Active |  | 00:17:23:34:A6:94 |  | High Risk | 1Y:00-MFG 2Y:00-BAT | 11/01/2019 | 11/01/2019 | COOPER UNIVERSITY HOSPITAL |  |  | Moves | WOT00000001468574 | David Frye | Performance Verification | Completed |  | 11/01/2019 | 11/01/2019 | Performance Verification for CAREFUSION 11136495 15274456 | Initial Install of Performance Verification. Device is ready for patient use. |  |  | 11/01/2019 | 11/01/2019
|  | CAREFUSION | ALARIS 8015 5.7 | CONTROLLER, INFUSION PUMP |  | SPD | Kelemen |  |  | 11/01/2019 |  | 11/1/26 |  |  | NO | YES |  |  |  |  | CAREFUSION 11136490 15274235 |  |  | Active |  | 00:17:23:35:23:E6 |  | High Risk | 1Y:00-MFG 2Y:00-BAT | 11/01/2019 | 11/01/2019 | COOPER UNIVERSITY HOSPITAL |  |  | Moves | WOT00000001469389 | David Frye | Performance Verification | Completed |  | 11/01/2019 | 11/01/2019 | Performance Verification for CAREFUSION 11136490 15274235 | Initial Install of Performance Verification. Device is ready for patient use. |  |  | 11/01/2019 | 11/01/2019
|  | CAREFUSION | ALARIS 8015 5.7 | CONTROLLER, INFUSION PUMP |  | SPD | Kelemen |  |  | 11/01/2019 |  | 11/1/26 |  |  | NO | YES |  |  |  |  | CAREFUSION 11136492 15274374 |  |  | Active |  | 00:17:23:34:99:DA |  | High Risk | 1Y:00-MFG 2Y:00-BAT | 11/01/2019 | 11/01/2019 | COOPER UNIVERSITY HOSPITAL |  |  | Moves | WOT00000001466639 | David Frye | Performance Verification | Completed |  | 11/01/2019 | 11/01/2019 | Performance Verification for CAREFUSION 11136492 15274374 | Initial Install of Performance Verification. Device is ready for patient use. |  |  | 11/01/2019 | 11/01/2019
|  | CAREFUSION | ALARIS 8015 5.7 | CONTROLLER, INFUSION PUMP |  | 3 COOPER-GAMMA KNIFE | 3 Cooper |  |  | 09/12/2019 |  | 9/12/26 |  |  | NO | YES |  |  |  |  | CAREFUSION 11136365 15273122 |  |  | Active |  | 00:17:23:35:1D:80 |  | High Risk | 1Y:00-MFG 2Y:00-BAT | 09/12/2019 | 09/12/2019 | COOPER AMBULATORY OFF-SITES |  |  |  | WOT00000001468648 | ANNE BEXTON | Performance Verification | Completed |  | 09/12/2019 | 09/12/2019 | Performance Verification for CAREFUSION 11136365 15273122 | Initial Install of Performance Verification. Device is ready for patient use. |  |  | 09/12/2019 | 09/12/2019
|  | CAREFUSION | ALARIS 8015 5.7 | CONTROLLER, INFUSION PUMP |  | SPD | Kelemen |  |  | 11/01/2019 |  | 11/1/26 |  |  | NO | YES |  |  |  |  | CAREFUSION 11136344 15273973 |  |  | Active |  | 00:17:23:34:A5:B6 |  | High Risk | 1Y:00-MFG 2Y:00-BAT | 11/01/2019 | 11/01/2019 | COOPER UNIVERSITY HOSPITAL |  |  | Moves | WOT00000001468269 | David Frye | Performance Verification | Completed |  | 11/01/2019 | 11/01/2019 | Performance Verification for CAREFUSION 11136344 15273973 | Initial Install of Performance Verification. Device is ready for patient use. |  |  | 11/01/2019 | 11/01/2019
|  | CAREFUSION | ALARIS 8015 5.7 | CONTROLLER, INFUSION PUMP |  | SPD | Kelemen |  |  | 11/01/2019 |  | 11/1/26 |  |  | NO | YES |  |  |  |  | CAREFUSION 11136343 15274494 |  |  | Active |  | 00:17:23:35:02:8C |  | High Risk | 1Y:00-MFG 2Y:00-BAT | 11/01/2019 | 11/01/2019 | COOPER UNIVERSITY HOSPITAL |  |  | Moves | WOT00000001466732 | David Frye | Performance Verification | Completed |  | 11/01/2019 | 11/01/2019 | Performance Verification for CAREFUSION 11136343 15274494 | Initial Install of Performance Verification. Device is ready for patient use. |  |  | 11/01/2019 | 11/01/2019
|  | CAREFUSION | ALARIS 8015 5.7 | CONTROLLER, INFUSION PUMP |  | SPD | Kelemen |  |  | 11/01/2019 |  | 11/1/26 |  |  | NO | YES |  |  |  |  | CAREFUSION 11136342 15274273 |  |  | Active |  | 00:17:23:34:A8:B9 |  | High Risk | 1Y:00-MFG 2Y:00-BAT | 11/01/2019 | 11/01/2019 | COOPER UNIVERSITY HOSPITAL |  |  | Moves | WOT00000001468488 | David Frye | Performance Verification | Completed |  | 11/01/2019 | 11/01/2019 | Performance Verification for CAREFUSION 11136342 15274273 | Initial Install of Performance Verification. Device is ready for patient use. |  |  | 11/01/2019 | 11/01/2019
|  | CAREFUSION | ALARIS 8015 5.7 | CONTROLLER, INFUSION PUMP |  | SPD | Pavilion |  |  | 11/01/2019 |  | 11/1/26 |  |  | NO | YES |  |  |  |  | CAREFUSION 11136340 15274834 |  |  | Active |  | 00:17:23:35:09:73 |  | High Risk | 1Y:00-MFG 2Y:00-BAT | 11/01/2019 | 11/01/2019 | COOPER UNIVERSITY HOSPITAL |  |  | Moves | WOT00000001467892 | David Frye | Performance Verification | Completed |  | 11/01/2019 | 11/01/2019 | Performance Verification for CAREFUSION 11136340 15274834 | Initial Install of Performance Verification. Device is ready for patient use. |  |  | 11/01/2019 | 11/01/2019
|  | CAREFUSION | ALARIS 8015 5.7 | CONTROLLER, INFUSION PUMP |  | SPD | Kelemen |  |  | 11/01/2019 |  | 11/1/26 |  |  | NO | YES |  |  |  |  | CAREFUSION 11136341 15274933 |  |  | Active |  | 00:17:23:34:AF:5B |  | High Risk | 1Y:00-MFG 2Y:00-BAT | 11/01/2019 | 11/01/2019 | COOPER UNIVERSITY HOSPITAL |  |  | Moves | WOT00000001468594 | David Frye | Performance Verification | Completed |  | 11/01/2019 | 11/01/2019 | Performance Verification for CAREFUSION 11136341 15274933 | Initial Install of Performance Verification. Device is ready for patient use. |  |  | 11/01/2019 | 11/01/2019
|  | CAREFUSION | ALARIS 8015 5.7 | CONTROLLER, INFUSION PUMP |  | SPD | Kelemen |  |  | 11/01/2019 |  | 11/1/26 |  |  | NO | YES |  |  |  |  | CAREFUSION 11136298 15273477 |  |  | Active |  | 00:17:23:35:2A:FD |  | High Risk | 1Y:00-MFG 2Y:00-BAT | 11/01/2019 | 11/01/2019 | COOPER UNIVERSITY HOSPITAL |  |  | Moves | WOT00000001469642 | David Frye | Performance Verification | Completed |  | 11/01/2019 | 11/01/2019 | Performance Verification for CAREFUSION 11136298 15273477 | Initial Install of Performance Verification. Device is ready for patient use. |  |  | 11/01/2019 | 11/01/2019
|  | CAREFUSION | ALARIS 8015 5.7 | CONTROLLER, INFUSION PUMP |  | SPD | Dorrance |  |  | 11/01/2019 |  | 11/1/26 |  |  | NO | YES |  |  |  |  | CAREFUSION 11136299 15274088 |  |  | Active |  | 00:17:23:35:4A:AD |  | High Risk | 1Y:00-MFG 2Y:00-BAT | 11/01/2019 | 11/01/2019 | COOPER UNIVERSITY HOSPITAL |  |  | Moves | WOT00000001469196 | David Frye | Performance Verification | Completed |  | 11/01/2019 | 11/01/2019 | Performance Verification for CAREFUSION 11136299 15274088 | Initial Install of Performance Verification. Device is ready for patient use. |  |  | 11/01/2019 | 11/01/2019
|  | CAREFUSION | ALARIS 8015 5.7 | CONTROLLER, INFUSION PUMP |  | SPD | Kelemen |  |  | 11/01/2019 |  | 11/1/26 |  |  | NO | YES |  |  |  |  | CAREFUSION 11136296 15274441 |  |  | Active |  | 00:17:23:34:99:F2 |  | High Risk | 1Y:00-MFG 2Y:00-BAT | 11/01/2019 | 11/01/2019 | COOPER UNIVERSITY HOSPITAL |  |  | Moves | WOT00000001467588 | David Frye | Performance Verification | Completed |  | 11/01/2019 | 11/01/2019 | Performance Verification for CAREFUSION 11136296 15274441 | Initial Install of Performance Verification. Device is ready for patient use. |  |  | 11/01/2019 | 11/01/2019
|  | CAREFUSION | ALARIS 8015 5.7 | CONTROLLER, INFUSION PUMP |  | SPD | Pavilion |  |  | 11/01/2019 |  | 11/1/26 |  |  | NO | YES |  |  |  |  | CAREFUSION 11136297 15274442 |  |  | Active |  | 00:17:23:35:0D:51 |  | High Risk | 1Y:00-MFG 2Y:00-BAT | 11/01/2019 | 11/01/2019 | COOPER UNIVERSITY HOSPITAL |  |  | Moves | WOT00000001468470 | David Frye | Performance Verification | Completed |  | 11/01/2019 | 11/01/2019 | Performance Verification for CAREFUSION 11136297 15274442 | Initial Install of Performance Verification. Device is ready for patient use. |  |  | 11/01/2019 | 11/01/2019
|  | CAREFUSION | ALARIS 8015 5.7 | CONTROLLER, INFUSION PUMP |  | SPD | Pavilion |  |  | 11/01/2019 |  | 11/1/26 |  |  | NO | YES |  |  |  |  | CAREFUSION 11136295 15272430 |  |  | Active |  | 00:17:23:35:56:38 |  | High Risk | 1Y:00-MFG 2Y:00-BAT | 11/01/2019 | 11/01/2019 | COOPER UNIVERSITY HOSPITAL |  |  | Moves | WOT00000001466678 | David Frye | Performance Verification | Completed |  | 11/01/2019 | 11/01/2019 | Performance Verification for CAREFUSION 11136295 15272430 | Initial Install of Performance Verification. Device is ready for patient use. |  |  | 11/01/2019 | 11/01/2019
|  | CAREFUSION | ALARIS 8015 5.7 | CONTROLLER, INFUSION PUMP |  | SPD | Kelemen |  |  | 11/01/2019 |  | 11/1/26 |  |  | NO | YES |  |  |  |  | CAREFUSION 11136292 15274282 |  |  | Active |  | 00:17:23:35:08:2C |  | High Risk | 1Y:00-MFG 2Y:00-BAT | 11/01/2019 | 11/01/2019 | COOPER UNIVERSITY HOSPITAL |  |  | Moves | WOT00000001469415 | David Frye | Performance Verification | Completed |  | 11/01/2019 | 11/01/2019 | Performance Verification for CAREFUSION 11136292 15274282 | Initial Install of Performance Verification. Device is ready for patient use. |  |  | 11/01/2019 | 11/01/2019
|  | CAREFUSION | ALARIS 8015 5.7 | CONTROLLER, INFUSION PUMP |  | SPD | Pavilion |  |  | 11/01/2019 |  | 11/1/26 |  |  | NO | YES |  |  |  |  | CAREFUSION 11136294 15273392 |  |  | Active |  | 00:17:23:35:47:FE |  | High Risk | 1Y:00-MFG 2Y:00-BAT | 11/01/2019 | 11/01/2019 | COOPER UNIVERSITY HOSPITAL |  |  | Moves | WOT00000001466955 | David Frye | Performance Verification | Completed |  | 11/01/2019 | 11/01/2019 | Performance Verification for CAREFUSION 11136294 15273392 | Initial Install of Performance Verification. Device is ready for patient use. |  |  | 11/01/2019 | 11/01/2019
|  | CAREFUSION | ALARIS 8015 5.7 | CONTROLLER, INFUSION PUMP |  | SPD | Kelemen |  |  | 11/01/2019 |  | 11/1/26 |  |  | NO | YES |  |  |  |  | CAREFUSION 11136293 15274631 |  |  | Active |  | 00:17:23:35:25:E1 |  | High Risk | 1Y:00-MFG 2Y:00-BAT | 11/01/2019 | 11/01/2019 | COOPER UNIVERSITY HOSPITAL |  |  | Moves | WOT00000001467558 | David Frye | Performance Verification | Completed |  | 11/01/2019 | 11/01/2019 | Performance Verification for CAREFUSION 11136293 15274631 | Initial Install of Performance Verification. Device is ready for patient use. |  |  | 11/01/2019 | 11/01/2019
|  | CAREFUSION | ALARIS 8015 5.7 | CONTROLLER, INFUSION PUMP |  | SPD | Dorrance |  |  | 11/01/2019 |  | 11/1/26 |  |  | NO | YES |  |  |  |  | CAREFUSION 11136291 15274690 |  |  | Active |  | 00:17:23:34:A5:AD |  | High Risk | 1Y:00-MFG 2Y:00-BAT | 11/01/2019 | 11/01/2019 | COOPER UNIVERSITY HOSPITAL |  |  | Moves | WOT00000001467891 | David Frye | Performance Verification | Completed |  | 11/01/2019 | 11/01/2019 | Performance Verification for CAREFUSION 11136291 15274690 | Initial Install of Performance Verification. Device is ready for patient use. |  |  | 11/01/2019 | 11/01/2019
|  | CAREFUSION | ALARIS 8015 5.7 | CONTROLLER, INFUSION PUMP |  | SPD | Pavilion |  |  | 11/01/2019 |  | 11/1/26 |  |  | NO | YES |  |  |  |  | CAREFUSION 11136290 15274012 |  |  | Active |  | 00:17:23:35:70:96 |  | High Risk | 1Y:00-MFG 2Y:00-BAT | 11/01/2019 | 11/01/2019 | COOPER UNIVERSITY HOSPITAL |  |  | Moves | WOT00000001468202 | David Frye | Performance Verification | Completed |  | 11/01/2019 | 11/01/2019 | Performance Verification for CAREFUSION 11136290 15274012 | Initial Install of Performance Verification. Device is ready for patient use. |  |  | 11/01/2019 | 11/01/2019
|  | CAREFUSION | ALARIS 8015 5.7 | CONTROLLER, INFUSION PUMP |  | SPD | Pavilion |  |  | 11/01/2019 |  | 11/1/26 |  |  | NO | YES |  |  |  |  | CAREFUSION 11136217 15273471 |  |  | Active |  | 00:17:23:35:5A:22 |  | High Risk | 1Y:00-MFG 2Y:00-BAT | 11/01/2019 | 11/01/2019 | COOPER UNIVERSITY HOSPITAL |  |  | Moves | WOT00000001468652 | David Frye | Performance Verification | Completed |  | 11/01/2019 | 11/01/2019 | Performance Verification for CAREFUSION 11136217 15273471 | Initial Install of Performance Verification. Device is ready for patient use. |  |  | 11/01/2019 | 11/01/2019
|  | CAREFUSION | ALARIS 8015 5.7 | CONTROLLER, INFUSION PUMP |  | SPD | Pavilion |  |  | 11/01/2019 |  | 11/1/26 |  |  | NO | YES |  |  |  |  | CAREFUSION 11136284 15274687 |  |  | Active |  | 00:17:23:35:66:28 |  | High Risk | 1Y:00-MFG 2Y:00-BAT | 11/01/2019 | 11/01/2019 | COOPER UNIVERSITY HOSPITAL |  |  | Moves | WOT00000001467043 | David Frye | Performance Verification | Completed |  | 11/01/2019 | 11/01/2019 | Performance Verification for CAREFUSION 11136284 15274687 | Initial Install of Performance Verification. Device is ready for patient use. |  |  | 11/01/2019 | 11/01/2019
|  | CAREFUSION | ALARIS 8015 5.7 | CONTROLLER, INFUSION PUMP |  | SPD | Pavilion |  |  | 11/01/2019 |  | 11/1/26 |  |  | NO | YES |  |  |  |  | CAREFUSION 11136287 15274815 |  |  | Active |  | 00:17:23:34:B4:1A |  | High Risk | 1Y:00-MFG 2Y:00-BAT | 11/01/2019 | 11/01/2019 | COOPER UNIVERSITY HOSPITAL |  |  | Moves | WOT00000001468593 | David Frye | Performance Verification | Completed |  | 11/01/2019 | 11/01/2019 | Performance Verification for CAREFUSION 11136287 15274815 | Initial Install of Performance Verification. Device is ready for patient use. |  |  | 11/01/2019 | 11/01/2019
|  | CAREFUSION | ALARIS 8015 5.7 | CONTROLLER, INFUSION PUMP |  | SPD | Kelemen |  |  | 11/01/2019 |  | 11/1/26 |  |  | NO | YES |  |  |  |  | CAREFUSION 11136286 15274519 |  |  | Active |  | 00:17:23:35:04:15 |  | High Risk | 1Y:00-MFG 2Y:00-BAT | 11/01/2019 | 11/01/2019 | COOPER UNIVERSITY HOSPITAL |  |  | Moves | WOT00000001468490 | David Frye | Performance Verification | Completed |  | 11/01/2019 | 11/01/2019 | Performance Verification for CAREFUSION 11136286 15274519 | Initial Install of Performance Verification. Device is ready for patient use. |  |  | 11/01/2019 | 11/01/2019
|  | CAREFUSION | ALARIS 8015 5.7 | CONTROLLER, INFUSION PUMP |  | SPD | Pavilion |  |  | 11/01/2019 |  | 11/1/26 |  |  | NO | YES |  |  |  |  | CAREFUSION 11136277 15274179 |  |  | Active |  | 00:17:23:35:02:6B |  | High Risk | 1Y:00-MFG 2Y:00-BAT | 11/01/2019 | 11/01/2019 | COOPER UNIVERSITY HOSPITAL |  |  | Moves | WOT00000001469387 | David Frye | Performance Verification | Completed |  | 11/01/2019 | 11/01/2019 | Performance Verification for CAREFUSION 11136277 15274179 | Initial Install of Performance Verification. Device is ready for patient use. |  |  | 11/01/2019 | 11/01/2019
|  | CAREFUSION | ALARIS 8015 5.7 | CONTROLLER, INFUSION PUMP |  | SPD | Kelemen |  |  | 11/01/2019 |  | 11/1/26 |  |  | NO | YES |  |  |  |  | CAREFUSION 11136278 15273342 |  |  | Active |  | 00:17:23:35:56:65 |  | High Risk | 1Y:00-MFG 2Y:00-BAT | 11/01/2019 | 11/01/2019 | COOPER UNIVERSITY HOSPITAL |  |  | Moves | WOT00000001468602 | David Frye | Performance Verification | Completed |  | 11/01/2019 | 11/01/2019 | Performance Verification for CAREFUSION 11136278 15273342 | Initial Install of Performance Verification. Device is ready for patient use. |  |  | 11/01/2019 | 11/01/2019
|  | CAREFUSION | ALARIS 8015 5.7 | CONTROLLER, INFUSION PUMP |  | SPD | Kelemen |  |  | 11/01/2019 |  | 11/1/26 |  |  | NO | YES |  |  |  |  | CAREFUSION 11136283 15274908 |  |  | Active |  | 00:17:23:35:5E:81 |  | High Risk | 1Y:00-MFG 2Y:00-BAT | 11/01/2019 | 11/01/2019 | COOPER UNIVERSITY HOSPITAL |  |  | Moves | WOT00000001469654 | David Frye | Performance Verification | Completed |  | 11/01/2019 | 11/01/2019 | Performance Verification for CAREFUSION 11136283 15274908 | Initial Install of Performance Verification. Device is ready for patient use. |  |  | 11/01/2019 | 11/01/2019
|  | CAREFUSION | ALARIS 8015 5.7 | CONTROLLER, INFUSION PUMP |  | SPD | Pavilion |  |  | 11/01/2019 |  | 11/1/26 |  |  | NO | YES |  |  |  |  | CAREFUSION 11136282 15274238 |  |  | Active |  | 00:17:23:34:A6:43 |  | High Risk | 1Y:00-MFG 2Y:00-BAT | 11/01/2019 | 11/01/2019 | COOPER UNIVERSITY HOSPITAL |  |  | Moves | WOT00000001469489 | David Frye | Performance Verification | Completed |  | 11/01/2019 | 11/01/2019 | Performance Verification for CAREFUSION 11136282 15274238 | Initial Install of Performance Verification. Device is ready for patient use. |  |  | 11/01/2019 | 11/01/2019
|  | CAREFUSION | ALARIS 8015 5.7 | CONTROLLER, INFUSION PUMP |  | SPD | Pavilion |  |  | 11/01/2019 |  | 11/1/26 |  |  | NO | YES |  |  |  |  | CAREFUSION 11136281 15273941 |  |  | Active | dup11136281 | 00:17:23:35:43:84 |  | High Risk | 1Y:00-MFG 2Y:00-BAT | 11/01/2019 | 11/01/2019 | COOPER UNIVERSITY HOSPITAL |  |  | Moves | WOT00000001469274 | David Frye | Performance Verification | Completed |  | 11/01/2019 | 11/01/2019 | Performance Verification for CAREFUSION 11136281 15273941 | Initial Install of Performance Verification. Device is ready for patient use. |  |  | 11/01/2019 | 11/01/2019
|  | CAREFUSION | ALARIS 8015 5.7 | CONTROLLER, INFUSION PUMP |  | SPD | Pavilion |  |  | 11/01/2019 |  | 11/1/26 |  |  | NO | YES |  |  |  |  | CAREFUSION 11136280 15275157 |  |  | Active |  | 00:17:23:34:AD:AB |  | High Risk | 1Y:00-MFG 2Y:00-BAT | 11/01/2019 | 11/01/2019 | COOPER UNIVERSITY HOSPITAL |  |  | Moves | WOT00000001468609 | David Frye | Performance Verification | Completed |  | 11/01/2019 | 11/01/2019 | Performance Verification for CAREFUSION 11136280 15275157 | Initial Install of Performance Verification. Device is ready for patient use. |  |  | 11/01/2019 | 11/01/2019
|  | CAREFUSION | ALARIS 8015 5.7 | CONTROLLER, INFUSION PUMP |  | SPD | Kelemen |  |  | 11/01/2019 |  | 11/1/26 |  |  | NO | YES |  |  |  |  | CAREFUSION 11136279 15272204 |  |  | Active |  | 00:17:23:34:AA:EA |  | High Risk | 1Y:00-MFG 2Y:00-BAT | 11/01/2019 | 11/01/2019 | COOPER UNIVERSITY HOSPITAL |  |  | Moves | WOT00000001469465 | David Frye | Performance Verification | Completed |  | 11/01/2019 | 11/01/2019 | Performance Verification for CAREFUSION 11136279 15272204 | Initial Install of Performance Verification. Device is ready for patient use. |  |  | 11/01/2019 | 11/01/2019
|  | CAREFUSION | ALARIS 8015 5.7 | CONTROLLER, INFUSION PUMP |  | SPD | Kelemen |  |  | 11/01/2019 |  | 11/1/26 |  |  | NO | YES |  |  |  |  | CAREFUSION 11136276 15273731 |  |  | Active |  | 00:17:23:34:A8:3E |  | High Risk | 1Y:00-MFG 2Y:00-BAT | 11/01/2019 | 11/01/2019 | COOPER UNIVERSITY HOSPITAL |  |  | Moves | WOT00000001469669 | David Frye | Performance Verification | Completed |  | 11/01/2019 | 11/01/2019 | Performance Verification for CAREFUSION 11136276 15273731 | Initial Install of Performance Verification. Device is ready for patient use. |  |  | 11/01/2019 | 11/01/2019
|  | CAREFUSION | ALARIS 8015 5.7 | CONTROLLER, INFUSION PUMP |  | SPD | Pavilion |  |  | 11/01/2019 |  | 11/1/26 |  |  | NO | YES |  |  |  |  | CAREFUSION 11136274 15274247 |  |  | Active |  | 00:17:23:35:27:61 |  | High Risk | 1Y:00-MFG 2Y:00-BAT | 11/01/2019 | 11/01/2019 | COOPER UNIVERSITY HOSPITAL |  |  | Moves | WOT00000001467553 | David Frye | Performance Verification | Completed |  | 11/01/2019 | 11/01/2019 | Performance Verification for CAREFUSION 11136274 15274247 | Initial Install of Performance Verification. Device is ready for patient use. |  |  | 11/01/2019 | 11/01/2019
|  | CAREFUSION | ALARIS 8015 5.7 | CONTROLLER, INFUSION PUMP |  | SPD | Kelemen | BASEMENT |  | 11/01/2019 |  | 11/1/26 |  |  | NO | YES |  |  |  |  | CAREFUSION 11136275 15272419 |  |  | Active |  | 00:17:23:35:15:76 |  | High Risk | 1Y:00-MFG 2Y:00-BAT | 11/01/2019 | 11/01/2019 | COOPER UNIVERSITY HOSPITAL |  |  | Moves | WOT00000001469320 | David Frye | Performance Verification | Completed |  | 11/01/2019 | 11/01/2019 | Performance Verification for CAREFUSION 11136275 15272419 | Initial Install of Performance Verification. Device is ready for patient use. |  |  | 11/01/2019 | 11/01/2019
|  | CAREFUSION | ALARIS 8015 5.7 | CONTROLLER, INFUSION PUMP |  | SPD | Kelemen |  |  | 11/01/2019 |  | 11/1/26 |  |  | NO | YES |  |  |  |  | CAREFUSION 11136273 15273538 |  |  | Active |  | 00:17:23:35:05:FE |  | High Risk | 1Y:00-MFG 2Y:00-BAT | 11/01/2019 | 11/01/2019 | COOPER UNIVERSITY HOSPITAL |  |  | Moves | WOT00000001467015 | David Frye | Performance Verification | Completed |  | 11/01/2019 | 11/01/2019 | Performance Verification for CAREFUSION 11136273 15273538 | Initial Install of Performance Verification. Device is ready for patient use. |  |  | 11/01/2019 | 11/01/2019
|  | CAREFUSION | ALARIS 8015 5.7 | CONTROLLER, INFUSION PUMP |  | SPD | Kelemen |  |  | 11/01/2019 |  | 11/1/26 |  |  | NO | YES |  |  |  |  | CAREFUSION 11136272 15273856 |  |  | Active |  | 00:17:23:35:01:2D |  | High Risk | 1Y:00-MFG 2Y:00-BAT | 11/01/2019 | 11/01/2019 | COOPER UNIVERSITY HOSPITAL |  |  | Moves | WOT00000001467108 | David Frye | Performance Verification | Completed |  | 11/01/2019 | 11/01/2019 | Performance Verification for CAREFUSION 11136272 15273856 | Initial Install of Performance Verification. Device is ready for patient use. |  |  | 11/01/2019 | 11/01/2019
|  | CAREFUSION | ALARIS 8015 5.7 | CONTROLLER, INFUSION PUMP |  | SPD | Pavilion |  |  | 11/01/2019 |  | 11/1/26 |  |  | NO | YES |  |  |  |  | CAREFUSION 11136271 15274615 |  |  | Active |  | 00:17:23:35:13:F3 |  | High Risk | 1Y:00-MFG 2Y:00-BAT | 11/01/2019 | 11/01/2019 | COOPER UNIVERSITY HOSPITAL |  |  | Moves | WOT00000001467704 | David Frye | Performance Verification | Completed |  | 11/01/2019 | 11/01/2019 | Performance Verification for CAREFUSION 11136271 15274615 | Initial Install of Performance Verification. Device is ready for patient use. |  |  | 11/01/2019 | 11/01/2019
|  | CAREFUSION | ALARIS 8015 5.7 | CONTROLLER, INFUSION PUMP |  | SPD | Kelemen |  |  | 11/01/2019 |  | 11/1/26 |  |  | NO | YES |  |  |  |  | CAREFUSION 11136267 15272371 |  |  | Active |  | 00:17:23:35:45:2B |  | High Risk | 1Y:00-MFG 2Y:00-BAT | 11/01/2019 | 11/01/2019 | COOPER UNIVERSITY HOSPITAL |  |  | Moves | WOT00000001469467 | David Frye | Performance Verification | Completed |  | 11/01/2019 | 11/01/2019 | Performance Verification for CAREFUSION 11136267 15272371 | Initial Install of Performance Verification. Device is ready for patient use. |  |  | 11/01/2019 | 11/01/2019
|  | CAREFUSION | ALARIS 8015 5.7 | CONTROLLER, INFUSION PUMP |  | SPD | Kelemen |  |  | 11/01/2019 |  | 11/1/26 |  |  | NO | YES |  |  |  |  | CAREFUSION 11136238 15273677 |  |  | Active |  | 00:17:23:34:FB:F6 |  | High Risk | 1Y:00-MFG 2Y:00-BAT | 11/01/2019 | 11/01/2019 | COOPER UNIVERSITY HOSPITAL |  |  | Moves | WOT00000001469006 | David Frye | Performance Verification | Completed |  | 11/01/2019 | 11/01/2019 | Performance Verification for CAREFUSION 11136238 15273677 | Initial Install of Performance Verification. Device is ready for patient use. |  |  | 11/01/2019 | 11/01/2019
|  | CAREFUSION | ALARIS 8015 5.7 | CONTROLLER, INFUSION PUMP |  | SPD | Kelemen |  |  | 11/01/2019 |  | 11/1/26 |  |  | NO | YES |  |  |  |  | CAREFUSION 11136236 15273829 |  |  | Active |  | 00:17:23:35:01:54 |  | High Risk | 1Y:00-MFG 2Y:00-BAT | 11/01/2019 | 11/01/2019 | COOPER UNIVERSITY HOSPITAL |  |  | Moves | WOT00000001467163 | David Frye | Performance Verification | Completed |  | 11/01/2019 | 11/01/2019 | Performance Verification for CAREFUSION 11136236 15273829 | Initial Install of Performance Verification. Device is ready for patient use. |  |  | 11/01/2019 | 11/01/2019
|  | CAREFUSION | ALARIS 8015 5.7 | CONTROLLER, INFUSION PUMP |  | SPD | Pavilion |  |  | 11/01/2019 |  | 11/1/26 |  |  | NO | YES |  |  |  |  | CAREFUSION 11136229 15274482 |  |  | Active |  | 00:17:23:35:13:F0 |  | High Risk | 1Y:00-MFG 2Y:00-BAT | 11/01/2019 | 11/01/2019 | COOPER UNIVERSITY HOSPITAL |  |  | Moves | WOT00000001467557 | David Frye | Performance Verification | Completed |  | 11/01/2019 | 11/01/2019 | Performance Verification for CAREFUSION 11136229 15274482 | Initial Install of Performance Verification. Device is ready for patient use. |  |  | 11/01/2019 | 11/01/2019
|  | CAREFUSION | ALARIS 8015 5.7 | CONTROLLER, INFUSION PUMP |  | SPD | Pavilion |  |  | 11/01/2019 |  | 11/1/26 |  |  | NO | YES |  |  |  |  | CAREFUSION 11136225 15273687 |  |  | Active |  | 00:17:23:34:BA:38 |  | High Risk | 1Y:00-MFG 2Y:00-BAT | 11/01/2019 | 11/01/2019 | COOPER UNIVERSITY HOSPITAL |  |  | Moves | WOT00000001467088 | David Frye | Performance Verification | Completed |  | 11/01/2019 | 11/01/2019 | Performance Verification for CAREFUSION 11136225 15273687 | Initial Install of Performance Verification. Device is ready for patient use. |  |  | 11/01/2019 | 11/01/2019
|  | CAREFUSION | ALARIS 8015 5.7 | CONTROLLER, INFUSION PUMP |  | SPD | Kelemen |  |  | 11/01/2019 |  | 11/1/26 |  |  | NO | YES |  |  |  |  | CAREFUSION 11136210 15273836 |  |  | Active |  | 00:17:23:35:04:2D |  | High Risk | 1Y:00-MFG 2Y:00-BAT | 11/01/2019 | 11/01/2019 | COOPER UNIVERSITY HOSPITAL |  |  | Moves | WOT00000001468115 | David Frye | Performance Verification | Completed |  | 11/01/2019 | 11/01/2019 | Performance Verification for CAREFUSION 11136210 15273836 | Initial Install of Performance Verification. Device is ready for patient use. |  |  | 11/01/2019 | 11/01/2019
|  | CAREFUSION | ALARIS 8015 5.7 | CONTROLLER, INFUSION PUMP |  | SPD | Kelemen |  |  | 11/01/2019 |  | 11/1/26 |  |  | NO | YES |  |  |  |  | CAREFUSION 11136224 15273722 |  |  | Active |  | 00:17:23:35:07:B1 |  | High Risk | 1Y:00-MFG 2Y:00-BAT | 11/01/2019 | 11/01/2019 | COOPER UNIVERSITY HOSPITAL |  |  | Moves | WOT00000001467090 | David Frye | Performance Verification | Completed |  | 11/01/2019 | 11/01/2019 | Performance Verification for CAREFUSION 11136224 15273722 | Initial Install of Performance Verification. Device is ready for patient use. |  |  | 11/01/2019 | 11/01/2019
|  | CAREFUSION | ALARIS 8015 5.7 | CONTROLLER, INFUSION PUMP |  | SPD | Kelemen |  |  | 11/01/2019 |  | 11/1/26 |  |  | NO | YES |  |  |  |  | CAREFUSION 11136211 15274526 |  |  | Active |  | 00:17:23:35:0A:8A |  | High Risk | 1Y:00-MFG 2Y:00-BAT | 11/01/2019 | 11/01/2019 | COOPER UNIVERSITY HOSPITAL |  |  | Moves | WOT00000001469418 | David Frye | Performance Verification | Completed |  | 11/01/2019 | 11/01/2019 | Performance Verification for CAREFUSION 11136211 15274526 | Initial Install of Performance Verification. Device is ready for patient use. |  |  | 11/01/2019 | 11/01/2019
|  | CAREFUSION | ALARIS 8015 5.7 | CONTROLLER, INFUSION PUMP |  | SPD | Kelemen |  |  | 11/01/2019 |  | 11/1/26 |  |  | NO | YES |  |  |  |  | CAREFUSION 11136212 15273823 |  |  | Active |  | 00:17:23:34:9C:20 |  | High Risk | 1Y:00-MFG 2Y:00-BAT | 11/01/2019 | 11/01/2019 | COOPER UNIVERSITY HOSPITAL |  |  | Moves | WOT00000001468051 | David Frye | Performance Verification | Completed |  | 11/01/2019 | 11/01/2019 | Performance Verification for CAREFUSION 11136212 15273823 | Initial Install of Performance Verification. Device is ready for patient use. |  |  | 11/01/2019 | 11/01/2019
|  | CAREFUSION | ALARIS 8015 5.7 | CONTROLLER, INFUSION PUMP |  | SPD | Pavilion |  |  | 11/01/2019 |  | 11/1/26 |  |  | NO | YES |  |  |  |  | CAREFUSION 11136197 15274625 |  |  | Active |  | 00:17:23:35:03:A3 |  | High Risk | 1Y:00-MFG 2Y:00-BAT | 11/01/2019 | 11/01/2019 | COOPER UNIVERSITY HOSPITAL |  |  | Moves | WOT00000001469494 | David Frye | Performance Verification | Completed |  | 11/01/2019 | 11/01/2019 | Performance Verification for CAREFUSION 11136197 15274625 | Initial Install of Performance Verification. Device is ready for patient use. |  |  | 11/01/2019 | 11/01/2019
|  | CAREFUSION | ALARIS 8015 5.7 | CONTROLLER, INFUSION PUMP |  | SPD | Pavilion |  |  | 11/01/2019 |  | 11/1/26 |  |  | NO | YES |  |  |  |  | CAREFUSION 11136198 15273443 |  |  | Active |  | 00:17:23:35:04:99 |  | High Risk | 1Y:00-MFG 2Y:00-BAT | 11/01/2019 | 11/01/2019 | COOPER UNIVERSITY HOSPITAL |  |  | Moves | WOT00000001466958 | David Frye | Performance Verification | Completed |  | 11/01/2019 | 11/01/2019 | Performance Verification for CAREFUSION 11136198 15273443 | Initial Install of Performance Verification. Device is ready for patient use. |  |  | 11/01/2019 | 11/01/2019
|  | CAREFUSION | ALARIS 8015 5.7 | CONTROLLER, INFUSION PUMP |  | SPD | Dorrance |  |  | 11/01/2019 |  | 11/1/26 |  |  | NO | YES |  |  |  |  | CAREFUSION 11136195 15275156 |  |  | Active |  | 00:17:23:35:36:13 |  | High Risk | 1Y:00-MFG 2Y:00-BAT | 11/01/2019 | 11/01/2019 | COOPER UNIVERSITY HOSPITAL |  |  | Moves | WOT00000001467848 | David Frye | Performance Verification | Completed |  | 11/01/2019 | 11/01/2019 | Performance Verification for CAREFUSION 11136195 15275156 | Initial Install of Performance Verification. Device is ready for patient use. |  |  | 11/01/2019 | 11/01/2019
|  | CAREFUSION | ALARIS 8015 5.7 | CONTROLLER, INFUSION PUMP |  | SPD | Kelemen |  |  | 11/01/2019 |  | 11/1/26 |  |  | NO | YES |  |  |  |  | CAREFUSION 11136196 15274630 |  |  | Active |  | 00:17:23:35:0C:EE |  | High Risk | 1Y:00-MFG 2Y:00-BAT | 11/01/2019 | 11/01/2019 | COOPER UNIVERSITY HOSPITAL |  |  | Moves | WOT00000001466643 | David Frye | Performance Verification | Completed |  | 11/01/2019 | 11/01/2019 | Performance Verification for CAREFUSION 11136196 15274630 | Initial Install of Performance Verification. Device is ready for patient use. |  |  | 11/01/2019 | 11/01/2019
|  | CAREFUSION | ALARIS 8015 5.7 | CONTROLLER, INFUSION PUMP |  | SPD | Kelemen |  |  | 11/01/2019 |  | 11/1/26 |  |  | NO | YES |  |  |  |  | CAREFUSION 11136187 15274820 |  |  | Active |  | 00:17:23:34:A1:54 |  | High Risk | 1Y:00-MFG 2Y:00-BAT | 11/01/2019 | 11/01/2019 | COOPER UNIVERSITY HOSPITAL |  |  | Moves | WOT00000001468606 | David Frye | Performance Verification | Completed |  | 11/01/2019 | 11/01/2019 | Performance Verification for CAREFUSION 11136187 15274820 | Initial Install of Performance Verification. Device is ready for patient use. |  |  | 11/01/2019 | 11/01/2019
|  | CAREFUSION | ALARIS 8015 5.7 | CONTROLLER, INFUSION PUMP |  | SPD | Kelemen |  |  | 11/01/2019 |  | 11/1/26 |  |  | NO | YES |  |  |  |  | CAREFUSION 11136188 15273816 |  |  | Active |  | 00:17:23:34:AD:54 |  | High Risk | 1Y:00-MFG 2Y:00-BAT | 11/01/2019 | 11/01/2019 | COOPER UNIVERSITY HOSPITAL |  |  | Moves | WOT00000001467106 | David Frye | Performance Verification | Completed |  | 11/01/2019 | 11/01/2019 | Performance Verification for CAREFUSION 11136188 15273816 | Initial Install of Performance Verification. Device is ready for patient use. |  |  | 11/01/2019 | 11/01/2019
|  | CAREFUSION | ALARIS 8015 5.7 | CONTROLLER, INFUSION PUMP |  | SPD | Kelemen |  |  | 11/01/2019 |  | 11/1/26 |  |  | NO | YES |  |  |  |  | CAREFUSION 11136190 15275180 |  |  | Active |  | 00:17:23:35:18:5E |  | High Risk | 1Y:00-MFG 2Y:00-BAT | 11/01/2019 | 11/01/2019 | COOPER UNIVERSITY HOSPITAL |  |  | Moves | WOT00000001466961 | David Frye | Performance Verification | Completed |  | 11/01/2019 | 11/01/2019 | Performance Verification for CAREFUSION 11136190 15275180 | Initial Install of Performance Verification. Device is ready for patient use. |  |  | 11/01/2019 | 11/01/2019
|  | CAREFUSION | ALARIS 8015 5.7 | CONTROLLER, INFUSION PUMP |  | SPD | Pavilion |  |  | 10/29/2019 |  | 10/29/26 |  |  | NO | YES |  |  |  |  | CAREFUSION 11136191 15272488 |  |  | Active | dup11136191 | 00:17:23:35:15:79 |  | High Risk | 1Y:00-MFG 2Y:00-BAT | 10/29/2019 | 10/29/2019 | COOPER UNIVERSITY HOSPITAL |  |  | Moves | WOT00000001467574 | David Frye | Performance Verification | Completed |  | 10/29/2019 | 10/29/2019 | Performance Verification for CAREFUSION 11136191 15272488 | Initial Install of Performance Verification. Device is ready for patient use. |  |  | 10/29/2019 | 10/29/2019
|  | CAREFUSION | ALARIS 8015 5.7 | CONTROLLER, INFUSION PUMP |  | SPD | Kelemen |  |  | 11/01/2019 |  | 11/1/26 |  |  | NO | YES |  |  |  |  | CAREFUSION 11136186 15273463 |  |  | Active |  | 00:17:23:34:AA:F3 |  | High Risk | 1Y:00-MFG 2Y:00-BAT | 11/01/2019 | 11/01/2019 | COOPER UNIVERSITY HOSPITAL |  |  | Moves | WOT00000001468630 | David Frye | Performance Verification | Completed |  | 11/01/2019 | 11/01/2019 | Performance Verification for CAREFUSION 11136186 15273463 | Initial Install of Performance Verification. Device is ready for patient use. |  |  | 11/01/2019 | 11/01/2019
|  | CAREFUSION | ALARIS 8015 5.7 | CONTROLLER, INFUSION PUMP |  | SPD | Pavilion |  |  | 11/01/2019 |  | 11/1/26 |  |  | NO | YES |  |  |  |  | CAREFUSION 11136183 15274473 |  |  | Active |  | 00:17:23:34:99:8F |  | High Risk | 1Y:00-MFG 2Y:00-BAT | 11/01/2019 | 11/01/2019 | COOPER UNIVERSITY HOSPITAL |  |  | Moves | WOT00000001469493 | David Frye | Performance Verification | Completed |  | 11/01/2019 | 11/01/2019 | Performance Verification for CAREFUSION 11136183 15274473 | Initial Install of Performance Verification. Device is ready for patient use. |  |  | 11/01/2019 | 11/01/2019
|  | CAREFUSION | ALARIS 8015 5.7 | CONTROLLER, INFUSION PUMP |  | SPD | Kelemen |  |  | 11/01/2019 |  | 11/1/26 |  |  | NO | YES |  |  |  |  | CAREFUSION 11136180 15273558 |  |  | Active |  | 00:17:23:35:2C:0B |  | High Risk | 1Y:00-MFG 2Y:00-BAT | 11/01/2019 | 11/01/2019 | COOPER UNIVERSITY HOSPITAL |  |  | Moves | WOT00000001468586 | David Frye | Performance Verification | Completed |  | 11/01/2019 | 11/01/2019 | Performance Verification for CAREFUSION 11136180 15273558 | Initial Install of Performance Verification. Device is ready for patient use. |  |  | 11/01/2019 | 11/01/2019
|  | CAREFUSION | ALARIS 8015 5.7 | CONTROLLER, INFUSION PUMP |  | SPD | Kelemen |  |  | 11/01/2019 |  | 11/1/26 |  |  | NO | YES |  |  |  |  | CAREFUSION 11136181 15274816 |  |  | Active |  | 00:17:23:35:07:48 |  | High Risk | 1Y:00-MFG 2Y:00-BAT | 11/01/2019 | 11/01/2019 | COOPER UNIVERSITY HOSPITAL |  |  | Moves | WOT00000001469538 | David Frye | Performance Verification | Completed |  | 11/01/2019 | 11/01/2019 | Performance Verification for CAREFUSION 11136181 15274816 | Initial Install of Performance Verification. Device is ready for patient use. |  |  | 11/01/2019 | 11/01/2019
|  | CAREFUSION | ALARIS 8015 5.7 | CONTROLLER, INFUSION PUMP |  | SPD | Pavilion |  |  | 11/01/2019 |  | 11/1/26 |  |  | NO | YES |  |  |  |  | CAREFUSION 11136175 15275154 |  |  | Active |  | 00:17:23:35:03:DC |  | High Risk | 1Y:00-MFG 2Y:00-BAT | 11/01/2019 | 11/01/2019 | COOPER UNIVERSITY HOSPITAL |  |  | Moves | WOT00000001466892 | David Frye | Performance Verification | Completed |  | 11/01/2019 | 11/01/2019 | Performance Verification for CAREFUSION 11136175 15275154 | Initial Install of Performance Verification. Device is ready for patient use. |  |  | 11/01/2019 | 11/01/2019
|  | CAREFUSION | ALARIS 8015 5.7 | CONTROLLER, INFUSION PUMP |  | SPD | Kelemen |  |  | 11/01/2019 |  | 11/1/26 |  |  | NO | YES |  |  |  |  | CAREFUSION 11136176 15273394 |  |  | Active |  | 00:17:23:34:AF:A3 |  | High Risk | 1Y:00-MFG 2Y:00-BAT | 11/01/2019 | 11/01/2019 | COOPER UNIVERSITY HOSPITAL |  |  | Moves | WOT00000001468629 | David Frye | Performance Verification | Completed |  | 11/01/2019 | 11/01/2019 | Performance Verification for CAREFUSION 11136176 15273394 | Initial Install of Performance Verification. Device is ready for patient use. |  |  | 11/01/2019 | 11/01/2019
|  | CAREFUSION | ALARIS 8015 5.7 | CONTROLLER, INFUSION PUMP |  | SPD | Pavilion |  |  | 11/01/2019 |  | 11/1/26 |  |  | NO | YES |  |  |  |  | CAREFUSION 11136177 15273555 |  |  | Active | dup11136177 | 00:17:23:35:24:DC |  | High Risk | 1Y:00-MFG 2Y:00-BAT | 11/01/2019 | 11/01/2019 | COOPER UNIVERSITY HOSPITAL |  |  | Moves | WOT00000001467774 | David Frye | Performance Verification | Completed |  | 11/01/2019 | 11/01/2019 | Performance Verification for CAREFUSION 11136177 15273555 | Initial Install of Performance Verification. Device is ready for patient use. |  |  | 11/01/2019 | 11/01/2019
|  | CAREFUSION | ALARIS 8015 5.7 | CONTROLLER, INFUSION PUMP |  | SPD | Pavilion |  |  | 11/01/2019 |  | 11/1/26 |  |  | NO | YES |  |  |  |  | CAREFUSION 11136178 15274621 |  |  | Active |  | 00:17:23:35:0A:B7 |  | High Risk | 1Y:00-MFG 2Y:00-BAT | 11/01/2019 | 11/01/2019 | COOPER UNIVERSITY HOSPITAL |  |  | Moves | WOT00000001468577 | David Frye | Performance Verification | Completed |  | 11/01/2019 | 11/01/2019 | Performance Verification for CAREFUSION 11136178 15274621 | Initial Install of Performance Verification. Device is ready for patient use. |  |  | 11/01/2019 | 11/01/2019
|  | CAREFUSION | ALARIS 8015 5.7 | CONTROLLER, INFUSION PUMP |  | SPD | Pavilion |  |  | 11/01/2019 |  | 11/1/26 |  |  | NO | YES |  |  |  |  | CAREFUSION 11136179 15273102 |  |  | Active |  | 00:17:23:34:A1:DE |  | High Risk | 1Y:00-MFG 2Y:00-BAT | 11/01/2019 | 11/01/2019 | COOPER UNIVERSITY HOSPITAL |  |  | Moves | WOT00000001469408 | David Frye | Performance Verification | Completed |  | 11/01/2019 | 11/01/2019 | Performance Verification for CAREFUSION 11136179 15273102 | Initial Install of Performance Verification. Device is ready for patient use. |  |  | 11/01/2019 | 11/01/2019
|  | CAREFUSION | ALARIS 8015 5.7 | CONTROLLER, INFUSION PUMP |  | SPD | Pavilion |  |  | 11/01/2019 |  | 11/1/26 |  |  | NO | YES |  |  |  |  | CAREFUSION 11136173 15274493 |  |  | Active |  | 00:17:23:35:02:F8 |  | High Risk | 1Y:00-MFG 2Y:00-BAT | 11/01/2019 | 11/01/2019 | COOPER UNIVERSITY HOSPITAL |  |  | Moves | WOT00000001469393 | David Frye | Performance Verification | Completed |  | 11/01/2019 | 11/01/2019 | Performance Verification for CAREFUSION 11136173 15274493 | Initial Install of Performance Verification. Device is ready for patient use. |  |  | 11/01/2019 | 11/01/2019
|  | CAREFUSION | ALARIS 8015 5.7 | CONTROLLER, INFUSION PUMP |  | SPD | Pavilion |  |  | 11/01/2019 |  | 11/1/26 |  |  | NO | YES |  |  |  |  | CAREFUSION 11136174 15273661 |  |  | Active |  | 00:17:23:35:48:1F |  | High Risk | 1Y:00-MFG 2Y:00-BAT | 11/01/2019 | 11/01/2019 | COOPER UNIVERSITY HOSPITAL |  |  | Moves | WOT00000001469766 | David Frye | Performance Verification | Completed |  | 11/01/2019 | 11/01/2019 | Performance Verification for CAREFUSION 11136174 15273661 | Initial Install of Performance Verification. Device is ready for patient use. |  |  | 11/01/2019 | 11/01/2019
|  | CAREFUSION | ALARIS 8015 5.7 | CONTROLLER, INFUSION PUMP |  | SPD | Kelemen |  |  | 11/01/2019 |  | 11/1/26 |  |  | NO | YES |  |  |  |  | CAREFUSION 11136155 15274269 |  |  | Active |  | 00:17:23:34:A0:E2 |  | High Risk | 1Y:00-MFG 2Y:00-BAT | 11/01/2019 | 11/01/2019 | COOPER UNIVERSITY HOSPITAL |  |  | Moves | WOT00000001467646 | David Frye | Performance Verification | Completed |  | 11/01/2019 | 11/01/2019 | Performance Verification for CAREFUSION 11136155 15274269 | Initial Install of Performance Verification. Device is ready for patient use. |  |  | 11/01/2019 | 11/01/2019
|  | CAREFUSION | ALARIS 8015 5.7 | CONTROLLER, INFUSION PUMP |  | 3 COOPER-GAMMA KNIFE | 3 Cooper |  |  | 09/12/2019 |  | 9/12/26 |  |  | NO | YES |  |  |  |  | CAREFUSION 11136154 15274682 |  |  | Active |  | 00:17:23:34:A9:C1 |  | High Risk | 1Y:00-MFG 2Y:00-BAT | 09/12/2019 | 09/12/2019 | COOPER AMBULATORY OFF-SITES |  |  |  | WOT00000001466690 | ANNE BEXTON | Performance Verification | Completed |  | 09/12/2019 | 09/12/2019 | Performance Verification for CAREFUSION 11136154 15274682 | Initial Install of Performance Verification. Device is ready for patient use. |  |  | 09/12/2019 | 09/12/2019
|  | CAREFUSION | ALARIS 8015 5.7 | CONTROLLER, INFUSION PUMP |  | SPD | Kelemen |  |  | 11/01/2019 |  | 11/1/26 |  |  | NO | YES |  |  |  |  | CAREFUSION 11136153 15274662 |  |  | Active |  | 00:17:23:35:1E:64 |  | High Risk | 1Y:00-MFG 2Y:00-BAT | 11/01/2019 | 11/01/2019 | COOPER UNIVERSITY HOSPITAL |  |  | Moves | WOT00000001469350 | David Frye | Performance Verification | Completed |  | 11/01/2019 | 11/01/2019 | Performance Verification for CAREFUSION 11136153 15274662 | Initial Install of Performance Verification. Device is ready for patient use. |  |  | 11/01/2019 | 11/01/2019
|  | CAREFUSION | ALARIS 8015 5.7 | CONTROLLER, INFUSION PUMP |  | SPD | Pavilion |  |  | 11/01/2019 |  | 11/1/26 |  |  | NO | YES |  |  |  |  | CAREFUSION 11136152 15273120 |  |  | Active |  | 00:17:23:35:45:E2 |  | High Risk | 1Y:00-MFG 2Y:00-BAT | 11/01/2019 | 11/01/2019 | COOPER UNIVERSITY HOSPITAL |  |  | Moves | WOT00000001467880 | David Frye | Performance Verification | Completed |  | 11/01/2019 | 11/01/2019 | Performance Verification for CAREFUSION 11136152 15273120 | Initial Install of Performance Verification. Device is ready for patient use. |  |  | 11/01/2019 | 11/01/2019
|  | CAREFUSION | ALARIS 8015 5.7 | CONTROLLER, INFUSION PUMP |  | SPD | Kelemen | BASEMENT |  | 11/01/2019 |  | 11/1/26 |  |  | NO | YES |  |  |  |  | CAREFUSION 11136151 15272339 |  |  | Active |  | 00:17:23:34:A9:37 |  | High Risk | 1Y:00-MFG 2Y:00-BAT | 11/01/2019 | 11/01/2019 | COOPER UNIVERSITY HOSPITAL |  |  | Moves | WOT00000001468567 | David Frye | Performance Verification | Completed |  | 11/01/2019 | 11/01/2019 | Performance Verification for CAREFUSION 11136151 15272339 | Initial Install of Performance Verification. Device is ready for patient use. |  |  | 11/01/2019 | 11/01/2019
|  | CAREFUSION | ALARIS 8015 5.7 | CONTROLLER, INFUSION PUMP |  | SPD | Kelemen |  |  | 11/01/2019 |  | 11/1/26 |  |  | NO | YES |  |  |  |  | CAREFUSION 11136150 15274829 |  |  | Active |  | 00:17:23:35:57:EB |  | High Risk | 1Y:00-MFG 2Y:00-BAT | 11/01/2019 | 11/01/2019 | COOPER UNIVERSITY HOSPITAL |  |  | Moves | WOT00000001469552 | David Frye | Performance Verification | Completed |  | 11/01/2019 | 11/01/2019 | Performance Verification for CAREFUSION 11136150 15274829 | Initial Install of Performance Verification. Device is ready for patient use. |  |  | 11/01/2019 | 11/01/2019
|  | CAREFUSION | ALARIS 8015 5.7 | CONTROLLER, INFUSION PUMP |  | SPD | Kelemen |  |  | 11/01/2019 |  | 11/1/26 |  |  | NO | YES |  |  |  |  | CAREFUSION 11136149 15275179 |  |  | Active |  | 00:17:23:35:43:03 |  | High Risk | 1Y:00-MFG 2Y:00-BAT | 11/01/2019 | 11/01/2019 | COOPER UNIVERSITY HOSPITAL |  |  | Moves | WOT00000001469554 | David Frye | Performance Verification | Completed |  | 11/01/2019 | 11/01/2019 | Performance Verification for CAREFUSION 11136149 15275179 | Initial Install of Performance Verification. Device is ready for patient use. |  |  | 11/01/2019 | 11/01/2019
|  | CAREFUSION | ALARIS 8015 5.7 | CONTROLLER, INFUSION PUMP |  | SPD | Kelemen |  |  | 11/01/2019 |  | 11/1/26 |  |  | NO | YES |  |  |  |  | CAREFUSION 11136148 15274779 |  |  | Active |  | 00:17:23:35:65:CE |  | High Risk | 1Y:00-MFG 2Y:00-BAT | 11/01/2019 | 11/01/2019 | COOPER UNIVERSITY HOSPITAL |  |  | Moves | WOT00000001469653 | David Frye | Performance Verification | Completed |  | 11/01/2019 | 11/01/2019 | Performance Verification for CAREFUSION 11136148 15274779 | Initial Install of Performance Verification. Device is ready for patient use. |  |  | 11/01/2019 | 11/01/2019
|  | CAREFUSION | ALARIS 8015 5.7 | CONTROLLER, INFUSION PUMP |  | SPD | Kelemen |  |  | 11/01/2019 |  | 11/1/26 |  |  | NO | YES |  |  |  |  | CAREFUSION 11136146 15272583 |  |  | Active |  | 00:17:23:35:24:2B |  | High Risk | 1Y:00-MFG 2Y:00-BAT | 11/01/2019 | 11/01/2019 | COOPER UNIVERSITY HOSPITAL |  |  | Moves | WOT00000001468462 | David Frye | Performance Verification | Completed |  | 11/01/2019 | 11/01/2019 | Performance Verification for CAREFUSION 11136146 15272583 | Initial Install of Performance Verification. Device is ready for patient use. |  |  | 11/01/2019 | 11/01/2019
|  | CAREFUSION | ALARIS 8015 5.7 | CONTROLLER, INFUSION PUMP |  | SPD | Pavilion |  |  | 11/01/2019 |  | 11/1/26 |  |  | NO | YES |  |  |  |  | CAREFUSION 11136138 15272094 |  |  | Active |  | 00:17:23:34:FD:9A |  | High Risk | 1Y:00-MFG 2Y:00-BAT | 11/01/2019 | 11/01/2019 | COOPER UNIVERSITY HOSPITAL |  |  | Moves | WOT00000001467666 | David Frye | Performance Verification | Completed |  | 11/01/2019 | 11/01/2019 | Performance Verification for CAREFUSION 11136138 15272094 | Initial Install of Performance Verification. Device is ready for patient use. |  |  | 11/01/2019 | 11/01/2019
|  | CAREFUSION | ALARIS 8015 5.7 | CONTROLLER, INFUSION PUMP |  | SPD | Kelemen |  |  | 11/01/2019 |  | 11/1/26 |  |  | NO | YES |  |  |  |  | CAREFUSION 11136139 15273837 |  |  | Active |  | 00:17:23:34:FC:65 |  | High Risk | 1Y:00-MFG 2Y:00-BAT | 11/01/2019 | 11/01/2019 | COOPER UNIVERSITY HOSPITAL |  |  | Moves | WOT00000001467910 | David Frye | Performance Verification | Completed |  | 11/01/2019 | 11/01/2019 | Performance Verification for CAREFUSION 11136139 15273837 | Initial Install of Performance Verification. Device is ready for patient use. |  |  | 11/01/2019 | 11/01/2019
|  | CAREFUSION | ALARIS 8015 5.7 | CONTROLLER, INFUSION PUMP |  | SPD | Kelemen |  |  | 11/01/2019 |  | 11/1/26 |  |  | NO | YES |  |  |  |  | CAREFUSION 11136144 15274809 |  |  | Active |  | 00:17:23:35:72:72 |  | High Risk | 1Y:00-MFG 2Y:00-BAT | 11/01/2019 | 11/01/2019 | COOPER UNIVERSITY HOSPITAL |  |  | Moves | WOT00000001467806 | David Frye | Performance Verification | Completed |  | 11/01/2019 | 11/01/2019 | Performance Verification for CAREFUSION 11136144 15274809 | Initial Install of Performance Verification. Device is ready for patient use. |  |  | 11/01/2019 | 11/01/2019
|  | CAREFUSION | ALARIS 8015 5.7 | CONTROLLER, INFUSION PUMP |  | SPD | Kelemen | BASEMENT |  | 11/01/2019 |  | 11/1/26 |  |  | NO | YES |  |  |  |  | CAREFUSION 11136145 15274489 |  |  | Active |  | 00:17:23:34:AD:8D |  | High Risk | 1Y:00-MFG 2Y:00-BAT | 11/01/2019 | 11/01/2019 | COOPER UNIVERSITY HOSPITAL |  |  | Moves | WOT00000001466688 | David Frye | Performance Verification | Completed |  | 11/01/2019 | 11/01/2019 | Performance Verification for CAREFUSION 11136145 15274489 | Initial Install of Performance Verification. Device is ready for patient use. |  |  | 11/01/2019 | 11/01/2019
|  | CAREFUSION | ALARIS 8015 5.7 | CONTROLLER, INFUSION PUMP |  | SPD | Kelemen |  |  | 11/01/2019 |  | 11/1/26 |  |  | NO | YES |  |  |  |  | CAREFUSION 11136143 15274781 |  |  | Active |  | 00:17:23:35:50:B0 |  | High Risk | 1Y:00-MFG 2Y:00-BAT | 11/01/2019 | 11/01/2019 | COOPER UNIVERSITY HOSPITAL |  |  | Moves | WOT00000001466848 | David Frye | Performance Verification | Completed |  | 11/01/2019 | 11/01/2019 | Performance Verification for CAREFUSION 11136143 15274781 | Initial Install of Performance Verification. Device is ready for patient use. |  |  | 11/01/2019 | 11/01/2019
|  | CAREFUSION | ALARIS 8015 5.7 | CONTROLLER, INFUSION PUMP |  | SPD | Pavilion |  |  | 11/01/2019 |  | 11/1/26 |  |  | NO | YES |  |  |  |  | CAREFUSION 11136141 15273736 |  |  | Active |  | 00:17:23:34:DE:56 |  | High Risk | 1Y:00-MFG 2Y:00-BAT | 11/01/2019 | 11/01/2019 | COOPER UNIVERSITY HOSPITAL |  |  | Moves | WOT00000001468050 | David Frye | Performance Verification | Completed |  | 11/01/2019 | 11/01/2019 | Performance Verification for CAREFUSION 11136141 15273736 | Initial Install of Performance Verification. Device is ready for patient use. |  |  | 11/01/2019 | 11/01/2019
|  | CAREFUSION | ALARIS 8015 5.7 | CONTROLLER, INFUSION PUMP |  | SPD | Kelemen |  |  | 11/01/2019 |  | 11/1/26 |  |  | NO | YES |  |  |  |  | CAREFUSION 11136142 15274910 |  |  | Active |  | 00:17:23:34:AA:AB |  | High Risk | 1Y:00-MFG 2Y:00-BAT | 11/01/2019 | 11/01/2019 | COOPER UNIVERSITY HOSPITAL |  |  | Moves | WOT00000001466850 | David Frye | Performance Verification | Completed |  | 11/01/2019 | 11/01/2019 | Performance Verification for CAREFUSION 11136142 15274910 | Initial Install of Performance Verification. Device is ready for patient use. |  |  | 11/01/2019 | 11/01/2019
|  | CAREFUSION | ALARIS 8015 5.7 | CONTROLLER, INFUSION PUMP |  | SPD | Kelemen |  |  | 11/01/2019 |  | 11/1/26 |  |  | NO | YES |  |  |  |  | CAREFUSION 11136140 15272813 |  |  | Active |  | 00:17:23:34:9B:93 |  | High Risk | 1Y:00-MFG 2Y:00-BAT | 11/01/2019 | 11/01/2019 | COOPER UNIVERSITY HOSPITAL |  |  | Moves | WOT00000001467578 | David Frye | Performance Verification | Completed |  | 11/01/2019 | 11/01/2019 | Performance Verification for CAREFUSION 11136140 15272813 | Initial Install of Performance Verification. Device is ready for patient use. |  |  | 11/01/2019 | 11/01/2019
|  | CAREFUSION | ALARIS 8015 5.7 | CONTROLLER, INFUSION PUMP |  | SPD | Kelemen |  |  | 11/01/2019 |  | 11/1/26 |  |  | NO | YES |  |  |  |  | CAREFUSION 11136137 15272253 |  |  | Active |  | 00:17:23:34:AE:56 |  | High Risk | 1Y:00-MFG 2Y:00-BAT | 11/01/2019 | 11/01/2019 | COOPER UNIVERSITY HOSPITAL |  |  | Moves | WOT00000001468356 | David Frye | Performance Verification | Completed |  | 11/01/2019 | 11/01/2019 | Performance Verification for CAREFUSION 11136137 15272253 | Initial Install of Performance Verification. Device is ready for patient use. |  |  | 11/01/2019 | 11/01/2019
|  | CAREFUSION | ALARIS 8015 5.7 | CONTROLLER, INFUSION PUMP |  | SPD | Kelemen |  |  | 11/01/2019 |  | 11/1/26 |  |  | NO | YES |  |  |  |  | CAREFUSION 11136136 15273468 |  |  | Active |  | 00:17:23:35:00:4C |  | High Risk | 1Y:00-MFG 2Y:00-BAT | 11/01/2019 | 11/01/2019 | COOPER UNIVERSITY HOSPITAL |  |  | Moves | WOT00000001467884 | David Frye | Performance Verification | Completed |  | 11/01/2019 | 11/01/2019 | Performance Verification for CAREFUSION 11136136 15273468 | Initial Install of Performance Verification. Device is ready for patient use. |  |  | 11/01/2019 | 11/01/2019
|  | CAREFUSION | ALARIS 8015 5.7 | CONTROLLER, INFUSION PUMP |  | SPD | Kelemen |  |  | 11/01/2019 |  | 11/1/26 |  |  | NO | YES |  |  |  |  | CAREFUSION 11136135 15273467 |  |  | Active |  | 00:17:23:35:45:9A |  | High Risk | 1Y:00-MFG 2Y:00-BAT | 11/01/2019 | 11/01/2019 | COOPER UNIVERSITY HOSPITAL |  |  | Moves | WOT00000001467014 | David Frye | Performance Verification | Completed |  | 11/01/2019 | 11/01/2019 | Performance Verification for CAREFUSION 11136135 15273467 | Initial Install of Performance Verification. Device is ready for patient use. |  |  | 11/01/2019 | 11/01/2019
|  | CAREFUSION | ALARIS 8015 5.7 | CONTROLLER, INFUSION PUMP |  | SPD | Pavilion |  |  | 11/01/2019 |  | 11/1/26 |  |  | NO | YES |  |  |  |  | CAREFUSION 11136133 15273648 |  |  | Active |  | 00:17:23:35:0D:DE |  | High Risk | 1Y:00-MFG 2Y:00-BAT | 11/01/2019 | 11/01/2019 | COOPER UNIVERSITY HOSPITAL |  |  | Moves | WOT00000001467160 | David Frye | Performance Verification | Completed |  | 11/01/2019 | 11/01/2019 | Performance Verification for CAREFUSION 11136133 15273648 | Initial Install of Performance Verification. Device is ready for patient use. |  |  | 11/01/2019 | 11/01/2019
|  | CAREFUSION | ALARIS 8015 5.7 | CONTROLLER, INFUSION PUMP |  | SPD | Kelemen |  |  | 11/01/2019 |  | 11/1/26 |  |  | NO | YES |  |  |  |  | CAREFUSION 11136134 15273690 |  |  | Active |  | 00:17:23:35:20:23 |  | High Risk | 1Y:00-MFG 2Y:00-BAT | 11/01/2019 | 11/01/2019 | COOPER UNIVERSITY HOSPITAL |  |  | Moves | WOT00000001467905 | David Frye | Performance Verification | Completed |  | 11/01/2019 | 11/01/2019 | Performance Verification for CAREFUSION 11136134 15273690 | Initial Install of Performance Verification. Device is ready for patient use. |  |  | 11/01/2019 | 11/01/2019
|  | CAREFUSION | ALARIS 8015 5.7 | CONTROLLER, INFUSION PUMP |  | SPD | Kelemen |  |  | 11/01/2019 |  | 11/1/26 |  |  | NO | YES |  |  |  |  | CAREFUSION 11136132 15272812 |  |  | Active |  | 00:17:23:35:1D:DD |  | High Risk | 1Y:00-MFG 2Y:00-BAT | 11/01/2019 | 11/01/2019 | COOPER UNIVERSITY HOSPITAL |  |  | Moves | WOT00000001469322 | David Frye | Performance Verification | Completed |  | 11/01/2019 | 11/01/2019 | Performance Verification for CAREFUSION 11136132 15272812 | Initial Install of Performance Verification. Device is ready for patient use. |  |  | 11/01/2019 | 11/01/2019
|  | CAREFUSION | ALARIS 8015 5.7 | CONTROLLER, INFUSION PUMP |  | SPD | Pavilion |  |  | 11/01/2019 |  | 11/1/26 |  |  | NO | YES |  |  |  |  | CAREFUSION 11136131 15273904 |  |  | Active |  | 00:17:23:35:29:A4 |  | High Risk | 1Y:00-MFG 2Y:00-BAT | 11/01/2019 | 11/01/2019 | COOPER UNIVERSITY HOSPITAL |  |  | Moves | WOT00000001460460 | David Frye | Performance Verification | Completed |  | 11/01/2019 | 11/01/2019 | Performance Verification for CAREFUSION 11136131 15273904 | Initial Install of Performance Verification. Device is ready for patient use. |  |  | 11/01/2019 | 11/01/2019
|  | CAREFUSION | ALARIS 8015 5.7 | CONTROLLER, INFUSION PUMP |  | SPD | Kelemen |  |  | 11/01/2019 |  | 11/1/26 |  |  | NO | YES |  |  |  |  | CAREFUSION 11136130 15271836 |  |  | Active |  | 00:17:23:34:FF:D4 |  | High Risk | 1Y:00-MFG 2Y:00-BAT | 11/01/2019 | 11/01/2019 | COOPER UNIVERSITY HOSPITAL |  |  | Moves | WOT00000001469380 | David Frye | Performance Verification | Completed |  | 11/01/2019 | 11/01/2019 | Performance Verification for CAREFUSION 11136130 15271836 | Initial Install of Performance Verification. Device is ready for patient use. |  |  | 11/01/2019 | 11/01/2019
|  | CAREFUSION | ALARIS 8015 5.7 | CONTROLLER, INFUSION PUMP |  | SPD | Pavilion |  |  | 11/01/2019 |  | 11/1/26 |  |  | NO | YES |  |  |  |  | CAREFUSION 11136127 15273619 |  |  | Active |  | 00:17:23:35:30:49 |  | High Risk | 1Y:00-MFG 2Y:00-BAT | 11/01/2019 | 11/01/2019 | COOPER UNIVERSITY HOSPITAL |  |  | Moves | WOT00000001469675 | David Frye | Performance Verification | Completed |  | 11/01/2019 | 11/01/2019 | Performance Verification for CAREFUSION 11136127 15273619 | Initial Install of Performance Verification. Device is ready for patient use. |  |  | 11/01/2019 | 11/01/2019
|  | CAREFUSION | ALARIS 8015 5.7 | CONTROLLER, INFUSION PUMP |  | SPD | Kelemen |  |  | 11/01/2019 |  | 11/1/26 |  |  | NO | YES |  |  |  |  | CAREFUSION 11136129 15268723 |  |  | Active |  | 00:17:23:34:DD:96 |  | High Risk | 1Y:00-MFG 2Y:00-BAT | 11/01/2019 | 11/01/2019 | COOPER UNIVERSITY HOSPITAL |  |  | Moves | WOT00000001458114 | David Frye | Performance Verification | Completed |  | 11/01/2019 | 11/01/2019 | Performance Verification for CAREFUSION 11136129 15268723 | Initial Install of Performance Verification. Device is ready for patient use. |  |  | 11/01/2019 | 11/01/2019
|  | CAREFUSION | ALARIS 8015 5.7 | CONTROLLER, INFUSION PUMP |  | SPD | Kelemen |  |  | 11/01/2019 |  | 11/1/26 |  |  | NO | YES |  |  |  |  | CAREFUSION 11136126 15273444 |  |  | Active |  | 00:17:23:35:48:31 |  | High Risk | 1Y:00-MFG 2Y:00-BAT | 11/01/2019 | 11/01/2019 | COOPER UNIVERSITY HOSPITAL |  |  | Moves | WOT00000001467867 | David Frye | Performance Verification | Completed |  | 11/01/2019 | 11/01/2019 | Performance Verification for CAREFUSION 11136126 15273444 | Initial Install of Performance Verification. Device is ready for patient use. |  |  | 11/01/2019 | 11/01/2019
|  | CAREFUSION | ALARIS 8015 5.7 | CONTROLLER, INFUSION PUMP |  | SPD | Kelemen |  |  | 11/01/2019 |  | 11/1/26 |  |  | NO | YES |  |  |  |  | CAREFUSION 11136119 15270804 |  |  | Active |  | 00:17:23:35:2C:F5 |  | High Risk | 1Y:00-MFG 2Y:00-BAT | 11/01/2019 | 11/01/2019 | COOPER UNIVERSITY HOSPITAL |  |  | Moves | WOT00000001468352 | David Frye | Performance Verification | Completed |  | 11/01/2019 | 11/01/2019 | Performance Verification for CAREFUSION 11136119 15270804 | Initial Install of Performance Verification. Device is ready for patient use. |  |  | 11/01/2019 | 11/01/2019
|  | CAREFUSION | ALARIS 8015 5.7 | CONTROLLER, INFUSION PUMP |  | SPD | Pavilion |  |  | 11/01/2019 |  | 11/1/26 |  |  | NO | YES |  |  |  |  | CAREFUSION 11136062 15274509 |  |  | Active |  | 00:17:23:34:FD:AF |  | High Risk | 1Y:00-MFG 2Y:00-BAT | 11/01/2019 | 11/01/2019 | COOPER UNIVERSITY HOSPITAL |  |  | Moves | WOT00000001467647 | David Frye | Performance Verification | Completed |  | 11/01/2019 | 11/01/2019 | Performance Verification for CAREFUSION 11136062 15274509 | Initial Install of Performance Verification. Device is ready for patient use. |  |  | 11/01/2019 | 11/01/2019
|  | CAREFUSION | ALARIS 8015 5.7 | CONTROLLER, INFUSION PUMP |  | SPD | Pavilion |  |  | 11/01/2019 |  | 11/1/26 |  |  | NO | YES |  |  |  |  | CAREFUSION 11136063 15274778 |  |  | Active |  | 00:17:23:35:65:4A |  | High Risk | 1Y:00-MFG 2Y:00-BAT | 11/01/2019 | 11/01/2019 | COOPER UNIVERSITY HOSPITAL |  |  | Moves | WOT00000001468659 | David Frye | Performance Verification | Completed |  | 11/01/2019 | 11/01/2019 | Performance Verification for CAREFUSION 11136063 15274778 | Initial Install of Performance Verification. Device is ready for patient use. |  |  | 11/01/2019 | 11/01/2019
|  | CAREFUSION | ALARIS 8015 5.7 | CONTROLLER, INFUSION PUMP |  | SPD | Kelemen |  |  | 11/01/2019 |  | 11/1/26 |  |  | NO | YES |  |  |  |  | CAREFUSION 11136060 15274581 |  |  | Active |  | 00:17:23:34:AC:1F |  | High Risk | 1Y:00-MFG 2Y:00-BAT | 11/01/2019 | 11/01/2019 | COOPER UNIVERSITY HOSPITAL |  |  | Moves | WOT00000001466775 | David Frye | Performance Verification | Completed |  | 11/01/2019 | 11/01/2019 | Performance Verification for CAREFUSION 11136060 15274581 | Initial Install of Performance Verification. Device is ready for patient use. |  |  | 11/01/2019 | 11/01/2019
|  | CAREFUSION | ALARIS 8015 5.7 | CONTROLLER, INFUSION PUMP |  | SPD | Pavilion |  |  | 11/01/2019 |  | 11/1/26 |  |  | NO | YES |  |  |  |  | CAREFUSION 11136061 15274819 |  |  | Active |  | 00:17:23:34:AE:74 |  | High Risk | 1Y:00-MFG 2Y:00-BAT | 11/01/2019 | 11/01/2019 | COOPER UNIVERSITY HOSPITAL |  |  | Moves | WOT00000001467845 | David Frye | Performance Verification | Completed |  | 11/01/2019 | 11/01/2019 | Performance Verification for CAREFUSION 11136061 15274819 | Initial Install of Performance Verification. Device is ready for patient use. |  |  | 11/01/2019 | 11/01/2019
|  | CAREFUSION | ALARIS 8015 5.7 | CONTROLLER, INFUSION PUMP |  | SPD | Kelemen |  |  | 11/01/2019 |  | 11/1/26 |  |  | NO | YES |  |  |  |  | CAREFUSION 11136059 15274919 |  |  | Active |  | 00:17:23:34:AB:D4 |  | High Risk | 1Y:00-MFG 2Y:00-BAT | 11/01/2019 | 11/01/2019 | COOPER UNIVERSITY HOSPITAL |  |  | Moves | WOT00000001467809 | David Frye | Performance Verification | Completed |  | 11/01/2019 | 11/01/2019 | Performance Verification for CAREFUSION 11136059 15274919 | Initial Install of Performance Verification. Device is ready for patient use. |  |  | 11/01/2019 | 11/01/2019
|  | CAREFUSION | ALARIS 8015 5.7 | CONTROLLER, INFUSION PUMP |  | SPD | Kelemen |  |  | 11/01/2019 |  | 11/1/26 |  |  | NO | YES |  |  |  |  | CAREFUSION 11136057 15274936 |  |  | Active |  | 00:17:23:34:AE:5F |  | High Risk | 1Y:00-MFG 2Y:00-BAT | 11/01/2019 | 11/01/2019 | COOPER UNIVERSITY HOSPITAL |  |  | Moves | WOT00000001469540 | David Frye | Performance Verification | Completed |  | 11/01/2019 | 11/01/2019 | Performance Verification for CAREFUSION 11136057 15274936 | Initial Install of Performance Verification. Device is ready for patient use. |  |  | 11/01/2019 | 11/01/2019
|  | CAREFUSION | ALARIS 8015 5.7 | CONTROLLER, INFUSION PUMP |  | SPD | Kelemen |  |  | 11/01/2019 |  | 11/1/26 |  |  | NO | YES |  |  |  |  | CAREFUSION 11136058 15274647 |  |  | Active |  | 00:17:23:35:43:8A |  | High Risk | 1Y:00-MFG 2Y:00-BAT | 11/01/2019 | 11/01/2019 | COOPER UNIVERSITY HOSPITAL |  |  | Moves | WOT00000001468405 | David Frye | Performance Verification | Completed |  | 11/01/2019 | 11/01/2019 | Performance Verification for CAREFUSION 11136058 15274647 | Initial Install of Performance Verification. Device is ready for patient use. |  |  | 11/01/2019 | 11/01/2019
|  | CAREFUSION | ALARIS 8015 5.7 | CONTROLLER, INFUSION PUMP |  | SPD | Pavilion |  |  | 11/01/2019 |  | 11/1/26 |  |  | NO | YES |  |  |  |  | CAREFUSION 11136049 15274491 |  |  | Active |  | 00:17:23:35:28:ED |  | High Risk | 1Y:00-MFG 2Y:00-BAT | 11/01/2019 | 11/01/2019 | COOPER UNIVERSITY HOSPITAL |  |  | Moves | WOT00000001467590 | David Frye | Performance Verification | Completed |  | 11/01/2019 | 11/01/2019 | Performance Verification for CAREFUSION 11136049 15274491 | Initial Install of Performance Verification. Device is ready for patient use. |  |  | 11/01/2019 | 11/01/2019
|  | CAREFUSION | ALARIS 8015 5.7 | CONTROLLER, INFUSION PUMP |  | SPD | Kelemen |  |  | 11/01/2019 |  | 11/1/26 |  |  | NO | YES |  |  |  |  | CAREFUSION 11135756 15273576 |  |  | Active |  | 00:17:23:35:48:01 |  | High Risk | 1Y:00-MFG 2Y:00-BAT | 11/01/2019 | 11/01/2019 | COOPER UNIVERSITY HOSPITAL |  |  | Moves | WOT00000001469627 | David Frye | Performance Verification | Completed |  | 11/01/2019 | 11/01/2019 | Performance Verification for CAREFUSION 11135756 15273576 | Initial Install of Performance Verification. Device is ready for patient use. |  |  | 11/01/2019 | 11/01/2019
|  | CAREFUSION | ALARIS 8015 5.7 | CONTROLLER, INFUSION PUMP |  | SPD | Dorrance |  |  | 11/01/2019 |  | 11/1/26 |  |  | NO | YES |  |  |  |  | CAREFUSION 11135746 15273699 |  |  | Active |  | 00:17:23:34:A8:74 |  | High Risk | 1Y:00-MFG 2Y:00-BAT | 11/01/2019 | 11/01/2019 | COOPER UNIVERSITY HOSPITAL |  |  | Moves | WOT00000001468784 | David Frye | Performance Verification | Completed |  | 11/01/2019 | 11/01/2019 | Performance Verification for CAREFUSION 11135746 15273699 | Initial Install of Performance Verification. Device is ready for patient use. |  |  | 11/01/2019 | 11/01/2019
|  | CAREFUSION | ALARIS 8015 5.7 | CONTROLLER, INFUSION PUMP |  | SPD | Kelemen |  |  | 11/01/2019 |  | 11/1/26 |  |  | NO | YES |  |  |  |  | CAREFUSION 11135739 15274090 |  |  | Active |  | 00:17:23:34:A5:D7 |  | High Risk | 1Y:00-MFG 2Y:00-BAT | 11/01/2019 | 11/01/2019 | COOPER UNIVERSITY HOSPITAL |  |  | Moves | WOT00000001460470 | David Frye | Performance Verification | Completed |  | 11/01/2019 | 11/01/2019 | Performance Verification for CAREFUSION 11135739 15274090 | Initial Install of Performance Verification. Device is ready for patient use. |  |  | 11/01/2019 | 11/01/2019
|  | CAREFUSION | ALARIS 8015 5.7 | CONTROLLER, INFUSION PUMP |  | SPD | Pavilion | 7 |  | 03/25/2019 |  | 3/25/26 |  |  | NO | YES |  |  |  |  | CAREFUSION 11135738 15274213 |  |  | Active |  | 00:17:23:34:B5:0D |  | High Risk | 1Y:00-MFG 2Y:00-BAT | 03/25/2019 | 03/25/2019 | COOPER UNIVERSITY HOSPITAL |  |  | Moves | WOT00000001466682 | David Frye | Performance Verification | Completed |  | 03/25/2019 | 03/25/2019 | Performance Verification for CAREFUSION 11135738 15274213 | Initial Install of Performance Verification. Device is ready for patient use. |  |  | 03/25/2019 | 03/25/2019
|  | CAREFUSION | ALARIS 8015 5.7 | CONTROLLER, INFUSION PUMP |  | SPD | Pavilion |  |  | 11/01/2019 |  | 11/1/26 |  |  | NO | YES |  |  |  |  | CAREFUSION 11135732 15273826 |  |  | Active |  | 00:17:23:35:02:E9 |  | High Risk | 1Y:00-MFG 2Y:00-BAT | 11/01/2019 | 11/01/2019 | COOPER UNIVERSITY HOSPITAL |  |  | Moves | WOT00000001469752 | David Frye | Performance Verification | Completed |  | 11/01/2019 | 11/01/2019 | Performance Verification for CAREFUSION 11135732 15273826 | Initial Install of Performance Verification. Device is ready for patient use. |  |  | 11/01/2019 | 11/01/2019
|  | CAREFUSION | ALARIS 8015 5.7 | CONTROLLER, INFUSION PUMP |  | SPD | Kelemen |  |  | 11/01/2019 |  | 11/1/26 |  |  | NO | YES |  |  |  |  | CAREFUSION 11135717 15273746 |  |  | Active |  | 00:17:23:34:AB:0E |  | High Risk | 1Y:00-MFG 2Y:00-BAT | 11/01/2019 | 11/01/2019 | COOPER UNIVERSITY HOSPITAL |  |  | Moves | WOT00000001467162 | David Frye | Performance Verification | Completed |  | 11/01/2019 | 11/01/2019 | Performance Verification for CAREFUSION 11135717 15273746 | Initial Install of Performance Verification. Device is ready for patient use. |  |  | 11/01/2019 | 11/01/2019
|  | CAREFUSION | ALARIS 8015 5.7 | CONTROLLER, INFUSION PUMP |  | SPD | Pavilion |  |  | 11/01/2019 |  | 11/1/26 |  |  | NO | YES |  |  |  |  | CAREFUSION 11135711 15273754 |  |  | Active | dup11135711 | 00:17:23:34:B4:26 |  | High Risk | 1Y:00-MFG 2Y:00-BAT | 11/01/2019 | 11/01/2019 | COOPER UNIVERSITY HOSPITAL |  |  | Moves | WOT00000001469809 | David Frye | Performance Verification | Completed |  | 11/01/2019 | 11/01/2019 | Performance Verification for CAREFUSION 11135711 15273754 | Initial Install of Performance Verification. Device is ready for patient use. |  |  | 11/01/2019 | 11/01/2019
|  | CAREFUSION | ALARIS 8015 5.7 | CONTROLLER, INFUSION PUMP |  | SPD | Pavilion |  |  | 11/01/2019 |  | 11/1/26 |  |  | NO | YES |  |  |  |  | CAREFUSION 11135709 15273631 |  |  | Active |  | 00:17:23:35:01:D2 |  | High Risk | 1Y:00-MFG 2Y:00-BAT | 11/01/2019 | 11/01/2019 | COOPER UNIVERSITY HOSPITAL |  |  | Moves | WOT00000001467110 | David Frye | Performance Verification | Completed |  | 11/01/2019 | 11/01/2019 | Performance Verification for CAREFUSION 11135709 15273631 | Initial Install of Performance Verification. Device is ready for patient use. |  |  | 11/01/2019 | 11/01/2019
|  | CAREFUSION | ALARIS 8015 5.7 | CONTROLLER, INFUSION PUMP |  | SPD | Kelemen |  |  | 11/01/2019 |  | 11/1/26 |  |  | NO | YES |  |  |  |  | CAREFUSION 11135710 15274129 |  |  | Active |  | 00:17:23:34:AA:87 |  | High Risk | 1Y:00-MFG 2Y:00-BAT | 11/01/2019 | 11/01/2019 | COOPER UNIVERSITY HOSPITAL |  |  | Moves | WOT00000001468571 | David Frye | Performance Verification | Completed |  | 11/01/2019 | 11/01/2019 | Performance Verification for CAREFUSION 11135710 15274129 | Initial Install of Performance Verification. Device is ready for patient use. |  |  | 11/01/2019 | 11/01/2019
|  | CAREFUSION | ALARIS 8015 5.7 | CONTROLLER, INFUSION PUMP |  | SPD | Pavilion |  |  | 11/01/2019 |  | 11/1/26 |  |  | NO | YES |  |  |  |  | CAREFUSION 11135708 15273373 |  |  | Active |  | 00:17:23:34:D1:66 |  | High Risk | 1Y:00-MFG 2Y:00-BAT | 11/01/2019 | 11/01/2019 | COOPER UNIVERSITY HOSPITAL |  |  | Moves | WOT00000001469548 | David Frye | Performance Verification | Completed |  | 11/01/2019 | 11/01/2019 | Performance Verification for CAREFUSION 11135708 15273373 | Initial Install of Performance Verification. Device is ready for patient use. |  |  | 11/01/2019 | 11/01/2019
|  | CAREFUSION | ALARIS 8015 5.7 | CONTROLLER, INFUSION PUMP |  | SPD | Kelemen |  |  | 11/01/2019 |  | 11/1/26 |  |  | NO | YES |  |  |  |  | CAREFUSION 11135707 15273691 |  |  | Active |  | 00:17:23:34:B7:6E |  | High Risk | 1Y:00-MFG 2Y:00-BAT | 11/01/2019 | 11/01/2019 | COOPER UNIVERSITY HOSPITAL |  |  | Moves | WOT00000001468727 | David Frye | Performance Verification | Completed |  | 11/01/2019 | 11/01/2019 | Performance Verification for CAREFUSION 11135707 15273691 | Initial Install of Performance Verification. Device is ready for patient use. |  |  | 11/01/2019 | 11/01/2019
|  | CAREFUSION | ALARIS 8015 5.7 | CONTROLLER, INFUSION PUMP |  | SPD | Dorrance |  |  | 11/01/2019 |  | 11/1/26 |  |  | NO | YES |  |  |  |  | CAREFUSION 11135689 15274257 |  |  | Active |  | 00:17:23:35:01:81 |  | High Risk | 1Y:00-MFG 2Y:00-BAT | 11/01/2019 | 11/01/2019 | COOPER UNIVERSITY HOSPITAL |  |  | Moves | WOT00000001468399 | David Frye | Performance Verification | Completed |  | 11/01/2019 | 11/01/2019 | Performance Verification for CAREFUSION 11135689 15274257 | Initial Install of Performance Verification. Device is ready for patient use. |  |  | 11/01/2019 | 11/01/2019
|  | CAREFUSION | ALARIS 8015 5.7 | CONTROLLER, INFUSION PUMP |  | SPD | Kelemen |  |  | 11/01/2019 |  | 11/1/26 |  |  | NO | YES |  |  |  |  | CAREFUSION 11135690 15273424 |  |  | Active |  | 00:17:23:34:B1:BC |  | High Risk | 1Y:00-MFG 2Y:00-BAT | 11/01/2019 | 11/01/2019 | COOPER UNIVERSITY HOSPITAL |  |  | Moves | WOT00000001469640 | David Frye | Performance Verification | Completed |  | 11/01/2019 | 11/01/2019 | Performance Verification for CAREFUSION 11135690 15273424 | Initial Install of Performance Verification. Device is ready for patient use. |  |  | 11/01/2019 | 11/01/2019
|  | CAREFUSION | ALARIS 8015 5.7 | CONTROLLER, INFUSION PUMP |  | SPD | Pavilion |  |  | 11/01/2019 |  | 11/1/26 |  |  | NO | YES |  |  |  |  | CAREFUSION 11135687 15272256 |  |  | Active |  | 00:17:23:35:05:B3 |  | High Risk | 1Y:00-MFG 2Y:00-BAT | 11/01/2019 | 11/01/2019 | COOPER UNIVERSITY HOSPITAL |  |  | Moves | WOT00000001469318 | David Frye | Performance Verification | Completed |  | 11/01/2019 | 11/01/2019 | Performance Verification for CAREFUSION 11135687 15272256 | Initial Install of Performance Verification. Device is ready for patient use. |  |  | 11/01/2019 | 11/01/2019
|  | CAREFUSION | ALARIS 8015 5.7 | CONTROLLER, INFUSION PUMP |  | SPD | Pavilion |  |  | 11/01/2019 |  | 11/1/26 |  |  | NO | YES |  |  |  |  | CAREFUSION 11135688 15273735 |  |  | Active |  | 00:17:23:34:A1:36 |  | High Risk | 1Y:00-MFG 2Y:00-BAT | 11/01/2019 | 11/01/2019 | COOPER UNIVERSITY HOSPITAL |  |  | Moves | WOT00000001467103 | David Frye | Performance Verification | Completed |  | 11/01/2019 | 11/01/2019 | Performance Verification for CAREFUSION 11135688 15273735 | Initial Install of Performance Verification. Device is ready for patient use. |  |  | 11/01/2019 | 11/01/2019
|  | CAREFUSION | ALARIS 8015 5.7 | CONTROLLER, INFUSION PUMP |  | SPD | Pavilion |  |  | 11/01/2019 |  | 11/1/26 |  |  | NO | YES |  |  |  |  | CAREFUSION 11135647 15273753 |  |  | Active |  | 00:17:23:35:16:60 |  | High Risk | 1Y:00-MFG 2Y:00-BAT | 11/01/2019 | 11/01/2019 | COOPER UNIVERSITY HOSPITAL |  |  | Moves | WOT00000001468916 | David Frye | Performance Verification | Completed |  | 11/01/2019 | 11/01/2019 | Performance Verification for CAREFUSION 11135647 15273753 | Initial Install of Performance Verification. Device is ready for patient use. |  |  | 11/01/2019 | 11/01/2019
|  | CAREFUSION | ALARIS 8015 5.7 | CONTROLLER, INFUSION PUMP |  | SPD | Kelemen |  |  | 11/01/2019 |  | 11/1/26 |  |  | NO | YES |  |  |  |  | CAREFUSION 11135648 15268994 |  |  | Active |  | 00:17:23:34:BB:6A |  | High Risk | 1Y:00-MFG 2Y:00-BAT | 11/01/2019 | 11/01/2019 | COOPER UNIVERSITY HOSPITAL |  |  | Moves | WOT00000001467305 | David Frye | Performance Verification | Completed |  | 11/01/2019 | 11/01/2019 | Performance Verification for CAREFUSION 11135648 15268994 | Initial Install of Performance Verification. Device is ready for patient use. |  |  | 11/01/2019 | 11/01/2019
|  | CAREFUSION | ALARIS 8015 5.7 | CONTROLLER, INFUSION PUMP |  | SPD | Kelemen |  |  | 11/01/2019 |  | 11/1/26 |  |  | NO | YES |  |  |  |  | CAREFUSION 11135661 15268941 |  |  | Active | dup11135661 | 00:17:23:34:D3:BE |  | High Risk | 1Y:00-MFG 2Y:00-BAT | 11/01/2019 | 11/01/2019 | COOPER UNIVERSITY HOSPITAL |  |  | Moves | WOT00000001469257 | David Frye | Performance Verification | Completed |  | 11/01/2019 | 11/01/2019 | Performance Verification for CAREFUSION 11135661 15268941 | Initial Install of Performance Verification. Device is ready for patient use. |  |  | 11/01/2019 | 11/01/2019
|  | CAREFUSION | ALARIS 8015 5.7 | CONTROLLER, INFUSION PUMP |  | SPD | Pavilion |  |  | 11/01/2019 |  | 11/1/26 |  |  | NO | YES |  |  |  |  | CAREFUSION 11135660 15273730 |  |  | Active |  | 00:17:23:34:9D:EE |  | High Risk | 1Y:00-MFG 2Y:00-BAT | 11/01/2019 | 11/01/2019 | COOPER UNIVERSITY HOSPITAL |  |  | Moves | WOT00000001468729 | David Frye | Performance Verification | Completed |  | 11/01/2019 | 11/01/2019 | Performance Verification for CAREFUSION 11135660 15273730 | Initial Install of Performance Verification. Device is ready for patient use. |  |  | 11/01/2019 | 11/01/2019
|  | CAREFUSION | ALARIS 8015 5.7 | CONTROLLER, INFUSION PUMP |  | SPD | Pavilion |  |  | 11/01/2019 |  | 11/1/26 |  |  | NO | YES |  |  |  |  | CAREFUSION 11135656 15273417 |  |  | Active |  | 00:17:23:34:A2:D1 |  | High Risk | 1Y:00-MFG 2Y:00-BAT | 11/01/2019 | 11/01/2019 | COOPER UNIVERSITY HOSPITAL |  |  | Moves | WOT00000001467883 | David Frye | Performance Verification | Completed |  | 11/01/2019 | 11/01/2019 | Performance Verification for CAREFUSION 11135656 15273417 | Initial Install of Performance Verification. Device is ready for patient use. |  |  | 11/01/2019 | 11/01/2019
|  | CAREFUSION | ALARIS 8015 5.7 | CONTROLLER, INFUSION PUMP |  | SPD | Kelemen |  |  | 11/01/2019 |  | 11/1/26 |  |  | NO | YES |  |  |  |  | CAREFUSION 11135657 15273542 |  |  | Active |  | 00:17:23:34:FD:01 |  | High Risk | 1Y:00-MFG 2Y:00-BAT | 11/01/2019 | 11/01/2019 | COOPER UNIVERSITY HOSPITAL |  |  | Moves | WOT00000001467887 | David Frye | Performance Verification | Completed |  | 11/01/2019 | 11/01/2019 | Performance Verification for CAREFUSION 11135657 15273542 | Initial Install of Performance Verification. Device is ready for patient use. |  |  | 11/01/2019 | 11/01/2019
|  | CAREFUSION | ALARIS 8015 5.7 | CONTROLLER, INFUSION PUMP |  | SPD | Pavilion |  |  | 11/01/2019 |  | 11/1/26 |  |  | NO | YES |  |  |  |  | CAREFUSION 11135653 15271855 |  |  | Active |  | 00:17:23:35:24:F4 |  | High Risk | 1Y:00-MFG 2Y:00-BAT | 11/01/2019 | 11/01/2019 | COOPER UNIVERSITY HOSPITAL |  |  | Moves | WOT00000001467527 | David Frye | Performance Verification | Completed |  | 11/01/2019 | 11/01/2019 | Performance Verification for CAREFUSION 11135653 15271855 | Initial Install of Performance Verification. Device is ready for patient use. |  |  | 11/01/2019 | 11/01/2019
|  | CAREFUSION | ALARIS 8015 5.7 | CONTROLLER, INFUSION PUMP |  | SPD | Kelemen |  |  | 11/01/2019 |  | 11/1/26 |  |  | NO | YES |  |  |  |  | CAREFUSION 11135658 15273767 |  |  | Active |  | 00:17:23:34:FE:03 |  | High Risk | 1Y:00-MFG 2Y:00-BAT | 11/01/2019 | 11/01/2019 | COOPER UNIVERSITY HOSPITAL |  |  | Moves | WOT00000001467909 | David Frye | Performance Verification | Completed |  | 11/01/2019 | 11/01/2019 | Performance Verification for CAREFUSION 11135658 15273767 | Initial Install of Performance Verification. Device is ready for patient use. |  |  | 11/01/2019 | 11/01/2019
|  | CAREFUSION | ALARIS 8015 5.7 | CONTROLLER, INFUSION PUMP |  | SPD | Kelemen |  |  | 11/01/2019 |  | 11/1/26 |  |  | NO | YES |  |  |  |  | CAREFUSION 11135655 15273614 |  |  | Active |  | 00:17:23:34:A8:C5 |  | High Risk | 1Y:00-MFG 2Y:00-BAT | 11/01/2019 | 11/01/2019 | COOPER UNIVERSITY HOSPITAL |  |  | Moves | WOT00000001467778 | David Frye | Performance Verification | Completed |  | 11/01/2019 | 11/01/2019 | Performance Verification for CAREFUSION 11135655 15273614 | Initial Install of Performance Verification. Device is ready for patient use. |  |  | 11/01/2019 | 11/01/2019
|  | CAREFUSION | ALARIS 8015 5.7 | CONTROLLER, INFUSION PUMP |  | SPD | Kelemen | BASEMENT |  | 11/01/2019 |  | 11/1/26 |  |  | NO | YES |  |  |  |  | CAREFUSION 11135649 15271642 |  |  | Active |  | 00:17:23:34:A1:09 |  | High Risk | 1Y:00-MFG 2Y:00-BAT | 11/01/2019 | 11/01/2019 | COOPER UNIVERSITY HOSPITAL |  |  | Moves | WOT00000001467566 | David Frye | Performance Verification | Completed |  | 11/01/2019 | 11/01/2019 | Performance Verification for CAREFUSION 11135649 15271642 | Initial Install of Performance Verification. Device is ready for patient use. |  |  | 11/01/2019 | 11/01/2019
|  | CAREFUSION | ALARIS 8015 5.7 | CONTROLLER, INFUSION PUMP |  | SPD | Kelemen |  |  | 11/01/2019 |  | 11/1/26 |  |  | NO | YES |  |  |  |  | CAREFUSION 11135650 15271881 |  |  | Active |  | 00:17:23:34:F1:22 |  | High Risk | 1Y:00-MFG 2Y:00-BAT | 11/01/2019 | 11/01/2019 | COOPER UNIVERSITY HOSPITAL |  |  | Moves | WOT00000001467570 | David Frye | Performance Verification | Completed |  | 11/01/2019 | 11/01/2019 | Performance Verification for CAREFUSION 11135650 15271881 | Initial Install of Performance Verification. Device is ready for patient use. |  |  | 11/01/2019 | 11/01/2019
|  | CAREFUSION | ALARIS 8015 5.7 | CONTROLLER, INFUSION PUMP |  | SPD | Kelemen |  |  | 11/01/2019 |  | 11/1/26 |  |  | NO | YES |  |  |  |  | CAREFUSION 11135651 15273563 |  |  | Active |  | 00:17:23:34:D0:A9 |  | High Risk | 1Y:00-MFG 2Y:00-BAT | 11/01/2019 | 11/01/2019 | COOPER UNIVERSITY HOSPITAL |  |  | Moves | WOT00000001466888 | David Frye | Performance Verification | Completed |  | 11/01/2019 | 11/01/2019 | Performance Verification for CAREFUSION 11135651 15273563 | Initial Install of Performance Verification. Device is ready for patient use. |  |  | 11/01/2019 | 11/01/2019
|  | CAREFUSION | ALARIS 8015 5.7 | CONTROLLER, INFUSION PUMP |  | SPD | Kelemen |  |  | 11/01/2019 |  | 11/1/26 |  |  | NO | YES |  |  |  |  | CAREFUSION 11135652 15273416 |  |  | Active |  | 00:17:23:35:04:8A |  | High Risk | 1Y:00-MFG 2Y:00-BAT | 11/01/2019 | 11/01/2019 | COOPER UNIVERSITY HOSPITAL |  |  | Moves | WOT00000001467011 | David Frye | Performance Verification | Completed |  | 11/01/2019 | 11/01/2019 | Performance Verification for CAREFUSION 11135652 15273416 | Initial Install of Performance Verification. Device is ready for patient use. |  |  | 11/01/2019 | 11/01/2019
|  | CAREFUSION | ALARIS 8015 5.7 | CONTROLLER, INFUSION PUMP |  | SPD | Pavilion |  |  | 11/01/2019 |  | 11/1/26 |  |  | NO | YES |  |  |  |  | CAREFUSION 11135638 15271967 |  |  | Active |  | 00:17:23:35:12:B8 |  | High Risk | 1Y:00-MFG 2Y:00-BAT | 11/01/2019 | 11/01/2019 | COOPER UNIVERSITY HOSPITAL |  |  | Moves | WOT00000001468482 | David Frye | Performance Verification | Completed |  | 11/01/2019 | 11/01/2019 | Performance Verification for CAREFUSION 11135638 15271967 | Initial Install of Performance Verification. Device is ready for patient use. |  |  | 11/01/2019 | 11/01/2019
|  | CAREFUSION | ALARIS 8015 5.7 | CONTROLLER, INFUSION PUMP |  | SPD | Pavilion |  |  | 11/01/2019 |  | 11/1/26 |  |  | NO | YES |  |  |  |  | CAREFUSION 11135639 15273643 |  |  | Active |  | 00:17:23:35:2C:D7 |  | High Risk | 1Y:00-MFG 2Y:00-BAT | 11/01/2019 | 11/01/2019 | COOPER UNIVERSITY HOSPITAL |  |  | Moves | WOT00000001469748 | David Frye | Performance Verification | Completed |  | 11/01/2019 | 11/01/2019 | Performance Verification for CAREFUSION 11135639 15273643 | Initial Install of Performance Verification. Device is ready for patient use. |  |  | 11/01/2019 | 11/01/2019
|  | CAREFUSION | ALARIS 8015 5.7 | CONTROLLER, INFUSION PUMP |  | SPD | Kelemen |  |  | 11/01/2019 |  | 11/1/26 |  |  | NO | YES |  |  |  |  | CAREFUSION 11135640 15273397 |  |  | Active |  | 00:17:23:34:A4:4E |  | High Risk | 1Y:00-MFG 2Y:00-BAT | 11/01/2019 | 11/01/2019 | COOPER UNIVERSITY HOSPITAL |  |  | Moves | WOT00000001469620 | David Frye | Performance Verification | Completed |  | 11/01/2019 | 11/01/2019 | Performance Verification for CAREFUSION 11135640 15273397 | Initial Install of Performance Verification. Device is ready for patient use. |  |  | 11/01/2019 | 11/01/2019
|  | CAREFUSION | ALARIS 8015 5.7 | CONTROLLER, INFUSION PUMP |  | SPD | Kelemen |  |  | 03/25/2019 |  | 3/25/26 |  |  | NO | YES |  |  |  |  | CAREFUSION 11135641 15272787 |  |  | Disposition |  | 00:17:23:34:FC:3E |  | High Risk | 1Y:00-MFG 2Y:00-BAT | 03/25/2019 | 03/25/2019 | COOPER UNIVERSITY HOSPITAL |  |  | Moves | WOT00000001467533 | David Frye | Performance Verification | Completed |  | 03/25/2019 | 03/25/2019 | Performance Verification for CAREFUSION 11135641 15272787 | Initial Install of Performance Verification. Device is ready for patient use. |  |  | 03/25/2019 | 03/25/2019
|  | CAREFUSION | ALARIS 8015 5.7 | CONTROLLER, INFUSION PUMP |  | SPD | Kelemen |  |  | 11/01/2019 |  | 11/1/26 |  |  | NO | YES |  |  |  |  | CAREFUSION 11135646 15273875 |  |  | Active |  | 00:17:23:35:27:19 |  | High Risk | 1Y:00-MFG 2Y:00-BAT | 11/01/2019 | 11/01/2019 | COOPER UNIVERSITY HOSPITAL |  |  | Moves | WOT00000001467166 | David Frye | Performance Verification | Completed |  | 11/01/2019 | 11/01/2019 | Performance Verification for CAREFUSION 11135646 15273875 | Initial Install of Performance Verification. Device is ready for patient use. |  |  | 11/01/2019 | 11/01/2019
|  | CAREFUSION | ALARIS 8015 5.7 | CONTROLLER, INFUSION PUMP |  | SPD | Dorrance |  |  | 11/01/2019 |  | 11/1/26 |  |  | NO | YES |  |  |  |  | CAREFUSION 11135643 15273905 |  |  | Active |  | 00:17:23:35:13:3F |  | High Risk | 1Y:00-MFG 2Y:00-BAT | 11/01/2019 | 11/01/2019 | COOPER UNIVERSITY HOSPITAL |  |  | Moves | WOT00000001458125 | David Frye | Performance Verification | Completed |  | 11/01/2019 | 11/01/2019 | Performance Verification for CAREFUSION 11135643 15273905 | Initial Install of Performance Verification. Device is ready for patient use. |  |  | 11/01/2019 | 11/01/2019
|  | CAREFUSION | ALARIS 8015 5.7 | CONTROLLER, INFUSION PUMP |  | SPD | Pavilion |  |  | 11/01/2019 |  | 11/1/26 |  |  | NO | YES |  |  |  |  | CAREFUSION 11135644 15273505 |  |  | Active |  | 00:17:23:34:A4:4B |  | High Risk | 1Y:00-MFG 2Y:00-BAT | 11/01/2019 | 11/01/2019 | COOPER UNIVERSITY HOSPITAL |  |  | Moves | WOT00000001468633 | David Frye | Performance Verification | Completed |  | 11/01/2019 | 11/01/2019 | Performance Verification for CAREFUSION 11135644 15273505 | Initial Install of Performance Verification. Device is ready for patient use. |  |  | 11/01/2019 | 11/01/2019
|  | CAREFUSION | ALARIS 8015 5.7 | CONTROLLER, INFUSION PUMP |  | SPD | Kelemen |  |  | 11/01/2019 |  | 11/1/26 |  |  | NO | YES |  |  |  |  | CAREFUSION 11135635 15272819 |  |  | Active |  | 00:17:23:35:18:8E |  | High Risk | 1Y:00-MFG 2Y:00-BAT | 11/01/2019 | 11/01/2019 | COOPER UNIVERSITY HOSPITAL |  |  | Moves | WOT00000001466766 | David Frye | Performance Verification | Completed |  | 11/01/2019 | 11/01/2019 | Performance Verification for CAREFUSION 11135635 15272819 | Initial Install of Performance Verification. Device is ready for patient use. |  |  | 11/01/2019 | 11/01/2019
|  | CAREFUSION | ALARIS 8015 5.7 | CONTROLLER, INFUSION PUMP |  | SPD | Kelemen |  |  | 11/01/2019 |  | 11/1/26 |  |  | NO | YES |  |  |  |  | CAREFUSION 11135636 15273567 |  |  | Active |  | 00:17:23:35:08:AD |  | High Risk | 1Y:00-MFG 2Y:00-BAT | 11/01/2019 | 11/01/2019 | COOPER UNIVERSITY HOSPITAL |  |  | Moves | WOT00000001468605 | David Frye | Performance Verification | Completed |  | 11/01/2019 | 11/01/2019 | Performance Verification for CAREFUSION 11135636 15273567 | Initial Install of Performance Verification. Device is ready for patient use. |  |  | 11/01/2019 | 11/01/2019
|  | CAREFUSION | ALARIS 8015 5.7 | CONTROLLER, INFUSION PUMP |  | SPD | Pavilion |  |  | 11/01/2019 |  | 11/1/26 |  |  | NO | YES |  |  |  |  | CAREFUSION 11135634 15268735 |  |  | Active |  | 00:17:23:34:F1:CA |  | High Risk | 1Y:00-MFG 2Y:00-BAT | 11/01/2019 | 11/01/2019 | COOPER UNIVERSITY HOSPITAL |  |  | Moves | WOT00000001468264 | David Frye | Performance Verification | Completed |  | 11/01/2019 | 11/01/2019 | Performance Verification for CAREFUSION 11135634 15268735 | Initial Install of Performance Verification. Device is ready for patient use. |  |  | 11/01/2019 | 11/01/2019
|  | CAREFUSION | ALARIS 8015 5.7 | CONTROLLER, INFUSION PUMP |  | SPD | Kelemen |  |  | 11/01/2019 |  | 11/1/26 |  |  | NO | YES |  |  |  |  | CAREFUSION 11135632 15271924 |  |  | Active |  | 00:17:23:34:FD:F4 |  | High Risk | 1Y:00-MFG 2Y:00-BAT | 11/01/2019 | 11/01/2019 | COOPER UNIVERSITY HOSPITAL |  |  | Moves | WOT00000001469383 | David Frye | Performance Verification | Completed |  | 11/01/2019 | 11/01/2019 | Performance Verification for CAREFUSION 11135632 15271924 | Initial Install of Performance Verification. Device is ready for patient use. |  |  | 11/01/2019 | 11/01/2019
|  | CAREFUSION | ALARIS 8015 5.7 | CONTROLLER, INFUSION PUMP |  | SPD | Kelemen |  |  | 11/01/2019 |  | 11/1/26 |  |  | NO | YES |  |  |  |  | CAREFUSION 11135633 15268719 |  |  | Active |  | 00:17:23:34:C0:E9 |  | High Risk | 1Y:00-MFG 2Y:00-BAT | 11/01/2019 | 11/01/2019 | COOPER UNIVERSITY HOSPITAL |  |  | Moves | WOT00000001469031 | David Frye | Performance Verification | Completed |  | 11/01/2019 | 11/01/2019 | Performance Verification for CAREFUSION 11135633 15268719 | Initial Install of Performance Verification. Device is ready for patient use. |  |  | 11/01/2019 | 11/01/2019
|  | CAREFUSION | ALARIS 8015 5.7 | CONTROLLER, INFUSION PUMP |  | SPD | Kelemen |  |  | 11/01/2019 |  | 11/1/26 |  |  | NO | YES |  |  |  |  | CAREFUSION 11135631 15273050 |  |  | Active |  | 00:17:23:34:AB:3B |  | High Risk | 1Y:00-MFG 2Y:00-BAT | 11/01/2019 | 11/01/2019 | COOPER UNIVERSITY HOSPITAL |  |  | Moves | WOT00000001467642 | David Frye | Performance Verification | Completed |  | 11/01/2019 | 11/01/2019 | Performance Verification for CAREFUSION 11135631 15273050 | Initial Install of Performance Verification. Device is ready for patient use. |  |  | 11/01/2019 | 11/01/2019
|  | CAREFUSION | ALARIS 8015 5.7 | CONTROLLER, INFUSION PUMP |  | SPD | Pavilion |  |  | 11/01/2019 |  | 11/1/26 |  |  | NO | YES |  |  |  |  | CAREFUSION 11135630 15272958 |  |  | Active |  | 00:17:23:34:D5:74 |  | High Risk | 1Y:00-MFG 2Y:00-BAT | 11/01/2019 | 11/01/2019 | COOPER UNIVERSITY HOSPITAL |  |  | Moves | WOT00000001467535 | David Frye | Performance Verification | Completed |  | 11/01/2019 | 11/01/2019 | Performance Verification for CAREFUSION 11135630 15272958 | Initial Install of Performance Verification. Device is ready for patient use. |  |  | 11/01/2019 | 11/01/2019
|  | CAREFUSION | ALARIS 8015 5.7 | CONTROLLER, INFUSION PUMP |  | SPD | Kelemen |  |  | 11/01/2019 |  | 11/1/26 |  |  | NO | YES |  |  |  |  | CAREFUSION 11135629 15273745 |  |  | Active |  | 00:17:23:35:66:2B |  | High Risk | 1Y:00-MFG 2Y:00-BAT | 11/01/2019 | 11/01/2019 | COOPER UNIVERSITY HOSPITAL |  |  | Moves | WOT00000001469750 | David Frye | Performance Verification | Completed |  | 11/01/2019 | 11/01/2019 | Performance Verification for CAREFUSION 11135629 15273745 | Initial Install of Performance Verification. Device is ready for patient use. |  |  | 11/01/2019 | 11/01/2019
|  | CAREFUSION | ALARIS 8015 5.7 | CONTROLLER, INFUSION PUMP |  | SPD | Pavilion |  |  | 11/01/2019 |  | 11/1/26 |  |  | NO | YES |  |  |  |  | CAREFUSION 11135627 15268939 |  |  | Active |  | 00:17:23:34:F0:41 |  | High Risk | 1Y:00-MFG 2Y:00-BAT | 11/01/2019 | 11/01/2019 | COOPER UNIVERSITY HOSPITAL |  |  | Moves | WOT00000001468330 | David Frye | Performance Verification | Completed |  | 11/01/2019 | 11/01/2019 | Performance Verification for CAREFUSION 11135627 15268939 | Initial Install of Performance Verification. Device is ready for patient use. |  |  | 11/01/2019 | 11/01/2019
|  | CAREFUSION | ALARIS 8015 5.7 | CONTROLLER, INFUSION PUMP |  | SPD | Kelemen |  |  | 11/01/2019 |  | 11/1/26 |  |  | NO | YES |  |  |  |  | CAREFUSION 11135628 15273554 |  |  | Active |  | 00:17:23:34:BA:17 |  | High Risk | 1Y:00-MFG 2Y:00-BAT | 11/01/2019 | 11/01/2019 | COOPER UNIVERSITY HOSPITAL |  |  | Moves | WOT00000001466795 | David Frye | Performance Verification | Completed |  | 11/01/2019 | 11/01/2019 | Performance Verification for CAREFUSION 11135628 15273554 | Initial Install of Performance Verification. Device is ready for patient use. |  |  | 11/01/2019 | 11/01/2019
|  | CAREFUSION | ALARIS 8015 5.7 | CONTROLLER, INFUSION PUMP |  | SPD | Kelemen | BASEMENT |  | 11/01/2019 |  | 11/1/26 |  |  | NO | YES |  |  |  |  | CAREFUSION 11135625 15273060 |  |  | Active |  | 00:17:23:34:A7:81 |  | High Risk | 1Y:00-MFG 2Y:00-BAT | 11/01/2019 | 11/01/2019 | COOPER UNIVERSITY HOSPITAL |  |  | Moves | WOT00000001468484 | David Frye | Performance Verification | Completed |  | 11/01/2019 | 11/01/2019 | Performance Verification for CAREFUSION 11135625 15273060 | Initial Install of Performance Verification. Device is ready for patient use. |  |  | 11/01/2019 | 11/01/2019
|  | CAREFUSION | ALARIS 8015 5.7 | CONTROLLER, INFUSION PUMP |  | SPD | Pavilion |  |  | 11/01/2019 |  | 11/1/26 |  |  | NO | YES |  |  |  |  | CAREFUSION 11135626 15269079 |  |  | Active |  | 00:17:23:34:E8:A0 |  | High Risk | 1Y:00-MFG 2Y:00-BAT | 11/01/2019 | 11/01/2019 | COOPER UNIVERSITY HOSPITAL |  |  | Moves | WOT00000001466621 | David Frye | Performance Verification | Completed |  | 11/01/2019 | 11/01/2019 | Performance Verification for CAREFUSION 11135626 15269079 | Initial Install of Performance Verification. Device is ready for patient use. |  |  | 11/01/2019 | 11/01/2019
|  | CAREFUSION | ALARIS 8015 5.7 | CONTROLLER, INFUSION PUMP |  | SPD | Kelemen |  |  | 11/01/2019 |  | 11/1/26 |  |  | NO | YES |  |  |  |  | CAREFUSION 11135624 15271926 |  |  | Active |  | 00:17:23:35:24:22 |  | High Risk | 1Y:00-MFG 2Y:00-BAT | 11/01/2019 | 11/01/2019 | COOPER UNIVERSITY HOSPITAL |  |  | Moves | WOT00000001466723 | David Frye | Performance Verification | Completed |  | 11/01/2019 | 11/01/2019 | Performance Verification for CAREFUSION 11135624 15271926 | Initial Install of Performance Verification. Device is ready for patient use. |  |  | 11/01/2019 | 11/01/2019
|  | CAREFUSION | ALARIS 8015 5.7 | CONTROLLER, INFUSION PUMP |  | SPD | Dorrance |  |  | 11/01/2019 |  | 11/1/26 |  |  | NO | YES |  |  |  |  | CAREFUSION 11135623 15273103 |  |  | Active |  | 00:17:23:34:A4:51 |  | High Risk | 1Y:00-MFG 2Y:00-BAT | 11/01/2019 | 11/01/2019 | COOPER UNIVERSITY HOSPITAL |  |  | Moves | WOT00000001467010 | David Frye | Performance Verification | Completed |  | 11/01/2019 | 11/01/2019 | Performance Verification for CAREFUSION 11135623 15273103 | Initial Install of Performance Verification. Device is ready for patient use. |  |  | 11/01/2019 | 11/01/2019
|  | CAREFUSION | ALARIS 8015 5.7 | CONTROLLER, INFUSION PUMP |  | SPD | Kelemen |  |  | 11/01/2019 |  | 11/1/26 |  |  | NO | YES |  |  |  |  | CAREFUSION 11135622 15273697 |  |  | Active |  | 00:17:23:34:D6:0D |  | High Risk | 1Y:00-MFG 2Y:00-BAT | 11/01/2019 | 11/01/2019 | COOPER UNIVERSITY HOSPITAL |  |  | Moves | WOT00000001468047 | David Frye | Performance Verification | Completed |  | 11/01/2019 | 11/01/2019 | Performance Verification for CAREFUSION 11135622 15273697 | Initial Install of Performance Verification. Device is ready for patient use. |  |  | 11/01/2019 | 11/01/2019
|  | CAREFUSION | ALARIS 8015 5.7 | CONTROLLER, INFUSION PUMP |  | SPD | Kelemen |  |  | 11/01/2019 |  | 11/1/26 |  |  | NO | YES |  |  |  |  | CAREFUSION 11135621 15273891 |  |  | Active |  | 00:17:23:35:0E:98 |  | High Risk | 1Y:00-MFG 2Y:00-BAT | 11/01/2019 | 11/01/2019 | COOPER UNIVERSITY HOSPITAL |  |  | Moves | WOT00000001468307 | David Frye | Performance Verification | Completed |  | 11/01/2019 | 11/01/2019 | Performance Verification for CAREFUSION 11135621 15273891 | Initial Install of Performance Verification. Device is ready for patient use. |  |  | 11/01/2019 | 11/01/2019
|  | CAREFUSION | ALARIS 8015 5.7 | CONTROLLER, INFUSION PUMP |  | SPD | Kelemen |  |  | 11/01/2019 |  | 11/1/26 |  |  | NO | YES |  |  |  |  | CAREFUSION 11135619 15271921 |  |  | Active |  | 00:17:23:34:FF:E6 |  | High Risk | 1Y:00-MFG 2Y:00-BAT | 11/01/2019 | 11/01/2019 | COOPER UNIVERSITY HOSPITAL |  |  | Moves | WOT00000001468460 | David Frye | Performance Verification | Completed |  | 11/01/2019 | 11/01/2019 | Performance Verification for CAREFUSION 11135619 15271921 | Initial Install of Performance Verification. Device is ready for patient use. |  |  | 11/01/2019 | 11/01/2019
|  | CAREFUSION | ALARIS 8015 5.7 | CONTROLLER, INFUSION PUMP |  | SPD | Kelemen |  |  | 11/01/2019 |  | 11/1/26 |  |  | NO | YES |  |  |  |  | CAREFUSION 11135620 15273871 |  |  | Active | dup11135620 | 00:17:23:35:23:C2 |  | High Risk | 1Y:00-MFG 2Y:00-BAT | 11/01/2019 | 11/01/2019 | COOPER UNIVERSITY HOSPITAL |  |  | Moves | WOT00000001469755 | David Frye | Performance Verification | Completed |  | 11/01/2019 | 11/01/2019 | Performance Verification for CAREFUSION 11135620 15273871 | Initial Install of Performance Verification. Device is ready for patient use. |  |  | 11/01/2019 | 11/01/2019
|  | CAREFUSION | ALARIS 8015 5.7 | CONTROLLER, INFUSION PUMP |  | SPD | Kelemen |  |  | 11/01/2019 |  | 11/1/26 |  |  | NO | YES |  |  |  |  | CAREFUSION 11135615 15273768 |  |  | Active |  | 00:17:23:34:F2:EA |  | High Risk | 1Y:00-MFG 2Y:00-BAT | 11/01/2019 | 11/01/2019 | COOPER UNIVERSITY HOSPITAL |  |  | Moves | WOT00000001468731 | David Frye | Performance Verification | Completed |  | 11/01/2019 | 11/01/2019 | Performance Verification for CAREFUSION 11135615 15273768 | Initial Install of Performance Verification. Device is ready for patient use. |  |  | 11/01/2019 | 11/01/2019
|  | CAREFUSION | ALARIS 8015 5.7 | CONTROLLER, INFUSION PUMP |  | SPD | Kelemen |  |  | 11/01/2019 |  | 11/1/26 |  |  | NO | YES |  |  |  |  | CAREFUSION 11135616 15272893 |  |  | Active |  | 00:17:23:34:AD:B1 |  | High Risk | 1Y:00-MFG 2Y:00-BAT | 11/01/2019 | 11/01/2019 | COOPER UNIVERSITY HOSPITAL |  |  | Moves | WOT00000001469469 | David Frye | Performance Verification | Completed |  | 11/01/2019 | 11/01/2019 | Performance Verification for CAREFUSION 11135616 15272893 | Initial Install of Performance Verification. Device is ready for patient use. |  |  | 11/01/2019 | 11/01/2019
|  | CAREFUSION | ALARIS 8015 5.7 | CONTROLLER, INFUSION PUMP |  | SPD | Pavilion |  |  | 11/01/2019 |  | 11/1/26 |  |  | NO | YES |  |  |  |  | CAREFUSION 11135617 15272303 |  |  | Active |  | 00:17:23:35:04:87 |  | High Risk | 1Y:00-MFG 2Y:00-BAT | 11/01/2019 | 11/01/2019 | COOPER UNIVERSITY HOSPITAL |  |  | Moves | WOT00000001466674 | David Frye | Performance Verification | Completed |  | 11/01/2019 | 11/01/2019 | Performance Verification for CAREFUSION 11135617 15272303 | Initial Install of Performance Verification. Device is ready for patient use. |  |  | 11/01/2019 | 11/01/2019
|  | CAREFUSION | ALARIS 8015 5.7 | CONTROLLER, INFUSION PUMP |  | SPD | Kelemen |  |  | 11/01/2019 |  | 11/1/26 |  |  | NO | YES |  |  |  |  | CAREFUSION 11135618 15272411 |  |  | Active |  | 00:17:23:34:9B:9C |  | High Risk | 1Y:00-MFG 2Y:00-BAT | 11/01/2019 | 11/01/2019 | COOPER UNIVERSITY HOSPITAL |  |  | Moves | WOT00000001468359 | David Frye | Performance Verification | Completed |  | 11/01/2019 | 11/01/2019 | Performance Verification for CAREFUSION 11135618 15272411 | Initial Install of Performance Verification. Device is ready for patient use. |  |  | 11/01/2019 | 11/01/2019
|  | CAREFUSION | ALARIS 8015 5.7 | CONTROLLER, INFUSION PUMP |  | SPD | Kelemen |  |  | 11/01/2019 |  | 11/1/26 |  |  | NO | YES |  |  |  |  | CAREFUSION 11135612 15273633 |  |  | Active |  | 00:17:23:35:15:85 |  | High Risk | 1Y:00-MFG 2Y:00-BAT | 11/01/2019 | 11/01/2019 | COOPER UNIVERSITY HOSPITAL |  |  | Moves | WOT00000001468055 | David Frye | Performance Verification | Completed |  | 11/01/2019 | 11/01/2019 | Performance Verification for CAREFUSION 11135612 15273633 | Initial Install of Performance Verification. Device is ready for patient use. |  |  | 11/01/2019 | 11/01/2019
|  | CAREFUSION | ALARIS 8015 5.7 | CONTROLLER, INFUSION PUMP |  | SPD | Dorrance |  |  | 11/01/2019 |  | 11/1/26 |  |  | NO | YES |  |  |  |  | CAREFUSION 11135613 15273465 |  |  | Active |  | 00:17:23:35:04:42 |  | High Risk | 1Y:00-MFG 2Y:00-BAT | 11/01/2019 | 11/01/2019 | COOPER UNIVERSITY HOSPITAL |  |  | Moves | WOT00000001469622 | David Frye | Performance Verification | Completed |  | 11/01/2019 | 11/01/2019 | Performance Verification for CAREFUSION 11135613 15273465 | Initial Install of Performance Verification. Device is ready for patient use. |  |  | 11/01/2019 | 11/01/2019
|  | CAREFUSION | ALARIS 8015 5.7 | CONTROLLER, INFUSION PUMP |  | SPD | Kelemen |  |  | 11/01/2019 |  | 11/1/26 |  |  | NO | YES |  |  |  |  | CAREFUSION 11135611 15273676 |  |  | Active |  | 00:17:23:34:AA:AE |  | High Risk | 1Y:00-MFG 2Y:00-BAT | 11/01/2019 | 11/01/2019 | COOPER UNIVERSITY HOSPITAL |  |  | Moves | WOT00000001468124 | David Frye | Performance Verification | Completed |  | 11/01/2019 | 11/01/2019 | Performance Verification for CAREFUSION 11135611 15273676 | Initial Install of Performance Verification. Device is ready for patient use. |  |  | 11/01/2019 | 11/01/2019
|  | CAREFUSION | ALARIS 8015 5.7 | CONTROLLER, INFUSION PUMP |  | SPD | Pavilion |  |  | 11/01/2019 |  | 11/1/26 |  |  | NO | YES |  |  |  |  | CAREFUSION 11135610 15273316 |  |  | Active |  | 00:17:23:35:42:CA |  | High Risk | 1Y:00-MFG 2Y:00-BAT | 11/01/2019 | 11/01/2019 | COOPER UNIVERSITY HOSPITAL |  |  | Moves | WOT00000001469534 | David Frye | Performance Verification | Completed |  | 11/01/2019 | 11/01/2019 | Performance Verification for CAREFUSION 11135610 15273316 | Initial Install of Performance Verification. Device is ready for patient use. |  |  | 11/01/2019 | 11/01/2019
|  | CAREFUSION | ALARIS 8015 5.7 | CONTROLLER, INFUSION PUMP |  | SPD | Kelemen |  |  | 11/01/2019 |  | 11/1/26 |  |  | NO | YES |  |  |  |  | CAREFUSION 11135609 15273574 |  |  | Active |  | 00:17:23:35:55:2D |  | High Risk | 1Y:00-MFG 2Y:00-BAT | 11/01/2019 | 11/01/2019 | COOPER UNIVERSITY HOSPITAL |  |  | Moves | WOT00000001467868 | David Frye | Performance Verification | Completed |  | 11/01/2019 | 11/01/2019 | Performance Verification for CAREFUSION 11135609 15273574 | Initial Install of Performance Verification. Device is ready for patient use. |  |  | 11/01/2019 | 11/01/2019
|  | CAREFUSION | ALARIS 8015 5.7 | CONTROLLER, INFUSION PUMP |  | SPD | Kelemen |  |  | 11/01/2019 |  | 11/1/26 |  |  | NO | YES |  |  |  |  | CAREFUSION 11135608 15271835 |  |  | Active |  | 00:17:23:35:0D:75 |  | High Risk | 1Y:00-MFG 2Y:00-BAT | 11/01/2019 | 11/01/2019 | COOPER UNIVERSITY HOSPITAL |  |  | Moves | WOT00000001468458 | David Frye | Performance Verification | Completed |  | 11/01/2019 | 11/01/2019 | Performance Verification for CAREFUSION 11135608 15271835 | Initial Install of Performance Verification. Device is ready for patient use. |  |  | 11/01/2019 | 11/01/2019
|  | CAREFUSION | ALARIS 8015 5.7 | CONTROLLER, INFUSION PUMP |  | SPD | Pavilion |  |  | 11/01/2019 |  | 11/1/26 |  |  | NO | YES |  |  |  |  | CAREFUSION 11135607 15268763 |  |  | Active |  | 00:17:23:34:AC:A3 |  | High Risk | 1Y:00-MFG 2Y:00-BAT | 11/01/2019 | 11/01/2019 | COOPER UNIVERSITY HOSPITAL |  |  | Moves | WOT00000001467394 | David Frye | Performance Verification | Completed |  | 11/01/2019 | 11/01/2019 | Performance Verification for CAREFUSION 11135607 15268763 | Initial Install of Performance Verification. Device is ready for patient use. |  |  | 11/01/2019 | 11/01/2019
|  | CAREFUSION | ALARIS 8015 5.7 | CONTROLLER, INFUSION PUMP |  | SPD | Pavilion |  |  | 11/01/2019 |  | 11/1/26 |  |  | NO | YES |  |  |  |  | CAREFUSION 11135606 15269004 |  |  | Active |  | 00:17:23:34:F0:6B |  | High Risk | 1Y:00-MFG 2Y:00-BAT | 11/01/2019 | 11/01/2019 | COOPER UNIVERSITY HOSPITAL |  |  | Moves | WOT00000001468198 | David Frye | Performance Verification | Completed |  | 11/01/2019 | 11/01/2019 | Performance Verification for CAREFUSION 11135606 15269004 | Initial Install of Performance Verification. Device is ready for patient use. |  |  | 11/01/2019 | 11/01/2019
|  | CAREFUSION | ALARIS 8015 5.7 | CONTROLLER, INFUSION PUMP |  | SPD | Kelemen |  |  | 11/01/2019 |  | 11/1/26 |  |  | NO | YES |  |  |  |  | CAREFUSION 11135605 15272403 |  |  | Active |  | 00:17:23:35:09:CD |  | High Risk | 1Y:00-MFG 2Y:00-BAT | 11/01/2019 | 11/01/2019 | COOPER UNIVERSITY HOSPITAL |  |  | Moves | WOT00000001467531 | David Frye | Performance Verification | Completed |  | 11/01/2019 | 11/01/2019 | Performance Verification for CAREFUSION 11135605 15272403 | Initial Install of Performance Verification. Device is ready for patient use. |  |  | 11/01/2019 | 11/01/2019
|  | CAREFUSION | ALARIS 8015 5.7 | CONTROLLER, INFUSION PUMP |  | SPD | Dorrance |  |  | 11/15/2019 |  | 11/15/26 |  |  | NO | YES |  |  |  |  | CAREFUSION 11135603 15271875 |  |  | Active |  | 00:17:23:34:A1:0F |  | High Risk | 1Y:00-MFG 2Y:00-BAT | 11/15/2019 | 11/15/2019 | COOPER UNIVERSITY HOSPITAL |  |  | Moves | WOT00000001466672 | David Frye | Performance Verification | Completed |  | 11/15/2019 | 11/15/2019 | Performance Verification for CAREFUSION 11135603 15271875 | Initial Install of Performance Verification. Device is ready for patient use. |  |  | 11/15/2019 | 11/15/2019
|  | CAREFUSION | ALARIS 8015 5.7 | CONTROLLER, INFUSION PUMP |  | SPD | Pavilion |  |  | 11/01/2019 |  | 11/1/26 |  |  | NO | YES |  |  |  |  | CAREFUSION 11135604 15268691 |  |  | Active |  | 00:17:23:34:C7:76 |  | High Risk | 1Y:00-MFG 2Y:00-BAT | 11/01/2019 | 11/01/2019 | COOPER UNIVERSITY HOSPITAL |  |  | Moves | WOT00000001469254 | David Frye | Performance Verification | Completed |  | 11/01/2019 | 11/01/2019 | Performance Verification for CAREFUSION 11135604 15268691 | Initial Install of Performance Verification. Device is ready for patient use. |  |  | 11/01/2019 | 11/01/2019
|  | CAREFUSION | ALARIS 8015 5.7 | CONTROLLER, INFUSION PUMP |  | SPD | Kelemen |  |  | 11/01/2019 |  | 11/1/26 |  |  | NO | YES |  |  |  |  | CAREFUSION 11135600 15273595 |  |  | Active |  | 00:17:23:35:00:2E |  | High Risk | 1Y:00-MFG 2Y:00-BAT | 11/01/2019 | 11/01/2019 | COOPER UNIVERSITY HOSPITAL |  |  | Moves | WOT00000001469646 | David Frye | Performance Verification | Completed |  | 11/01/2019 | 11/01/2019 | Performance Verification for CAREFUSION 11135600 15273595 | Initial Install of Performance Verification. Device is ready for patient use. |  |  | 11/01/2019 | 11/01/2019
|  | CAREFUSION | ALARIS 8015 5.7 | CONTROLLER, INFUSION PUMP |  | SPD | Kelemen |  |  | 11/01/2019 |  | 11/1/26 |  |  | NO | YES |  |  |  |  | CAREFUSION 11135601 15273903 |  |  | Active |  | 00:17:23:34:FF:95 |  | High Risk | 1Y:00-MFG 2Y:00-BAT | 11/01/2019 | 11/01/2019 | COOPER UNIVERSITY HOSPITAL |  |  | Moves | WOT00000001469188 | David Frye | Performance Verification | Completed |  | 11/01/2019 | 11/01/2019 | Performance Verification for CAREFUSION 11135601 15273903 | Initial Install of Performance Verification. Device is ready for patient use. |  |  | 11/01/2019 | 11/01/2019
|  | CAREFUSION | ALARIS 8015 5.7 | CONTROLLER, INFUSION PUMP |  | SPD | Kelemen |  |  | 11/01/2019 |  | 11/1/26 |  |  | NO | YES |  |  |  |  | CAREFUSION 11135602 15273428 |  |  | Active |  | 00:17:23:35:05:2F |  | High Risk | 1Y:00-MFG 2Y:00-BAT | 11/01/2019 | 11/01/2019 | COOPER UNIVERSITY HOSPITAL |  |  | Moves | WOT00000001466791 | David Frye | Performance Verification | Completed |  | 11/01/2019 | 11/01/2019 | Performance Verification for CAREFUSION 11135602 15273428 | Initial Install of Performance Verification. Device is ready for patient use. |  |  | 11/01/2019 | 11/01/2019
|  | CAREFUSION | ALARIS 8015 5.7 | CONTROLLER, INFUSION PUMP |  | SPD | Pavilion |  |  | 11/01/2019 |  | 11/1/26 |  |  | NO | YES |  |  |  |  | CAREFUSION 11135598 15273713 |  |  | Active |  | 00:17:23:35:4D:83 |  | High Risk | 1Y:00-MFG 2Y:00-BAT | 11/01/2019 | 11/01/2019 | COOPER UNIVERSITY HOSPITAL |  |  | Moves | WOT00000001469007 | David Frye | Performance Verification | Completed |  | 11/01/2019 | 11/01/2019 | Performance Verification for CAREFUSION 11135598 15273713 | Initial Install of Performance Verification. Device is ready for patient use. |  |  | 11/01/2019 | 11/01/2019
|  | CAREFUSION | ALARIS 8015 5.7 | CONTROLLER, INFUSION PUMP |  | SPD | Pavilion |  |  | 11/01/2019 |  | 11/1/26 |  |  | NO | YES |  |  |  |  | CAREFUSION 11135599 15273566 |  |  | Active |  | 00:17:23:35:6F:EB |  | High Risk | 1Y:00-MFG 2Y:00-BAT | 11/01/2019 | 11/01/2019 | COOPER UNIVERSITY HOSPITAL |  |  | Moves | WOT00000001467817 | David Frye | Performance Verification | Completed |  | 11/01/2019 | 11/01/2019 | Performance Verification for CAREFUSION 11135599 15273566 | Initial Install of Performance Verification. Device is ready for patient use. |  |  | 11/01/2019 | 11/01/2019
|  | CAREFUSION | ALARIS 8015 5.7 | CONTROLLER, INFUSION PUMP |  | SPD | Kelemen |  |  | 11/01/2019 |  | 11/1/26 |  |  | NO | YES |  |  |  |  | CAREFUSION 11135597 15273684 |  |  | Active |  | 00:17:23:35:19:18 |  | High Risk | 1Y:00-MFG 2Y:00-BAT | 11/01/2019 | 11/01/2019 | COOPER UNIVERSITY HOSPITAL |  |  | Moves | WOT00000001469804 | David Frye | Performance Verification | Completed |  | 11/01/2019 | 11/01/2019 | Performance Verification for CAREFUSION 11135597 15273684 | Initial Install of Performance Verification. Device is ready for patient use. |  |  | 11/01/2019 | 11/01/2019
|  | CAREFUSION | ALARIS 8015 5.7 | CONTROLLER, INFUSION PUMP |  | SPD | Kelemen |  |  | 11/01/2019 |  | 11/1/26 |  |  | NO | YES |  |  |  |  | CAREFUSION 11135596 15273729 |  |  | Active |  | 00:17:23:34:A3:AF |  | High Risk | 1Y:00-MFG 2Y:00-BAT | 11/01/2019 | 11/01/2019 | COOPER UNIVERSITY HOSPITAL |  |  | Moves | WOT00000001467906 | David Frye | Performance Verification | Completed |  | 11/01/2019 | 11/01/2019 | Performance Verification for CAREFUSION 11135596 15273729 | Initial Install of Performance Verification. Device is ready for patient use. |  |  | 11/01/2019 | 11/01/2019
|  | CAREFUSION | ALARIS 8015 5.7 | CONTROLLER, INFUSION PUMP |  | SPD | Pavilion |  |  | 11/01/2019 |  | 11/1/26 |  |  | NO | YES |  |  |  |  | CAREFUSION 11135593 15273673 |  |  | Active |  | 00:17:23:34:A8:B3 |  | High Risk | 1Y:00-MFG 2Y:00-BAT | 11/01/2019 | 11/01/2019 | COOPER UNIVERSITY HOSPITAL |  |  | Moves | WOT00000001467224 | David Frye | Performance Verification | Completed |  | 11/01/2019 | 11/01/2019 | Performance Verification for CAREFUSION 11135593 15273673 | Initial Install of Performance Verification. Device is ready for patient use. |  |  | 11/01/2019 | 11/01/2019
|  | CAREFUSION | ALARIS 8015 5.7 | CONTROLLER, INFUSION PUMP |  | SPD | Kelemen |  |  | 11/01/2019 |  | 11/1/26 |  |  | NO | YES |  |  |  |  | CAREFUSION 11135594 15273879 |  |  | Active |  | 00:17:23:35:0A:E7 |  | High Risk | 1Y:00-MFG 2Y:00-BAT | 11/01/2019 | 11/01/2019 | COOPER UNIVERSITY HOSPITAL |  |  | Moves | WOT00000001467399 | David Frye | Performance Verification | Completed |  | 11/01/2019 | 11/01/2019 | Performance Verification for CAREFUSION 11135594 15273879 | Initial Install of Performance Verification. Device is ready for patient use. |  |  | 11/01/2019 | 11/01/2019
|  | CAREFUSION | ALARIS 8015 5.7 | CONTROLLER, INFUSION PUMP |  | SPD | Pavilion |  |  | 11/01/2019 |  | 11/1/26 |  |  | NO | YES |  |  |  |  | CAREFUSION 11135595 15273611 |  |  | Active |  | 00:17:23:34:A5:2F |  | High Risk | 1Y:00-MFG 2Y:00-BAT | 11/01/2019 | 11/01/2019 | COOPER UNIVERSITY HOSPITAL |  |  | Moves | WOT00000001467777 | David Frye | Performance Verification | Completed |  | 11/01/2019 | 11/01/2019 | Performance Verification for CAREFUSION 11135595 15273611 | Initial Install of Performance Verification. Device is ready for patient use. |  |  | 11/01/2019 | 11/01/2019
|  | CAREFUSION | ALARIS 8015 5.7 | CONTROLLER, INFUSION PUMP |  | SPD | Pavilion |  |  | 11/01/2019 |  | 11/1/26 |  |  | NO | YES |  |  |  |  | CAREFUSION 11135592 15269016 |  |  | Active |  | 00:17:23:34:BE:8E |  | High Risk | 1Y:00-MFG 2Y:00-BAT | 11/01/2019 | 11/01/2019 | COOPER UNIVERSITY HOSPITAL |  |  | Moves | WOT00000001458122 | David Frye | Performance Verification | Completed |  | 11/01/2019 | 11/01/2019 | Performance Verification for CAREFUSION 11135592 15269016 | Initial Install of Performance Verification. Device is ready for patient use. |  |  | 11/01/2019 | 11/01/2019
|  | CAREFUSION | ALARIS 8015 5.7 | CONTROLLER, INFUSION PUMP |  | SPD | Pavilion |  |  | 11/01/2019 |  | 11/1/26 |  |  | NO | YES |  |  |  |  | CAREFUSION 11135591 15268883 |  |  | Active |  | 00:17:23:34:C9:AA |  | High Risk | 1Y:00-MFG 2Y:00-BAT | 11/01/2019 | 11/01/2019 | COOPER UNIVERSITY HOSPITAL |  |  | Moves | WOT00000001468305 | David Frye | Performance Verification | Completed |  | 11/01/2019 | 11/01/2019 | Performance Verification for CAREFUSION 11135591 15268883 | Initial Install of Performance Verification. Device is ready for patient use. |  |  | 11/01/2019 | 11/01/2019
|  | CAREFUSION | ALARIS 8015 5.7 | CONTROLLER, INFUSION PUMP |  | SPD | Kelemen |  |  | 11/01/2019 |  | 11/1/26 |  |  | NO | YES |  |  |  |  | CAREFUSION 11135590 15271848 |  |  | Active |  | 00:17:23:35:24:0A |  | High Risk | 1Y:00-MFG 2Y:00-BAT | 11/01/2019 | 11/01/2019 | COOPER UNIVERSITY HOSPITAL |  |  | Moves | WOT00000001469463 | David Frye | Performance Verification | Completed |  | 11/01/2019 | 11/01/2019 | Performance Verification for CAREFUSION 11135590 15271848 | Initial Install of Performance Verification. Device is ready for patient use. |  |  | 11/01/2019 | 11/01/2019
|  | CAREFUSION | ALARIS 8015 5.7 | CONTROLLER, INFUSION PUMP |  | SPD | Kelemen |  |  | 11/01/2019 |  | 11/1/26 |  |  | NO | YES |  |  |  |  | CAREFUSION 11135585 15273617 |  |  | Active |  | 00:17:23:35:40:ED |  | High Risk | 1Y:00-MFG 2Y:00-BAT | 11/01/2019 | 11/01/2019 | COOPER UNIVERSITY HOSPITAL |  |  | Moves | WOT00000001468735 | David Frye | Performance Verification | Completed |  | 11/01/2019 | 11/01/2019 | Performance Verification for CAREFUSION 11135585 15273617 | Initial Install of Performance Verification. Device is ready for patient use. |  |  | 11/01/2019 | 11/01/2019
|  | CAREFUSION | ALARIS 8015 5.7 | CONTROLLER, INFUSION PUMP |  | SPD | Pavilion |  |  | 11/01/2019 |  | 11/1/26 |  |  | NO | YES |  |  |  |  | CAREFUSION 11135586 15273560 |  |  | Active |  | 00:17:23:34:FC:CB |  | High Risk | 1Y:00-MFG 2Y:00-BAT | 11/01/2019 | 11/01/2019 | COOPER UNIVERSITY HOSPITAL |  |  | Moves | WOT00000001469536 | David Frye | Performance Verification | Completed |  | 11/01/2019 | 11/01/2019 | Performance Verification for CAREFUSION 11135586 15273560 | Initial Install of Performance Verification. Device is ready for patient use. |  |  | 11/01/2019 | 11/01/2019
|  | CAREFUSION | ALARIS 8015 5.7 | CONTROLLER, INFUSION PUMP |  | SPD | Pavilion |  |  | 11/01/2019 |  | 11/1/26 |  |  | NO | YES |  |  |  |  | CAREFUSION 11135589 15273925 |  |  | Active |  | 00:17:23:35:27:52 |  | High Risk | 1Y:00-MFG 2Y:00-BAT | 11/01/2019 | 11/01/2019 | COOPER UNIVERSITY HOSPITAL |  |  | Moves | WOT00000001468310 | David Frye | Performance Verification | Completed |  | 11/01/2019 | 11/01/2019 | Performance Verification for CAREFUSION 11135589 15273925 | Initial Install of Performance Verification. Device is ready for patient use. |  |  | 11/01/2019 | 11/01/2019
|  | CAREFUSION | ALARIS 8015 5.7 | CONTROLLER, INFUSION PUMP |  | SPD | Pavilion |  |  | 11/01/2019 |  | 11/1/26 |  |  | NO | YES |  |  |  |  | CAREFUSION 11135584 15273547 |  |  | Active |  | 00:17:23:34:AE:7D |  | High Risk | 1Y:00-MFG 2Y:00-BAT | 11/01/2019 | 11/01/2019 | COOPER UNIVERSITY HOSPITAL |  |  | Moves | WOT00000001469644 | David Frye | Performance Verification | Completed |  | 11/01/2019 | 11/01/2019 | Performance Verification for CAREFUSION 11135584 15273547 | Initial Install of Performance Verification. Device is ready for patient use. |  |  | 11/01/2019 | 11/01/2019
|  | CAREFUSION | ALARIS 8015 5.7 | CONTROLLER, INFUSION PUMP |  | SPD | Kelemen |  |  | 11/01/2019 |  | 11/1/26 |  |  | NO | YES |  |  |  |  | CAREFUSION 11135588 15273333 |  |  | Active |  | 00:17:23:34:BB:2E |  | High Risk | 1Y:00-MFG 2Y:00-BAT | 11/01/2019 | 11/01/2019 | COOPER UNIVERSITY HOSPITAL |  |  | Moves | WOT00000001467815 | David Frye | Performance Verification | Completed |  | 11/01/2019 | 11/01/2019 | Performance Verification for CAREFUSION 11135588 15273333 | Initial Install of Performance Verification. Device is ready for patient use. |  |  | 11/01/2019 | 11/01/2019
|  | CAREFUSION | ALARIS 8015 5.7 | CONTROLLER, INFUSION PUMP |  | SPD | Kelemen |  |  | 11/01/2019 |  | 11/1/26 |  |  | NO | YES |  |  |  |  | CAREFUSION 11135587 15273300 |  |  | Active |  | 00:17:23:35:26:23 |  | High Risk | 1Y:00-MFG 2Y:00-BAT | 11/01/2019 | 11/01/2019 | COOPER UNIVERSITY HOSPITAL |  |  | Moves | WOT00000001468582 | David Frye | Performance Verification | Completed |  | 11/01/2019 | 11/01/2019 | Performance Verification for CAREFUSION 11135587 15273300 | Initial Install of Performance Verification. Device is ready for patient use. |  |  | 11/01/2019 | 11/01/2019
|  | CAREFUSION | ALARIS 8015 5.7 | CONTROLLER, INFUSION PUMP |  | SPD | Kelemen |  |  | 11/01/2019 |  | 11/1/26 |  |  | NO | YES |  |  |  |  | CAREFUSION 11135583 15273865 |  |  | Active |  | 00:17:23:35:12:2B |  | High Risk | 1Y:00-MFG 2Y:00-BAT | 11/01/2019 | 11/01/2019 | COOPER UNIVERSITY HOSPITAL |  |  | Moves | WOT00000001468790 | David Frye | Performance Verification | Completed |  | 11/01/2019 | 11/01/2019 | Performance Verification for CAREFUSION 11135583 15273865 | Initial Install of Performance Verification. Device is ready for patient use. |  |  | 11/01/2019 | 11/01/2019
|  | CAREFUSION | ALARIS 8015 5.7 | CONTROLLER, INFUSION PUMP |  | SPD | Pavilion |  |  | 11/01/2019 |  | 11/1/26 |  |  | NO | YES |  |  |  |  | CAREFUSION 11135575 15268908 |  |  | Active |  | 00:17:23:34:C8:C6 |  | High Risk | 1Y:00-MFG 2Y:00-BAT | 11/01/2019 | 11/01/2019 | COOPER UNIVERSITY HOSPITAL |  |  | Moves | WOT00000001460452 | David Frye | Performance Verification | Completed |  | 11/01/2019 | 11/01/2019 | Performance Verification for CAREFUSION 11135575 15268908 | Initial Install of Performance Verification. Device is ready for patient use. |  |  | 11/01/2019 | 11/01/2019
|  | CAREFUSION | ALARIS 8015 5.7 | CONTROLLER, INFUSION PUMP |  | SPD | Pavilion |  |  | 11/01/2019 |  | 11/1/26 |  |  | NO | YES |  |  |  |  | CAREFUSION 11135576 15268754 |  |  | Active |  | 00:17:23:34:BC:48 |  | High Risk | 1Y:00-MFG 2Y:00-BAT | 11/01/2019 | 11/01/2019 | COOPER UNIVERSITY HOSPITAL |  |  | Moves | WOT00000001458311 | David Frye | Performance Verification | Completed |  | 11/01/2019 | 11/01/2019 | Performance Verification for CAREFUSION 11135576 15268754 | Initial Install of Performance Verification. Device is ready for patient use. |  |  | 11/01/2019 | 11/01/2019
|  | CAREFUSION | ALARIS 8015 5.7 | CONTROLLER, INFUSION PUMP |  | SPD | Pavilion |  |  | 11/01/2019 |  | 11/1/26 |  |  | NO | YES |  |  |  |  | CAREFUSION 11135577 15268132 |  |  | Active |  | 00:17:23:34:D5:35 |  | High Risk | 1Y:00-MFG 2Y:00-BAT | 11/01/2019 | 11/01/2019 | COOPER UNIVERSITY HOSPITAL |  |  | Moves | WOT00000001468753 | David Frye | Performance Verification | Completed |  | 11/01/2019 | 11/01/2019 | Performance Verification for CAREFUSION 11135577 15268132 | Initial Install of Performance Verification. Device is ready for patient use. |  |  | 11/01/2019 | 11/01/2019
|  | CAREFUSION | ALARIS 8015 5.7 | CONTROLLER, INFUSION PUMP |  | SPD | Kelemen |  |  | 11/01/2019 |  | 11/1/26 |  |  | NO | YES |  |  |  |  | CAREFUSION 11135582 15273594 |  |  | Active |  | 00:17:23:35:0D:E4 |  | High Risk | 1Y:00-MFG 2Y:00-BAT | 11/01/2019 | 11/01/2019 | COOPER UNIVERSITY HOSPITAL |  |  | Moves | WOT00000001468656 | David Frye | Performance Verification | Completed |  | 11/01/2019 | 11/01/2019 | Performance Verification for CAREFUSION 11135582 15273594 | Initial Install of Performance Verification. Device is ready for patient use. |  |  | 11/01/2019 | 11/01/2019
|  | CAREFUSION | ALARIS 8015 5.7 | CONTROLLER, INFUSION PUMP |  | SPD | Kelemen |  |  | 11/01/2019 |  | 11/1/26 |  |  | NO | YES |  |  |  |  | CAREFUSION 11135580 15269052 |  |  | Active |  | 00:17:23:34:DD:4E |  | High Risk | 1Y:00-MFG 2Y:00-BAT | 11/01/2019 | 11/01/2019 | COOPER UNIVERSITY HOSPITAL |  |  | Moves | WOT00000001468562 | David Frye | Performance Verification | Completed |  | 11/01/2019 | 11/01/2019 | Performance Verification for CAREFUSION 11135580 15269052 | Initial Install of Performance Verification. Device is ready for patient use. |  |  | 11/01/2019 | 11/01/2019
|  | CAREFUSION | ALARIS 8015 5.7 | CONTROLLER, INFUSION PUMP |  | SPD | Kelemen |  |  | 11/01/2019 |  | 11/1/26 |  |  | NO | YES |  |  |  |  | CAREFUSION 11135578 15267955 |  |  | Active |  | 00:17:23:34:CE:78 |  | High Risk | 1Y:00-MFG 2Y:00-BAT | 11/01/2019 | 11/01/2019 | COOPER UNIVERSITY HOSPITAL |  |  | Moves | WOT00000001469003 | David Frye | Performance Verification | Completed |  | 11/01/2019 | 11/01/2019 | Performance Verification for CAREFUSION 11135578 15267955 | Initial Install of Performance Verification. Device is ready for patient use. |  |  | 11/01/2019 | 11/01/2019
|  | CAREFUSION | ALARIS 8015 5.7 | CONTROLLER, INFUSION PUMP |  | SPD | Kelemen |  |  | 11/01/2019 |  | 11/1/26 |  |  | NO | YES |  |  |  |  | CAREFUSION 11135579 15268201 |  |  | Active |  | 00:17:23:35:1C:81 |  | High Risk | 1Y:00-MFG 2Y:00-BAT | 11/01/2019 | 11/01/2019 | COOPER UNIVERSITY HOSPITAL |  |  | Moves | WOT00000001469722 | David Frye | Performance Verification | Completed |  | 11/01/2019 | 11/01/2019 | Performance Verification for CAREFUSION 11135579 15268201 | Initial Install of Performance Verification. Device is ready for patient use. |  |  | 11/01/2019 | 11/01/2019
|  | CAREFUSION | ALARIS 8015 5.7 | CONTROLLER, INFUSION PUMP |  | SPD | Pavilion |  |  | 11/01/2019 |  | 11/1/26 |  |  | NO | YES |  |  |  |  | CAREFUSION 11135574 15268425 |  |  | Active |  | 00:17:23:34:AB:89 |  | High Risk | 1Y:00-MFG 2Y:00-BAT | 11/01/2019 | 11/01/2019 | COOPER UNIVERSITY HOSPITAL |  |  | Moves | WOT00000001469253 | David Frye | Performance Verification | Completed |  | 11/01/2019 | 11/01/2019 | Performance Verification for CAREFUSION 11135574 15268425 | Initial Install of Performance Verification. Device is ready for patient use. |  |  | 11/01/2019 | 11/01/2019
|  | CAREFUSION | ALARIS 8015 5.7 | CONTROLLER, INFUSION PUMP |  | SPD | Kelemen |  |  | 11/01/2019 |  | 11/1/26 |  |  | NO | YES |  |  |  |  | CAREFUSION 11135559 15269078 |  |  | Active |  | 00:17:23:34:A3:F7 |  | High Risk | 1Y:00-MFG 2Y:00-BAT | 11/01/2019 | 11/01/2019 | COOPER UNIVERSITY HOSPITAL |  |  | Moves | WOT00000001469461 | David Frye | Performance Verification | Completed |  | 11/01/2019 | 11/01/2019 | Performance Verification for CAREFUSION 11135559 15269078 | Initial Install of Performance Verification. Device is ready for patient use. |  |  | 11/01/2019 | 11/01/2019
|  | CAREFUSION | ALARIS 8015 5.7 | CONTROLLER, INFUSION PUMP |  | SPD | Kelemen |  |  | 11/01/2019 |  | 11/1/26 |  |  | NO | YES |  |  |  |  | CAREFUSION 11135558 15268174 |  |  | Active |  | 00:17:23:34:DE:50 |  | High Risk | 1Y:00-MFG 2Y:00-BAT | 11/01/2019 | 11/01/2019 | COOPER UNIVERSITY HOSPITAL |  |  | Moves | WOT00000001468867 | David Frye | Performance Verification | Completed |  | 11/01/2019 | 11/01/2019 | Performance Verification for CAREFUSION 11135558 15268174 | Initial Install of Performance Verification. Device is ready for patient use. |  |  | 11/01/2019 | 11/01/2019
|  | CAREFUSION | ALARIS 8015 5.7 | CONTROLLER, INFUSION PUMP |  | SPD | Pavilion |  |  | 11/01/2019 |  | 11/1/26 |  |  | NO | YES |  |  |  |  | CAREFUSION 11135557 15268193 |  |  | Active |  | 00:17:23:34:B9:B7 |  | High Risk | 1Y:00-MFG 2Y:00-BAT | 11/01/2019 | 11/01/2019 | COOPER UNIVERSITY HOSPITAL |  |  | Moves | WOT00000001468123 | David Frye | Performance Verification | Completed |  | 11/01/2019 | 11/01/2019 | Performance Verification for CAREFUSION 11135557 15268193 | Initial Install of Performance Verification. Device is ready for patient use. |  |  | 11/01/2019 | 11/01/2019
|  | CAREFUSION | ALARIS 8015 5.7 | CONTROLLER, INFUSION PUMP |  | SPD | Pavilion |  |  | 11/01/2019 |  | 11/1/26 |  |  | NO | YES |  |  |  |  | CAREFUSION 11135554 15268365 |  |  | Active |  | 00:17:23:34:A1:7E |  | High Risk | 1Y:00-MFG 2Y:00-BAT | 11/01/2019 | 11/01/2019 | COOPER UNIVERSITY HOSPITAL |  |  | Moves | WOT00000001467393 | David Frye | Performance Verification | Completed |  | 11/01/2019 | 11/01/2019 | Performance Verification for CAREFUSION 11135554 15268365 | Initial Install of Performance Verification. Device is ready for patient use. |  |  | 11/01/2019 | 11/01/2019
|  | CAREFUSION | ALARIS 8015 5.7 | CONTROLLER, INFUSION PUMP |  | SPD | Pavilion |  |  | 11/01/2019 |  | 11/1/26 |  |  | NO | YES |  |  |  |  | CAREFUSION 11135555 15268220 |  |  | Active |  | 00:17:23:35:0F:88 |  | High Risk | 1Y:00-MFG 2Y:00-BAT | 11/01/2019 | 11/01/2019 | COOPER UNIVERSITY HOSPITAL |  |  | Moves | WOT00000001468301 | David Frye | Performance Verification | Completed |  | 11/01/2019 | 11/01/2019 | Performance Verification for CAREFUSION 11135555 15268220 | Initial Install of Performance Verification. Device is ready for patient use. |  |  | 11/01/2019 | 11/01/2019
|  | CAREFUSION | ALARIS 8015 5.7 | CONTROLLER, INFUSION PUMP |  | SPD | Kelemen |  |  | 11/01/2019 |  | 11/1/26 |  |  | NO | YES |  |  |  |  | CAREFUSION 11135556 15268737 |  |  | Active |  | 00:17:23:34:D6:85 |  | High Risk | 1Y:00-MFG 2Y:00-BAT | 11/01/2019 | 11/01/2019 | COOPER UNIVERSITY HOSPITAL |  |  | Moves | WOT00000001469054 | David Frye | Performance Verification | Completed |  | 11/01/2019 | 11/01/2019 | Performance Verification for CAREFUSION 11135556 15268737 | Initial Install of Performance Verification. Device is ready for patient use. |  |  | 11/01/2019 | 11/01/2019
|  | CAREFUSION | ALARIS 8015 5.7 | CONTROLLER, INFUSION PUMP |  | SPD | Kelemen |  |  | 11/01/2019 |  | 11/1/26 |  |  | NO | YES |  |  |  |  | CAREFUSION 11135551 15268894 |  |  | Active |  | 00:17:23:34:B6:BA |  | High Risk | 1Y:00-MFG 2Y:00-BAT | 11/01/2019 | 11/01/2019 | COOPER UNIVERSITY HOSPITAL |  |  | Moves | WOT00000001469162 | David Frye | Performance Verification | Completed |  | 11/01/2019 | 11/01/2019 | Performance Verification for CAREFUSION 11135551 15268894 | Initial Install of Performance Verification. Device is ready for patient use. |  |  | 11/01/2019 | 11/01/2019
|  | CAREFUSION | ALARIS 8015 5.7 | CONTROLLER, INFUSION PUMP |  | SPD | Kelemen |  |  | 11/01/2019 |  | 11/1/26 |  |  | NO | YES |  |  |  |  | CAREFUSION 11135553 15268276 |  |  | Active |  | 00:17:23:34:C0:D4 |  | High Risk | 1Y:00-MFG 2Y:00-BAT | 11/01/2019 | 11/01/2019 | COOPER UNIVERSITY HOSPITAL |  |  | Moves | WOT00000001468323 | David Frye | Performance Verification | Completed |  | 11/01/2019 | 11/01/2019 | Performance Verification for CAREFUSION 11135553 15268276 | Initial Install of Performance Verification. Device is ready for patient use. |  |  | 11/01/2019 | 11/01/2019
|  | CAREFUSION | ALARIS 8015 5.7 | CONTROLLER, INFUSION PUMP |  | SPD | Pavilion |  |  | 11/01/2019 |  | 11/1/26 |  |  | NO | YES |  |  |  |  | CAREFUSION 11135552 15269046 |  |  | Active |  | 00:17:23:34:B6:8A |  | High Risk | 1Y:00-MFG 2Y:00-BAT | 11/01/2019 | 11/01/2019 | COOPER UNIVERSITY HOSPITAL |  |  | Moves | WOT00000001467438 | David Frye | Performance Verification | Completed |  | 11/01/2019 | 11/01/2019 | Performance Verification for CAREFUSION 11135552 15269046 | Initial Install of Performance Verification. Device is ready for patient use. |  |  | 11/01/2019 | 11/01/2019
|  | CAREFUSION | ALARIS 8015 5.7 | CONTROLLER, INFUSION PUMP |  | SPD | Kelemen |  |  | 11/01/2019 |  | 11/1/26 |  |  | NO | YES |  |  |  |  | CAREFUSION 11135550 15272247 |  |  | Active |  | 00:17:23:34:FE:90 |  | High Risk | 1Y:00-MFG 2Y:00-BAT | 11/01/2019 | 11/01/2019 | COOPER UNIVERSITY HOSPITAL |  |  | Moves | WOT00000001467529 | David Frye | Performance Verification | Completed |  | 11/01/2019 | 11/01/2019 | Performance Verification for CAREFUSION 11135550 15272247 | Initial Install of Performance Verification. Device is ready for patient use. |  |  | 11/01/2019 | 11/01/2019
|  | CAREFUSION | ALARIS 8015 5.7 | CONTROLLER, INFUSION PUMP |  | SPD | Kelemen |  |  | 11/01/2019 |  | 11/1/26 |  |  | NO | YES |  |  |  |  | CAREFUSION 11135547 15269008 |  |  | Active |  | 00:17:23:34:BE:6D |  | High Risk | 1Y:00-MFG 2Y:00-BAT | 11/01/2019 | 11/01/2019 | COOPER UNIVERSITY HOSPITAL |  |  | Moves | WOT00000001469034 | David Frye | Performance Verification | Completed |  | 11/01/2019 | 11/01/2019 | Performance Verification for CAREFUSION 11135547 15269008 | Initial Install of Performance Verification. Device is ready for patient use. |  |  | 11/01/2019 | 11/01/2019
|  | CAREFUSION | ALARIS 8015 5.7 | CONTROLLER, INFUSION PUMP |  | SPD | Kelemen |  |  | 11/01/2019 |  | 11/1/26 |  |  | NO | YES |  |  |  |  | CAREFUSION 11135549 15272082 |  |  | Active |  | 00:17:23:35:26:11 |  | High Risk | 1Y:00-MFG 2Y:00-BAT | 11/01/2019 | 11/01/2019 | COOPER UNIVERSITY HOSPITAL |  |  | Moves | WOT00000001466760 | David Frye | Performance Verification | Completed |  | 11/01/2019 | 11/01/2019 | Performance Verification for CAREFUSION 11135549 15272082 | Initial Install of Performance Verification. Device is ready for patient use. |  |  | 11/01/2019 | 11/01/2019
|  | CAREFUSION | ALARIS 8015 5.7 | CONTROLLER, INFUSION PUMP |  | SPD | Pavilion |  |  | 11/01/2019 |  | 11/1/26 |  |  | NO | YES |  |  |  |  | CAREFUSION 11135548 15268636 |  |  | Active |  | 00:17:23:34:EA:FE |  | High Risk | 1Y:00-MFG 2Y:00-BAT | 11/01/2019 | 11/01/2019 | COOPER UNIVERSITY HOSPITAL |  |  | Moves | WOT00000001458106 | David Frye | Performance Verification | Completed |  | 11/01/2019 | 11/01/2019 | Performance Verification for CAREFUSION 11135548 15268636 | Initial Install of Performance Verification. Device is ready for patient use. |  |  | 11/01/2019 | 11/01/2019
|  | CAREFUSION | ALARIS 8015 5.7 | CONTROLLER, INFUSION PUMP |  | SPD | Pavilion |  |  | 11/01/2019 |  | 11/1/26 |  |  | NO | YES |  |  |  |  | CAREFUSION 11135546 15271624 |  |  | Active |  | 00:17:23:35:0D:5D |  | High Risk | 1Y:00-MFG 2Y:00-BAT | 11/01/2019 | 11/01/2019 | COOPER UNIVERSITY HOSPITAL |  |  | Moves | WOT00000001466670 | David Frye | Performance Verification | Completed |  | 11/01/2019 | 11/01/2019 | Performance Verification for CAREFUSION 11135546 15271624 | Initial Install of Performance Verification. Device is ready for patient use. |  |  | 11/01/2019 | 11/01/2019
|  | CAREFUSION | ALARIS 8015 5.7 | CONTROLLER, INFUSION PUMP |  | SPD | Kelemen |  |  | 11/01/2019 |  | 11/1/26 |  |  | NO | YES |  |  |  |  | CAREFUSION 11135523 15273491 |  |  | Active |  | 00:17:23:34:A7:06 |  | High Risk | 1Y:00-MFG 2Y:00-BAT | 11/01/2019 | 11/01/2019 | COOPER UNIVERSITY HOSPITAL |  |  | Moves | WOT00000001467770 | David Frye | Performance Verification | Completed |  | 11/01/2019 | 11/01/2019 | Performance Verification for CAREFUSION 11135523 15273491 | Initial Install of Performance Verification. Device is ready for patient use. |  |  | 11/01/2019 | 11/01/2019
|  | CAREFUSION | ALARIS 8015 5.7 | CONTROLLER, INFUSION PUMP |  | SPD | Kelemen |  |  | 11/01/2019 |  | 11/1/26 |  |  | NO | YES |  |  |  |  | CAREFUSION 11135524 15273591 |  |  | Active |  | 00:17:23:35:27:0D |  | High Risk | 1Y:00-MFG 2Y:00-BAT | 11/01/2019 | 11/01/2019 | COOPER UNIVERSITY HOSPITAL |  |  | Moves | WOT00000001467888 | David Frye | Performance Verification | Completed |  | 11/01/2019 | 11/01/2019 | Performance Verification for CAREFUSION 11135524 15273591 | Initial Install of Performance Verification. Device is ready for patient use. |  |  | 11/01/2019 | 11/01/2019
|  | CAREFUSION | ALARIS 8015 5.7 | CONTROLLER, INFUSION PUMP |  | SPD | Kelemen |  |  | 11/01/2019 |  | 11/1/26 |  |  | NO | YES |  |  |  |  | CAREFUSION 11135544 15268648 |  |  | Active |  | 00:17:23:34:C9:DD |  | High Risk | 1Y:00-MFG 2Y:00-BAT | 11/01/2019 | 11/01/2019 | COOPER UNIVERSITY HOSPITAL |  |  | Moves | WOT00000001467434 | David Frye | Performance Verification | Completed |  | 11/01/2019 | 11/01/2019 | Performance Verification for CAREFUSION 11135544 15268648 | Initial Install of Performance Verification. Device is ready for patient use. |  |  | 11/01/2019 | 11/01/2019
|  | CAREFUSION | ALARIS 8015 5.7 | CONTROLLER, INFUSION PUMP |  | SPD | Kelemen |  |  | 11/01/2019 |  | 11/1/26 |  |  | NO | YES |  |  |  |  | CAREFUSION 11135543 15271849 |  |  | Active |  | 00:17:23:35:0B:D1 |  | High Risk | 1Y:00-MFG 2Y:00-BAT | 11/01/2019 | 11/01/2019 | COOPER UNIVERSITY HOSPITAL |  |  | Moves | WOT00000001466623 | David Frye | Performance Verification | Completed |  | 11/01/2019 | 11/01/2019 | Performance Verification for CAREFUSION 11135543 15271849 | Initial Install of Performance Verification. Device is ready for patient use. |  |  | 11/01/2019 | 11/01/2019
|  | CAREFUSION | ALARIS 8015 5.7 | CONTROLLER, INFUSION PUMP |  | SPD | Kelemen |  |  | 11/01/2019 |  | 11/1/26 |  |  | NO | YES |  |  |  |  | CAREFUSION 11135542 15268711 |  |  | Active |  | 00:17:23:34:A6:A6 |  | High Risk | 1Y:00-MFG 2Y:00-BAT | 11/01/2019 | 11/01/2019 | COOPER UNIVERSITY HOSPITAL |  |  | Moves | WOT00000001467303 | David Frye | Performance Verification | Completed |  | 11/01/2019 | 11/01/2019 | Performance Verification for CAREFUSION 11135542 15268711 | Initial Install of Performance Verification. Device is ready for patient use. |  |  | 11/01/2019 | 11/01/2019
|  | CAREFUSION | ALARIS 8015 5.7 | CONTROLLER, INFUSION PUMP |  | SPD | Kelemen |  |  | 11/01/2019 |  | 11/1/26 |  |  | NO | YES |  |  |  |  | CAREFUSION 11135541 15272671 |  |  | Active |  | 00:17:23:35:4D:47 |  | High Risk | 1Y:00-MFG 2Y:00-BAT | 11/01/2019 | 11/01/2019 | COOPER UNIVERSITY HOSPITAL |  |  | Moves | WOT00000001466725 | David Frye | Performance Verification | Completed |  | 11/01/2019 | 11/01/2019 | Performance Verification for CAREFUSION 11135541 15272671 | Initial Install of Performance Verification. Device is ready for patient use. |  |  | 11/01/2019 | 11/01/2019
|  | CAREFUSION | ALARIS 8015 5.7 | CONTROLLER, INFUSION PUMP |  | SPD | Pavilion |  |  | 11/01/2019 |  | 11/1/26 |  |  | NO | YES |  |  |  |  | CAREFUSION 11135540 15268972 |  |  | Active |  | 00:17:23:34:CA:3A |  | High Risk | 1Y:00-MFG 2Y:00-BAT | 11/01/2019 | 11/01/2019 | COOPER UNIVERSITY HOSPITAL |  |  | Moves | WOT00000001454787 | David Frye | Performance Verification | Completed |  | 11/01/2019 | 11/01/2019 | Performance Verification for CAREFUSION 11135540 15268972 | Initial Install of Performance Verification. Device is ready for patient use. |  |  | 11/01/2019 | 11/01/2019
|  | CAREFUSION | ALARIS 8015 5.7 | CONTROLLER, INFUSION PUMP |  | SPD | Kelemen |  |  | 11/01/2019 |  | 11/1/26 |  |  | NO | YES |  |  |  |  | CAREFUSION 11135539 15273609 |  |  | Active |  | 00:17:23:35:41:32 |  | High Risk | 1Y:00-MFG 2Y:00-BAT | 11/01/2019 | 11/01/2019 | COOPER UNIVERSITY HOSPITAL |  |  | Moves | WOT00000001466797 | David Frye | Performance Verification | Completed |  | 11/01/2019 | 11/01/2019 | Performance Verification for CAREFUSION 11135539 15273609 | Initial Install of Performance Verification. Device is ready for patient use. |  |  | 11/01/2019 | 11/01/2019
|  | CAREFUSION | ALARIS 8015 5.7 | CONTROLLER, INFUSION PUMP |  | SPD | Kelemen |  |  | 11/01/2019 |  | 11/1/26 |  |  | NO | YES |  |  |  |  | CAREFUSION 11135538 15272236 |  |  | Active |  | 00:17:23:35:25:F3 |  | High Risk | 1Y:00-MFG 2Y:00-BAT | 11/01/2019 | 11/01/2019 | COOPER UNIVERSITY HOSPITAL |  |  | Moves | WOT00000001466626 | David Frye | Performance Verification | Completed |  | 11/01/2019 | 11/01/2019 | Performance Verification for CAREFUSION 11135538 15272236 | Initial Install of Performance Verification. Device is ready for patient use. |  |  | 11/01/2019 | 11/01/2019
|  | CAREFUSION | ALARIS 8015 5.7 | CONTROLLER, INFUSION PUMP |  | SPD | Kelemen |  |  | 11/01/2019 |  | 11/1/26 |  |  | NO | YES |  |  |  |  | CAREFUSION 11135537 15273694 |  |  | Active |  | 00:17:23:34:FE:54 |  | High Risk | 1Y:00-MFG 2Y:00-BAT | 11/01/2019 | 11/01/2019 | COOPER UNIVERSITY HOSPITAL |  |  | Moves | WOT00000001469667 | David Frye | Performance Verification | Completed |  | 11/01/2019 | 11/01/2019 | Performance Verification for CAREFUSION 11135537 15273694 | Initial Install of Performance Verification. Device is ready for patient use. |  |  | 11/01/2019 | 11/01/2019
|  | CAREFUSION | ALARIS 8015 5.7 | CONTROLLER, INFUSION PUMP |  | SPD | Kelemen |  |  | 11/01/2019 |  | 11/1/26 |  |  | NO | YES |  |  |  |  | CAREFUSION 11135532 15273737 |  |  | Active |  | 00:17:23:34:FD:D3 |  | High Risk | 1Y:00-MFG 2Y:00-BAT | 11/01/2019 | 11/01/2019 | COOPER UNIVERSITY HOSPITAL |  |  | Moves | WOT00000001468786 | David Frye | Performance Verification | Completed |  | 11/01/2019 | 11/01/2019 | Performance Verification for CAREFUSION 11135532 15273737 | Initial Install of Performance Verification. Device is ready for patient use. |  |  | 11/01/2019 | 11/01/2019
|  | CAREFUSION | ALARIS 8015 5.7 | CONTROLLER, INFUSION PUMP |  | SPD | Pavilion |  |  | 11/01/2019 |  | 11/1/26 |  |  | NO | YES |  |  |  |  | CAREFUSION 11135533 15273771 |  |  | Active |  | 00:17:23:34:FC:44 |  | High Risk | 1Y:00-MFG 2Y:00-BAT | 11/01/2019 | 11/01/2019 | COOPER UNIVERSITY HOSPITAL |  |  | Moves | WOT00000001469671 | David Frye | Performance Verification | Completed |  | 11/01/2019 | 11/01/2019 | Performance Verification for CAREFUSION 11135533 15273771 | Initial Install of Performance Verification. Device is ready for patient use. |  |  | 11/01/2019 | 11/01/2019
|  | CAREFUSION | ALARIS 8015 5.7 | CONTROLLER, INFUSION PUMP |  | SPD | Kelemen |  |  | 11/01/2019 |  | 11/1/26 |  |  | NO | YES |  |  |  |  | CAREFUSION 11135534 15273755 |  |  | Active |  | 00:17:23:35:06:58 |  | High Risk | 1Y:00-MFG 2Y:00-BAT | 11/01/2019 | 11/01/2019 | COOPER UNIVERSITY HOSPITAL |  |  | Moves | WOT00000001467092 | David Frye | Performance Verification | Completed |  | 11/01/2019 | 11/01/2019 | Performance Verification for CAREFUSION 11135534 15273755 | Initial Install of Performance Verification. Device is ready for patient use. |  |  | 11/01/2019 | 11/01/2019
|  | CAREFUSION | ALARIS 8015 5.7 | CONTROLLER, INFUSION PUMP |  | SPD | Dorrance |  |  | 11/01/2019 |  | 11/1/26 |  |  | NO | YES |  |  |  |  | CAREFUSION 11135535 15273655 |  |  | Active |  | 00:17:23:35:00:1C |  | High Risk | 1Y:00-MFG 2Y:00-BAT | 11/01/2019 | 11/01/2019 | COOPER UNIVERSITY HOSPITAL |  |  | Moves | WOT00000001468112 | David Frye | Performance Verification | Completed |  | 11/01/2019 | 11/01/2019 | Performance Verification for CAREFUSION 11135535 15273655 | Initial Install of Performance Verification. Device is ready for patient use. |  |  | 11/01/2019 | 11/01/2019
|  | CAREFUSION | ALARIS 8015 5.7 | CONTROLLER, INFUSION PUMP |  | SPD | Pavilion |  |  | 11/01/2019 |  | 11/1/26 |  |  | NO | YES |  |  |  |  | CAREFUSION 11135536 15271857 |  |  | Active |  | 00:17:23:35:16:B4 |  | High Risk | 1Y:00-MFG 2Y:00-BAT | 11/01/2019 | 11/01/2019 | COOPER UNIVERSITY HOSPITAL |  |  | Moves | WOT00000001468355 | David Frye | Performance Verification | Completed |  | 11/01/2019 | 11/01/2019 | Performance Verification for CAREFUSION 11135536 15271857 | Initial Install of Performance Verification. Device is ready for patient use. |  |  | 11/01/2019 | 11/01/2019
|  | CAREFUSION | ALARIS 8015 5.7 | CONTROLLER, INFUSION PUMP |  | SPD | Kelemen |  |  | 11/01/2019 |  | 11/1/26 |  |  | NO | YES |  |  |  |  | CAREFUSION 11135531 15273508 |  |  | Active |  | 00:17:23:34:9D:61 |  | High Risk | 1Y:00-MFG 2Y:00-BAT | 11/01/2019 | 11/01/2019 | COOPER UNIVERSITY HOSPITAL |  |  | Moves | WOT00000001469624 | David Frye | Performance Verification | Completed |  | 11/01/2019 | 11/01/2019 | Performance Verification for CAREFUSION 11135531 15273508 | Initial Install of Performance Verification. Device is ready for patient use. |  |  | 11/01/2019 | 11/01/2019
|  | CAREFUSION | ALARIS 8015 5.7 | CONTROLLER, INFUSION PUMP |  | SPD | Kelemen |  |  | 11/01/2019 |  | 11/1/26 |  |  | NO | YES |  |  |  |  | CAREFUSION 11135528 15273575 |  |  | Active |  | 00:17:23:35:25:39 |  | High Risk | 1Y:00-MFG 2Y:00-BAT | 11/01/2019 | 11/01/2019 | COOPER UNIVERSITY HOSPITAL |  |  | Moves | WOT00000001468635 | David Frye | Performance Verification | Completed |  | 11/01/2019 | 11/01/2019 | Performance Verification for CAREFUSION 11135528 15273575 | Initial Install of Performance Verification. Device is ready for patient use. |  |  | 11/01/2019 | 11/01/2019
|  | CAREFUSION | ALARIS 8015 5.7 | CONTROLLER, INFUSION PUMP |  | PAVILION 8 | Pavilion |  |  | 11/01/2019 |  | 11/1/26 |  |  | NO | YES |  |  |  |  | CAREFUSION 11135529 15273635 |  |  | Active |  | 00:17:23:35:23:FE |  | High Risk | 1Y:00-MFG 2Y:00-BAT | 11/01/2019 | 11/01/2019 | COOPER UNIVERSITY HOSPITAL |  |  | Moves | WOT00000001468791 | David Frye | Performance Verification | Completed |  | 11/01/2019 | 11/01/2019 | Performance Verification for CAREFUSION 11135529 15273635 | Initial Install of Performance Verification. Device is ready for patient use. |  |  | 11/01/2019 | 11/01/2019
|  | CAREFUSION | ALARIS 8015 5.7 | CONTROLLER, INFUSION PUMP |  | SPD | Pavilion |  |  | 11/01/2019 |  | 11/1/26 |  |  | NO | YES |  |  |  |  | CAREFUSION 11135525 15273568 |  |  | Active |  | 00:17:23:35:47:B6 |  | High Risk | 1Y:00-MFG 2Y:00-BAT | 11/01/2019 | 11/01/2019 | COOPER UNIVERSITY HOSPITAL |  |  | Moves | WOT00000001469550 | David Frye | Performance Verification | Completed |  | 11/01/2019 | 11/01/2019 | Performance Verification for CAREFUSION 11135525 15273568 | Initial Install of Performance Verification. Device is ready for patient use. |  |  | 11/01/2019 | 11/01/2019
|  | CAREFUSION | ALARIS 8015 5.7 | CONTROLLER, INFUSION PUMP |  | SPD | Pavilion |  |  | 11/01/2019 |  | 11/1/26 |  |  | NO | YES |  |  |  |  | CAREFUSION 11135526 15272314 |  |  | Active |  | 00:17:23:35:45:A0 |  | High Risk | 1Y:00-MFG 2Y:00-BAT | 11/01/2019 | 11/01/2019 | COOPER UNIVERSITY HOSPITAL |  |  | Moves | WOT00000001467571 | David Frye | Performance Verification | Completed |  | 11/01/2019 | 11/01/2019 | Performance Verification for CAREFUSION 11135526 15272314 | Initial Install of Performance Verification. Device is ready for patient use. |  |  | 11/01/2019 | 11/01/2019
|  | CAREFUSION | ALARIS 8015 5.7 | CONTROLLER, INFUSION PUMP |  | SPD | Pavilion |  |  | 11/01/2019 |  | 11/1/26 |  |  | NO | YES |  |  |  |  | CAREFUSION 11135527 15273544 |  |  | Active |  | 00:17:23:34:B1:1A |  | High Risk | 1Y:00-MFG 2Y:00-BAT | 11/01/2019 | 11/01/2019 | COOPER UNIVERSITY HOSPITAL |  |  | Moves | WOT00000001468655 | David Frye | Performance Verification | Completed |  | 11/01/2019 | 11/01/2019 | Performance Verification for CAREFUSION 11135527 15273544 | Initial Install of Performance Verification. Device is ready for patient use. |  |  | 11/01/2019 | 11/01/2019
|  | CAREFUSION | ALARIS 8015 5.7 | CONTROLLER, INFUSION PUMP |  | SPD | Kelemen | Basement |  | 11/01/2019 |  | 11/1/26 |  |  | NO | YES |  |  |  |  | CAREFUSION 11135522 15272880 |  |  | Active |  | 00:17:23:34:BB:3A |  | High Risk | 1Y:00-MFG 2Y:00-BAT | 11/01/2019 | 11/01/2019 | COOPER UNIVERSITY HOSPITAL |  |  | Moves | WOT00000001468569 | David Frye | Performance Verification | Completed |  | 11/01/2019 | 11/01/2019 | Performance Verification for CAREFUSION 11135522 15272880 | Initial Install of Performance Verification. Device is ready for patient use. |  |  | 11/01/2019 | 11/01/2019
|  | CAREFUSION | ALARIS 8015 5.7 | CONTROLLER, INFUSION PUMP |  | SPD | Kelemen |  |  | 11/01/2019 |  | 11/1/26 |  |  | NO | YES |  |  |  |  | CAREFUSION 11135520 15273613 |  |  | Active |  | 00:17:23:34:FD:A6 |  | High Risk | 1Y:00-MFG 2Y:00-BAT | 11/01/2019 | 11/01/2019 | COOPER UNIVERSITY HOSPITAL |  |  | Moves | WOT00000001466798 | David Frye | Performance Verification | Completed |  | 11/01/2019 | 11/01/2019 | Performance Verification for CAREFUSION 11135520 15273613 | Initial Install of Performance Verification. Device is ready for patient use. |  |  | 11/01/2019 | 11/01/2019
|  | CAREFUSION | ALARIS 8015 5.7 | CONTROLLER, INFUSION PUMP |  | SPD | Pavilion |  |  | 11/01/2019 |  | 11/1/26 |  |  | NO | YES |  |  |  |  | CAREFUSION 11135519 15272655 |  |  | Active |  | 00:17:23:35:28:60 |  | High Risk | 1Y:00-MFG 2Y:00-BAT | 11/01/2019 | 11/01/2019 | COOPER UNIVERSITY HOSPITAL |  |  | Moves | WOT00000001469385 | David Frye | Performance Verification | Completed |  | 11/01/2019 | 11/01/2019 | Performance Verification for CAREFUSION 11135519 15272655 | Initial Install of Performance Verification. Device is ready for patient use. |  |  | 11/01/2019 | 11/01/2019
|  | CAREFUSION | ALARIS 8015 5.7 | CONTROLLER, INFUSION PUMP |  | SPD | Pavilion |  |  | 11/01/2019 |  | 11/1/26 |  |  | NO | YES |  |  |  |  | CAREFUSION 11135518 15268525 |  |  | Active |  | 00:17:23:34:A0:79 |  | High Risk | 1Y:00-MFG 2Y:00-BAT | 11/01/2019 | 11/01/2019 | COOPER UNIVERSITY HOSPITAL |  |  | Moves | WOT00000001469030 | David Frye | Performance Verification | Completed |  | 11/01/2019 | 11/01/2019 | Performance Verification for CAREFUSION 11135518 15268525 | Initial Install of Performance Verification. Device is ready for patient use. |  |  | 11/01/2019 | 11/01/2019
|  | CAREFUSION | ALARIS 8015 5.7 | CONTROLLER, INFUSION PUMP |  | SPD | Pavilion |  |  | 11/01/2019 |  | 11/1/26 |  |  | NO | YES |  |  |  |  | CAREFUSION 11135515 15272108 |  |  | Active |  | 00:17:23:34:AA:6F |  | High Risk | 1Y:00-MFG 2Y:00-BAT | 11/01/2019 | 11/01/2019 | COOPER UNIVERSITY HOSPITAL |  |  | Moves | WOT00000001468565 | David Frye | Performance Verification | Completed |  | 11/01/2019 | 11/01/2019 | Performance Verification for CAREFUSION 11135515 15272108 | Initial Install of Performance Verification. Device is ready for patient use. |  |  | 11/01/2019 | 11/01/2019
|  | CAREFUSION | ALARIS 8015 5.7 | CONTROLLER, INFUSION PUMP |  |  | Kelemen | [7 empty] | NO | YES
|  | CAREFUSION | ALARIS 8015 5.7 | CONTROLLER, INFUSION PUMP |  | SPD | Kelemen |  |  | 11/01/2019 |  | 11/1/26 |  |  | NO | YES |  |  |  |  | CAREFUSION 11135517 15273976 |  |  | Active |  | 00:17:23:35:45:5B |  | High Risk | 1Y:00-MFG 2Y:00-BAT | 11/01/2019 | 11/01/2019 | COOPER UNIVERSITY HOSPITAL |  |  | Moves | WOT00000001469082 | David Frye | Performance Verification | Completed |  | 11/01/2019 | 11/01/2019 | Performance Verification for CAREFUSION 11135517 15273976 | Initial Install of Performance Verification. Device is ready for patient use. |  |  | 11/01/2019 | 11/01/2019
|  | CAREFUSION | ALARIS 8015 5.7 | CONTROLLER, INFUSION PUMP |  | SPD | Kelemen |  |  | 11/01/2019 |  | 11/1/26 |  |  | NO | YES |  |  |  |  | CAREFUSION 11135516 15274000 |  |  | Active |  | 00:17:23:35:40:AB |  | High Risk | 1Y:00-MFG 2Y:00-BAT | 11/01/2019 | 11/01/2019 | COOPER UNIVERSITY HOSPITAL |  |  | Moves | WOT00000001467441 | David Frye | Performance Verification | Completed |  | 11/01/2019 | 11/01/2019 | Performance Verification for CAREFUSION 11135516 15274000 | Initial Install of Performance Verification. Device is ready for patient use. |  |  | 11/01/2019 | 11/01/2019
|  | CAREFUSION | ALARIS 8015 5.7 | CONTROLLER, INFUSION PUMP |  | SPD | Kelemen |  |  | 11/01/2019 |  | 11/1/26 |  |  | NO | YES |  |  |  |  | CAREFUSION 11135510 15274354 |  |  | Active |  | 00:17:23:34:FD:B5 |  | High Risk | 1Y:00-MFG 2Y:00-BAT | 11/01/2019 | 11/01/2019 | COOPER UNIVERSITY HOSPITAL |  |  | Moves | WOT00000001468573 | David Frye | Performance Verification | Completed |  | 11/01/2019 | 11/01/2019 | Performance Verification for CAREFUSION 11135510 15274354 | Initial Install of Performance Verification. Device is ready for patient use. |  |  | 11/01/2019 | 11/01/2019
|  | CAREFUSION | ALARIS 8015 5.7 | CONTROLLER, INFUSION PUMP |  | SPD | Kelemen |  |  | 11/01/2019 |  | 11/1/26 |  |  | NO | YES |  |  |  |  | CAREFUSION 11135511 15272952 |  |  | Active |  | 00:17:23:34:B9:8A |  | High Risk | 1Y:00-MFG 2Y:00-BAT | 11/01/2019 | 11/01/2019 | COOPER UNIVERSITY HOSPITAL |  |  | Moves | WOT00000001466633 | David Frye | Performance Verification | Completed |  | 11/01/2019 | 11/01/2019 | Performance Verification for CAREFUSION 11135511 15272952 | Initial Install of Performance Verification. Device is ready for patient use. |  |  | 11/01/2019 | 11/01/2019
|  | CAREFUSION | ALARIS 8015 5.7 | CONTROLLER, INFUSION PUMP |  | SPD | Kelemen |  |  | 11/01/2019 |  | 11/1/26 |  |  | NO | YES |  |  |  |  | CAREFUSION 11135514 15273996 |  |  | Active |  | 00:17:23:34:99:7D |  | High Risk | 1Y:00-MFG 2Y:00-BAT | 11/01/2019 | 11/01/2019 | COOPER UNIVERSITY HOSPITAL |  |  | Moves | WOT00000001469192 | David Frye | Performance Verification | Completed |  | 11/01/2019 | 11/01/2019 | Performance Verification for CAREFUSION 11135514 15273996 | Initial Install of Performance Verification. Device is ready for patient use. |  |  | 11/01/2019 | 11/01/2019
|  | CAREFUSION | ALARIS 8015 5.7 | CONTROLLER, INFUSION PUMP |  | SPD | Pavilion |  |  | 11/01/2019 |  | 11/1/26 |  |  | NO | YES |  |  |  |  | CAREFUSION 11135513 15273501 |  |  | Active |  | 00:17:23:34:B1:AA |  | High Risk | 1Y:00-MFG 2Y:00-BAT | 11/01/2019 | 11/01/2019 | COOPER UNIVERSITY HOSPITAL |  |  | Moves | WOT00000001468585 | David Frye | Performance Verification | Completed |  | 11/01/2019 | 11/01/2019 | Performance Verification for CAREFUSION 11135513 15273501 | Initial Install of Performance Verification. Device is ready for patient use. |  |  | 11/01/2019 | 11/01/2019
|  | CAREFUSION | ALARIS 8015 5.7 | CONTROLLER, INFUSION PUMP |  | SPD | Kelemen |  |  | 11/01/2019 |  | 11/1/26 |  |  | NO | YES |  |  |  |  | CAREFUSION 11135512 15272681 |  |  | Active |  | 00:17:23:34:B1:9B |  | High Risk | 1Y:00-MFG 2Y:00-BAT | 11/01/2019 | 11/01/2019 | COOPER UNIVERSITY HOSPITAL |  |  | Moves | WOT00000001466630 | David Frye | Performance Verification | Completed |  | 11/01/2019 | 11/01/2019 | Performance Verification for CAREFUSION 11135512 15272681 | Initial Install of Performance Verification. Device is ready for patient use. |  |  | 11/01/2019 | 11/01/2019
|  | CAREFUSION | ALARIS 8015 5.7 | CONTROLLER, INFUSION PUMP |  | SPD | Kelemen |  |  | 11/01/2019 |  | 11/1/26 |  |  | NO | YES |  |  |  |  | CAREFUSION 11135503 15274365 |  |  | Active |  | 00:17:23:34:A8:BC |  | High Risk | 1Y:00-MFG 2Y:00-BAT | 11/01/2019 | 11/01/2019 | COOPER UNIVERSITY HOSPITAL |  |  | Moves | WOT00000001469490 | David Frye | Performance Verification | Completed |  | 11/01/2019 | 11/01/2019 | Performance Verification for CAREFUSION 11135503 15274365 | Initial Install of Performance Verification. Device is ready for patient use. |  |  | 11/01/2019 | 11/01/2019
|  | CAREFUSION | ALARIS 8015 5.7 | CONTROLLER, INFUSION PUMP |  | SPD | Kelemen |  |  | 11/01/2019 |  | 11/1/26 |  |  | NO | YES |  |  |  |  | CAREFUSION 11135505 15273332 |  |  | Active |  | 00:17:23:35:04:24 |  | High Risk | 1Y:00-MFG 2Y:00-BAT | 11/01/2019 | 11/01/2019 | COOPER UNIVERSITY HOSPITAL |  |  | Moves | WOT00000001466886 | David Frye | Performance Verification | Completed |  | 11/01/2019 | 11/01/2019 | Performance Verification for CAREFUSION 11135505 15273332 | Initial Install of Performance Verification. Device is ready for patient use. |  |  | 11/01/2019 | 11/01/2019
|  | CAREFUSION | ALARIS 8015 5.7 | CONTROLLER, INFUSION PUMP |  | SPD | Pavilion |  |  | 11/01/2019 |  | 11/1/26 |  |  | NO | YES |  |  |  |  | CAREFUSION 11135509 15274007 |  |  | Active |  | 00:17:23:35:56:A7 |  | High Risk | 1Y:00-MFG 2Y:00-BAT | 11/01/2019 | 11/01/2019 | COOPER UNIVERSITY HOSPITAL |  |  | Moves | WOT00000001469278 | David Frye | Performance Verification | Completed |  | 11/01/2019 | 11/01/2019 | Performance Verification for CAREFUSION 11135509 15274007 | Initial Install of Performance Verification. Device is ready for patient use. |  |  | 11/01/2019 | 11/01/2019
|  | CAREFUSION | ALARIS 8015 5.7 | CONTROLLER, INFUSION PUMP |  | SPD | Kelemen |  |  | 11/01/2019 |  | 11/1/26 |  |  | NO | YES |  |  |  |  | CAREFUSION 11135507 15274376 |  |  | Active |  | 00:17:23:35:04:03 |  | High Risk | 1Y:00-MFG 2Y:00-BAT | 11/01/2019 | 11/01/2019 | COOPER UNIVERSITY HOSPITAL |  |  | Moves | WOT00000001467554 | David Frye | Performance Verification | Completed |  | 11/01/2019 | 11/01/2019 | Performance Verification for CAREFUSION 11135507 15274376 | Initial Install of Performance Verification. Device is ready for patient use. |  |  | 11/01/2019 | 11/01/2019
|  | CAREFUSION | ALARIS 8015 5.7 | CONTROLLER, INFUSION PUMP |  | SPD | Kelemen |  |  | 11/01/2019 |  | 11/1/26 |  |  | NO | YES |  |  |  |  | CAREFUSION 11135508 15272832 |  |  | Active |  | 00:17:23:34:9F:5C |  | High Risk | 1Y:00-MFG 2Y:00-BAT | 11/01/2019 | 11/01/2019 | COOPER UNIVERSITY HOSPITAL |  |  | Moves | WOT00000001467670 | David Frye | Performance Verification | Completed |  | 11/01/2019 | 11/01/2019 | Performance Verification for CAREFUSION 11135508 15272832 | Initial Install of Performance Verification. Device is ready for patient use. |  |  | 11/01/2019 | 11/01/2019
|  | CAREFUSION | ALARIS 8015 5.7 | CONTROLLER, INFUSION PUMP |  | SPD | Kelemen |  |  | 11/01/2019 |  | 11/1/26 |  |  | NO | YES |  |  |  |  | CAREFUSION 11135506 15274260 |  |  | Active |  | 00:17:23:35:54:E2 |  | High Risk | 1Y:00-MFG 2Y:00-BAT | 11/01/2019 | 11/01/2019 | COOPER UNIVERSITY HOSPITAL |  |  | Moves | WOT00000001466684 | David Frye | Performance Verification | Completed |  | 11/01/2019 | 11/01/2019 | Performance Verification for CAREFUSION 11135506 15274260 | Initial Install of Performance Verification. Device is ready for patient use. |  |  | 11/01/2019 | 11/01/2019
|  | CAREFUSION | ALARIS 8015 5.7 | CONTROLLER, INFUSION PUMP |  | VOORHEES SURGERY CENTER-HEM/ONC | 900 Centennial Blvd | Suite M |  | 12/28/2017 |  | 12/28/24 |  |  | NO | YES |  |  |  |  | CAREFUSION 10752991 14981992 |  |  | Active |  | 00:17:23:24:F1:10 |  | High Risk | 1Y:00-MFG 2Y:00-BAT | 08/14/2019 | 09/01/2020 | COOPER AMBULATORY OFF-SITES |  |  | SUITE F | 0012589003 | MEGAN MCCAFFERTY | Preventative Maintenance | Closed | Josh Harris | 12/28/2017 | 12/28/2017 | PERFORMANCE ASSURANCE AT INVENTORY | INVENTORIED DEVICE AND ENSURED DEVICE WAS FUNCTIONING PROPERLY. | 7A182C33-D6E5-4263-B714-D328505F80D9 | Labor | 12/28/2017 | 12/28/2017 | Josh Harris
|  | CAREFUSION | ALARIS 8015 5.7 | CONTROLLER, INFUSION PUMP |  | VOORHEES SURGERY CENTER-HEM/ONC | 900 Centennial Blvd | Suite F |  | 12/28/2017 |  | 12/28/24 |  |  | NO | YES |  |  |  |  | CAREFUSION 10752992 14981369 |  |  | Active |  | 00:17:23:23:C8:74 |  | High Risk | 1Y:00-MFG 2Y:00-BAT | 08/14/2019 | 09/01/2020 | COOPER AMBULATORY OFF-SITES |  |  | SUITE M | 0012588996 | MEGAN MCCAFFERTY | Performance Verification | Closed | Josh Harris | 12/28/2017 | 12/28/2017 | INCOMING INVENTORY | DEVICE INVENTORIED | E72FD5E2-FD6F-40A9-8CF6-4082634BE93A | Labor | 12/28/2017 | 12/28/2017 | Josh Harris
|  | CAREFUSION | ALARIS 8015 5.7 | CONTROLLER, INFUSION PUMP |  | VOORHEES SURGERY CENTER-OPERATING ROOM | 900 Centennial Blvd | Suite E |  | 12/28/2017 |  | 12/28/24 |  |  | NO | YES |  |  |  |  | CAREFUSION 10752993 14981406 |  |  | Active |  | 00:17:23:23:D9:EC |  | High Risk | 1Y:00-MFG 2Y:00-BAT | 08/14/2019 | 09/01/2020 | COOPER AMBULATORY OFF-SITES |  |  | SUITE E | 0012588930 | JENNIFER BOMBARO | Performance Verification | Closed | Josh Harris | 12/28/2017 | 12/28/2017 | INCOMING INVENTORY | DEVICE INVENTORIED | FCD4EACB-B3C9-477A-A7BD-4F412F7672A4 | Labor | 12/28/2017 | 12/28/2017 | Josh Harris
|  | CAREFUSION | ALARIS 8015 5.7 | CONTROLLER, INFUSION PUMP |  | VOORHEES SURGERY CENTER-HEM/ONC | 900 Centennial Blvd | Suite M |  | 12/28/2017 |  | 12/28/24 |  |  | NO | YES |  |  |  |  | CAREFUSION 10752989 14981965 |  |  | Active |  | 00:17:23:23:BA:7C |  | High Risk | 1Y:00-MFG 2Y:00-BAT | 08/14/2019 | 09/01/2020 | COOPER AMBULATORY OFF-SITES |  |  | SUITE F | 0012589016 | MEGAN MCCAFFERTY | Preventative Maintenance | Closed | Josh Harris | 12/28/2017 | 12/28/2017 | PERFORMANCE ASSURANCE AT INVENTORY | INVENTORIED DEVICE AND ENSURED DEVICE WAS FUNCTIONING PROPERLY. | 2046A92F-8D54-4710-BA31-C73C78443CCB | Labor | 12/28/2017 | 12/28/2017 | Josh Harris
|  | CAREFUSION | ALARIS 8015 5.7 | CONTROLLER, INFUSION PUMP |  | COOPER CANCER CENTER | MD Anderson Cancer Center |  |  | 12/28/2017 |  | 12/28/24 |  |  | NO | YES |  |  |  |  | CAREFUSION 10752990 14981987 |  |  | Active |  | 00:17:23:24:DA:10 |  | High Risk | 1Y:00-MFG 2Y:00-BAT | 08/26/2019 | 09/01/2020 | COOPER AMBULATORY OFF-SITES |  |  |  | 0012589024 | COLLEEN TEGELER | Preventative Maintenance | Closed | Josh Harris | 12/28/2017 | 12/28/2017 | PERFORMANCE ASSURANCE AT INVENTORY | INVENTORIED DEVICE AND ENSURED DEVICE WAS FUNCTIONING PROPERLY. | 97FA49E8-C73D-4331-A90E-DD0AAC792DA8 | Labor | 12/28/2017 | 12/28/2017 | Josh Harris
|  | CAREFUSION | ALARIS 8015 5.7 | CONTROLLER, INFUSION PUMP |  | COOPER CANCER CENTER | MD Anderson Cancer Center |  |  | 12/28/2017 |  | 12/28/24 |  |  | NO | YES |  |  |  |  | CAREFUSION 10752988 14981989 |  |  | Active |  | 00:17:23:24:D0:68 |  | High Risk | 1Y:00-MFG 2Y:00-BAT | 08/26/2019 | 09/01/2020 | COOPER AMBULATORY OFF-SITES |  |  |  | 0012589084 | COLLEEN TEGELER | Performance Verification | Closed | Josh Harris | 12/28/2017 | 12/28/2017 | INCOMING INVENTORY | DEVICE INVENTORIED | DA1940AD-4B86-4DF6-B4F7-4B0201B684C2 | Labor | 12/28/2017 | 12/28/2017 | Josh Harris
|  | CAREFUSION | ALARIS 8015 5.7 | CONTROLLER, INFUSION PUMP |  | VOORHEES SURGERY CENTER-HEM/ONC | 900 Centennial Blvd | Suite M |  | 12/01/2017 |  | 12/1/24 |  |  | NO | YES |  |  |  |  | CAREFUSION 10752868 15019478 |  |  | Active |  | 00:17:23:25:6A:6B |  | High Risk | 1Y:00-MFG 2Y:00-BAT | 08/14/2019 | 09/01/2020 | COOPER AMBULATORY OFF-SITES |  |  | SUITE F | 0012479098 | MEGAN MCCAFFERTY | Performance Verification | Closed | Josh Harris | 12/01/2017 | 12/01/2017 | INCOMING INVENTORY | DEVICE INVENTORIED | 4E26A58C-FA54-48EA-A274-D81696A197E9 | Labor | 12/01/2017 | 12/01/2017 | Josh Harris
|  | CAREFUSION | ALARIS 8015 5.7 | CONTROLLER, INFUSION PUMP |  | COOPER CANCER CENTER | MD Anderson Cancer Center |  |  | 12/01/2017 |  | 12/1/24 |  |  | NO | YES |  |  |  |  | CAREFUSION 10752870 15022455 |  |  | Active |  | 00:17:23:23:BF:BC |  | High Risk | 1Y:00-MFG 2Y:00-BAT | 08/26/2019 | 09/01/2020 | COOPER AMBULATORY OFF-SITES |  |  |  | 0012479103 | COLLEEN TEGELER | Preventative Maintenance | Closed | Josh Harris | 12/01/2017 | 12/01/2017 | PERFORMANCE ASSURANCE AT INVENTORY | INVENTORIED DEVICE AND ENSURED DEVICE WAS FUNCTIONING PROPERLY. | 57649DD4-40EF-487A-B764-785F625BFA37 | Labor | 12/01/2017 | 12/01/2017 | Josh Harris
|  | CAREFUSION | ALARIS 8015 5.7 | CONTROLLER, INFUSION PUMP |  | COOPER CANCER CENTER | MD Anderson Cancer Center |  |  | 12/01/2017 |  | 12/1/24 |  |  | NO | YES |  |  |  |  | CAREFUSION 10752866 15019699 |  |  | Active |  | 00:17:23:25:6B:B7 |  | High Risk | 1Y:00-MFG 2Y:00-BAT | 08/26/2019 | 09/01/2020 | COOPER AMBULATORY OFF-SITES |  |  |  | 0012479093 | COLLEEN TEGELER | Preventative Maintenance | Closed | Josh Harris | 12/01/2017 | 12/01/2017 | PERFORMANCE ASSURANCE AT INVENTORY | INVENTORIED DEVICE AND ENSURED DEVICE WAS FUNCTIONING PROPERLY. | AE01E744-83FA-429C-9F81-E1C44EF83987 | Labor | 12/01/2017 | 12/01/2017 | Josh Harris
|  | CAREFUSION | ALARIS 8015 5.7 | CONTROLLER, INFUSION PUMP |  | VOORHEES SURGERY CENTER-OPERATING ROOM | 900 Centennial Blvd | Suite E |  | 12/01/2017 |  | 12/1/24 |  |  | NO | YES |  |  |  |  | CAREFUSION 10752867 15022268 |  |  | Active |  | 00:17:23:24:CF:8A |  | High Risk | 1Y:00-MFG 2Y:00-BAT | 08/14/2019 | 09/01/2020 | COOPER AMBULATORY OFF-SITES |  |  | SUITE E | 0012479097 | JENNIFER BOMBARO | Preventative Maintenance | Closed | Josh Harris | 12/01/2017 | 12/01/2017 | PERFORMANCE ASSURANCE AT INVENTORY | INVENTORIED DEVICE AND ENSURED DEVICE WAS FUNCTIONING PROPERLY. | D9A6069E-A746-4415-92B2-1FC681324F65 | Labor | 12/01/2017 | 12/01/2017 | Josh Harris
|  | CAREFUSION | ALARIS 8015 5.7 | CONTROLLER, INFUSION PUMP |  | COOPER CANCER CENTER | MD Anderson Cancer Center |  |  | 12/01/2017 |  | 12/1/24 |  |  | NO | YES |  |  |  |  | CAREFUSION 10752865 15021213 |  |  | Active |  | 00:17:23:24:E9:80 |  | High Risk | 1Y:00-MFG 2Y:00-BAT | 08/26/2019 | 09/01/2020 | COOPER AMBULATORY OFF-SITES |  |  |  | 0012479088 | COLLEEN TEGELER | Performance Verification | Closed | Josh Harris | 12/01/2017 | 12/01/2017 | INCOMING INVENTORY | DEVICE INVENTORIED | 1F0B0158-4EF4-4DD5-AE7C-B7322B460480 | Labor | 12/01/2017 | 12/01/2017 | Josh Harris
|  | CAREFUSION | ALARIS 8015 5.7 | CONTROLLER, INFUSION PUMP |  | VOORHEES SURGERY CENTER-HEM/ONC | 900 Centennial Blvd | Suite F |  | 12/01/2017 |  | 12/1/24 |  |  | NO | YES |  |  |  |  | CAREFUSION 10752864 15017729 |  |  | Active |  | 00:17:23:24:DE:D0 |  | High Risk | 1Y:00-MFG 2Y:00-BAT | 08/14/2019 | 09/01/2020 | COOPER AMBULATORY OFF-SITES |  |  | SUITE M | 0012479083 | MEGAN MCCAFFERTY | Performance Verification | Closed | Josh Harris | 12/01/2017 | 12/01/2017 | INCOMING INVENTORY | DEVICE INVENTORIED | 280DEBB5-86A5-4500-97E0-69DEF901DEC9 | Labor | 12/01/2017 | 12/01/2017 | Josh Harris
|  | CAREFUSION | ALARIS 8015 5.7 | CONTROLLER, INFUSION PUMP |  | COOPER CANCER CENTER | MD Anderson Cancer Center |  |  | 12/01/2017 |  | 12/1/24 |  |  | NO | YES |  |  |  |  | CAREFUSION 10752863 15020150 |  |  | Active |  | 00:17:23:24:60:7E |  | High Risk | 1Y:00-MFG 2Y:00-BAT | 08/26/2019 | 09/01/2020 | COOPER AMBULATORY OFF-SITES |  |  |  | 0012479081 | COLLEEN TEGELER | Preventative Maintenance | Closed | Josh Harris | 12/01/2017 | 12/01/2017 | PERFORMANCE ASSURANCE AT INVENTORY | INVENTORIED DEVICE AND ENSURED DEVICE WAS FUNCTIONING PROPERLY. | B25BE66F-8542-4C08-A392-6D539755BDF4 | Labor | 12/01/2017 | 12/01/2017 | Josh Harris
|  | CAREFUSION | ALARIS 8015 5.7 | CONTROLLER, INFUSION PUMP |  | VOORHEES SURGERY CENTER-HEM/ONC | 900 Cenntenial | Suite F |  | 12/01/2017 |  | 12/1/24 |  |  | NO | YES |  |  |  |  | CAREFUSION 10752861 15020527 |  |  | Active |  | 00:17:23:24:23:4E |  | High Risk | 1Y:00-MFG 2Y:00-BAT | 08/14/2019 | 09/01/2020 | COOPER AMBULATORY OFF-SITES |  |  | SUITE M | 0012479075 | MEGAN MCCAFFERTY | Preventative Maintenance | Closed | Josh Harris | 12/01/2017 | 12/01/2017 | PERFORMANCE ASSURANCE AT INVENTORY | INVENTORIED DEVICE AND ENSURED DEVICE WAS FUNCTIONING PROPERLY. | 9BA9C9B4-1E03-4F4E-AA6A-CEBC2C7D78F0 | Labor | 12/01/2017 | 12/01/2017 | Josh Harris
|  | CAREFUSION | ALARIS 8015 5.7 | CONTROLLER, INFUSION PUMP |  | SPD | Kelemen |  |  | 12/01/2017 |  | 12/1/24 |  |  | NO | YES |  |  |  |  | CAREFUSION 10752862 15016292 |  |  | Active |  | 00:17:23:25:1A:BA |  | High Risk | 1Y:00-MFG 2Y:00-BAT | 11/01/2019 | 11/01/2020 | COOPER UNIVERSITY HOSPITAL |  |  |  | 0012479078 | David Frye | Preventative Maintenance | Closed | Josh Harris | 12/01/2017 | 12/01/2017 | PERFORMANCE ASSURANCE AT INVENTORY | INVENTORIED DEVICE AND ENSURED DEVICE WAS FUNCTIONING PROPERLY. | 2CCDC9A6-5D4D-43BD-BBDC-169C182B39B4 | Labor | 12/01/2017 | 12/01/2017 | Josh Harris
|  | CAREFUSION | ALARIS 8015 5.7 | CONTROLLER, INFUSION PUMP |  | COOPER CANCER CENTER | MD Anderson Cancer Center |  |  | 12/01/2017 |  | 12/1/24 |  |  | NO | YES |  |  |  |  | CAREFUSION 10752859 15021525 |  |  | Active |  | 00:17:23:24:23:0C |  | High Risk | 1Y:00-MFG 2Y:00-BAT | 08/26/2019 | 09/01/2020 | COOPER AMBULATORY OFF-SITES |  |  |  | 0012479070 | COLLEEN TEGELER | Performance Verification | Closed | Josh Harris | 12/01/2017 | 12/01/2017 | INCOMING INVENTORY | DEVICE INVENTORIED | C2341000-88AC-48EB-92F1-CB38CE2C7A1E | Labor | 12/01/2017 | 12/01/2017 | Josh Harris
|  | CAREFUSION | ALARIS 8015 5.7 | CONTROLLER, INFUSION PUMP |  | VOORHEES SURGERY CENTER-HEM/ONC | 900 Centennial Blvd | Suite M |  | 12/01/2017 |  | 12/1/24 |  |  | NO | YES |  |  |  |  | CAREFUSION 10752852 15019396 |  |  | Active |  | 00:17:23:24:39:9A |  | High Risk | 1Y:00-MFG 2Y:00-BAT | 08/14/2019 | 09/01/2020 | COOPER AMBULATORY OFF-SITES |  |  | SUITE F | 0012479044 | MEGAN MCCAFFERTY | Preventative Maintenance | Closed | Josh Harris | 12/01/2017 | 12/01/2017 | PERFORMANCE ASSURANCE AT INVENTORY | INVENTORIED DEVICE AND ENSURED DEVICE WAS FUNCTIONING PROPERLY. | FFE0ACFB-7EF4-48D9-8837-A35E11AC2CD0 | Labor | 12/01/2017 | 12/01/2017 | Josh Harris
|  | CAREFUSION | ALARIS 8015 5.7 | CONTROLLER, INFUSION PUMP |  | VOORHEES SURGERY CENTER-HEM/ONC | 900 Centennial Blvd | Suite M |  | 12/01/2017 |  | 12/1/24 |  |  | NO | YES |  |  |  |  | CAREFUSION 10752857 15020063 |  |  | Active |  | 00:17:23:24:AD:A4 |  | High Risk | 1Y:00-MFG 2Y:00-BAT | 08/14/2019 | 09/01/2020 | COOPER AMBULATORY OFF-SITES |  |  | SUITE F | 0012479063 | MEGAN MCCAFFERTY | Preventative Maintenance | Closed | Josh Harris | 12/01/2017 | 12/01/2017 | PERFORMANCE ASSURANCE AT INVENTORY | INVENTORIED DEVICE AND ENSURED DEVICE WAS FUNCTIONING PROPERLY. | 54735DDE-E21A-447D-9921-2486486B731B | Labor | 12/01/2017 | 12/01/2017 | Josh Harris
|  | CAREFUSION | ALARIS 8015 5.7 | CONTROLLER, INFUSION PUMP |  | VOORHEES SURGERY CENTER-HEM/ONC | 900 Centennial Blvd | Suite M |  | 12/01/2017 |  | 12/1/24 |  |  | NO | YES |  |  |  |  | CAREFUSION 10752856 15019994 |  |  | Active |  | 00:17:23:23:D5:1E |  | High Risk | 1Y:00-MFG 2Y:00-BAT | 08/14/2019 | 09/01/2020 | COOPER AMBULATORY OFF-SITES |  |  | SUITE F | 0012479061 | MEGAN MCCAFFERTY | Preventative Maintenance | Closed | Josh Harris | 12/01/2017 | 12/01/2017 | PERFORMANCE ASSURANCE AT INVENTORY | INVENTORIED DEVICE AND ENSURED DEVICE WAS FUNCTIONING PROPERLY. | ED53AF1A-668E-416F-88FF-6C2593132E91 | Labor | 12/01/2017 | 12/01/2017 | Josh Harris
|  | CAREFUSION | ALARIS 8015 5.7 | CONTROLLER, INFUSION PUMP |  | COOPER CANCER CENTER | MD Anderson Cancer Center |  |  | 12/01/2017 |  | 12/1/24 |  |  | NO | YES |  |  |  |  | CAREFUSION 10752855 15016282 |  |  | Active |  | 00:17:23:24:52:1C |  | High Risk | 1Y:00-MFG 2Y:00-BAT | 08/26/2019 | 09/01/2020 | COOPER AMBULATORY OFF-SITES |  |  |  | 0012479058 | COLLEEN TEGELER | Preventative Maintenance | Closed | Josh Harris | 12/01/2017 | 12/01/2017 | PERFORMANCE ASSURANCE AT INVENTORY | INVENTORIED DEVICE AND ENSURED DEVICE WAS FUNCTIONING PROPERLY. | 754C12D0-4CD2-452A-80FB-2989C41B0984 | Labor | 12/01/2017 | 12/01/2017 | Josh Harris
|  | CAREFUSION | ALARIS 8015 5.7 | CONTROLLER, INFUSION PUMP |  | COOPER CANCER CENTER | MD Anderson Cancer Center |  |  | 12/01/2017 |  | 12/1/24 |  |  | NO | YES |  |  |  |  | CAREFUSION 10752854 15020037 |  |  | Active |  | 00:17:23:24:36:DC |  | High Risk | 1Y:00-MFG 2Y:00-BAT | 08/26/2019 | 09/01/2020 | COOPER AMBULATORY OFF-SITES |  |  |  | 0012479052 | COLLEEN TEGELER | Performance Verification | Closed | Josh Harris | 12/01/2017 | 12/01/2017 | INCOMING INVENTORY | DEVICE INVENTORIED | 8DAF6FD0-CC04-4EB7-9C9A-120B74EE2547 | Labor | 12/01/2017 | 12/01/2017 | Josh Harris
|  | CAREFUSION | ALARIS 8015 5.7 | CONTROLLER, INFUSION PUMP |  | VOORHEES SURGERY CENTER-OPERATING ROOM | 900 Centennial Blvd | Suite E |  | 12/01/2017 |  | 12/1/24 |  |  | NO | YES |  |  |  |  | CAREFUSION 10752853 15020049 |  |  | Active |  | 00:17:23:24:1D:E0 |  | High Risk | 1Y:00-MFG 2Y:00-BAT | 08/14/2019 | 09/01/2020 | COOPER AMBULATORY OFF-SITES |  |  | SUITE E | 0012479045 | JENNIFER BOMBARO | Performance Verification | Closed | Josh Harris | 12/01/2017 | 12/01/2017 | INCOMING INVENTORY | DEVICE INVENTORIED | BE22C5FA-2C35-4B89-8D04-E138DC2AF500 | Labor | 12/01/2017 | 12/01/2017 | Josh Harris
|  | CAREFUSION | ALARIS 8015 5.7 | CONTROLLER, INFUSION PUMP |  | COOPER CANCER CENTER | MD Anderson Cancer Center |  |  | 12/01/2017 |  | 12/1/24 |  |  | NO | YES |  |  |  |  | CAREFUSION 10752843 15022402 |  |  | Active |  | 00:17:23:23:E2:0E |  | High Risk | 1Y:00-MFG 2Y:00-BAT | 08/26/2019 | 09/01/2020 | COOPER AMBULATORY OFF-SITES |  |  |  | 0012479009 | COLLEEN TEGELER | Preventative Maintenance | Closed | Josh Harris | 12/01/2017 | 12/01/2017 | PERFORMANCE ASSURANCE AT INVENTORY | INVENTORIED DEVICE AND ENSURED DEVICE WAS FUNCTIONING PROPERLY. | F3A8291B-E4EE-4D85-BD9A-EA37E40C5594 | Labor | 12/01/2017 | 12/01/2017 | Josh Harris
|  | CAREFUSION | ALARIS 8015 5.7 | CONTROLLER, INFUSION PUMP |  | VOORHEES SURGERY CENTER-HEM/ONC | 900 Centennial Blvd | Suite M |  | 12/01/2017 |  | 12/1/24 |  |  | NO | YES |  |  |  |  | CAREFUSION 10752844 15021057 |  |  | Active |  | 00:17:23:24:3A:0E |  | High Risk | 1Y:00-MFG 2Y:00-BAT | 08/14/2019 | 09/01/2020 | COOPER AMBULATORY OFF-SITES |  |  | SUITE F | 0012479014 | MEGAN MCCAFFERTY | Preventative Maintenance | Closed | Josh Harris | 12/01/2017 | 12/01/2017 | PERFORMANCE ASSURANCE AT INVENTORY | INVENTORIED DEVICE AND ENSURED DEVICE WAS FUNCTIONING PROPERLY. | 62898C1D-3C39-4EE8-818D-B1A5B9CE120E | Labor | 12/01/2017 | 12/01/2017 | Josh Harris
|  | CAREFUSION | ALARIS 8015 5.7 | CONTROLLER, INFUSION PUMP |  | COOPER CANCER CENTER | MD Anderson Cancer Center |  |  | 12/01/2017 |  | 12/1/24 |  |  | NO | YES |  |  |  |  | CAREFUSION 10752845 15020277 |  |  | Active |  | 00:17:23:24:59:B6 |  | High Risk | 1Y:00-MFG 2Y:00-BAT | 08/26/2019 | 09/01/2020 | COOPER AMBULATORY OFF-SITES |  |  |  | 0012479018 | COLLEEN TEGELER | Performance Verification | Closed | Josh Harris | 12/01/2017 | 12/01/2017 | INCOMING INVENTORY | DEVICE INVENTORIED | 83B5EA5A-07CF-464A-A6A9-1229AEC48F67 | Labor | 12/01/2017 | 12/01/2017 | Josh Harris
|  | CAREFUSION | ALARIS 8015 5.7 | CONTROLLER, INFUSION PUMP |  | WILLINGBORO HEMATOLOGY/ONCOLOGY | 1000 Salem Rd |  |  | 12/01/2017 |  | 12/1/24 |  |  | NO | YES |  |  |  |  | CAREFUSION 10752846 15019362 |  |  | Active |  | 00:17:23:24:FF:A6 |  | High Risk | 1Y:00-MFG 2Y:00-BAT | 09/17/2019 | 09/01/2020 | COOPER AMBULATORY OFF-SITES |  |  |  | 0012479023 | ANN DENTON | Preventative Maintenance | Closed | Josh Harris | 12/01/2017 | 12/01/2017 | PERFORMANCE ASSURANCE AT INVENTORY | INVENTORIED DEVICE AND ENSURED DEVICE WAS FUNCTIONING PROPERLY. | 0E327F2E-FB1C-4E1C-B4E9-F4E349E6173A | Labor | 12/01/2017 | 12/01/2017 | Josh Harris
|  | CAREFUSION | ALARIS 8015 5.7 | CONTROLLER, INFUSION PUMP |  | VOORHEES SURGERY CENTER-HEM/ONC | 900 Centennial Blvd | Suite M |  | 12/01/2017 |  | 12/1/24 |  |  | NO | YES |  |  |  |  | CAREFUSION 10752847 15020089 |  |  | Active |  | 00:17:23:24:BA:3C |  | High Risk | 1Y:00-MFG 2Y:00-BAT | 08/14/2019 | 09/01/2020 | COOPER AMBULATORY OFF-SITES |  |  | SUITE F | 0012479024 | MEGAN MCCAFFERTY | Performance Verification | Closed | Josh Harris | 12/01/2017 | 12/01/2017 | INCOMING INVENTORY | DEVICE INVENTORIED | 1F61AB08-FC14-4C1A-9A6D-7E5875A4FFC4 | Labor | 12/01/2017 | 12/01/2017 | Josh Harris
|  | CAREFUSION | ALARIS 8015 5.7 | CONTROLLER, INFUSION PUMP |  | VOORHEES SURGERY CENTER-HEM/ONC | 900 Cenntenial | Suite F |  | 12/01/2017 |  | 12/1/24 |  |  | NO | YES |  |  |  |  | CAREFUSION 10752848 15020058 |  |  | Active |  | 00:17:23:25:54:9D |  | High Risk | 1Y:00-MFG 2Y:00-BAT | 08/14/2019 | 09/01/2020 | COOPER AMBULATORY OFF-SITES |  |  | SUITE M | 0012479026 | MEGAN MCCAFFERTY | Performance Verification | Closed | Josh Harris | 12/01/2017 | 12/01/2017 | INCOMING INVENTORY | DEVICE INVENTORIED | C585033B-7258-496D-B403-3546D58A1084 | Labor | 12/01/2017 | 12/01/2017 | Josh Harris
|  | CAREFUSION | ALARIS 8015 5.7 | CONTROLLER, INFUSION PUMP |  | SPD | Dorrance |  |  | 12/01/2017 |  | 12/1/24 |  |  | NO | YES |  |  |  |  | CAREFUSION 10752849 15020515 |  |  | Active |  | 00:17:23:24:28:58 |  | High Risk | 1Y:00-MFG 2Y:00-BAT | 11/01/2019 | 11/01/2020 | COOPER UNIVERSITY HOSPITAL |  |  |  | 0012479029 | David Frye | Performance Verification | Closed | Josh Harris | 12/01/2017 | 12/01/2017 | INCOMING INVENTORY | DEVICE INVENTORIED | 3539E2B6-E563-42E8-A8B8-5403023027F8 | Labor | 12/01/2017 | 12/01/2017 | Josh Harris
|  | CAREFUSION | ALARIS 8015 5.7 | CONTROLLER, INFUSION PUMP |  | VOORHEES SURGERY CENTER-HEM/ONC | 900 Centennial Blvd | Suite M |  | 12/01/2017 |  | 12/1/24 |  |  | NO | YES |  |  |  |  | CAREFUSION 10752850 15019382 |  |  | Active |  | 00:17:23:25:5B:A7 |  | High Risk | 1Y:00-MFG 2Y:00-BAT | 08/14/2019 | 09/01/2020 | COOPER AMBULATORY OFF-SITES |  |  | SUITE F | 0012479032 | MEGAN MCCAFFERTY | Performance Verification | Closed | Josh Harris | 12/01/2017 | 12/01/2017 | INCOMING INVENTORY | DEVICE INVENTORIED | 6C63E12C-79FA-44A2-9738-0773AA35811F | Labor | 12/01/2017 | 12/01/2017 | Josh Harris
|  | CAREFUSION | ALARIS 8015 5.7 | CONTROLLER, INFUSION PUMP |  | VOORHEES SURGERY CENTER-HEM/ONC | 900 Centennial Blvd | Suite M |  | 12/01/2017 |  | 12/1/24 |  |  | NO | YES |  |  |  |  | CAREFUSION 10752842 15021218 |  |  | Active |  | 00:17:23:25:5F:A1 |  | High Risk | 1Y:00-MFG 2Y:00-BAT | 08/14/2019 | 09/01/2020 | COOPER AMBULATORY OFF-SITES |  |  | SUITE F | 0012479004 | MEGAN MCCAFFERTY | Performance Verification | Closed | Josh Harris | 12/01/2017 | 12/01/2017 | INCOMING INVENTORY | DEVICE INVENTORIED | C049AEB4-B432-4449-8567-8BB832CE427A | Labor | 12/01/2017 | 12/01/2017 | Josh Harris
|  | CAREFUSION | ALARIS 8015 5.7 | CONTROLLER, INFUSION PUMP |  | VOORHEES SURGERY CENTER-OPERATING ROOM | 900 Centennial Blvd | Suite E |  | 12/01/2017 |  | 12/1/24 |  |  | NO | YES |  |  |  |  | CAREFUSION 10752841 15019745 |  |  | Active |  | 00:17:23:24:FE:50 |  | High Risk | 1Y:00-MFG 2Y:00-BAT | 08/14/2019 | 09/01/2020 | COOPER AMBULATORY OFF-SITES |  |  | SUITE E | 0012479002 | JENNIFER BOMBARO | Performance Verification | Closed | Josh Harris | 12/01/2017 | 12/01/2017 | INCOMING INVENTORY | DEVICE INVENTORIED | E700CBD2-B89C-435C-B1DC-4E22C6902C5E | Labor | 12/01/2017 | 12/01/2017 | Josh Harris
|  | CAREFUSION | ALARIS 8015 5.7 | CONTROLLER, INFUSION PUMP |  | VOORHEES SURGERY CENTER-HEM/ONC | 900 Centennial Blvd | Suite F |  | 12/01/2017 |  | 12/1/24 |  |  | NO | YES |  |  |  |  | CAREFUSION 10752832 15020148 |  |  | Active |  | 00:17:23:24:B6:B2 |  | High Risk | 1Y:00-MFG 2Y:00-BAT | 08/14/2019 | 09/01/2020 | COOPER AMBULATORY OFF-SITES |  |  | SUITE M | 0012478972 | MEGAN MCCAFFERTY | Performance Verification | Closed | Josh Harris | 12/01/2017 | 12/01/2017 | INCOMING INVENTORY | DEVICE INVENTORIED | 5E66CB82-57CD-4F13-B773-A069D7D6B2CD | Labor | 12/01/2017 | 12/01/2017 | Josh Harris
|  | CAREFUSION | ALARIS 8015 5.7 | CONTROLLER, INFUSION PUMP |  | COOPER CANCER CENTER | MD Anderson Cancer Center |  |  | 12/01/2017 |  | 12/1/24 |  |  | NO | YES |  |  |  |  | CAREFUSION 10752840 15021366 |  |  | Active |  | 00:17:23:25:68:79 |  | High Risk | 1Y:00-MFG 2Y:00-BAT | 08/26/2019 | 09/01/2020 | COOPER AMBULATORY OFF-SITES |  |  |  | 0012478999 | COLLEEN TEGELER | Performance Verification | Closed | Josh Harris | 12/01/2017 | 12/01/2017 | INCOMING INVENTORY | DEVICE INVENTORIED | DE2480C7-1F49-42D5-9BF4-6E65ECFDE597 | Labor | 12/01/2017 | 12/01/2017 | Josh Harris
|  | CAREFUSION | ALARIS 8015 5.7 | CONTROLLER, INFUSION PUMP |  | VOORHEES SURGERY CENTER-OPERATING ROOM | 900 Centennial Blvd | Suite E |  | 12/01/2017 |  | 12/1/24 |  |  | NO | YES |  |  |  |  | CAREFUSION 10752833 15018922 |  |  | Active |  | 00:17:23:25:63:A1 |  | High Risk | 1Y:00-MFG 2Y:00-BAT | 08/14/2019 | 09/01/2020 | COOPER AMBULATORY OFF-SITES |  |  | SUITE E | 0012478975 | JENNIFER BOMBARO | Performance Verification | Closed | Josh Harris | 12/01/2017 | 12/01/2017 | INCOMING INVENTORY | DEVICE INVENTORIED | 03626CAC-E4BC-47A2-B541-0567A370F0EF | Labor | 12/01/2017 | 12/01/2017 | Josh Harris
|  | CAREFUSION | ALARIS 8015 5.7 | CONTROLLER, INFUSION PUMP |  | VOORHEES SURGERY CENTER-HEM/ONC | 900 Centennial Blvd | Suite M |  | 12/01/2017 |  | 12/1/24 |  |  | NO | YES |  |  |  |  | CAREFUSION 10752834 15020040 |  |  | Active |  | 00:17:23:24:1D:72 |  | High Risk | 1Y:00-MFG 2Y:00-BAT | 08/14/2019 | 09/01/2020 | COOPER AMBULATORY OFF-SITES |  |  | SUITE F | 0012478981 | MEGAN MCCAFFERTY | Performance Verification | Closed | Josh Harris | 12/01/2017 | 12/01/2017 | INCOMING INVENTORY | DEVICE INVENTORIED | 9150F2E4-978A-4157-AE8F-5560FA7B6D8C | Labor | 12/01/2017 | 12/01/2017 | Josh Harris
|  | CAREFUSION | ALARIS 8015 5.7 | CONTROLLER, INFUSION PUMP |  | VOORHEES SURGERY CENTER-HEM/ONC | 900 Centennial Blvd | Suite F |  | 12/01/2017 |  | 12/1/24 |  |  | NO | YES |  |  |  |  | CAREFUSION 10752835 15021129 |  |  | Active |  | 00:17:23:24:25:10 |  | High Risk | 1Y:00-MFG 2Y:00-BAT | 08/14/2019 | 09/01/2020 | COOPER AMBULATORY OFF-SITES |  |  | SUITE M | 0012478985 | MEGAN MCCAFFERTY | Preventative Maintenance | Closed | Josh Harris | 12/01/2017 | 12/01/2017 | PERFORMANCE ASSURANCE AT INVENTORY | INVENTORIED DEVICE AND ENSURED DEVICE WAS FUNCTIONING PROPERLY. | 038AFFF8-9935-4E3C-BCC1-3E1EFEB82D5D | Labor | 12/01/2017 | 12/01/2017 | Josh Harris
|  | CAREFUSION | ALARIS 8015 5.7 | CONTROLLER, INFUSION PUMP |  | VOORHEES SURGERY CENTER-OPERATING ROOM | 900 Centennial Blvd | Suite E |  | 12/01/2017 |  | 12/1/24 |  |  | NO | YES |  |  |  |  | CAREFUSION 10752836 15020963 |  |  | Active |  | 00:17:23:23:F0:3C |  | High Risk | 1Y:00-MFG 2Y:00-BAT | 08/14/2019 | 09/01/2020 | COOPER AMBULATORY OFF-SITES |  |  | SUITE E | 0012478986 | JENNIFER BOMBARO | Performance Verification | Closed | Josh Harris | 12/01/2017 | 12/01/2017 | INCOMING INVENTORY | DEVICE INVENTORIED | FFA785E1-DE8F-4D3E-A4B7-07968D150F37 | Labor | 12/01/2017 | 12/01/2017 | Josh Harris
|  | CAREFUSION | ALARIS 8015 5.7 | CONTROLLER, INFUSION PUMP |  | WILLINGBORO HEMATOLOGY/ONCOLOGY | 1000 Salem Rd |  |  | 12/01/2017 |  | 12/1/24 |  |  | NO | YES |  |  |  |  | CAREFUSION 10752838 15019450 |  |  | Active |  | 00:17:23:25:0E:B2 |  | High Risk | 1Y:00-MFG 2Y:00-BAT | 09/17/2019 | 09/01/2020 | COOPER AMBULATORY OFF-SITES |  |  |  | 0012478992 | ANN DENTON | Performance Verification | Closed | Josh Harris | 12/01/2017 | 12/01/2017 | INCOMING INVENTORY | DEVICE INVENTORIED | 0FFBAF07-C42C-4E4E-A16F-A4517685F493 | Labor | 12/01/2017 | 12/01/2017 | Josh Harris
|  | CAREFUSION | ALARIS 8015 5.7 | CONTROLLER, INFUSION PUMP |  | VOORHEES SURGERY CENTER-OPERATING ROOM | 900 Centennial Blvd | Suite E |  | 12/01/2017 |  | 12/1/24 |  |  | NO | YES |  |  |  |  | CAREFUSION 10752839 15021358 |  |  | Active |  | 00:17:23:24:FE:3E |  | High Risk | 1Y:00-MFG 2Y:00-BAT | 08/14/2019 | 09/01/2020 | COOPER AMBULATORY OFF-SITES |  |  | SUITE E | 0012478996 | JENNIFER BOMBARO | Preventative Maintenance | Closed | Josh Harris | 12/01/2017 | 12/01/2017 | PERFORMANCE ASSURANCE AT INVENTORY | INVENTORIED DEVICE AND ENSURED DEVICE WAS FUNCTIONING PROPERLY. | 814EA1A4-CA07-4290-9A28-728D674BCA30 | Labor | 12/01/2017 | 12/01/2017 | Josh Harris
|  | CAREFUSION | ALARIS 8015 5.7 | CONTROLLER, INFUSION PUMP |  | VOORHEES SURGERY CENTER-HEM/ONC | 900 Centennial Blvd | Suite M |  | 12/01/2017 |  | 12/1/24 |  |  | NO | YES |  |  |  |  | CAREFUSION 10752830 15021007 |  |  | Active |  | 00:17:23:25:05:B0 |  | High Risk | 1Y:00-MFG 2Y:00-BAT | 08/14/2019 | 09/01/2020 | COOPER AMBULATORY OFF-SITES |  |  | SUITE F | 0012478965 | MEGAN MCCAFFERTY | Preventative Maintenance | Closed | Josh Harris | 12/01/2017 | 12/01/2017 | PERFORMANCE ASSURANCE AT INVENTORY | INVENTORIED DEVICE AND ENSURED DEVICE WAS FUNCTIONING PROPERLY. | 3D1FA69C-1AF0-4D67-AF0A-50C64B508D49 | Labor | 12/01/2017 | 12/01/2017 | Josh Harris
|  | CAREFUSION | ALARIS 8015 5.7 | CONTROLLER, INFUSION PUMP |  | COOPER CANCER CENTER | MD Anderson Cancer Center |  |  | 12/01/2017 |  | 12/1/24 |  |  | NO | YES |  |  |  |  | CAREFUSION 10752824 15020160 |  |  | Active |  | 00:17:23:24:DA:60 |  | High Risk | 1Y:00-MFG 2Y:00-BAT | 08/26/2019 | 09/01/2020 | COOPER AMBULATORY OFF-SITES |  |  |  | 0012478947 | COLLEEN TEGELER | Performance Verification | Closed | Josh Harris | 12/01/2017 | 12/01/2017 | INCOMING INVENTORY | DEVICE INVENTORIED | A7AF8354-1708-442B-AF27-9E8FFEA63C5E | Labor | 12/01/2017 | 12/01/2017 | Josh Harris
|  | CAREFUSION | ALARIS 8015 5.7 | CONTROLLER, INFUSION PUMP |  | VOORHEES SURGERY CENTER-HEM/ONC | 900 Centennial Blvd | Suite M |  | 12/01/2017 |  | 12/1/24 |  |  | NO | YES |  |  |  |  | CAREFUSION 10752828 15021000 |  |  | Active |  | 00:17:23:24:FF:34 |  | High Risk | 1Y:00-MFG 2Y:00-BAT | 08/14/2019 | 09/01/2020 | COOPER AMBULATORY OFF-SITES |  |  | SUITE F | 0012478959 | MEGAN MCCAFFERTY | Performance Verification | Closed | Josh Harris | 12/01/2017 | 12/01/2017 | INCOMING INVENTORY | DEVICE INVENTORIED | E1048843-4160-4586-AE8A-6BFCEBB844F9 | Labor | 12/01/2017 | 12/01/2017 | Josh Harris
|  | CAREFUSION | ALARIS 8015 5.7 | CONTROLLER, INFUSION PUMP |  | COOPER CANCER CENTER | MD Anderson Cancer Center |  |  | 12/01/2017 |  | 12/1/24 |  |  | NO | YES |  |  |  |  | CAREFUSION 10752827 15020418 |  |  | Active |  | 00:17:23:24:C9:FC |  | High Risk | 1Y:00-MFG 2Y:00-BAT | 08/26/2019 | 09/01/2020 | COOPER AMBULATORY OFF-SITES |  |  |  | 0012478955 | COLLEEN TEGELER | Performance Verification | Closed | Josh Harris | 12/01/2017 | 12/01/2017 | INCOMING INVENTORY | DEVICE INVENTORIED | E7316ADD-662B-4E36-A3D3-306B438954D6 | Labor | 12/01/2017 | 12/01/2017 | Josh Harris
|  | CAREFUSION | ALARIS 8015 5.7 | CONTROLLER, INFUSION PUMP |  | WILLINGBORO HEMATOLOGY/ONCOLOGY | 1000 Salem Rd |  |  | 12/01/2017 |  | 12/1/24 |  |  | NO | YES |  |  |  |  | CAREFUSION 10752826 15020143 |  |  | Active |  | 00:17:23:24:B6:78 |  | High Risk | 1Y:00-MFG 2Y:00-BAT | 09/17/2019 | 09/01/2020 | COOPER AMBULATORY OFF-SITES |  |  |  | 0012478953 | ANN DENTON | Performance Verification | Closed | Josh Harris | 12/01/2017 | 12/01/2017 | INCOMING INVENTORY | DEVICE INVENTORIED | B24FC63C-768D-48F3-B704-B5DF9F6B43D6 | Labor | 12/01/2017 | 12/01/2017 | Josh Harris
|  | CAREFUSION | ALARIS 8015 5.7 | CONTROLLER, INFUSION PUMP |  | COOPER CANCER CENTER | MD Anderson Cancer Center |  |  | 12/01/2017 |  | 12/1/24 |  |  | NO | YES |  |  |  |  | CAREFUSION 10752822 15020822 |  |  | Active |  | 00:17:23:25:54:49 |  | High Risk | 1Y:00-MFG 2Y:00-BAT | 08/26/2019 | 09/01/2020 | COOPER AMBULATORY OFF-SITES |  |  |  | 0012478944 | COLLEEN TEGELER | Preventative Maintenance | Closed | Josh Harris | 12/01/2017 | 12/01/2017 | PERFORMANCE ASSURANCE AT INVENTORY | INVENTORIED DEVICE AND ENSURED DEVICE WAS FUNCTIONING PROPERLY. | 631D2732-D6DB-47C2-9C89-7415039A6DC8 | Labor | 12/01/2017 | 12/01/2017 | Josh Harris
|  | CAREFUSION | ALARIS 8015 5.7 | CONTROLLER, INFUSION PUMP |  | SPD | Kelemen |  |  | 12/01/2017 |  | 12/1/24 |  |  | NO | YES |  |  |  |  | CAREFUSION 10752823 15021350 |  |  | Active |  | 00:17:23:24:D5:B0 |  | High Risk | 1Y:00-MFG 2Y:00-BAT | 11/01/2019 | 11/01/2020 | COOPER UNIVERSITY HOSPITAL |  |  |  | 0012478945 | David Frye | Performance Verification | Closed | Josh Harris | 12/01/2017 | 12/01/2017 | INCOMING INVENTORY | DEVICE INVENTORIED | B85AE37E-9539-46C7-B9DB-3BE1E409EBCA | Labor | 12/01/2017 | 12/01/2017 | Josh Harris
|  | CAREFUSION | ALARIS 8015 5.7 | CONTROLLER, INFUSION PUMP |  | VOORHEES SURGERY CENTER-HEM/ONC | 900 Centennial | Suite F |  | 12/01/2017 |  | 12/1/24 |  |  | NO | YES |  |  |  |  | CAREFUSION 10752821 15020100 |  |  | Active |  | 00:17:23:25:08:06 |  | High Risk | 1Y:00-MFG 2Y:00-BAT | 08/14/2019 | 09/01/2020 | COOPER AMBULATORY OFF-SITES |  |  | SUITE M | 0012478934 | MEGAN MCCAFFERTY | Performance Verification | Closed | Josh Harris | 12/01/2017 | 12/01/2017 | INCOMING INVENTORY | DEVICE INVENTORIED | 712BE459-F47A-41E2-963B-5BB6D301A601 | Labor | 12/01/2017 | 12/01/2017 | Josh Harris
|  | CAREFUSION | ALARIS 8015 5.7 | CONTROLLER, INFUSION PUMP |  | COOPER CANCER CENTER | MD Anderson Cancer Center |  |  | 01/24/2018 |  | 1/24/25 |  |  | NO | YES |  |  |  |  | CAREFUSION 10752527 15075655 |  |  | Active |  | 00:17:23:23:C2:52 |  | High Risk | 1Y:00-MFG 2Y:00-BAT | 08/26/2019 | 09/01/2020 | COOPER AMBULATORY OFF-SITES |  |  |  | 0012673132 | COLLEEN TEGELER | Performance Verification | Closed | Josh Harris | 01/24/2018 | 01/24/2018 | INCOMING INVENTORY | DEVICE INVENTORIED | 74967182-0166-4811-915A-B72224E4C111 | Labor | 01/24/2018 | 01/24/2018 | Josh Harris
|  | CAREFUSION | ALARIS 8015 5.7 | CONTROLLER, INFUSION PUMP |  | WILLINGBORO HEMATOLOGY/ONCOLOGY | 1000 Salem Rd |  |  | 01/24/2018 |  | 1/24/25 |  |  | NO | YES |  |  |  |  | CAREFUSION 10752525 15077055 |  |  | Active |  | 00:17:23:25:2F:C8 |  | High Risk | 1Y:00-MFG 2Y:00-BAT | 09/17/2019 | 09/01/2020 | COOPER AMBULATORY OFF-SITES |  |  |  | 0012673129 | ANN DENTON | Performance Verification | Closed | Josh Harris | 01/24/2018 | 01/24/2018 | INCOMING INVENTORY | DEVICE INVENTORIED | 25FEED87-4CC2-4A09-9029-35B261609D28 | Labor | 01/24/2018 | 01/24/2018 | Josh Harris
|  | CAREFUSION | ALARIS 8015 5.7 | CONTROLLER, INFUSION PUMP |  | COOPER CANCER CENTER | MD Anderson Cancer Center |  |  | 01/24/2018 |  | 1/24/25 |  |  | NO | YES |  |  |  |  | CAREFUSION 10752523 15076942 |  |  | Active |  | 00:17:23:24:51:26 |  | High Risk | 1Y:00-MFG 2Y:00-BAT | 08/26/2019 | 09/01/2020 | COOPER AMBULATORY OFF-SITES |  |  |  | 0012673119 | COLLEEN TEGELER | Performance Verification | Closed | Josh Harris | 01/24/2018 | 01/24/2018 | INCOMING INVENTORY | DEVICE INVENTORIED | 7DBA691F-52BF-40B7-A94D-0CE07A812776 | Labor | 01/24/2018 | 01/24/2018 | Josh Harris
|  | CAREFUSION | ALARIS 8015 5.7 | CONTROLLER, INFUSION PUMP |  | WILLINGBORO HEMATOLOGY/ONCOLOGY | 1000 Salem Rd |  |  | 01/24/2018 |  | 1/24/25 |  |  | NO | YES |  |  |  |  | CAREFUSION 10752524 15076941 |  |  | Active |  | 00:17:23:22:06:C0 |  | High Risk | 1Y:00-MFG 2Y:00-BAT | 09/17/2019 | 09/01/2020 | COOPER AMBULATORY OFF-SITES |  |  |  | 0012673124 | ANN DENTON | Preventative Maintenance | Closed | Josh Harris | 01/24/2018 | 01/24/2018 | PERFORMANCE ASSURANCE AT INVENTORY | INVENTORIED DEVICE AND ENSURED DEVICE WAS FUNCTIONING PROPERLY. | 16C6EAAF-5F01-4D67-8757-9505431B32E2 | Labor | 01/24/2018 | 01/24/2018 | Josh Harris
|  | CAREFUSION | ALARIS 8015 5.7 | CONTROLLER, INFUSION PUMP |  | VOORHEES SURGERY CENTER-HEM/ONC | 900 Centennial Blvd | Suite M |  | 01/24/2018 |  | 1/24/25 |  |  | NO | YES |  |  |  |  | CAREFUSION 10752522 15076925 |  |  | Active |  | 00:17:23:22:06:94 |  | High Risk | 1Y:00-MFG 2Y:00-BAT | 08/14/2019 | 09/01/2020 | COOPER AMBULATORY OFF-SITES |  |  | SUITE F | 0012673114 | MEGAN MCCAFFERTY | Performance Verification | Closed | Josh Harris | 01/24/2018 | 01/24/2018 | INCOMING INVENTORY | DEVICE INVENTORIED | 413384F7-C2E2-4916-8B55-8F44189126AC | Labor | 01/24/2018 | 01/24/2018 | Josh Harris
|  | CAREFUSION | ALARIS 8015 5.7 | CONTROLLER, INFUSION PUMP |  | VOORHEES SURGERY CENTER-HEM/ONC | 900 Centennial Blvd | Suite F |  | 01/24/2018 |  | 1/24/25 |  |  | NO | YES |  |  |  |  | CAREFUSION 10752521 15077062 |  |  | Active |  | 00:17:23:23:D8:5C |  | High Risk | 1Y:00-MFG 2Y:00-BAT | 08/14/2019 | 09/01/2020 | COOPER AMBULATORY OFF-SITES |  |  | SUITE M | 0012673113 | MEGAN MCCAFFERTY | Preventative Maintenance | Closed | Josh Harris | 01/24/2018 | 01/24/2018 | PERFORMANCE ASSURANCE AT INVENTORY | INVENTORIED DEVICE AND ENSURED DEVICE WAS FUNCTIONING PROPERLY. | C44A8E7B-6986-4286-B18E-A04E846757A2 | Labor | 01/24/2018 | 01/24/2018 | Josh Harris
|  | CAREFUSION | ALARIS 8015 5.7 | CONTROLLER, INFUSION PUMP |  | VOORHEES SURGERY CENTER-HEM/ONC | 900 Centennial | Suite F |  | 01/24/2018 |  | 1/24/25 |  |  | NO | YES |  |  |  |  | CAREFUSION 10752520 15076875 |  |  | Active |  | 00:17:23:24:C2:AA |  | High Risk | 1Y:00-MFG 2Y:00-BAT | 08/14/2019 | 09/01/2020 | COOPER AMBULATORY OFF-SITES |  |  | SUITE M | 0012673110 | MEGAN MCCAFFERTY | Performance Verification | Closed | Josh Harris | 01/24/2018 | 01/24/2018 | INCOMING INVENTORY | DEVICE INVENTORIED | B97A0BA8-A930-4334-85B7-A8D11D0D387D | Labor | 01/24/2018 | 01/24/2018 | Josh Harris
|  | CAREFUSION | ALARIS 8015 5.7 | CONTROLLER, INFUSION PUMP |  |  | Kelemen | BASEMENT | [6 empty] | NO | YES
|  | CAREFUSION | ALARIS 8015 5.7 | CONTROLLER, INFUSION PUMP |  |  | Pavilion | [7 empty] | NO | YES
|  | CAREFUSION | ALARIS 8015 5.7 | CONTROLLER, INFUSION PUMP |  |  | 900 Centennial Blvd | Suite E | [6 empty] | NO | YES
|  | CAREFUSION | ALARIS 8015 5.7 | CONTROLLER, INFUSION PUMP |  |  | 900 Centennial Blvd | Suite E | [6 empty] | YES | YES
|  | CAREFUSION | ALARIS 8015 5.7 | CONTROLLER, INFUSION PUMP |  | SPD | Dorrance |  |  | 11/01/2019 |  | 11/1/26 |  |  | NO | YES |  |  |  |  | CAREFUSION 11136497 15273995 |  |  | Active |  | 00:17:23:35:12:58 |  | High Risk | 1Y:00-MFG 2Y:00-BAT | 11/01/2019 | 11/01/2019 | COOPER UNIVERSITY HOSPITAL |  |  | Moves | WOT00000001468314 | David Frye | Performance Verification | Completed |  | 11/01/2019 | 11/01/2019 | Performance Verification for CAREFUSION 11136497 15273995 | Initial Install of Performance Verification. Device is ready for patient use. |  |  | 11/01/2019 | 11/01/2019
|  | CAREFUSION | ALARIS 8015 5.7 | CONTROLLER, INFUSION PUMP |  | COOPER CANCER CENTER | MD Anderson Cancer Center |  |  | 06/16/2016 |  | 6/16/23 |  |  | NO | YES |  |  |  |  | CAREFUSION 10505239 14622300 |  |  | Active |  | 00:23:68:FA:B7:04 |  | High Risk | 1Y:00-MFG 2Y:00-BAT | 08/26/2019 | 09/01/2020 | COOPER AMBULATORY OFF-SITES |  |  |  |  | COLLEEN TEGELER
|  | CAREFUSION | ALARIS 8015 5.7 | CONTROLLER, INFUSION PUMP |  | VOORHEES SURGERY CENTER-OPERATING ROOM | 900 Centennial Blvd | Suite E |  | 06/16/2016 |  | 6/16/23 |  |  | NO | YES |  |  |  |  | CAREFUSION 10505238 14621872 |  |  | Active |  | 00:23:68:FA:B0:F0 |  | High Risk | 1Y:00-MFG 2Y:00-BAT | 08/14/2019 | 09/01/2020 | COOPER AMBULATORY OFF-SITES |  |  | SUITE E |  | JENNIFER BOMBARO
|  | CAREFUSION | ALARIS 8015 5.7 | CONTROLLER, INFUSION PUMP |  | SPD | Pavilion |  |  | 06/16/2016 |  | 6/16/23 |  |  | NO | YES |  |  |  |  | CAREFUSION 10505231 14622343 |  |  | Active |  | 00:23:68:FA:AE:9E |  | High Risk | 1Y:00-MFG 2Y:00-BAT | 11/01/2019 | 11/01/2020 | COOPER UNIVERSITY HOSPITAL |  |  |  |  | David Frye
|  | CAREFUSION | ALARIS 8015 5.7 | CONTROLLER, INFUSION PUMP |  | VOORHEES SURGERY CENTER-HEM/ONC | 900 Centennial Blvd | Suite M |  | 06/16/2016 |  | 6/16/23 |  |  | NO | YES |  |  |  |  | CAREFUSION 10505232 14622233 |  |  | Active |  | 00:23:68:FA:B7:9A |  | High Risk | 1Y:00-MFG 2Y:00-BAT | 08/14/2019 | 09/01/2020 | COOPER AMBULATORY OFF-SITES |  |  | SUITE F |  | MEGAN MCCAFFERTY
|  | CAREFUSION | ALARIS 8015 5.7 | CONTROLLER, INFUSION PUMP |  | WILLINGBORO HEMATOLOGY/ONCOLOGY | 1000 Salem Rd |  |  | 06/16/2016 |  | 6/16/23 |  |  | NO | YES |  |  |  |  | CAREFUSION 10505233 14620152 |  |  | Active |  | 00:23:68:FA:A9:69 |  | High Risk | 1Y:00-MFG 2Y:00-BAT | 09/17/2019 | 09/01/2020 | COOPER AMBULATORY OFF-SITES |  |  |  |  | ANN DENTON
|  | CAREFUSION | ALARIS 8015 5.7 | CONTROLLER, INFUSION PUMP |  | VOORHEES SURGERY CENTER-OPERATING ROOM | 900 Centennial Blvd | Suite E |  | 06/16/2016 |  | 6/16/23 |  |  | NO | YES |  |  |  |  | CAREFUSION 10505234 14621964 |  |  | Active |  | 00:23:68:FA:B1:96 |  | High Risk | 1Y:00-MFG 2Y:00-BAT | 08/14/2019 | 09/01/2020 | COOPER AMBULATORY OFF-SITES |  |  | SUITE E |  | JENNIFER BOMBARO
|  | CAREFUSION | ALARIS 8015 5.7 | CONTROLLER, INFUSION PUMP |  | COOPER CANCER CENTER | MD Anderson Cancer Center |  |  | 06/16/2016 |  | 6/16/23 |  |  | NO | YES |  |  |  |  | CAREFUSION 10505237 14621834 |  |  | Active |  | 00:23:68:FA:B3:CA |  | High Risk | 1Y:00-MFG 2Y:00-BAT | 08/26/2019 | 09/01/2020 | COOPER AMBULATORY OFF-SITES |  |  |  |  | COLLEEN TEGELER
|  | CAREFUSION | ALARIS 8015 5.7 | CONTROLLER, INFUSION PUMP |  | VOORHEES SURGERY CENTER-OPERATING ROOM | 900 Centennial Blvd | Suite E |  | 06/16/2016 |  | 6/16/23 |  |  | NO | YES |  |  |  |  | CAREFUSION 10505236 14621847 |  |  | Active |  | 00:23:68:FA:B6:38 |  | High Risk | 1Y:00-MFG 2Y:00-BAT | 08/14/2019 | 09/01/2020 | COOPER AMBULATORY OFF-SITES |  |  | SUITE E |  | JENNIFER BOMBARO
|  | CAREFUSION | ALARIS 8015 5.7 | CONTROLLER, INFUSION PUMP |  | VOORHEES SURGERY CENTER-OPERATING ROOM | 900 Centennial Blvd | Suite E |  | 06/16/2016 |  | 6/16/23 |  |  | NO | YES |  |  |  |  | CAREFUSION 10505235 14622124 |  |  | Active |  | 00:23:68:FA:B6:F7 |  | High Risk | 1Y:00-MFG 2Y:00-BAT | 08/14/2019 | 09/01/2020 | COOPER AMBULATORY OFF-SITES |  |  | SUITE E |  | JENNIFER BOMBARO
|  | CAREFUSION | ALARIS 8015 5.7 | CONTROLLER, INFUSION PUMP |  | VOORHEES SURGERY CENTER-OPERATING ROOM | 900 Centennial Blvd | Suite E |  | 06/16/2016 |  | 6/16/23 |  |  | NO | YES |  |  |  |  | CAREFUSION 10505230 14619710 |  |  | Active |  | 00:23:68:FA:AB:3E |  | High Risk | 1Y:00-MFG 2Y:00-BAT | 08/14/2019 | 09/01/2020 | COOPER AMBULATORY OFF-SITES |  |  | SUITE E |  | JENNIFER BOMBARO
|  | CAREFUSION | ALARIS 8015 5.7 | CONTROLLER, INFUSION PUMP |  | COOPER CANCER CENTER | MD Anderson Cancer Center |  |  | 06/16/2016 |  | 6/16/23 |  |  | NO | YES |  |  |  |  | CAREFUSION 10505229 14622337 |  |  | Active |  | 00:23:68:FA:AF:CB |  | High Risk | 1Y:00-MFG 2Y:00-BAT | 08/26/2019 | 09/01/2020 | COOPER AMBULATORY OFF-SITES |  |  |  |  | COLLEEN TEGELER
|  | CAREFUSION | ALARIS 8015 5.7 | CONTROLLER, INFUSION PUMP |  | VOORHEES SURGERY CENTER-HEM/ONC | 900 Centennial Blvd | Suite M |  | 06/16/2016 |  | 6/16/23 |  |  | NO | YES |  |  |  |  | CAREFUSION 10505227 14621072 |  |  | Active |  | 00:23:68:FA:B5:43 |  | High Risk | 1Y:00-MFG 2Y:00-BAT | 08/14/2019 | 09/01/2020 | COOPER AMBULATORY OFF-SITES |  |  | SUITE F |  | MEGAN MCCAFFERTY
|  | CAREFUSION | ALARIS 8015 5.7 | CONTROLLER, INFUSION PUMP |  | VOORHEES SURGERY CENTER-HEM/ONC | 900 Centennial Blvd | Suite M |  | 06/16/2016 |  | 6/16/23 |  |  | NO | YES |  |  |  |  | CAREFUSION 10505224 14622252 |  |  | Active |  | 00:23:68:FA:B7:65 |  | High Risk | 1Y:00-MFG 2Y:00-BAT | 08/14/2019 | 09/01/2020 | COOPER AMBULATORY OFF-SITES |  |  | SUITE F |  | MEGAN MCCAFFERTY
|  | CAREFUSION | ALARIS 8015 5.7 | CONTROLLER, INFUSION PUMP |  | COOPER CANCER CENTER | MD Anderson Cancer Center |  |  | 06/16/2016 |  | 6/16/23 |  |  | NO | YES |  |  |  |  | CAREFUSION 10505212 14621856 |  |  | Active |  | 00:23:68:FA:B0:A9 |  | High Risk | 1Y:00-MFG 2Y:00-BAT | 08/26/2019 | 09/01/2020 | COOPER AMBULATORY OFF-SITES |  |  |  |  | COLLEEN TEGELER
|  | CAREFUSION | ALARIS 8015 5.7 | CONTROLLER, INFUSION PUMP |  | COOPER CANCER CENTER | MD Anderson Cancer Center |  |  | 06/16/2016 |  | 6/16/23 |  |  | NO | YES |  |  |  |  | CAREFUSION 10505221 14621866 |  |  | Active |  | 00:23:68:FA:AF:B4 |  | High Risk | 1Y:00-MFG 2Y:00-BAT | 08/26/2019 | 09/01/2020 | COOPER AMBULATORY OFF-SITES |  |  |  |  | COLLEEN TEGELER
|  | CAREFUSION | ALARIS 8015 5.7 | CONTROLLER, INFUSION PUMP |  | SPD | Kelemen |  |  | 06/16/2016 |  | 6/16/23 |  |  | NO | YES |  |  |  |  | CAREFUSION 10505218 14621877 |  |  | Active |  | 00:23:68:FA:B4:91 |  | High Risk | 1Y:00-MFG 2Y:00-BAT | 11/01/2019 | 11/01/2020 | COOPER UNIVERSITY HOSPITAL |  |  |  |  | David Frye
|  | CAREFUSION | ALARIS 8015 5.7 | CONTROLLER, INFUSION PUMP |  | SPD | Kelemen |  |  | 06/16/2016 |  | 6/16/23 |  |  | NO | YES |  |  |  |  | CAREFUSION 10505215 14621959 |  |  | Active |  | 00:23:68:FA:B1:93 |  | High Risk | 1Y:00-MFG 2Y:00-BAT | 11/01/2019 | 11/01/2020 | COOPER UNIVERSITY HOSPITAL |  |  |  |  | David Frye
|  | CAREFUSION | ALARIS 8015 5.7 | CONTROLLER, INFUSION PUMP |  | COOPER CANCER CENTER | MD Anderson Cancer Center |  |  | 06/16/2016 |  | 6/16/23 |  |  | NO | YES |  |  |  |  | CAREFUSION 10505209 14621955 |  |  | Active |  | 00:23:68:FA:B1:38 |  | High Risk | 1Y:00-MFG 2Y:00-BAT | 08/26/2019 | 09/01/2020 | COOPER AMBULATORY OFF-SITES |  |  |  |  | COLLEEN TEGELER
|  | CAREFUSION | ALARIS 8015 5.7 | CONTROLLER, INFUSION PUMP |  | COOPER CANCER CENTER | MD Anderson Cancer Center |  |  | 06/16/2016 |  | 6/16/23 |  |  | NO | YES |  |  |  |  | CAREFUSION 10505203 14622296 |  |  | Active |  | 00:23:68:FA:B6:AE |  | High Risk | 1Y:00-MFG 2Y:00-BAT | 08/26/2019 | 09/01/2020 | COOPER AMBULATORY OFF-SITES |  |  |  |  | COLLEEN TEGELER
|  | CAREFUSION | ALARIS 8015 5.7 | CONTROLLER, INFUSION PUMP |  | COOPER CANCER CENTER | MD Anderson Cancer Center |  |  | 06/16/2016 |  | 6/16/23 |  |  | NO | YES |  |  |  |  | CAREFUSION 10505197 14621875 |  |  | Active |  | 00:23:68:FA:B1:09 |  | High Risk | 1Y:00-MFG 2Y:00-BAT | 08/26/2019 | 09/01/2020 | COOPER AMBULATORY OFF-SITES |  |  |  |  | COLLEEN TEGELER
|  | CAREFUSION | ALARIS 8015 5.7 | CONTROLLER, INFUSION PUMP |  | COOPER CANCER CENTER | MD Anderson Cancer Center |  |  | 06/16/2016 |  | 6/16/23 |  |  | NO | YES |  |  |  |  | CAREFUSION 10505194 14621859 |  |  | Active |  | 00:23:68:FA:86:F0 |  | High Risk | 1Y:00-MFG 2Y:00-BAT | 08/26/2019 | 09/01/2020 | COOPER AMBULATORY OFF-SITES |  |  |  |  | COLLEEN TEGELER
|  | CAREFUSION | ALARIS 8015 5.7 | CONTROLLER, INFUSION PUMP |  | SPD | Kelemen |  |  | 06/16/2016 |  | 6/16/23 |  |  | NO | YES |  |  |  |  | CAREFUSION 10505160 14620775 |  |  | Active |  | 00:23:68:FA:B6:26 |  | High Risk | 1Y:00-MFG 2Y:00-BAT | 11/01/2019 | 11/01/2020 | COOPER UNIVERSITY HOSPITAL |  |  |  |  | David Frye
|  | CAREFUSION | ALARIS 8015 5.7 | CONTROLLER, INFUSION PUMP |  | SPD | Dorrance |  |  | 06/16/2016 |  | 6/16/23 |  |  | NO | YES |  |  |  |  | CAREFUSION 10505158 14621103 |  |  | Active |  | 00:23:68:FA:F5:A7 |  | High Risk | 1Y:00-MFG 2Y:00-BAT | 11/01/2019 | 11/01/2020 | COOPER UNIVERSITY HOSPITAL |  |  |  |  | David Frye
|  | CAREFUSION | ALARIS 8015 5.7 | CONTROLLER, INFUSION PUMP |  | SPD | Kelemen |  |  | 06/16/2016 |  | 6/16/23 |  |  | NO | YES |  |  |  |  | CAREFUSION 10505159 14621283 |  |  | Active |  | 00:23:68:FA:B7:89 |  | High Risk | 1Y:00-MFG 2Y:00-BAT | 11/01/2019 | 11/01/2020 | COOPER UNIVERSITY HOSPITAL |  |  |  |  | David Frye
|  | CAREFUSION | ALARIS 8015 5.7 | CONTROLLER, INFUSION PUMP |  | SPD | Dorrance |  |  | 06/16/2016 |  | 6/16/23 |  |  | NO | YES |  |  |  |  | CAREFUSION 10505157 14621090 |  |  | Active |  | 00:23:68:FA:B6:A8 |  | High Risk | 1Y:00-MFG 2Y:00-BAT | 11/01/2019 | 11/01/2020 | COOPER UNIVERSITY HOSPITAL |  |  |  |  | David Frye
|  | CAREFUSION | ALARIS 8015 5.7 | CONTROLLER, INFUSION PUMP |  | SPD | Kelemen |  |  | 06/16/2016 |  | 6/16/23 |  |  | NO | YES |  |  |  |  | CAREFUSION 10505155 14620100 |  |  | Active |  | 00:23:68:FA:A9:8C |  | High Risk | 1Y:00-MFG 2Y:00-BAT | 11/01/2019 | 11/01/2020 | COOPER UNIVERSITY HOSPITAL |  |  |  |  | David Frye
|  | CAREFUSION | ALARIS 8015 5.7 | CONTROLLER, INFUSION PUMP |  | SPD | Kelemen |  |  | 06/16/2016 |  | 6/16/23 |  |  | NO | YES |  |  |  |  | CAREFUSION 10505156 14620783 |  |  | Active |  | 00:23:68:FA:B4:F0 |  | High Risk | 1Y:00-MFG 2Y:00-BAT | 11/01/2019 | 11/01/2020 | COOPER UNIVERSITY HOSPITAL |  |  |  |  | David Frye
|  | CAREFUSION | ALARIS 8015 5.7 | CONTROLLER, INFUSION PUMP |  | SPD | Pavilion |  |  | 06/16/2016 |  | 6/16/23 |  |  | NO | YES |  |  |  |  | CAREFUSION 10505154 14621097 |  |  | Active |  | 00:23:68:FA:B9:09 |  | High Risk | 1Y:00-MFG 2Y:00-BAT | 11/01/2019 | 11/01/2020 | COOPER UNIVERSITY HOSPITAL |  |  |  |  | David Frye
|  | CAREFUSION | ALARIS 8015 5.7 | CONTROLLER, INFUSION PUMP |  | SPD | Kelemen |  |  | 06/16/2016 |  | 6/16/23 |  |  | NO | YES |  |  |  |  | CAREFUSION 10505153 14620142 |  |  | Active |  | 00:23:68:FA:AA:B9 |  | High Risk | 1Y:00-MFG 2Y:00-BAT | 11/01/2019 | 11/01/2020 | COOPER UNIVERSITY HOSPITAL |  |  |  |  | David Frye
|  | CAREFUSION | ALARIS 8015 5.7 | CONTROLLER, INFUSION PUMP |  | SPD | Kelemen |  |  | 06/16/2016 |  | 6/16/23 |  |  | NO | YES |  |  |  |  | CAREFUSION 10505152 14620774 |  |  | Active |  | 00:23:68:FA:B7:DB |  | High Risk | 1Y:00-MFG 2Y:00-BAT | 11/01/2019 | 11/01/2020 | COOPER UNIVERSITY HOSPITAL |  |  |  |  | David Frye
|  | CAREFUSION | ALARIS 8015 5.7 | CONTROLLER, INFUSION PUMP |  | SPD | Kelemen |  |  | 06/16/2016 |  | 6/16/23 |  |  | NO | YES |  |  |  |  | CAREFUSION 10505150 14620149 |  |  | Active |  | 00:23:68:FA:AA:E6 |  | High Risk | 1Y:00-MFG 2Y:00-BAT | 11/01/2019 | 11/01/2020 | COOPER UNIVERSITY HOSPITAL |  |  |  |  | David Frye
|  | CAREFUSION | ALARIS 8015 5.7 | CONTROLLER, INFUSION PUMP |  | SPD | Dorrance |  |  | 06/16/2016 |  | 6/16/23 |  |  | NO | YES |  |  |  |  | CAREFUSION 10505151 14621295 |  |  | Active |  | 00:23:68:FA:B3:F7 |  | High Risk | 1Y:00-MFG 2Y:00-BAT | 11/01/2019 | 11/01/2020 | COOPER UNIVERSITY HOSPITAL |  |  |  |  | David Frye
|  | CAREFUSION | ALARIS 8015 5.7 | CONTROLLER, INFUSION PUMP |  | SPD | Kelemen |  |  | 06/16/2016 |  | 6/16/23 |  |  | NO | YES |  |  |  |  | CAREFUSION 10505149 14621096 |  |  | Active |  | 00:23:68:FA:B3:EB |  | High Risk | 1Y:00-MFG 2Y:00-BAT | 11/01/2019 | 11/01/2020 | COOPER UNIVERSITY HOSPITAL |  |  |  |  | David Frye
|  | CAREFUSION | ALARIS 8015 5.7 | CONTROLLER, INFUSION PUMP |  | SPD | Kelemen |  |  | 06/16/2016 |  | 6/16/23 |  |  | NO | YES |  |  |  |  | CAREFUSION 10505147 14621842 |  |  | Active |  | 00:23:68:FA:B3:E3 |  | High Risk | 1Y:00-MFG 2Y:00-BAT | 11/01/2019 | 11/01/2020 | COOPER UNIVERSITY HOSPITAL |  |  |  |  | David Frye
|  | CAREFUSION | ALARIS 8015 5.7 | CONTROLLER, INFUSION PUMP |  | SPD | Kelemen |  |  | 06/16/2016 |  | 6/16/23 |  |  | NO | YES |  |  |  |  | CAREFUSION 10505148 14620127 |  |  | Active |  | 00:23:68:FA:AB:01 |  | High Risk | 1Y:00-MFG 2Y:00-BAT | 11/01/2019 | 11/01/2020 | COOPER UNIVERSITY HOSPITAL |  |  |  |  | David Frye
|  | CAREFUSION | ALARIS 8015 5.7 | CONTROLLER, INFUSION PUMP |  | COOPER CANCER CENTER | Kelemen |  |  | 06/16/2016 |  | 6/16/23 |  |  | NO | YES |  |  |  |  | CAREFUSION 10505146 14621121 |  |  | Active |  | 00:23:68:FA:B4:F7 |  | High Risk | 1Y:00-MFG 2Y:00-BAT | 09/01/2019 | 09/01/2020 | COOPER AMBULATORY OFF-SITES |  |  | Actually in Main Hospital |  | COLLEEN TEGELER
|  | CAREFUSION | ALARIS 8015 5.7 | CONTROLLER, INFUSION PUMP |  | SPD | Dorrance |  |  | 06/16/2016 |  | 6/16/23 |  |  | NO | YES |  |  |  |  | CAREFUSION 10505145 14620180 |  |  | Active |  | 00:23:68:FA:AA:BD |  | High Risk | 1Y:00-MFG 2Y:00-BAT | 11/01/2019 | 11/01/2020 | COOPER UNIVERSITY HOSPITAL |  |  |  |  | David Frye
|  | CAREFUSION | ALARIS 8015 5.7 | CONTROLLER, INFUSION PUMP |  | SPD | Pavilion |  |  | 06/16/2016 |  | 6/16/23 |  |  | NO | YES |  |  |  |  | CAREFUSION 10505144 14620134 |  |  | Active |  | 00:23:68:FA:B6:81 |  | High Risk | 1Y:00-MFG 2Y:00-BAT | 11/01/2019 | 11/01/2020 | COOPER UNIVERSITY HOSPITAL |  |  |  |  | David Frye
|  | CAREFUSION | ALARIS 8015 5.7 | CONTROLLER, INFUSION PUMP |  |  | 900 Centennial Blvd | Suite E | [6 empty] | NO | YES
|  | CAREFUSION | ALARIS 8015 5.7 | CONTROLLER, INFUSION PUMP |  | COOPER CANCER CENTER | MD Anderson Cancer Center |  |  | 11/06/2015 |  | 11/6/22 |  |  | NO | YES |  |  |  |  | CAREFUSION 10480091 14484791 |  |  | Active |  | 00:23:68:FA:66:42 |  | High Risk | 1Y:00-MFG 2Y:00-BAT | 08/26/2019 | 09/01/2020 | COOPER AMBULATORY OFF-SITES |  |  |  |  | COLLEEN TEGELER
|  | CAREFUSION | ALARIS 8015 5.7 | CONTROLLER, INFUSION PUMP |  | VOORHEES SURGERY CENTER-HEM/ONC | 900 Centennial Blvd | Suite M |  | 11/06/2015 |  | 11/6/22 |  |  | NO | YES |  |  |  |  | CAREFUSION 10480092 14483870 |  |  | Active |  | 00:23:68:FA:76:4F |  | High Risk | 1Y:00-MFG 2Y:00-BAT | 08/14/2019 | 09/01/2020 | COOPER AMBULATORY OFF-SITES |  |  | SUITE F |  | MEGAN MCCAFFERTY
|  | CAREFUSION | ALARIS 8015 5.7 | CONTROLLER, INFUSION PUMP |  | VOORHEES SURGERY CENTER-HEM/ONC | 900 Centennial Blvd | Suite M |  | 11/06/2015 |  | 11/6/22 |  |  | NO | YES |  |  |  |  | CAREFUSION 10480088 14485575 |  |  | Active |  | 00:23:68:FA:63:9F |  | High Risk | 1Y:00-MFG 2Y:00-BAT | 08/14/2019 | 09/01/2020 | COOPER AMBULATORY OFF-SITES |  |  | SUITE F |  | MEGAN MCCAFFERTY
|  | CAREFUSION | ALARIS 8015 5.7 | CONTROLLER, INFUSION PUMP |  | VOORHEES SURGERY CENTER-OPERATING ROOM | 900 Centennial Blvd | Suite E |  | 11/06/2015 |  | 11/6/22 |  |  | NO | YES |  |  |  |  | CAREFUSION 10480087 14485562 |  |  | Active |  | 00:23:68:FA:67:D0 |  | High Risk | 1Y:00-MFG 2Y:00-BAT | 08/14/2019 | 09/01/2020 | COOPER AMBULATORY OFF-SITES |  |  | SUITE E |  | JENNIFER BOMBARO
|  | CAREFUSION | ALARIS 8015 5.7 | CONTROLLER, INFUSION PUMP |  | COOPER DIGESTIVE HEALTH-ENDOSCOPY | 501 fellowship road |  |  | 11/06/2015 |  | 11/6/22 |  |  | NO | YES |  |  |  |  | CAREFUSION 10480079 14485070 |  |  | Active |  | 00:23:68:FA:6F:14 |  | High Risk | 1Y:00-MFG 2Y:00-BAT | 09/26/2019 | 09/01/2020 | COOPER AMBULATORY OFF-SITES |  |  |  |  | JEANNE GREER
|  | CAREFUSION | ALARIS 8015 5.7 | CONTROLLER, INFUSION PUMP |  | COOPER CANCER CENTER | MD Anderson Cancer Center |  |  | 11/06/2015 |  | 11/6/22 |  |  | NO | YES |  |  |  |  | CAREFUSION 10480080 14484559 |  |  | Active |  | 00:23:68:FA:73:50 |  | High Risk | 1Y:00-MFG 2Y:00-BAT | 08/26/2019 | 09/01/2020 | COOPER AMBULATORY OFF-SITES |  |  |  |  | COLLEEN TEGELER
|  | CAREFUSION | ALARIS 8015 5.7 | CONTROLLER, INFUSION PUMP |  | VOORHEES SURGERY CENTER-OPERATING ROOM | 900 Centennial Blvd | Suite E |  | 11/06/2015 |  | 11/6/22 |  |  | NO | YES |  |  |  |  | CAREFUSION 10480085 14482272 |  |  | Active |  | 00:23:68:FA:63:60 |  | High Risk | 1Y:00-MFG 2Y:00-BAT | 08/14/2019 | 09/01/2020 | COOPER AMBULATORY OFF-SITES |  |  |  |  | JENNIFER BOMBARO
|  | CAREFUSION | ALARIS 8015 5.7 | CONTROLLER, INFUSION PUMP |  | SPD | Kelemen |  |  | 11/06/2015 |  | 11/6/22 |  |  | NO | YES |  |  |  |  | CAREFUSION 10480086 14485385 |  |  | Disposition |  | 00:23:68:FA:72:81 |  | High Risk | 1Y:00-MFG 2Y:00-BAT | 02/12/2018 |  | COOPER UNIVERSITY HOSPITAL |  |  |  |  | David Frye
|  | CAREFUSION | ALARIS 8015 5.7 | CONTROLLER, INFUSION PUMP |  | COOPER DIGESTIVE HEALTH-ENDOSCOPY | 501 Fellowship Rd |  |  | 11/06/2015 |  | 11/6/22 |  |  | NO | YES |  |  |  |  | CAREFUSION 10480084 14485590 |  |  | Active |  | 00:23:68:FA:65:A4 |  | High Risk | 1Y:00-MFG 2Y:00-BAT | 09/26/2019 | 09/01/2020 | COOPER AMBULATORY OFF-SITES |  |  |  |  | JEANNE GREER
|  | CAREFUSION | ALARIS 8015 5.7 | CONTROLLER, INFUSION PUMP |  | VOORHEES SURGERY CENTER-HEM/ONC | 900 Centennial Blvd | Suite F |  | 11/06/2015 |  | 11/6/22 |  |  | NO | YES |  |  |  |  | CAREFUSION 10480083 14485529 |  |  | Active |  | 00:23:68:FA:72:55 |  | High Risk | 1Y:00-MFG 2Y:00-BAT | 09/01/2019 | 09/01/2020 | COOPER AMBULATORY OFF-SITES |  |  |  |  | MEGAN MCCAFFERTY
|  | CAREFUSION | ALARIS 8015 5.7 | CONTROLLER, INFUSION PUMP |  | VOORHEES SURGERY CENTER-OPERATING ROOM | 900 Centennial Blvd | Suite E |  | 11/06/2015 |  | 11/6/22 |  |  | NO | YES |  |  |  |  | CAREFUSION 10480082 14485573 |  |  | Active |  | 00:23:68:FA:65:A6 |  | High Risk | 1Y:00-MFG 2Y:00-BAT | 08/14/2019 | 09/01/2020 | COOPER AMBULATORY OFF-SITES |  |  | SUITE E |  | JENNIFER BOMBARO
|  | CAREFUSION | ALARIS 8015 5.7 | CONTROLLER, INFUSION PUMP |  | COOPER CANCER CENTER | MD Anderson Cancer Center |  |  | 11/06/2015 |  | 11/6/22 |  |  | NO | YES |  |  |  |  | CAREFUSION 10480081 14485598 |  |  | Active |  | 00:23:68:FA:65:A0 |  | High Risk | 1Y:00-MFG 2Y:00-BAT | 08/26/2019 | 09/01/2020 | COOPER AMBULATORY OFF-SITES |  |  |  |  | COLLEEN TEGELER
|  | CAREFUSION | ALARIS 8015 5.7 | CONTROLLER, INFUSION PUMP |  | VOORHEES SURGERY CENTER-HEM/ONC | 900 Cenntenial | Suite F |  | 11/06/2015 |  | 11/6/22 |  |  | NO | YES |  |  |  |  | CAREFUSION 10480076 14485588 |  |  | Active |  | 00:23:68:FA:64:11 |  | High Risk | 1Y:00-MFG 2Y:00-BAT | 08/14/2019 | 09/01/2020 | COOPER AMBULATORY OFF-SITES |  |  | SUITE M |  | MEGAN MCCAFFERTY
|  | CAREFUSION | ALARIS 8015 5.7 | CONTROLLER, INFUSION PUMP |  | VOORHEES SURGERY CENTER-HEM/ONC | 900 Centennial Blvd | Suite M |  | 11/06/2015 |  | 11/6/22 |  |  | NO | YES |  |  |  |  | CAREFUSION 10480078 14485603 |  |  | Active |  | 00:23:68:FA:65:3B |  | High Risk | 1Y:00-MFG 2Y:00-BAT | 08/14/2019 | 09/01/2020 | COOPER AMBULATORY OFF-SITES |  |  | SUITE F |  | MEGAN MCCAFFERTY
|  | CAREFUSION | ALARIS 8015 5.7 | CONTROLLER, INFUSION PUMP |  | COOPER CANCER CENTER | MD Anderson Cancer Center |  |  | 11/06/2015 |  | 11/6/22 |  |  | NO | YES |  |  |  |  | CAREFUSION 10480077 14485577 |  |  | Active |  | 00:23:68:FA:64:69 |  | High Risk | 1Y:00-MFG 2Y:00-BAT | 08/26/2019 | 09/01/2020 | COOPER AMBULATORY OFF-SITES |  |  |  |  | COLLEEN TEGELER
|  | CAREFUSION | ALARIS 8015 5.7 | CONTROLLER, INFUSION PUMP |  | COOPER CANCER CENTER | MD Anderson Cancer Center |  |  | 11/06/2015 |  | 11/6/22 |  |  | NO | YES |  |  |  |  | CAREFUSION 10480075 14485584 |  |  | Active |  | 00:23:68:FA:64:6C |  | High Risk | 1Y:00-MFG 2Y:00-BAT | 08/26/2019 | 09/01/2020 | COOPER AMBULATORY OFF-SITES |  |  |  |  | COLLEEN TEGELER
|  | CAREFUSION | ALARIS 8015 5.7 | CONTROLLER, INFUSION PUMP |  | COOPER DIGESTIVE HEALTH-ENDOSCOPY | 501 Fellowship Rd |  |  | 11/06/2015 |  | 11/6/22 |  |  | NO | YES |  |  |  |  | CAREFUSION 10480074 14485595 |  |  | Active |  | 00:23:68:FA:65:9D |  | High Risk | 1Y:00-MFG 2Y:00-BAT | 09/26/2019 | 09/01/2020 | COOPER AMBULATORY OFF-SITES |  |  |  |  | JEANNE GREER
|  | CAREFUSION | ALARIS 8015 5.7 | CONTROLLER, INFUSION PUMP |  | COOPER CANCER CENTER | MD Anderson Cancer Center |  |  | 11/06/2015 |  | 11/6/22 |  |  | NO | YES |  |  |  |  | CAREFUSION 10480073 14485612 |  |  | Active |  | 00:23:68:FA:64:0F |  | High Risk | 1Y:00-MFG 2Y:00-BAT | 08/26/2019 | 09/01/2020 | COOPER AMBULATORY OFF-SITES |  |  |  |  | COLLEEN TEGELER
|  | CAREFUSION | ALARIS 8015 5.7 | CONTROLLER, INFUSION PUMP |  | COOPER CANCER CENTER | MD Anderson Cancer Center |  |  | 11/06/2015 |  | 11/6/22 |  |  | NO | YES |  |  |  |  | CAREFUSION 10480072 14485538 |  |  | Active |  | 00:23:68:FA:71:B7 |  | High Risk | 1Y:00-MFG 2Y:00-BAT | 08/26/2019 | 09/01/2020 | COOPER AMBULATORY OFF-SITES |  |  |  |  | COLLEEN TEGELER
|  | CAREFUSION | ALARIS 8015 5.7 | CONTROLLER, INFUSION PUMP |  | COOPER DIGESTIVE HEALTH-ENDOSCOPY | 501 Fellowship Rd |  |  | 11/06/2015 |  | 11/6/22 |  |  | NO | YES |  |  |  |  | CAREFUSION 10480065 14485537 |  |  | Active |  | 00:23:68:FA:71:40 |  | High Risk | 1Y:00-MFG 2Y:00-BAT | 09/26/2019 | 09/01/2020 | COOPER AMBULATORY OFF-SITES |  |  |  |  | JEANNE GREER
|  | CAREFUSION | ALARIS 8015 5.7 | CONTROLLER, INFUSION PUMP |  | COOPER DIGESTIVE HEALTH-ENDOSCOPY | 501 Fellowship Rd |  |  | 11/06/2015 |  | 11/6/22 |  |  | NO | YES |  |  |  |  | CAREFUSION 10480064 14485599 |  |  | Active |  | 00:23:68:FA:65:A3 |  | High Risk | 1Y:00-MFG 2Y:00-BAT | 09/26/2019 | 09/01/2020 | COOPER AMBULATORY OFF-SITES |  |  |  |  | JEANNE GREER
|  | CAREFUSION | ALARIS 8015 5.7 | CONTROLLER, INFUSION PUMP |  | VOORHEES SURGERY CENTER-OPERATING ROOM | 900 Centennial Blvd | Suite E |  | 11/06/2015 |  | 11/6/22 |  |  | NO | YES |  |  |  |  | CAREFUSION 10480063 14485627 |  |  | Active |  | 00:23:68:FA:65:B0 |  | High Risk | 1Y:00-MFG 2Y:00-BAT | 08/14/2019 | 09/01/2020 | COOPER AMBULATORY OFF-SITES |  |  | SUITE E |  | JENNIFER BOMBARO
|  | CAREFUSION | ALARIS 8015 5.7 | CONTROLLER, INFUSION PUMP |  | COOPER CANCER CENTER | MD Anderson Cancer Center |  |  | 11/06/2015 |  | 11/6/22 |  |  | NO | YES |  |  |  |  | CAREFUSION 10480062 14485585 |  |  | Active |  | 00:23:68:FA:65:39 |  | High Risk | 1Y:00-MFG 2Y:00-BAT | 08/26/2019 | 09/01/2020 | COOPER AMBULATORY OFF-SITES |  |  |  |  | COLLEEN TEGELER
|  | CAREFUSION | ALARIS 8015 5.7 | CONTROLLER, INFUSION PUMP |  | COOPER CANCER CENTER | MD Anderson Cancer Center |  |  | 11/06/2015 |  | 11/6/22 |  |  | NO | YES |  |  |  |  | CAREFUSION 10480061 14484785 |  |  | Active |  | 00:23:68:FA:65:77 |  | High Risk | 1Y:00-MFG 2Y:00-BAT | 08/26/2019 | 09/01/2020 | COOPER AMBULATORY OFF-SITES |  |  |  |  | COLLEEN TEGELER
|  | CAREFUSION | ALARIS 8015 5.7 | CONTROLLER, INFUSION PUMP |  |  | Kelemen | [7 empty] | NO | YES
|  | CAREFUSION | ALARIS 8015 5.7 | CONTROLLER, INFUSION PUMP |  |  | Pavilion | [7 empty] | NO | YES
|  | CAREFUSION | ALARIS 8015 5.7 | CONTROLLER, INFUSION PUMP |  |  | Kelemen | [7 empty] | NO | YES
|  | CAREFUSION | ALARIS 8015 5.7 | CONTROLLER, INFUSION PUMP |  |  | MD Anderson Cancer Center | [7 empty] | NO | YES
|  | CAREFUSION | ALARIS 8015 5.7 | CONTROLLER, INFUSION PUMP |  | COOPER CANCER CENTER | MD Anderson Cancer Center |  |  | 08/26/2019 |  | 8/26/26 |  |  | NO | YES |  |  |  |  | CAREFUSION 30149644 14480159 |  |  | Active |  | 00:23:68:FA:74:25 |  | High Risk | 1Y:00-MFG 2Y:00-BAT | 08/26/2019 | 08/26/2019 | COOPER AMBULATORY OFF-SITES |  |  | SUITE F |  | COLLEEN TEGELER |  |  |  | 08/26/2019 | 08/26/2019 |  |  |  |  | 08/26/2019 | 08/26/2019
|  | CAREFUSION | ALARIS 8015 5.7 | CONTROLLER, INFUSION PUMP |  | COOPER CANCER CENTER | MD Anderson Cancer Center |  |  | 08/26/2019 |  | 8/26/26 |  |  | NO | YES |  |  |  |  | CAREFUSION 30149643 14480017 |  |  | Active |  | 00:23:68:FA:75:56 |  | High Risk | 1Y:00-MFG 2Y:00-BAT | 08/26/2019 | 08/26/2019 | COOPER AMBULATORY OFF-SITES |  |  |  |  | COLLEEN TEGELER |  |  |  | 08/26/2019 | 08/26/2019 |  |  |  |  | 08/26/2019 | 08/26/2019
|  | CAREFUSION | ALARIS 8015 5.7 | CONTROLLER, INFUSION PUMP |  | COOPER CANCER CENTER | MD Anderson Cancer Center |  |  | 08/26/2019 |  | 8/26/26 |  |  | NO | YES |  |  |  |  | CAREFUSION 30149641 14480194 |  |  | Active |  | 00:23:68:FA:72:8F |  | High Risk | 1Y:00-MFG 2Y:00-BAT | 08/26/2019 | 08/26/2019 | COOPER AMBULATORY OFF-SITES |  |  |  |  | COLLEEN TEGELER |  |  |  | 08/26/2019 | 08/26/2019 |  |  |  |  | 08/26/2019 | 08/26/2019
|  | CAREFUSION | ALARIS 8015 5.7 | CONTROLLER, INFUSION PUMP |  | COOPER CANCER CENTER | MD Anderson Cancer Center |  |  | 08/26/2019 |  | 8/26/26 |  |  | NO | YES |  |  |  |  | CAREFUSION 30149642 14479999 |  |  | Active |  | 00:23:68:FA:75:36 |  | High Risk | 1Y:00-MFG 2Y:00-BAT | 08/26/2019 | 08/26/2019 | COOPER AMBULATORY OFF-SITES |  |  |  |  | COLLEEN TEGELER |  |  |  | 08/26/2019 | 08/26/2019 |  |  |  |  | 08/26/2019 | 08/26/2019
|  | IRADIMED | MRIDIUM 3865 | CONTROLLER, INFUSION PUMP, MR COMPATIBLE | IR65101148 | MRI | Kelemen | Basement |  | 10/31/2019 |  | 10/31/26 |  |  | NO | YES |  |  |  |  | IRADIMED 30143171 IR65101148 |  |  | Active |  | 99:99:99:99:99:99 |  | Equipment | PAAR:00-PVAR | 10/31/2019 | 10/31/2019 | COOPER UNIVERSITY HOSPITAL |  |  |  |  | ELLIOT VASQUEZ |  |  |  | 10/31/2019 | 10/31/2019 |  |  |  |  | 10/31/2019 | 10/31/2019
|  | IRADIMED | MRIDIUM 3865 | CONTROLLER, INFUSION PUMP, MR COMPATIBLE | IR65101147 | MRI | Kelemen | Basement |  | 10/31/2019 |  | 10/31/26 |  |  | NO | YES |  |  |  |  | IRADIMED 30143170 IR65101147 |  |  | Active |  | 99:99:99:99:99:99 |  | Equipment | PAAR:00-PVAR | 10/31/2019 | 10/31/2019 | COOPER UNIVERSITY HOSPITAL |  |  |  |  | ELLIOT VASQUEZ |  |  |  | 10/31/2019 | 10/31/2019 |  |  |  |  | 10/31/2019 | 10/31/2019
|  | SKYTRON | INFINITY SERIES | CONTROLLER, INTENSITY |  | EMERGENCY ROOM | Kelemen |  |  | 08/22/2008 |  |  |  |  | NO | YES |  |  |  |  | SKYTRON 10368843 08049334 |  |  | Active |  | 99:99:99:99:99:99 |  | Equipment | PAAR:00-PVAR | 11/02/2019 |  | COOPER UNIVERSITY HOSPITAL |  |  | EMERGENCY DEPARTMENT |  | KAREN GRUBER
|  | KINETIC CONCEPTS, INC. (KCI) | SPECTRA | CONTROLLER, PASSIVE MOTION |  |  | Pavilion |  |  | 07/07/2008 |  | 7/7/18 |  |  | NO | YES |  |  |  |  | KINETEC TECHNOLOGY 10732370 00187219 |  |  | Active |  | 99:99:99:99:99:99 |  | Equipment | PAAR:00-PVAR | 11/02/2019 |  | COOPER UNIVERSITY HOSPITAL |  |  | 7 PAVILION | 0012301603 | Pam Young | Repair | Closed | Stephen Zubrzycki | 10/16/2017 | 10/17/2017 | EXERCISER - NO POWER - TMX | 10/17/2017 8:42:58 AM SJZUBRZYCKI (SJZUBRZYCKI 10/17/2017 12:00 AM) REATTACHED POWER CORD AND VPO | 7767325B-E476-4CFA-AFF1-C5F10DB1FDEB | Labor | 10/17/2017 | 10/17/2017 | Stephen Zubrzycki
|  | KINETIC CONCEPTS, INC. (KCI) | SPECTRA | CONTROLLER, PASSIVE MOTION |  | SPD | Kelemen | Basement |  | 06/10/2015 |  | 6/10/25 |  |  | NO | YES |  |  |  |  | KINETEC TECHNOLOGY 10369397 11217 |  |  | Active |  | 99:99:99:99:99:99 |  | Equipment | PAAR:00-PVAR | 10/31/2019 |  | COOPER UNIVERSITY HOSPITAL |  |  |  | 0012497240 | David Frye | Performance Verification | Closed | Josh Harris | 12/11/2017 | 12/11/2017 | INCOMING INVENTORY | DEVICE INVENTORIED | 08017934-B45E-4BFD-A8F6-187A4B8F884B | Labor | 12/11/2017 | 12/11/2017 | Josh Harris
|  | KINETIC CONCEPTS, INC. (KCI) | SPECTRA | CONTROLLER, PASSIVE MOTION |  |  | Pavilion |  |  | 07/07/2008 |  | 7/7/18 |  |  | NO | YES |  |  |  |  | KINETEC TECHNOLOGY 10365341 00187224 |  |  | Active |  | 99:99:99:99:99:99 |  | Equipment | PAAR:00-PVAR | 11/02/2019 |  | COOPER UNIVERSITY HOSPITAL |  |  |  |  | David Frye
|  | KINETIC CONCEPTS, INC. (KCI) | SPECTRA ESSENTIAL | CONTROLLER, PASSIVE MOTION |  | SPD | Kelemen | Basement |  | 01/12/2009 |  | 1/12/19 |  |  | NO | YES |  |  |  |  | KINETIC CONCEPTS, INC. (KCI) 10357227 11294 |  |  | Disposition |  |  |  | Equipment | PAAR:00-PVAR | 11/02/2019 |  | COOPER UNIVERSITY HOSPITAL |  |  | PAVILION icu |  | David Frye
|  | CARDIOQUIP | MCH-1000(I) | CONTROLLER, PERFUSION TEMPERATURE |  | PERFUSION | Pavilion |  |  | 10/15/2019 |  | 10/15/29 |  |  | NO | YES |  |  |  |  | CARDIOQUIP 11239428 10161329 |  |  | Active |  |  |  | Equipment | 1Y:00-MFG | 10/15/2019 | 10/15/2019 | COOPER UNIVERSITY HOSPITAL |  |  | Perfussion | WOT00000002229786 | Bonnie Aichroch | Performance Verification | Closed | Salvatore Bombara | 10/15/2019 | 10/15/2019 | Performance Verification for CARDIOQUIP 11239428 10161329 | Initial Install of Performance Verification. Device is ready for patient use. |  |  | 10/15/2019 | 10/15/2019
|  | CARDIOQUIP | MCH-1000(I) | CONTROLLER, PERFUSION TEMPERATURE |  |  | Pavilion | [7 empty] | YES | YES
|  | CARDIOQUIP | MCH-1000(M) | CONTROLLER, PERFUSION TEMPERATURE |  | PERFUSION | Pavilion |  |  | 10/16/2019 |  | 10/16/29 |  |  | NO | YES |  |  |  |  | CARDIOQUIP 11239441 11160083 |  |  | Active |  |  |  | Equipment | 1Y:00-MFG | 10/16/2019 | 10/16/2019 | COOPER UNIVERSITY HOSPITAL |  |  | PM Keystone | WOT00000002554983 | Bonnie Aichroch | Performance Verification | Closed | Salvatore Bombara | 10/16/2019 | 10/16/2019 | Performance Verification for CARDIOQUIP 11239441 11160083 | Initial Install of Performance Verification. Device is ready for patient use. |  |  | 10/16/2019 | 10/16/2019
|  | CARDIOQUIP | MCH-1000(M) | CONTROLLER, PERFUSION TEMPERATURE |  | PERFUSION | Pavilion |  |  | 02/15/2016 |  | 2/15/26 |  |  | NO | YES |  |  |  |  | CARDIOQUIP 10480352 11160271 |  |  | Active |  | 99:99:99:99:99:99 |  | Equipment | 1Y:00-MFG | 10/15/2019 | 09/01/2020 | COOPER UNIVERSITY HOSPITAL |  |  | PAVILION OPERATING RM |  | Bonnie Aichroch
|  | CARDIOQUIP | MCH-1000(M) | CONTROLLER, PERFUSION TEMPERATURE |  | PERFUSION | Pavilion |  |  | 02/15/2016 |  | 2/15/26 |  |  | NO | YES |  |  |  |  | CARDIOQUIP 10480351 11160270 |  |  | Active |  | 99:99:99:99:99:99 |  | Equipment | 1Y:00-MFG | 10/15/2019 | 09/01/2020 | COOPER UNIVERSITY HOSPITAL |  |  | PAVILION OPERATING RM |  | Bonnie Aichroch
|  | SMITH &amp; NEPHEW |  | CONTROLLER, SHAVER |  | VOORHEES SURGERY CENTER-OPERATING ROOM | 900 Centennial Blvd | Suite E |  | 11/16/2016 |  | 11/16/21 |  |  | NO | YES |  |  |  |  | SMITH & NEPHEW 10505133 16058 |  |  | Active |  | 99:99:99:99:99:99 |  | High Risk | 6M:00-MFG | 10/30/2019 | 04/01/2020 | COOPER AMBULATORY OFF-SITES |  |  |  | 0011479495 | JENNIFER BOMBARO | Performance Verification | Closed | Bonnie Aichroth | 04/13/2017 | 04/13/2017 | INCOMING INVENTORY | DEVICE INVENTORIED | 80154CC6-8AB6-46EB-B555-DCAEDF9CF9FA | Labor | 04/13/2017 | 04/13/2017 | Bonnie Aichroth
|  | SMITH &amp; NEPHEW |  | CONTROLLER, SHAVER |  | VOORHEES SURGERY CENTER-OPERATING ROOM | 900 Centennial Blvd | Suite E |  | 11/16/2016 |  | 11/16/21 |  |  | NO | YES |  |  |  |  | SMITH & NEPHEW 10505134 17985 |  |  | Active |  | 99:99:99:99:99:99 |  | High Risk | 6M:00-MFG | 10/30/2019 | 04/01/2020 | COOPER AMBULATORY OFF-SITES |  |  | Arethrex Tower | 0011479500 | JENNIFER BOMBARO | Performance Verification | Closed | Bonnie Aichroth | 04/13/2017 | 04/13/2017 | INCOMING INVENTORY | DEVICE INVENTORIED | DD852CAA-24DD-45A3-9B82-CCE63FE8DC25 | Labor | 04/13/2017 | 04/13/2017 | Bonnie Aichroth
|  | SMITH &amp; NEPHEW |  | CONTROLLER, SHAVER |  | VOORHEES SURGERY CENTER-OPERATING ROOM | 900 Centennial Blvd | Suite E |  | 11/16/2016 |  | 11/16/21 |  |  | NO | YES |  |  |  |  | SMITH & NEPHEW 10505132 19157 |  |  | Disposition |  | 99:99:99:99:99:99 |  | High Risk | 6M:00-MFG | 08/29/2018 | 04/01/2020 | COOPER AMBULATORY OFF-SITES |  |  |  | 0011479494 | JENNIFER BOMBARO | Preventative Maintenance | Closed | Salvatore Bombara | 04/13/2017 | 04/14/2017 | PERFORMANCE ASSURANCE AT INVENTORY | INVENTORIED DEVICE AND ENSURED DEVICE WAS FUNCTIONING PROPERLY. | 60C52AEC-E98D-46BA-8F0F-954558E6AB17 | Labor | 11/16/2016 | 11/16/2016 | Kirk Lis
|  | SMITH &amp; NEPHEW | DYONICS POWER II | CONTROLLER, SHAVER | AAX33227 | VOORHEES SURGERY CENTER-OPERATING ROOM | 900 Centennial Blvd | Suite E |  | 10/30/2019 |  | 10/30/24 |  |  | NO | YES |  |  |  |  | SMITH & NEPHEW 11187560 AAX33227 |  |  | Active |  |  |  | High Risk | 6M:00-MFG | 10/30/2019 | 10/30/2019 | COOPER AMBULATORY OFF-SITES |  |  | Suite E - OR | WOT00000002521359 | JENNIFER BOMBARO | Performance Verification | Closed | Stephen Zubrzycki | 10/30/2019 | 10/30/2019 | Performance Verification for SMITH & NEPHEW 11187560 AAX33227 | Initial Install of Performance Verification. Device is ready for patient use. |  |  | 10/30/2019 | 10/30/2019
|  | SMITH &amp; NEPHEW | DYONICS POWER II | CONTROLLER, SHAVER | AAX18679 | OR - KELEMEN 3 | Kelemen |  |  | 11/16/2017 |  | 11/16/22 |  |  | NO | YES |  |  |  |  | SMITH & NEPHEW 10732481 AAX18679 |  |  | Active |  | 99:99:99:99:99:99 |  | High Risk | 6M:00-MFG | 08/27/2019 | 02/01/2020 | COOPER UNIVERSITY HOSPITAL |  |  | Aurthrex Cart | 0012408712 | DOMINIC VENDETTA | Performance Verification | Closed | Salvatore Bombara | 11/16/2017 | 11/16/2017 | INCOMING INVENTORY | DEVICE INVENTORIED | 7D5F87DE-89D8-4C4B-99F5-EA347D4EE655 | Labor | 11/16/2017 | 11/16/2017 | Salvatore Bombara
|  | SMITH &amp; NEPHEW | DYONICS POWER II | CONTROLLER, SHAVER | AAX16974 | OR - KELEMEN 3 | Kelemen |  |  | 11/16/2017 |  | 11/16/22 |  |  | NO | YES |  |  |  |  | SMITH & NEPHEW 10732482 AAX16974 |  |  | Active |  | 99:99:99:99:99:99 |  | High Risk | 6M:00-MFG | 08/27/2019 | 02/01/2020 | COOPER UNIVERSITY HOSPITAL |  |  | K4 | 0012408717 | DOMINIC VENDETTA | Performance Verification | Closed | Salvatore Bombara | 11/16/2017 | 11/16/2017 | INCOMING INVENTORY | DEVICE INVENTORIED | 7C2895E0-1DF0-4F36-9528-29CCA6C53042 | Labor | 11/16/2017 | 11/16/2017 | Salvatore Bombara
|  | SMITH &amp; NEPHEW | WEREWOLF RF20000 | CONTROLLER, SHAVER | WN0E00032F | VOORHEES SURGERY CENTER-OPERATING ROOM | 900 Centennial Blvd | Suite E |  | 10/30/2019 |  | 10/30/24 |  |  | NO | YES |  |  |  |  | SMITH & NEPHEW 11200021 WN0E00032F |  |  | Active |  |  |  | High Risk | 6M:00-MFG | 10/30/2019 | 10/30/2019 | COOPER AMBULATORY OFF-SITES |  |  | SUITE E | WOT00000002394308 | JENNIFER BOMBARO | Service Request | Closed | Kirk Lis | 10/30/2019 | 10/30/2019 | new smith & nephew orthopedic tower console needs to be checked and tagged | INVENTORY NEW EQUIPMENT | EXP2546672 | Labor | 10/30/2019 | 10/30/2019 | Kirk Lis
|  | STRYKER CORP. | COMMAND II 2296-1 | CONTROLLER, SHAVER | 01010538D | VOORHEES SURGERY CENTER-OPERATING ROOM | 900 Centennial Blvd | Suite E |  | 01/01/1900 |  |  |  |  | NO | YES |  |  |  |  | STRYKER CORP. 10347187 01010538D |  |  | Disposition |  |  |  | Equipment | 1Y:00-MFG | 04/14/2017 | 04/01/2020 | COOPER AMBULATORY OFF-SITES |  |  | SUITE E |  | JENNIFER BOMBARO
|  | XOMED SURGICAL PRODUCTS | XPS | CONTROLLER, SHAVER | HC-4448 | OR - KELEMEN 3 | Kelemen |  |  | 06/01/2014 |  | 6/1/19 |  |  | NO | YES |  |  |  |  | XOMED SURGICAL PRODUCTS 10369096 HC-4448 |  |  | Active |  | 99:99:99:99:99:99 |  | Equipment | 1Y:00-MFG | 02/15/2019 | 02/01/2020 | COOPER UNIVERSITY HOSPITAL |  |  | Kel OR Store Rm |  | DOMINIC VENDETTA
|  | SMITH &amp; NEPHEW | DYONICS POWER II | CONTROLLER, SHAVER SYSTEM | AAX32248 |  | 900 Centennial Blvd | Suite E | [6 empty] | NO | YES
|  | MEDTRONIC INC. | BIO-CONSOLE 560 | CONTROLLER, SPEED | 560B100473 | PERFUSION | Pavilion |  |  | 01/01/2007 |  | 1/1/14 |  |  | NO | YES |  |  |  |  | MEDTRONIC INC. 10368364 560B100473 |  |  | Active |  | 99:99:99:99:99:99 |  | Life Support | 6M:00-MFG | 08/27/2019 | 02/01/2020 | COOPER UNIVERSITY HOSPITAL |  |  | OR STORAGE |  | Bonnie Aichroch
|  | MOPEC |  | COOLER, MORGUE, BUILT-IN |  |  | Kelemen | Basement | [6 empty] | YES | YES
|  | MOPEC |  | COOLER, MORGUE, BUILT-IN |  |  | Kelemen | Basement | [6 empty] | YES | YES
|  | MOPEC |  | COOLER, MORGUE, BUILT-IN |  |  | Kelemen | Basement | [6 empty] | YES | YES
|  | FLEXMORT | CUDDLE COT CC0104 | COOLING SYSTEM | US021132 | LABOR & DELIVERY | Dorrance |  |  | 10/31/2019 |  |  |  |  | NO | YES |  |  |  |  | FLEXMORT 30142079 US021132 |  |  | Active |  | 99:99:99:99:99:99 |  | Equipment | PAAR:00-PVAR | 10/31/2019 | 10/31/2019 | COOPER UNIVERSITY HOSPITAL |  |  |  |  | JOANNA HORST |  |  |  | 10/31/2019 | 10/31/2019 |  |  |  |  | 10/31/2019 | 10/31/2019
|  | CAPINTEC, INC. | CAPRAC T | COUNTER, BETA/GAMMA |  |  | Kelemen | Basement | [6 empty] | YES | YES
|  | BECKMAN COULTER, INC. | Z2 | COUNTER, PARTICLE | Ak21174 |  | 401 Haddon Ave | [7 empty] | YES | YES
|  | LEICA MICROSYSTEMS, INC. | CM1850 UV | CRYOSTAT, MICROTOME |  | LAB HISTOLOGY | Pavilion | Basement |  | 01/08/2006 |  | 1/8/13 |  |  | NO | YES |  |  |  |  | LEICA MICROSYSTEMS, INC. 10368000 0342 |  |  | Active |  | 99:99:99:99:99:99 |  | Equipment | 1Y:00-MFG | 09/20/2019 | 09/01/2020 | COOPER UNIVERSITY HOSPITAL |  |  | HISTOLOGY |  | DALE MORRONE
|  | LEICA MICROSYSTEMS, INC. | CM1860UV | CRYOSTAT, MICROTOME |  | LAB HISTOLOGY | Pavilion | Basement |  | 09/10/2018 |  | 9/10/25 |  |  | NO | YES |  |  |  |  | LEICA MICROSYSTEMS, INC. 10732434 00000003506 |  |  | Active |  | 99:99:99:99:99:99 |  | Equipment | 1Y:00-MFG | 09/09/2018 | 09/01/2020 | COOPER UNIVERSITY HOSPITAL |  |  | Performance Verification | WOT00000001412811 | DALE MORRONE | Performance Verification | Closed | Gene Amodei | 09/09/2018 | 06/24/2019 | Performance Verification for LEICA MICROSYSTEMS, INC. 10732434 00000003506 | Initial Install of Performance Verification. Device is ready for patient use.
|  | ZIMMER INC. | CRYO 6 | CRYOTHERAPY UNIT |  | MARLTON-DERMATOLOGY | 10000 Sagemore Dr - Marlton |  |  | 03/03/2009 |  | 3/3/16 |  |  | NO | YES |  |  |  |  | ZIMMER INC. 10366104 1420006645 |  |  | Active |  | 99:99:99:99:99:99 |  | Equipment | 1Y:00-MFG | 05/14/2019 | 05/01/2020 | COOPER AMBULATORY OFF-SITES |  |  | ROOM 2 |  | MICHELE CANALE
|  | AMERICAN ORTHOPEDIC | 0295-200 | CUTTER, CAST |  | 3 COOPER-MULTISPECIALTY CENTER | 3 Cooper |  |  | 04/01/2013 |  | 4/1/23 |  |  | NO | YES |  |  |  |  | AMERICAN ORTHOPEDIC 10345616 29646 |  |  | Active |  | 99:99:99:99:99:99 |  | Equipment | PAAR:00-PVAR | 11/02/2019 |  | COOPER AMBULATORY OFF-SITES |  |  | Suite 215 - Moves |  | MARGIE OUTLER
W602688 |  | OLYMPUS AMERICA, INC. | CYF-5 | CYSTOSCOPE | W602688 |  | 6012 Main St | [7 empty] | NO | YES
|  | OLYMPUS AMERICA, INC. | CYF-V2 | CYSTOSCOPE |  | VOORHEES SURGERY CENTER-SURGERY DEPT | 6015 Main St |  |  | 10/31/2019 |  | 10/31/22 |  |  | NO | YES |  |  |  |  | OLYMPUS AMERICA, INC. 2720680 2720680 |  |  | Active |  | 99:99:99:99:99:99 |  | Equipment | PAAR:00-PVAR | 10/31/2019 | 10/31/2019 | COOPER AMBULATORY OFF-SITES |  |  | SUITE G |  | Theresa Megali |  |  |  | 10/31/2019 | 10/31/2019 |  |  |  |  | 10/31/2019 | 10/31/2019
|  | OLYMPUS AMERICA, INC. | CYF-V2 | CYSTOSCOPE |  | VOORHEES SURGERY CENTER-SURGERY DEPT | 6015 Main St |  |  | 10/31/2019 |  | 10/31/22 |  |  | NO | YES |  |  |  |  | OLYMPUS AMERICA, INC. 2345248 2345248 |  |  | Active |  | 99:99:99:99:99:99 |  | Equipment | PAAR:00-PVAR | 10/31/2019 | 10/31/2019 | COOPER AMBULATORY OFF-SITES |  |  | SUITE G | 0011062547 | Theresa Megali | Performance Verification | Closed | Bonnie Aichroth | 10/31/2019 | 10/31/2019 | INCOMING INVENTORY | DEVICE INVENTORIED | 9CBA10F9-EE84-44AB-B3A0-FF3A2EF40B57 | Labor | 10/31/2019 | 10/31/2019 | Bonnie Aichroth
|  | OLYMPUS AMERICA, INC. | CYF-V2 | CYSTOSCOPE |  | VOORHEES SURGERY CENTER-SURGERY DEPT | 6015 Main St |  |  | 10/31/2019 |  | 10/31/22 |  |  | NO | YES |  |  |  |  | OLYMPUS AMERICA, INC. 2345230 2345230 |  |  | Active |  | 99:99:99:99:99:99 |  | Equipment | PAAR:00-PVAR | 10/31/2019 | 10/31/2019 | COOPER AMBULATORY OFF-SITES |  |  |  |  | Theresa Megali |  |  |  | 10/31/2019 | 10/31/2019 |  |  |  |  | 10/31/2019 | 10/31/2019
|  | OLYMPUS AMERICA, INC. | CYF-V2 | CYSTOSCOPE |  | 127 CHURCH - SURGERY | 6015 Main St |  |  | 10/31/2019 |  | 10/31/22 |  |  | NO | YES |  |  |  |  | OLYMPUS AMERICA, INC. 2042817 2042817 |  |  | Active |  | 99:99:99:99:99:99 |  | Equipment | PAAR:00-PVAR | 10/31/2019 | 10/31/2019 | COOPER AMBULATORY OFF-SITES |  |  | SUITE 400 127 CHURCH |  | Carmen Rivera |  |  |  | 10/31/2019 | 10/31/2019 |  |  |  |  | 10/31/2019 | 10/31/2019
|  | OLYMPUS AMERICA, INC. | CYF-VH | CYSTOSCOPE |  |  | 2 Plaza Dr | [7 empty] | NO | YES
|  | OLYMPUS AMERICA, INC. | CYF-VH | CYSTOSCOPE |  |  | 2 Plaza Dr | [7 empty] | YES | YES
|  | COGENTIX MEDICAL | CST-4000 | CYSTOSCOPE, FLEXIBLE | CS1664F |  | 6012 Main St | [7 empty] | YES | YES
|  | COGENTIX MEDICAL | CST-4000 | CYSTOSCOPE, FLEXIBLE | cs1602f |  | 6012 Main St | [7 empty] | YES | YES
|  | COGENTIX MEDICAL | CST-4000 | CYSTOSCOPE, FLEXIBLE | Cs1663f |  | 6012 Main St | [7 empty] | YES | YES
|  | PHILIPS MEDICAL SYSTEMS | HEARTSTART MRX (M3535A) | DEFIBRILLATOR | US00597117 | HEART INSTITUTE | 400 Medical Center Dr |  |  | 03/11/2016 |  | 3/11/21 |  |  | NO | YES |  |  |  |  | PHILIPS MEDICAL SYSTEMS 10480166 US00597117 |  |  | Active |  | 99:99:99:99:99:99 |  | Life Support | 6M:00-MFG | 06/27/2019 | 12/01/2019 | COOPER AMBULATORY OFF-SITES |  |  | 400 Medical Drive, Washington Twp. |  | KATHRYN COMO
|  | PHILIPS MEDICAL SYSTEMS | HEARTSTART MRX (M3535A) | DEFIBRILLATOR | US00536014 | 3 COOPER-CARDIAC DIAGNOSTIC CENTER | 3 Cooper |  |  | 09/04/2009 |  | 9/4/14 |  |  | NO | YES |  |  |  |  | PHILIPS MEDICAL SYSTEMS 10346871 US00536014 |  |  | Active |  | 99:99:99:99:99:99 |  | Life Support | 6M:00-MFG | 11/01/2019 | 05/01/2020 | COOPER AMBULATORY OFF-SITES |  |  | SUITE 318 - STRESS ROOM |  | CARLA TRUELL
|  | PHILIPS MEDICAL SYSTEMS | HEARTSTART MRX (M3535A) | DEFIBRILLATOR | us00534490 | BIOMEDICAL | Kelemen |  |  | 01/01/1900 |  |  |  |  | NO | YES |  |  |  |  | PHILIPS MEDICAL SYSTEMS 10345362 us00534490 |  |  | Disposition |  |  |  | Life Support | 6M:00-MFG | 12/13/2017 | 12/01/2019 | COOPER UNIVERSITY HOSPITAL |  |  | BIOMED |  | Bonnie Aichroch
|  | PHILIPS MEDICAL SYSTEMS | HEARTSTREAM XL | DEFIBRILLATOR | US00111553 |  | 401 Haddon Ave | [7 empty] | YES | YES
|  | PHYSIO-CONTROL CORPORATION | LIFEPAK 1000 | DEFIBRILLATOR, AUTOMATED EXTERNAL |  |  | MD Anderson Cancer Center |  |  | 09/30/2019 |  | 9/30/24 |  |  | NO | YES |  |  |  |  | PHYSIO-CONTROL CORPORATION 11208087 46919039 |  |  | Active |  | 99:99:99:99:99:99 |  | Life Support | 6M:00-MFG | 09/30/2019 | 09/30/2019 | COOPER AMBULATORY OFF-SITES |  |  | Across from C1104C | WOT00000001471305 | COLLEEN TEGELER | Performance Verification | Closed | Zhan Kiselev | 09/30/2019 | 09/30/2019 | CEID Record Completion for PHYSIO-CONTROL CORPORATION 11208087 46919039 | New Equipment Inspection | EXP1457272 | Labor | 09/30/2019 | 09/30/2019 | Zhan Kiselev
|  | PHYSIO-CONTROL CORPORATION | LIFEPAK 1000 | DEFIBRILLATOR, AUTOMATED EXTERNAL |  |  | 1000 S 10th | Ambulance Garage |  | 07/11/2016 |  | 7/11/21 |  |  | NO | YES |  |  |  |  | PHYSIO-CONTROL CORPORATION 10480498 40409148 |  |  | Active |  | 99:99:99:99:99:99 |  | Life Support | 6M:00-MFG | 10/01/2019 | 04/01/2020 | COOPER UNIVERSITY HOSPITAL |  |  |  |  | STEVEN HARE
|  | PHYSIO-CONTROL CORPORATION | LIFEPAK 1000 | DEFIBRILLATOR, AUTOMATED EXTERNAL |  |  | Kelemen |  |  | 07/11/2016 |  | 7/11/21 |  |  | NO | YES |  |  |  |  | PHYSIO-CONTROL CORPORATION 10480499 40409144 |  |  | Active |  | 99:99:99:99:99:99 |  | Life Support | 6M:00-MFG | 10/01/2019 | 04/01/2020 | COOPER UNIVERSITY HOSPITAL |  |  | shop |  | STEVEN HARE
|  | PHYSIO-CONTROL CORPORATION | LIFEPAK 1000 | DEFIBRILLATOR, AUTOMATED EXTERNAL |  | EMERGENCY ROOM | Pavilion |  |  | 08/17/2009 |  | 8/17/14 |  |  | NO | YES |  |  |  |  | MEDTRONIC INC. 10369340 38134643 |  |  | Active |  | 99:99:99:99:99:99 |  | Life Support | 6M:00-MFG | 08/19/2019 | 02/01/2020 | COOPER UNIVERSITY HOSPITAL |  |  | Pavilion Lobby |  | KAREN GRUBER
|  | PHYSIO-CONTROL CORPORATION | LIFEPAK 1000 | DEFIBRILLATOR, AUTOMATED EXTERNAL |  | COOPER CANCER CENTER-COOPER DAY-CHEMO | MD Anderson Cancer Center |  |  | 07/16/2013 |  | 7/16/18 |  |  | NO | YES |  |  |  |  | PHYSIO-CONTROL CORPORATION 10365611 41574040 |  |  | Active |  | 99:99:99:99:99:99 |  | Life Support | 6M:00-MFG | 08/27/2019 | 03/01/2020 | COOPER AMBULATORY OFF-SITES |  |  | ROOM INFUSION OR 2ND FLOOR |  | Bonnie Aichroch
|  | PHYSIO-CONTROL CORPORATION | LIFEPAK 1000 | DEFIBRILLATOR, AUTOMATED EXTERNAL |  |  | MD Anderson Cancer Center |  |  | 07/16/2013 |  | 7/16/18 |  |  | NO | YES |  |  |  |  | PHYSIO-CONTROL CORPORATION 10365528 41574041 |  |  | Active |  | 99:99:99:99:99:99 |  | Life Support | 6M:00-MFG | 09/30/2019 | 03/01/2020 | COOPER AMBULATORY OFF-SITES |  |  | L1 - NURSES' STATION |  | COLLEEN TEGELER
|  | PHYSIO-CONTROL CORPORATION | LIFEPAK 1000 | DEFIBRILLATOR, AUTOMATED EXTERNAL |  | COOPER CANCER CENTER-MULTIDISCIPLINARY CLINIC | MD Anderson Cancer Center |  |  | 07/16/2013 |  | 7/16/18 |  |  | NO | YES |  |  |  |  | PHYSIO-CONTROL CORPORATION 10355362 41574042 |  |  | Active |  | 99:99:99:99:99:99 |  | Life Support | 6M:00-MFG | 08/27/2019 | 03/01/2020 | COOPER AMBULATORY OFF-SITES |  |  | ROOM C3 infusion HALLWAY |  | ROXANNE BERGER
|  | PHYSIO-CONTROL CORPORATION | LIFEPAK CR PLUS | DEFIBRILLATOR, AUTOMATED EXTERNAL |  |  | 2 Plaza Dr | [7 empty] | YES | YES
|  | PHYSIO-CONTROL CORPORATION | LIFEPAK CR PLUS | DEFIBRILLATOR, AUTOMATED EXTERNAL |  | COOPER CANCER CENTER-MULTIDISCIPLINARY CLINIC | 900 Centennial Blvd | Suite M |  | 10/30/2019 |  | 10/30/24 |  |  | NO | YES |  |  |  |  | PHYSIO-CONTROL CORPORATION 11200116 48037050 |  |  | Active |  |  |  | Life Support | 6M:00-MFG | 10/30/2019 | 10/30/2019 | COOPER AMBULATORY OFF-SITES |  |  |  | WOT00000004131036 | ROXANNE BERGER | Performance Verification | Completed | Kirk Lis | 10/30/2019 | 10/30/2019 | Performance Verification for PHYSIO-CONTROL CORPORATION 11200116 48037050 | Initial Install of Performance Verification. Device is ready for patient use. |  |  | 10/30/2019 | 10/30/2019
|  | PHYSIO-CONTROL CORPORATION | LIFEPAK CR PLUS | DEFIBRILLATOR, AUTOMATED EXTERNAL |  |  | 303 Central Ave | [7 empty] | NO | YES
|  | PHYSIO-CONTROL CORPORATION | LIFEPAK CR PLUS | DEFIBRILLATOR, AUTOMATED EXTERNAL |  | CINNAMINSON URGENT CARE | 195 US-130 |  |  | 05/12/2017 |  | 5/12/22 |  |  | NO | YES |  |  |  |  | PHYSIO-CONTROL CORPORATION 10732069 45799882 |  |  | Active |  | 99:99:99:99:99:99 |  | Life Support | PAAR:00-PVAR | 10/31/2019 |  | COOPER AMBULATORY OFF-SITES |  |  |  | 0011656743 | MELISSA PORTOBANCO | Preventative Maintenance | Closed | Bonnie Aichroth | 05/23/2017 | 05/23/2017 | PERFORMANCE ASSURANCE AT INVENTORY | INVENTORIED DEVICE AND ENSURED DEVICE WAS FUNCTIONING PROPERLY. | A1EC6346-AA0B-4167-9749-1D5E785D6BE0 | Labor | 05/12/2017 | 05/12/2017 | Richard Jolly
|  | PHYSIO-CONTROL CORPORATION | LIFEPAK CR PLUS | DEFIBRILLATOR, AUTOMATED EXTERNAL |  | LIFE SUPPORT | 3 Cooper |  |  | 06/07/2006 |  | 6/7/11 |  |  | NO | YES |  |  |  |  | MEDTRONIC INC. 10480030 34932652 |  |  | Active |  | 99:99:99:99:99:99 |  | Life Support | PAAR:00-PVAR | 10/31/2019 |  | COOPER UNIVERSITY HOSPITAL |  |  | 1ST FLOOR 3COOPER LOBBY |  | KATHY MARTINO
|  | PHYSIO-CONTROL CORPORATION | LIFEPAK CR PLUS | DEFIBRILLATOR, AUTOMATED EXTERNAL |  | EMERGENCY ROOM | Kelemen |  |  | 01/01/1900 |  |  |  |  | NO | YES |  |  |  |  | MEDTRONIC INC. 10369339 31318226 |  |  | Active |  | 99:99:99:99:99:99 |  | Life Support | PAAR:00-PVAR | 10/31/2019 |  | COOPER UNIVERSITY HOSPITAL |  |  | ED |  | KAREN GRUBER
|  | PHYSIO-CONTROL CORPORATION | LIFEPAK CR PLUS | DEFIBRILLATOR, AUTOMATED EXTERNAL | 3200731-009 | BIOMEDICAL | Kelemen |  |  | 12/10/2012 |  | 12/10/17 |  |  | NO | YES |  |  |  |  | MEDTRONIC INC. 10369338 3200731-009 |  |  | Active |  | 99:99:99:99:99:99 |  | Life Support | PAAR:00-PVAR | 10/31/2019 |  | COOPER UNIVERSITY HOSPITAL |  |  | OUTSIDE CAFETERIA |  | Bonnie Aichroch
|  | PHYSIO-CONTROL CORPORATION | LIFEPAK CR PLUS | DEFIBRILLATOR, AUTOMATED EXTERNAL |  | HEART INSTITUTE | 400 Medical Center Dr |  |  | 12/21/2015 |  | 12/21/20 |  |  | NO | YES |  |  |  |  | MEDTRONIC INC. 10368996 43570492 |  |  | Active |  | 99:99:99:99:99:99 |  | Life Support | PAAR:00-PVAR | 10/31/2019 |  | COOPER AMBULATORY OFF-SITES |  |  | 400 Medical Drive - Sewell | 0012385573 | KATHRYN COMO | Repair | Closed | Michael Youch | 11/06/2017 | 11/22/2017 | AED - NOT SAYING OK, LIGHT ON, BOX WITH PLUS AND MINUS - CARDIO, SUITE B | 11/22/2017 12:17:37 PM MDYOUCH (MDYOUCH 11/13/2017 11:00 AM) REPLACED BATTERY/ELECTRODE PACKS. VERIFIED, RTS. | 100B6DB0-0599-4749-893B-9F295566061C | Labor | 11/13/2017 | 11/13/2017 | Michael Youch
|  | PHYSIO-CONTROL CORPORATION | LIFEPAK CR PLUS | DEFIBRILLATOR, AUTOMATED EXTERNAL |  | WILLINGBORO HEMATOLOGY/ONCOLOGY | 1000 Salem Rd |  |  | 07/11/2008 |  | 7/11/13 |  |  | NO | YES |  |  |  |  | MEDTRONIC INC. 10367252 33996338 |  |  | Active |  | 99:99:99:99:99:99 |  | Life Support | PAAR:00-PVAR | 10/31/2019 |  | COOPER AMBULATORY OFF-SITES |  |  | INFUSION RM |  | ANN DENTON
|  | PHYSIO-CONTROL CORPORATION | LIFEPAK CR PLUS | DEFIBRILLATOR, AUTOMATED EXTERNAL |  |  | 1103 N Kings Hwy | [7 empty] | YES | YES
|  | PHYSIO-CONTROL CORPORATION | LIFEPAK CR PLUS | DEFIBRILLATOR, AUTOMATED EXTERNAL |  | SICKLERVILLE SURGERY CENTER | 500 Berlin-Cross Keys Rd |  |  | 01/01/1900 |  |  |  |  | NO | YES |  |  |  |  | PHYSIO-CONTROL CORPORATION 10365785 42646723 |  |  | Active |  | 99:99:99:99:99:99 |  | Life Support | PAAR:00-PVAR | 10/31/2019 |  | COOPER AMBULATORY OFF-SITES |  |  | HALLWAY |  | Leslie Harrop
|  | PHYSIO-CONTROL CORPORATION | LIFEPAK CR PLUS | DEFIBRILLATOR, AUTOMATED EXTERNAL |  | VOORHEES INTERNAL MEDICINE | 901 Centennial Blvd | Building 2 |  | 01/27/2012 |  | 1/27/17 |  |  | NO | YES |  |  |  |  | MEDTRONIC INC. 10356991 39699645 |  |  | Active |  | 99:99:99:99:99:99 |  | Life Support | PAAR:00-PVAR | 10/31/2019 |  | COOPER AMBULATORY OFF-SITES |  |  | BUILDING 2 HALLWAY |  | JENNY BETLER
|  | PHYSIO-CONTROL CORPORATION | LIFEPAK CR PLUS | DEFIBRILLATOR, AUTOMATED EXTERNAL |  | VOORHEES SURGERY CENTER - GYN/ONCOLOGY | 900 Centennial Blvd | Suite K |  | 10/31/2019 |  | 10/31/24 |  |  | NO | YES |  |  |  |  | PHYSIO-CONTROL CORPORATION 30149661 43760971 |  |  | Active |  | 99:99:99:99:99:99 |  | Life Support | PAAR:00-PVAR | 10/31/2019 | 10/31/2019 | COOPER AMBULATORY OFF-SITES |  |  | SUITE F |  | SUE MALTMAN |  |  |  | 10/31/2019 | 10/31/2019 |  |  |  |  | 10/31/2019 | 10/31/2019
|  | PHYSIO-CONTROL CORPORATION | LIFEPAK CR PLUS | DEFIBRILLATOR, AUTOMATED EXTERNAL |  | AUDUBON URGENT CARE | 318 S White Horse Pike |  |  | 10/31/2019 |  | 10/31/24 |  |  | NO | YES |  |  |  |  | MEDTRONIC INC. 30149634 41563952 |  |  | Active |  | 99:99:99:99:99:99 |  | Life Support | PAAR:00-PVAR | 10/31/2019 | 10/31/2019 | COOPER AMBULATORY OFF-SITES |  |  | 318 S. WHITE HORSE PIKE |  | MELISSA PORTOBANCO |  |  |  | 10/31/2019 | 10/31/2019 |  |  |  |  | 10/31/2019 | 10/31/2019
|  | PHYSIO-CONTROL CORPORATION | LIFEPAK CR PLUS | DEFIBRILLATOR, AUTOMATED EXTERNAL |  |  | 403 Haddon Ave | [7 empty] | NO | YES
|  | PHYSIO-CONTROL CORPORATION | LIFEPAK CR PLUS | DEFIBRILLATOR, AUTOMATED EXTERNAL |  | RIPPA CENTER-OB/GYN | 6100 Main St |  |  | 07/11/2013 |  | 7/11/18 |  |  | NO | YES |  |  |  |  | MEDTRONIC INC. 10345880 41701909 |  |  | Active |  | 99:99:99:99:99:99 |  | Life Support | PAAR:00-PVAR | 10/31/2019 |  | COOPER AMBULATORY OFF-SITES |  |  | HALLWAY WALL |  | PATRICIA HUFF
|  | PHYSIO-CONTROL CORPORATION | LIFEPAK CR PLUS | DEFIBRILLATOR, AUTOMATED EXTERNAL |  | 6017 MAIN ST-PLASTICS | 6200 Main St |  |  | 12/10/2012 |  | 12/10/17 |  |  | NO | YES |  |  |  |  | MEDTRONIC INC. 10345825 40985591 |  |  | Active |  | 99:99:99:99:99:99 |  | Life Support | PAAR:00-PVAR | 10/31/2019 |  | COOPER AMBULATORY OFF-SITES |  |  | HALLWAY WALL |  | ANNE MAIER
|  | PHYSIO-CONTROL CORPORATION | LIFEPAK CR PLUS | DEFIBRILLATOR, AUTOMATED EXTERNAL |  | 6017 MAIN ST-BARIATRIC | 6100 Main St |  |  | 02/10/2014 |  | 2/10/19 |  |  | NO | YES |  |  |  |  | PHYSIO-CONTROL CORPORATION 10345297 42149327 |  |  | Active |  | 99:99:99:99:99:99 |  | Life Support | PAAR:00-PVAR | 10/31/2019 |  | COOPER AMBULATORY OFF-SITES |  |  | NURSES' STATION |  | CHRISTINE CASTAGNA
|  | PHYSIO-CONTROL CORPORATION | LIFEPAK CR PLUS | DEFIBRILLATOR, AUTOMATED EXTERNAL |  | VOORHEES CARDIOLOGY | 900 Centennial Blvd |  |  | 10/31/2019 |  | 10/31/24 |  |  | NO | YES |  |  |  |  | MEDTRONIC INC. 30142517 33998627 |  |  | Active |  | 99:99:99:99:99:99 |  | Life Support | PAAR:00-PVAR | 10/31/2019 | 10/31/2019 | COOPER AMBULATORY OFF-SITES |  |  | BUILDING 1 FRONT DOOR |  | KATHY COMO |  |  |  | 10/31/2019 | 10/31/2019 |  |  |  |  | 10/31/2019 | 10/31/2019
|  | PHYSIO-CONTROL CORPORATION | LIFEPAK CR PLUS | DEFIBRILLATOR, AUTOMATED EXTERNAL |  | VOORHEES SURGERY CENTER-HEM/ONC | 900 Centennial | Suite M |  | 11/01/2007 |  | 11/1/12 |  |  | NO | YES |  |  |  |  | MEDTRONIC INC. 10344937 33999310 |  |  | Active | 10344937, 30149661 | 99:99:99:99:99:99 |  | Life Support | PAAR:00-PVAR | 10/31/2019 |  | COOPER AMBULATORY OFF-SITES |  |  | SUITE M INFUSION CTR |  | MEGAN MCCAFFERTY
|  | PHYSIO-CONTROL CORPORATION | LIFEPAK CR PLUS | DEFIBRILLATOR, AUTOMATED EXTERNAL |  |  | 6015 Main St | [7 empty] | YES | YES
|  | PHYSIO-CONTROL CORPORATION | LIFEPAK CR2 | DEFIBRILLATOR, AUTOMATED EXTERNAL |  | BUNKER HILL-PEDIATRICS | 4 Plaza Dr |  |  | 11/01/2019 |  | 11/1/24 |  |  | NO | YES |  |  |  |  | PHYSIO-CONTROL CORPORATION 11208147 48293536 |  |  | Active |  |  |  | High Risk | 6M:00-MFG | 11/01/2019 | 11/01/2019 | COOPER AMBULATORY OFF-SITES |  |  | Hallway next to MEDS room | WOT00000003668940 | MAUREEN OBRIEN | Performance Verification | Completed | Michael Youch | 11/01/2019 | 11/01/2019 | Performance Verification for PHYSIO-CONTROL CORPORATION 11208147 48293536 | Initial Install of Performance Verification. Device is ready for patient use. |  |  | 11/01/2019 | 11/01/2019
|  | PHYSIO-CONTROL CORPORATION | LIFEPAK CR2 | DEFIBRILLATOR, AUTOMATED EXTERNAL |  | BUNKER HILL-SURGERY | 2 Plaza Dr |  |  | 09/04/2019 |  | 9/4/24 |  |  | NO | YES |  |  |  |  | PHYSIO-CONTROL CORPORATION 11208146 48293783 |  |  | Active |  |  |  | High Risk | 6M:00-MFG | 09/04/2019 | 09/04/2019 | COOPER AMBULATORY OFF-SITES |  |  | Hallway by exam rm 3 | WOT00000003668722 | ANNE MAIER | Performance Verification | Completed | Michael Youch | 09/04/2019 | 09/04/2019 | Performance Verification for PHYSIO-CONTROL CORPORATION 11208146 48293783 | Initial Install of Performance Verification. Device is ready for patient use. |  |  | 09/04/2019 | 09/04/2019
|  | PHYSIO-CONTROL CORPORATION | LIFEPAK CR2 | DEFIBRILLATOR, AUTOMATED EXTERNAL |  |  | 10 Forrestal Rd S | [7 empty] | YES | YES
|  | PHYSIO-CONTROL CORPORATION | LIFEPAK CR2 | DEFIBRILLATOR, AUTOMATED EXTERNAL |  | INTERNAL MEDICINE | 180 Tuckerton Rd |  |  | 10/01/2019 |  | 10/1/24 |  |  | NO | YES |  |  |  |  | PHYSIO-CONTROL CORPORATION 11200095 48293541 |  |  | Active |  |  |  | High Risk | 6M:00-MFG | 10/01/2019 | 10/01/2019 | COOPER AMBULATORY OFF-SITES |  |  | 180 TUCKERTON ROAD | WOT00000003959470 | CINDY PATTEN | Performance Verification | Completed | Kirk Lis | 10/01/2019 | 10/01/2019 | Performance Verification for PHYSIO-CONTROL CORPORATION 11200095 48293541 | Initial Install of Performance Verification. Device is ready for patient use. |  |  | 10/01/2019 | 10/01/2019
|  | PHYSIO-CONTROL CORPORATION | LIFEPAK CR2 | DEFIBRILLATOR, AUTOMATED EXTERNAL |  | 127 CHURCH - SURGERY | 127 Church Rd |  |  | 08/30/2019 |  | 8/30/24 |  |  | NO | YES |  |  |  |  | MEDTRONIC INC. 11200081 48292517 |  |  | Active |  |  |  | Life Support | 6M:00-MFG | 08/30/2019 | 08/30/2019 | COOPER AMBULATORY OFF-SITES |  |  | HALLWAY WALL | WOT00000003461437 | Carmen Rivera | Service Request | Closed | Kirk Lis | 08/30/2019 | 08/30/2019 | New AED; safety check | INVENTORIED NEW EQUIPMENT | EXP3879973 | Labor | 08/30/2019 | 08/30/2019 | Kirk Lis
|  | PHYSIO-CONTROL CORPORATION | LIFEPAK CR2 | DEFIBRILLATOR, AUTOMATED EXTERNAL |  | MULTI SPECIALTY CARE AT MARLTON | 701 NJ-73 |  |  | 09/05/2019 |  | 9/5/24 |  |  | NO | YES |  |  |  |  | PHYSIO-CONTROL CORPORATION 11200071 48292069 |  |  | Active |  |  |  | High Risk | 6M:00-MFG | 09/05/2019 | 09/05/2019 | COOPER AMBULATORY OFF-SITES |  |  | Performance Verification | WOT00000003676677 | SUSAN MAKO | Performance Verification | Completed | Kirk Lis | 09/05/2019 | 09/05/2019 | Performance Verification for PHYSIO-CONTROL CORPORATION 11200071 48292069 | Initial Install of Performance Verification. Device is ready for patient use. |  |  | 09/05/2019 | 09/05/2019
|  | PHYSIO-CONTROL CORPORATION | LIFEPAK CR2 | DEFIBRILLATOR, AUTOMATED EXTERNAL |  | CLEMENTON INTERNAL MEDICINE | 222 Gibbsboro Rd |  |  | 09/05/2019 |  | 9/5/24 |  |  | NO | YES |  |  |  |  | PHYSIO-CONTROL CORPORATION 11200070 48292451 |  |  | Active |  |  |  | High Risk | 6M:00-MFG | 09/05/2019 | 09/05/2019 | COOPER AMBULATORY OFF-SITES |  |  | HALLWAY WALL | WOT00000003676222 | GLORIA CRUZ | Performance Verification | Completed | Kirk Lis | 09/05/2019 | 09/05/2019 | CEID Record Completion for PHYSIO-CONTROL CORPORATION 11200070 48292451 | INVENTORIED NEW EQUIPMENT. | EXP3905933 | Labor | 09/05/2019 | 09/05/2019 | Kirk Lis
|  | PHYSIO-CONTROL CORPORATION | LIFEPAK CR2 | DEFIBRILLATOR, AUTOMATED EXTERNAL |  | GLOUCESTER-MEDICINE | 430 Broadway |  |  | 09/05/2019 |  | 9/5/24 |  |  | NO | YES |  |  |  |  | PHYSIO-CONTROL CORPORATION 11200069 48292452 |  |  | Active |  |  |  | High Risk | 6M:00-MFG | 09/05/2019 | 09/05/2019 | COOPER AMBULATORY OFF-SITES |  |  | HALLWAY WALL | WOT00000003674795 | KELLIE STOUT | Performance Verification | Completed | Kirk Lis | 09/05/2019 | 09/05/2019 | Performance Verification for PHYSIO-CONTROL CORPORATION 11200069 48292452 | Initial Install of Performance Verification. Device is ready for patient use. |  |  | 09/05/2019 | 09/05/2019
|  | PHYSIO-CONTROL CORPORATION | LIFEPAK CR2 | DEFIBRILLATOR, AUTOMATED EXTERNAL |  | MOORESTOWN-FAMILY MEDICINE | 110 Marter Ave |  |  | 09/04/2019 |  | 9/4/24 |  |  | NO | YES |  |  |  |  | PHYSIO-CONTROL CORPORATION 11200068 48293417 |  |  | Active |  |  |  | High Risk | 6M:00-MFG | 09/04/2019 | 09/04/2019 | COOPER AMBULATORY OFF-SITES |  |  | HALLWAY WALL | WOT00000003670061 | LYNNE DEJOSEPH | Performance Verification | Completed | Kirk Lis | 09/04/2019 | 09/04/2019 | Performance Verification for PHYSIO-CONTROL CORPORATION 11200068 48293417 | Initial Install of Performance Verification. Device is ready for patient use. |  |  | 09/04/2019 | 09/04/2019
|  | PHYSIO-CONTROL CORPORATION | LIFEPAK CR2 | DEFIBRILLATOR, AUTOMATED EXTERNAL |  | VOORHEES PEDIATRICS | 6400 Main St |  |  | 10/30/2019 |  | 10/30/24 |  |  | NO | YES |  |  |  |  | PHYSIO-CONTROL CORPORATION 11200067 48293532 |  |  | Active |  |  |  | High Risk | 6M:00-MFG | 10/30/2019 | 10/30/2019 | COOPER AMBULATORY OFF-SITES |  |  | HALLWAY | WOT00000003522433 | MAUREEN OBRIEN | Service Request | Closed | Kirk Lis | 10/30/2019 | 10/30/2019 | New AED - needs safety checked and tagged | INVENTORIED NEW EQUIPMENT | EXP3879807 | Labor | 10/30/2019 | 10/30/2019 | Kirk Lis
|  | PHYSIO-CONTROL CORPORATION | LIFEPAK CR2 | DEFIBRILLATOR, AUTOMATED EXTERNAL |  | COOPER INTERNAL MEDICINE AT MOORESTOWN | 1217 N Church St |  |  | 08/30/2019 |  | 8/30/24 |  |  | NO | YES |  |  |  |  | MEDTRONIC INC. 11200065 48293534 |  |  | Active |  |  |  | Life Support | 6M:00-MFG | 08/30/2019 | 08/30/2019 | COOPER AMBULATORY OFF-SITES |  |  | HALLWAY WALL | WOT00000003530771 | CINDY PATTEN | Service Request | Closed | Kirk Lis | 08/30/2019 | 08/30/2019 | AED - needs safety checked and tagged | INVENTORIED NEW EQUIPMENT | EXP3880252 | Labor | 08/30/2019 | 08/30/2019 | Kirk Lis
|  | PHYSIO-CONTROL CORPORATION | LIFEPAK CR2 | DEFIBRILLATOR, AUTOMATED EXTERNAL |  |  | 390 N Broadway | [7 empty] | YES | YES
|  | PHYSIO-CONTROL CORPORATION | LIFEPAK CR2 | DEFIBRILLATOR, AUTOMATED EXTERNAL |  | WILLINGBORO COOPER UNIVERSITY PHYSICIANS | 651 John F Kennedy Way |  |  | 08/21/2019 |  | 8/21/24 |  |  | NO | YES |  |  |  |  | MEDTRONIC INC. 11200062 48293003 |  |  | Active |  |  |  | Life Support | 6M:00-MFG | 08/21/2019 | 08/21/2019 | COOPER AMBULATORY OFF-SITES |  |  | HALL WAY WALL | WOT00000003484470 | PATTY LEWIS | Performance Verification | Closed | Kirk Lis | 08/21/2019 | 08/21/2019 | Performance Verification for MEDTRONIC INC. 11200062 48293003 | Initial Install of Performance Verification. Device is ready for patient use. |  |  | 08/21/2019 | 08/21/2019
|  | PHYSIO-CONTROL CORPORATION | LIFEPAK CR2 | DEFIBRILLATOR, AUTOMATED EXTERNAL |  | BURLINGTON OB/GYN | 1900 Mount Holly Rd |  |  | 08/09/2019 |  | 8/9/24 |  |  | NO | YES |  |  |  |  | MEDTRONIC INC. 11200060 48293533 |  |  | Active |  |  |  | Life Support | 6M:00-MFG | 08/09/2019 | 08/09/2019 | COOPER AMBULATORY OFF-SITES |  |  | PEDS SIDE OF OFFICE | WOT00000003425231 | Carey Myers | Service Request | Closed | Kirk Lis | 08/09/2019 | 08/09/2019 | AUD machine- safety check and tagged | INVENTORIED NEW EQUIPMENT | EXP3791272 | Labor | 08/09/2019 | 08/09/2019 | Kirk Lis
|  | PHYSIO-CONTROL CORPORATION | LIFEPAK CR2 | DEFIBRILLATOR, AUTOMATED EXTERNAL |  | 3 COOPER-PSYCHIATRY | 1011 Main St |  |  | 11/01/2019 |  | 11/1/24 |  |  | NO | YES |  |  |  |  | PHYSIO-CONTROL CORPORATION 11200059 48292026 |  |  | Active |  |  |  | High Risk | 6M:00-MFG | 11/01/2019 | 11/01/2019 | COOPER AMBULATORY OFF-SITES |  |  | 1011 MAIN STREET | WOT00000003424983 | Andrea Junaid | Service Request | Closed | Kirk Lis | 11/01/2019 | 11/01/2019 | defib- needs safety checked | INVENTORIED NEW EQUIPMENT | EXP3791112 | Labor | 11/01/2019 | 11/01/2019 | Kirk Lis
|  | PHYSIO-CONTROL CORPORATION | LIFEPAK CR2 | DEFIBRILLATOR, AUTOMATED EXTERNAL |  | WILLINGBORO CARDIOLOGY | 218 Sunset Rd |  |  | 08/09/2019 |  | 8/9/24 |  |  | NO | YES |  |  |  |  | MEDTRONIC INC. 11200058 48293441 |  |  | Active |  |  |  | Life Support | 6M:00-MFG | 08/09/2019 | 08/09/2019 | COOPER AMBULATORY OFF-SITES |  |  | Performance Verification | WOT00000003430299 | JACKIE YOUNG | Service Request | Closed | Kirk Lis | 08/09/2019 | 08/09/2019 | neo probe - new needs checked and tagged | INVENTORIED NEW EQUIPMENT | EXP3791334 | Labor | 08/09/2019 | 08/09/2019 | Kirk Lis
|  | PHYSIO-CONTROL CORPORATION | LIFEPAK CR2 | DEFIBRILLATOR, AUTOMATED EXTERNAL |  |  | 4011 Main St | [7 empty] | YES | YES
|  | PHYSIO-CONTROL CORPORATION | LIFEPAK CR2 | DEFIBRILLATOR, AUTOMATED EXTERNAL |  |  | 123 Egg Harbor Rd | [7 empty] | YES | YES
|  | PHYSIO-CONTROL CORPORATION | LIFEPAK CR2 | DEFIBRILLATOR, AUTOMATED EXTERNAL |  | BONE & JOINT NEWTOWN SQUARE | 3740 West Chester Pike |  |  | 08/22/2019 |  | 8/22/24 |  |  | NO | YES |  |  |  |  | PHYSIO-CONTROL CORPORATION 30286076 48293010 |  |  | Active |  |  |  | High Risk | 6M:00-MFG | 08/22/2019 | 08/22/2019 | COOPER AMBULATORY OFF-SITES |  |  | Performance Verification | WOT00000003491475 | IVETTE ORTOLAZA | Performance Verification | Completed | Richard Jolly | 08/22/2019 | 08/22/2019 | Performance Verification for PHYSIO-CONTROL CORPORATION 30286076 48293010 | Initial Install of Performance Verification. Device is ready for patient use. |  |  | 08/22/2019 | 08/22/2019
|  | PHYSIO-CONTROL CORPORATION | LIFEPAK CR2 | DEFIBRILLATOR, AUTOMATED EXTERNAL |  |  | 1050 N Kings Hwy | [7 empty] | NO | YES
|  | PHILIPS MEDICAL SYSTEMS | HEARTSTART | DEFIBRILLATOR, EXTERNAL AUTOMATIC | B15H-03660 |  | 1000 S 10th | Ambulance Garage |  | 12/29/2015 |  | 12/29/20 |  |  | NO | YES |  |  |  |  | PHILIPS MEDICAL SYSTEMS 10480339 B15H-03660 |  |  | Active |  | 99:99:99:99:99:99 |  | Life Support | 6M:00-MFG | 10/28/2019 | 04/01/2020 | COOPER UNIVERSITY HOSPITAL |  |  |  |  | STEVEN HARE
|  | PHILIPS MEDICAL SYSTEMS | HEARTSTART | DEFIBRILLATOR, EXTERNAL AUTOMATIC | B15H-00554 |  | 1000 S 10th | Ambulance Garage |  | 12/29/2015 |  | 12/29/20 |  |  | NO | YES |  |  |  |  | PHILIPS MEDICAL SYSTEMS 10480334 B15H-00554 |  |  | Active |  | 99:99:99:99:99:99 |  | Life Support | 6M:00-MFG | 10/28/2019 | 04/01/2020 | COOPER UNIVERSITY HOSPITAL |  |  | c10 |  | STEVEN HARE
|  | PHILIPS MEDICAL SYSTEMS | HEARTSTART | DEFIBRILLATOR, EXTERNAL AUTOMATIC | B15H-00830 |  | Kelemen |  |  | 12/29/2015 |  | 12/29/20 |  |  | NO | YES |  |  |  |  | PHILIPS MEDICAL SYSTEMS 10480336 B15H-00830 |  |  | Active |  | 99:99:99:99:99:99 |  | Life Support | 6M:00-MFG | 10/28/2019 | 04/01/2020 | COOPER UNIVERSITY HOSPITAL |  |  |  |  | STEVEN HARE
|  | PHILIPS MEDICAL SYSTEMS | HEARTSTART | DEFIBRILLATOR, EXTERNAL AUTOMATIC | B15H-00548 |  | 1000 S 10th | Ambulance Garage |  | 12/29/2015 |  | 12/29/20 |  |  | NO | YES |  |  |  |  | PHILIPS MEDICAL SYSTEMS 10480337 B15H-00548 |  |  | Active |  | 99:99:99:99:99:99 |  | Life Support | 6M:00-MFG | 10/28/2019 | 04/01/2020 | COOPER UNIVERSITY HOSPITAL |  |  | c-11 |  | STEVEN HARE
|  | PHILIPS MEDICAL SYSTEMS | HEARTSTART | DEFIBRILLATOR, EXTERNAL AUTOMATIC | B15H-00916 |  | 1000 S 10th | Ambulance Garage |  | 12/29/2015 |  | 12/29/20 |  |  | NO | YES |  |  |  |  | PHILIPS MEDICAL SYSTEMS 10480338 B15H-00916 |  |  | Active |  | 99:99:99:99:99:99 |  | Life Support | 6M:00-MFG | 10/28/2019 | 04/01/2020 | COOPER UNIVERSITY HOSPITAL |  |  |  |  | STEVEN HARE
|  | PHILIPS MEDICAL SYSTEMS | HEARTSTART | DEFIBRILLATOR, EXTERNAL AUTOMATIC | B15H-00812 |  | 1000 S 10th | Ambulance Garage |  | 12/29/2015 |  | 12/29/20 |  |  | NO | YES |  |  |  |  | PHILIPS MEDICAL SYSTEMS 10480332 B15H-00812 |  |  | Active |  | 99:99:99:99:99:99 |  | Life Support | 6M:00-MFG | 10/28/2019 | 04/01/2020 | COOPER UNIVERSITY HOSPITAL |  |  |  |  | STEVEN HARE
|  | PHILIPS MEDICAL SYSTEMS | HEARTSTART | DEFIBRILLATOR, EXTERNAL AUTOMATIC | B17b-04598 |  | 1000 S 10th | Ambulance Garage | [6 empty] | YES | YES
|  | PHILIPS MEDICAL SYSTEMS | HEARTSTART | DEFIBRILLATOR, EXTERNAL AUTOMATIC | B07h-01703 |  | 1000 S 10th | Ambulance Garage | [6 empty] | YES | YES
|  | HEWLETT PACKARD | CODEMASTER XL+ | DEFIBRILLATOR, W/ PACING | USOO11O118 | MARLTON-DERMATOLOGY | 10000 Sagemore Dr - Marlton |  |  | 01/01/1900 |  |  |  |  | NO | YES |  |  |  |  | HEWLETT PACKARD 10366107 USOO11O118 |  |  | Disposition |  | 99:99:99:99:99:99 |  | Life Support | 6M:00-MFG | 05/31/2019 | 05/01/2020 | COOPER AMBULATORY OFF-SITES |  |  | HALLWAY CRASH CART |  | MICHELE CANALE
|  | MEDTRONIC INC. | LIFEPAK 12 | DEFIBRILLATOR, W/ PACING, ANALYZE |  | EMERGENCY ROOM | Kelemen |  |  | 05/19/2008 |  | 5/19/13 |  |  | NO | YES |  |  |  |  | MEDTRONIC INC. 10365461 36568257 |  |  | Active |  | 99:99:99:99:99:99 |  | Life Support | 6M:00-MFG | 08/20/2019 | 02/01/2020 | COOPER UNIVERSITY HOSPITAL |  |  | ER STORAGE |  | KAREN GRUBER
|  | MEDTRONIC INC. | LIFEPAK 12 | DEFIBRILLATOR, W/ PACING, ANALYZE |  | EMERGENCY ROOM | Kelemen |  |  | 05/19/2008 |  | 5/19/13 |  |  | NO | YES |  |  |  |  | MEDTRONIC INC. 10365462 36568256 |  |  | Active |  | 99:99:99:99:99:99 |  | Life Support | 6M:00-MFG | 08/20/2019 | 02/01/2020 | COOPER UNIVERSITY HOSPITAL |  |  | ER STORAGE |  | KAREN GRUBER
|  | PHYSIO-CONTROL CORPORATION | LIFEPAK 15 | DEFIBRILLATOR, W/ PACING, ANALYZE |  |  | 1000 S 10th | Ambulance Garage | [6 empty] | YES | YES
|  | PHYSIO-CONTROL CORPORATION | LIFEPAK 15 | DEFIBRILLATOR, W/ PACING, ANALYZE |  | EMERGENCY ROOM | Kelemen |  |  | 10/27/2016 |  | 10/27/21 |  |  | NO | YES |  |  |  |  | PHYSIO-CONTROL CORPORATION 10649877 45012632 |  |  | Active |  | 99:99:99:99:99:99 |  | Life Support | 6M:00-MFG | 08/19/2019 | 02/01/2020 | COOPER UNIVERSITY HOSPITAL |  |  |  |  | KAREN GRUBER
|  | PHYSIO-CONTROL CORPORATION | LIFEPAK 15 | DEFIBRILLATOR, W/ PACING, ANALYZE |  | EMERGENCY ROOM | Kelemen |  |  | 10/27/2016 |  | 10/27/21 |  |  | NO | YES |  |  |  |  | PHYSIO-CONTROL CORPORATION 10649878 45014184 |  |  | Active |  | 99:99:99:99:99:99 |  | Life Support | 6M:00-MFG | 08/15/2019 | 02/01/2020 | COOPER UNIVERSITY HOSPITAL |  |  |  |  | KAREN GRUBER
|  | PHYSIO-CONTROL CORPORATION | LIFEPAK 15 | DEFIBRILLATOR, W/ PACING, ANALYZE |  | CAMDEN 911 EMERGENCY MEDICAL SERVICES | Kelemen |  |  | 03/17/2016 |  | 3/17/21 |  |  | NO | YES |  |  |  |  | MEDTRONIC INC. 10480359 44399985 |  |  | Active |  | 99:99:99:99:99:99 |  | Life Support | 6M:00-MFG | 10/01/2019 | 04/01/2020 | COOPER UNIVERSITY HOSPITAL |  |  | C-3 |  | STEVEN HARE
|  | PHYSIO-CONTROL CORPORATION | LIFEPAK 15 | DEFIBRILLATOR, W/ PACING, ANALYZE |  |  | 1000 S 10th | Ambulance Garage | [6 empty] | NO | YES
|  | PHYSIO-CONTROL CORPORATION | LIFEPAK 15 | DEFIBRILLATOR, W/ PACING, ANALYZE |  |  | 1000 S 10th | Ambulance Garage |  | 10/01/2019 |  | 10/1/24 |  |  | NO | YES |  |  |  |  | PHYSIO-CONTROL CORPORATION 30146266 43949968 |  |  | Active |  | 99:99:99:99:99:99 |  | Life Support | 6M:00-MFG | 10/01/2019 | 10/01/2019 | COOPER UNIVERSITY HOSPITAL |  |  | S-2 |  | STEVEN HARE |  |  |  | 10/01/2019 | 10/01/2019 |  |  |  |  | 10/01/2019 | 10/01/2019
|  | PHYSIO-CONTROL CORPORATION | LIFEPAK 15 | DEFIBRILLATOR, W/ PACING, ANALYZE |  |  | Kelemen |  |  | 10/01/2019 |  | 10/1/24 |  |  | NO | YES |  |  |  |  | PHYSIO-CONTROL CORPORATION 30146267 43961313 |  |  | Active |  | 99:99:99:99:99:99 |  | Life Support | 6M:00-MFG | 10/01/2019 | 10/01/2019 | COOPER UNIVERSITY HOSPITAL |  |  | c-1 paramed |  | STEVEN HARE |  |  |  | 10/01/2019 | 10/01/2019 |  |  |  |  | 10/01/2019 | 10/01/2019
|  | PHYSIO-CONTROL CORPORATION | LIFEPAK 15 | DEFIBRILLATOR, W/ PACING, ANALYZE |  |  | 1000 S 10th | Ambulance Garage |  | 10/01/2019 |  | 10/1/24 |  |  | NO | YES |  |  |  |  | PHYSIO-CONTROL CORPORATION 30146268 43961247 |  |  | Active |  | 99:99:99:99:99:99 |  | Life Support | 6M:00-MFG | 10/01/2019 | 10/01/2019 | COOPER UNIVERSITY HOSPITAL |  |  | office |  | STEVEN HARE |  |  |  | 10/01/2019 | 10/01/2019 |  |  |  |  | 10/01/2019 | 10/01/2019
|  | PHYSIO-CONTROL CORPORATION | LIFEPAK 20 | DEFIBRILLATOR, W/ PACING, ANALYZE |  |  | Pavilion | [7 empty] | YES | YES
|  | PHYSIO-CONTROL CORPORATION | LIFEPAK 20 | DEFIBRILLATOR, W/ PACING, ANALYZE |  | LIFE SUPPORT | Kelemen |  |  | 12/16/2005 |  | 12/16/10 |  |  | NO | YES |  |  |  |  | MEDTRONIC INC. 10480031 30706023 |  |  | Disposition |  | 99:99:99:99:99:99 |  | High Risk | 1Y:00-MFG | 01/10/2019 | 01/01/2020 | COOPER UNIVERSITY HOSPITAL |  |  | ROOM 253 |  | KATHY MARTINO
|  | PHYSIO-CONTROL CORPORATION | LIFEPAK 20 | DEFIBRILLATOR, W/ PACING, ANALYZE |  | SIMULATION OPERATION | Kelemen |  |  | 01/20/2010 |  | 1/20/15 |  |  | NO | YES |  |  |  |  | MEDTRONIC INC. 10480023 37884277 |  |  | Disposition |  | 99:99:99:99:99:99 |  | High Risk | 1Y:00-MFG | 01/10/2019 | 01/01/2020 | COOPER UNIVERSITY HOSPITAL |  |  | SIM LAB 2ND FLOOR |  | GREGG STAMAN
|  | PHYSIO-CONTROL CORPORATION | LIFEPAK 20 | DEFIBRILLATOR, W/ PACING, ANALYZE |  | LIFE SUPPORT | Kelemen |  |  | 04/03/2006 |  | 4/3/11 |  |  | NO | YES |  |  |  |  | MEDTRONIC INC. 10480024 33802771 |  |  | Disposition |  |  |  | High Risk | 1Y:00-ESI | 01/26/2017 | 01/01/2020 | COOPER UNIVERSITY HOSPITAL |  |  |  |  | KATHY MARTINO
|  | PHYSIO-CONTROL CORPORATION | LIFEPAK 20 | DEFIBRILLATOR, W/ PACING, ANALYZE |  |  | Pavilion |  |  | 11/24/2008 |  | 11/24/13 |  |  | NO | YES |  |  |  |  | MEDTRONIC INC. 10368717 37259694 |  |  | Active |  | 99:99:99:99:99:99 | [5 empty] | COOPER UNIVERSITY HOSPITAL |  |  | BIOMED LOANER Currently 6 Pavilion Rear
|  | PHYSIO-CONTROL CORPORATION | LIFEPAK 20 | DEFIBRILLATOR, W/ PACING, ANALYZE |  |  | Kelemen |  |  | 11/24/2008 |  | 11/24/13 |  |  | NO | YES |  |  |  |  | MEDTRONIC INC. 10368681 37264792 |  |  | Active |  | 99:99:99:99:99:99 | [5 empty] | COOPER UNIVERSITY HOSPITAL |  |  | BIOMED LOANER
|  | PHYSIO-CONTROL CORPORATION | LIFEPAK 20 | DEFIBRILLATOR, W/ PACING, ANALYZE |  | BIOMEDICAL | Kelemen |  |  | 01/01/1900 |  |  |  |  | NO | YES |  |  |  |  | MEDTRONIC INC. 10368641 31024247 |  |  | Active |  | 99:99:99:99:99:99 |  | Life Support | 6M:00-MFG | 07/30/2019 | 01/01/2020 | COOPER UNIVERSITY HOSPITAL |  |  | BIOMED LOANER |  | Bonnie Aichroch
|  | PHYSIO-CONTROL CORPORATION | LIFEPAK 20 | DEFIBRILLATOR, W/ PACING, ANALYZE |  | BIOMEDICAL | Kelemen |  |  | 04/01/2003 |  | 4/1/08 |  |  | NO | YES |  |  |  |  | MEDTRONIC INC. 10368413 30935929 |  |  | Active |  | 99:99:99:99:99:99 |  | Life Support | 6M:00-MFG | 11/01/2019 | 01/01/2020 | COOPER UNIVERSITY HOSPITAL |  |  | BIOMED LOANER |  | Bonnie Aichroch
|  | PHYSIO-CONTROL CORPORATION | LIFEPAK 20 | DEFIBRILLATOR, W/ PACING, ANALYZE |  | PSYCHIATRIC UNIT | Kelemen |  |  | 04/03/2006 |  | 4/3/11 |  |  | NO | YES |  |  |  |  | MEDTRONIC INC. 10367483 34183905 |  |  | Active |  | 99:99:99:99:99:99 |  | Life Support | 6M:00-MFG | 11/01/2019 | 05/01/2020 | COOPER UNIVERSITY HOSPITAL |  |  | 5 KELEMEN |  | CATHERINE MELINIOTIS
|  | PHYSIO-CONTROL CORPORATION | LIFEPAK 20 | DEFIBRILLATOR, W/ PACING, ANALYZE |  | BRACHFIELD MEDICAL ASSOCIATES-MEDICINE | 218 Sunset Rd |  |  | 12/11/2007 |  | 12/11/12 |  |  | NO | YES |  |  |  |  | MEDTRONIC INC. 10367191 38622335 |  |  | Active |  | 99:99:99:99:99:99 |  | Life Support | 6M:00-MFG | 06/07/2019 | 12/01/2019 | COOPER AMBULATORY OFF-SITES |  |  | ENDOSCOPY - MAIN AREA |  | CATHY CRAWFORD
|  | PHYSIO-CONTROL CORPORATION | LIFEPAK 20 | DEFIBRILLATOR, W/ PACING, ANALYZE |  | BUNKER HILL-ORAL SURGERY | 2 Plaza Dr |  |  | 03/01/2003 |  | 3/1/08 |  |  | NO | YES |  |  |  |  | MEDTRONIC INC. 10366935 30779810 |  |  | Active |  | 99:99:99:99:99:99 |  | Life Support | 6M:00-MFG | 09/05/2019 | 03/01/2020 | COOPER AMBULATORY OFF-SITES |  |  | HALLWAY |  | BARBARA DIPINTO
|  | PHYSIO-CONTROL CORPORATION | LIFEPAK 20 | DEFIBRILLATOR, W/ PACING, ANALYZE |  | BIOMEDICAL | Kelemen |  |  | 01/01/1900 |  |  |  |  | NO | YES |  |  |  |  | MEDTRONIC INC. 10360441 31228756 |  |  | Active |  | 99:99:99:99:99:99 |  | Life Support | 6M:00-MFG | 09/20/2019 | 01/01/2020 | COOPER UNIVERSITY HOSPITAL |  |  | BIOMED LOANER |  | Bonnie Aichroch
|  | PHYSIO-CONTROL CORPORATION | LIFEPAK 20 | DEFIBRILLATOR, W/ PACING, ANALYZE |  | BIOMEDICAL | Kelemen |  |  | 04/03/2006 |  | 4/3/11 |  |  | NO | YES |  |  |  |  | MEDTRONIC INC. 10360393 34189486 |  |  | Active |  | 99:99:99:99:99:99 |  | Life Support | 6M:00-MFG | 09/20/2019 | 01/01/2020 | COOPER UNIVERSITY HOSPITAL |  |  | BIOMED LOANER |  | Bonnie Aichroch
|  | PHYSIO-CONTROL CORPORATION | LIFEPAK 20 | DEFIBRILLATOR, W/ PACING, ANALYZE |  | COOPER DIGESTIVE HEALTH-ENDOSCOPY | 501 Fellowship Rd |  |  | 10/13/2009 |  | 10/13/14 |  |  | NO | YES |  |  |  |  | MEDTRONIC INC. 10347068 38283622 |  |  | Active |  | 99:99:99:99:99:99 |  | Life Support | 6M:00-MFG | 08/09/2019 | 02/01/2020 | COOPER AMBULATORY OFF-SITES |  |  | GI CENTER |  | JEANNE GREER
|  | PHYSIO-CONTROL CORPORATION | LIFEPAK 20 | DEFIBRILLATOR, W/ PACING, ANALYZE |  | VOORHEES SURGERY CENTER-OPERATING ROOM | 900 Centennial Blvd | Suite E |  | 04/23/2008 |  | 4/23/13 |  |  | NO | YES |  |  |  |  | MEDTRONIC INC. 10346720 36422030 |  |  | Active |  | 99:99:99:99:99:99 |  | Life Support | 6M:00-MFG | 10/30/2019 | 04/01/2020 | COOPER AMBULATORY OFF-SITES |  |  | PACU Crash Carts & Stretchers |  | JENNIFER BOMBARO
|  | PHYSIO-CONTROL CORPORATION | LIFEPAK 20 | DEFIBRILLATOR, W/ PACING, ANALYZE |  | BIOMEDICAL | Kelemen |  |  | 05/31/2019 |  | 5/31/24 |  |  | NO | YES |  |  |  |  | MEDTRONIC INC. 30143454 36304648 |  |  | Active |  | 99:99:99:99:99:99 |  | Life Support | 6M:00-MFG | 05/31/2019 | 05/31/2019 | COOPER UNIVERSITY HOSPITAL |  |  | BIOMED - LOANER out on floors |  | Bonnie Aichroch |  |  |  | 05/31/2019 | 05/31/2019 |  |  |  |  | 05/31/2019 | 05/31/2019
|  | PHYSIO-CONTROL CORPORATION | LIFEPAK 20 | DEFIBRILLATOR, W/ PACING, ANALYZE |  | SPECIAL TEST | Kelemen |  |  | 07/02/2019 |  | 7/2/24 |  |  | NO | YES |  |  |  |  | MEDTRONIC INC. 30143418 34189479 |  |  | Active |  | 99:99:99:99:99:99 |  | Life Support | 6M:00-MFG | 07/02/2019 | 07/02/2019 | COOPER UNIVERSITY HOSPITAL |  |  | 6 KELEMEN |  | AMY HANNAN |  |  |  | 07/02/2019 | 07/02/2019 |  |  |  |  | 07/02/2019 | 07/02/2019
|  | PHYSIO-CONTROL CORPORATION | LIFEPAK 20 | DEFIBRILLATOR, W/ PACING, ANALYZE |  | PAVILION PACU | Pavilion |  |  | 04/03/2006 |  | 4/3/11 |  |  | NO | YES |  |  |  |  | MEDTRONIC INC. 10346376 34183917 |  |  | Active |  | 99:99:99:99:99:99 |  | Life Support | 6M:00-MFG | 06/19/2019 | 12/01/2019 | COOPER UNIVERSITY HOSPITAL |  |  | In Cath Lab EP2 on July 25, 2018 |  | FRANK OBRIEN
|  | PHYSIO-CONTROL CORPORATION | LIFEPAK 20 | DEFIBRILLATOR, W/ PACING, ANALYZE |  | VOORHEES SURGERY CENTER-OPERATING ROOM | 900 Centennial Blvd | Suite E |  | 09/01/2005 |  | 9/1/10 |  |  | NO | YES |  |  |  |  | MEDTRONIC INC. 10346010 33569156 |  |  | Active |  | 99:99:99:99:99:99 |  | Life Support | 6M:00-MFG | 10/30/2019 | 04/01/2020 | COOPER AMBULATORY OFF-SITES |  |  | STORAGE ROOM |  | JENNIFER BOMBARO
|  | PHYSIO-CONTROL CORPORATION | LIFEPAK 20E | DEFIBRILLATOR, W/ PACING, ANALYZE |  |  | Kelemen |  |  | 10/24/2019 |  | 10/24/24 |  |  | NO | YES |  |  |  |  | MEDTRONIC INC. 11239500 48437766 |  |  | Active |  |  |  | Life Support | 1Y:00-MFG 4Y:00-BAT | 10/24/2019 | 10/24/2019 | COOPER UNIVERSITY HOSPITAL |  |  | SCU PT. Holding | WOT00000004096442 | DOMINIC VENDETTA | Performance Verification | Completed | Salvatore Bombara | 10/24/2019 | 10/24/2019 | Performance Verification for MEDTRONIC INC. 11239500 48437766 | Initial Install of Performance Verification. Device is ready for patient use. |  |  | 10/24/2019 | 10/24/2019
|  | PHYSIO-CONTROL CORPORATION | LIFEPAK 20E | DEFIBRILLATOR, W/ PACING, ANALYZE |  |  | Pavilion |  |  | 10/24/2019 |  | 10/24/24 |  |  | NO | YES |  |  |  |  | PHYSIO-CONTROL CORPORATION 11239499 48438353 |  |  | Active | [7 empty] | COOPER UNIVERSITY HOSPITAL |  |  | Pav OR P1 | WOT00000004095281 |  | Performance Verification | Completed | Salvatore Bombara | 10/24/2019 | 10/24/2019 | Performance Verification for PHYSIO-CONTROL CORPORATION 11239499 48438353 |  |  |  | 10/24/2019 | 10/24/2019
|  | PHYSIO-CONTROL CORPORATION | LIFEPAK 20E | DEFIBRILLATOR, W/ PACING, ANALYZE |  | CCU - CORONARY CARE UNIT | Kelemen |  |  | 10/22/2019 |  | 10/22/24 |  |  | NO | YES |  |  |  |  | PHYSIO-CONTROL CORPORATION 11222243 48434440 |  |  | Active |  |  |  | Life Support | 6M:00-MFG | 10/22/2019 | 10/22/2019 | COOPER UNIVERSITY HOSPITAL |  |  | Performance Verification | WOT00000004080005 | CAROLYN RUMELL | Performance Verification | Completed | Richard Jolly | 10/22/2019 | 10/22/2019 | Performance Verification for PHYSIO-CONTROL CORPORATION 11222243 48434440 | Initial Install of Performance Verification. Device is ready for patient use. |  |  | 10/22/2019 | 10/22/2019
|  | PHYSIO-CONTROL CORPORATION | LIFEPAK 20E | DEFIBRILLATOR, W/ PACING, ANALYZE |  |  | Kelemen |  |  | 10/29/2019 |  | 10/29/24 |  |  | NO | YES |  |  |  |  | PHYSIO-CONTROL CORPORATION 11222242 48438559 |  |  | Active | [7 empty] | COOPER UNIVERSITY HOSPITAL |  |  | Performance Verification | WOT00000004124500 |  | Performance Verification | Completed | Richard Jolly | 10/29/2019 | 10/29/2019 | Performance Verification for PHYSIO-CONTROL CORPORATION 11222242 48438559 |  |  |  | 10/29/2019 | 10/29/2019
|  | PHYSIO-CONTROL CORPORATION | LIFEPAK 20E | DEFIBRILLATOR, W/ PACING, ANALYZE |  | PEDIATRIC INTENSIVE CARE UNIT | Kelemen |  |  | 10/29/2019 |  | 10/29/24 |  |  | NO | YES |  |  |  |  | PHYSIO-CONTROL CORPORATION 11222241 48434256 |  |  | Active |  |  |  | Life Support | 6M:00-MFG | 10/29/2019 | 10/29/2019 | COOPER UNIVERSITY HOSPITAL |  |  | Performance Verification | WOT00000004124455 | Susan Cannon | Performance Verification | Completed | Richard Jolly | 10/29/2019 | 10/29/2019 | Performance Verification for PHYSIO-CONTROL CORPORATION 11222241 48434256 | Initial Install of Performance Verification. Device is ready for patient use. |  |  | 10/29/2019 | 10/29/2019
|  | PHYSIO-CONTROL CORPORATION | LIFEPAK 20E | DEFIBRILLATOR, W/ PACING, ANALYZE |  | CDU - CLINICAL DECISION UNIT-9 KELEMEN | Kelemen |  |  | 10/18/2019 |  | 10/18/24 |  |  | NO | YES |  |  |  |  | PHYSIO-CONTROL CORPORATION 11222240 48437957 |  |  | Active |  |  |  | Life Support | 1Y:00-MFG 4Y:00-BAT | 10/18/2019 | 10/18/2019 | COOPER UNIVERSITY HOSPITAL |  |  | Performance Verification | WOT00000004069381 | KAREN GRUBER | Performance Verification | Completed | Richard Jolly | 10/18/2019 | 10/18/2019 | Performance Verification for PHYSIO-CONTROL CORPORATION 11222240 48437957 | Initial Install of Performance Verification. Device is ready for patient use. |  |  | 10/18/2019 | 10/18/2019
|  | PHYSIO-CONTROL CORPORATION | LIFEPAK 20E | DEFIBRILLATOR, W/ PACING, ANALYZE |  | PAVILION PACU | Kelemen |  |  | 10/18/2019 |  | 10/18/24 |  |  | NO | YES |  |  |  |  | PHYSIO-CONTROL CORPORATION 11222239 48436503 |  |  | Active |  |  |  | Life Support | 1Y:00-MFG 4Y:00-BAT | 10/18/2019 | 10/18/2019 | COOPER UNIVERSITY HOSPITAL |  |  | Performance Verification | WOT00000004068989 | FRANK OBRIEN | Performance Verification | Completed | Richard Jolly | 10/18/2019 | 10/18/2019 | Performance Verification for PHYSIO-CONTROL CORPORATION 11222239 48436503 | Initial Install of Performance Verification. Device is ready for patient use. |  |  | 10/18/2019 | 10/18/2019
|  | PHYSIO-CONTROL CORPORATION | LIFEPAK 20E | DEFIBRILLATOR, W/ PACING, ANALYZE |  | PAVILION PACU | Kelemen |  |  | 10/18/2019 |  | 10/18/24 |  |  | NO | YES |  |  |  |  | PHYSIO-CONTROL CORPORATION 11222238 48435542 |  |  | Active |  |  |  | Life Support | 1Y:00-MFG 4Y:00-BAT | 10/18/2019 | 10/18/2019 | COOPER UNIVERSITY HOSPITAL |  |  | Performance Verification | WOT00000004068761 | FRANK OBRIEN | Performance Verification | Completed | Richard Jolly | 10/18/2019 | 10/18/2019 | Performance Verification for PHYSIO-CONTROL CORPORATION 11222238 48435542 | Initial Install of Performance Verification. Device is ready for patient use. |  |  | 10/18/2019 | 10/18/2019
|  | PHYSIO-CONTROL CORPORATION | LIFEPAK 20E | DEFIBRILLATOR, W/ PACING, ANALYZE |  | TRAUMA ADMIT HELIPAD | Kelemen |  |  | 10/17/2019 |  | 10/17/24 |  |  | NO | YES |  |  |  |  | PHYSIO-CONTROL CORPORATION 11222233 48429553 |  |  | Active |  |  |  | Life Support | 1Y:00-MFG 4Y:00-BAT | 10/17/2019 | 10/17/2019 | COOPER UNIVERSITY HOSPITAL |  |  | Performance Verification | WOT00000004059073 | Diane Floyd | Performance Verification | Completed | Richard Jolly | 10/17/2019 | 10/17/2019 | Performance Verification for PHYSIO-CONTROL CORPORATION 11222233 48429553 | Initial Install of Performance Verification. Device is ready for patient use. |  |  | 10/17/2019 | 10/17/2019
|  | PHYSIO-CONTROL CORPORATION | LIFEPAK 20E | DEFIBRILLATOR, W/ PACING, ANALYZE |  | TRAUMA ADMIT | Kelemen |  |  | 10/17/2019 |  | 10/17/24 |  |  | NO | YES |  |  |  |  | PHYSIO-CONTROL CORPORATION 11222232 48434235 |  |  | Active |  |  |  | Life Support | 1Y:00-MFG 4Y:00-BAT | 10/17/2019 | 10/17/2019 | COOPER UNIVERSITY HOSPITAL |  |  | Performance Verification | WOT00000004058362 | Diane Floyd | Performance Verification | Completed | Richard Jolly | 10/17/2019 | 10/17/2019 | Performance Verification for PHYSIO-CONTROL CORPORATION 11222232 48434235 | Initial Install of Performance Verification. Device is ready for patient use. |  |  | 10/17/2019 | 10/17/2019
|  | PHYSIO-CONTROL CORPORATION | LIFEPAK 20E | DEFIBRILLATOR, W/ PACING, ANALYZE |  | TRAUMA ADMIT | Kelemen |  |  | 10/17/2019 |  | 10/17/24 |  |  | NO | YES |  |  |  |  | PHYSIO-CONTROL CORPORATION 11222231 48437699 |  |  | Active |  |  |  | Life Support | 1Y:00-MFG 4Y:00-BAT | 10/17/2019 | 10/17/2019 | COOPER UNIVERSITY HOSPITAL |  |  | Performance Verification | WOT00000004058424 | Diane Floyd | Performance Verification | Completed | Richard Jolly | 10/17/2019 | 10/17/2019 | Performance Verification for PHYSIO-CONTROL CORPORATION 11222231 48437699 | Initial Install of Performance Verification. Device is ready for patient use. |  |  | 10/17/2019 | 10/17/2019
|  | PHYSIO-CONTROL CORPORATION | LIFEPAK 20E | DEFIBRILLATOR, W/ PACING, ANALYZE |  | TRAUMA ICU | Kelemen |  |  | 10/16/2019 |  | 10/16/24 |  |  | NO | YES |  |  |  |  | PHYSIO-CONTROL CORPORATION 11222230 48433768 |  |  | Active |  |  |  | Life Support | 1Y:00-MFG 4Y:00-BAT | 10/16/2019 | 10/16/2019 | COOPER UNIVERSITY HOSPITAL |  |  | Performance Verification | WOT00000004055817 | Diane Floyd | Performance Verification | Completed | Richard Jolly | 10/16/2019 | 10/16/2019 | Performance Verification for PHYSIO-CONTROL CORPORATION 11222230 48433768 | Initial Install of Performance Verification. Device is ready for patient use. |  |  | 10/16/2019 | 10/16/2019
|  | PHYSIO-CONTROL CORPORATION | LIFEPAK 20E | DEFIBRILLATOR, W/ PACING, ANALYZE |  | TSDU - KELEMEN S7 | Kelemen |  |  | 10/17/2019 |  | 10/17/24 |  |  | NO | YES |  |  |  |  | PHYSIO-CONTROL CORPORATION 11222228 48434419 |  |  | Active |  |  |  | Life Support | 1Y:00-MFG 4Y:00-BAT | 10/17/2019 | 10/17/2019 | COOPER UNIVERSITY HOSPITAL |  |  | Performance Verification | WOT00000004060276 | JEN VANDER HORN | Performance Verification | Completed | Richard Jolly | 10/17/2019 | 10/17/2019 | Performance Verification for PHYSIO-CONTROL CORPORATION 11222228 48434419 | Initial Install of Performance Verification. Device is ready for patient use. |  |  | 10/17/2019 | 10/17/2019
|  | PHYSIO-CONTROL CORPORATION | LIFEPAK 20E | DEFIBRILLATOR, W/ PACING, ANALYZE |  | TSDU - KELEMEN S7 | Kelemen |  |  | 10/17/2019 |  | 10/17/24 |  |  | NO | YES |  |  |  |  | PHYSIO-CONTROL CORPORATION 11222227 48434214 |  |  | Active |  |  |  | Life Support | 1Y:00-MFG 4Y:00-BAT | 10/17/2019 | 10/17/2019 | COOPER UNIVERSITY HOSPITAL |  |  | Performance Verification | WOT00000004060173 | JEN VANDER HORN | Performance Verification | Completed | Richard Jolly | 10/17/2019 | 10/17/2019 | Performance Verification for PHYSIO-CONTROL CORPORATION 11222227 48434214 | Initial Install of Performance Verification. Device is ready for patient use. |  |  | 10/17/2019 | 10/17/2019
|  | PHYSIO-CONTROL CORPORATION | LIFEPAK 20E | DEFIBRILLATOR, W/ PACING, ANALYZE |  | TRAUMA ICU | Kelemen | BASEMENT |  | 10/16/2019 |  | 10/16/24 |  |  | NO | YES |  |  |  |  | PHYSIO-CONTROL CORPORATION 11222226 48433715 |  |  | Active |  |  |  | Life Support | 1Y:00-MFG 4Y:00-BAT | 10/16/2019 | 10/16/2019 | COOPER UNIVERSITY HOSPITAL |  |  | Performance Verification | WOT00000004055685 | Diane Floyd | Performance Verification | Completed | Richard Jolly | 10/16/2019 | 10/16/2019 | Performance Verification for PHYSIO-CONTROL CORPORATION 11222226 01611129 | Initial Install of Performance Verification. Device is ready for patient use. |  |  | 10/16/2019 | 10/16/2019
|  | PHYSIO-CONTROL CORPORATION | LIFEPAK 20E | DEFIBRILLATOR, W/ PACING, ANALYZE |  | INTENSIVE CARE UNIT | Pavilion |  |  | 10/15/2019 |  | 10/15/24 |  |  | NO | YES |  |  |  |  | PHYSIO-CONTROL CORPORATION 11222225 48435409 |  |  | Active |  |  |  | Life Support | 1Y:00-MFG 4Y:00-BAT | 10/15/2019 | 10/15/2019 | COOPER UNIVERSITY HOSPITAL |  |  | Performance Verification | WOT00000004040801 | CAROLYN RUMELL | Performance Verification | Completed | Richard Jolly | 10/15/2019 | 10/15/2019 | Performance Verification for PHYSIO-CONTROL CORPORATION 11222225 48435409 | Initial Install of Performance Verification. Device is ready for patient use. |  |  | 10/15/2019 | 10/15/2019
|  | PHYSIO-CONTROL CORPORATION | LIFEPAK 20E | DEFIBRILLATOR, W/ PACING, ANALYZE |  | EMERGENCY ROOM | Kelemen |  |  | 10/09/2019 |  | 10/9/24 |  |  | NO | YES |  |  |  |  | PHYSIO-CONTROL CORPORATION 11222221 48434201 |  |  | Active |  |  |  | Life Support | 1Y:00-MFG 4Y:00-BAT | 10/09/2019 | 10/09/2019 | COOPER UNIVERSITY HOSPITAL |  |  | Performance Verification | WOT00000004014950 | KAREN GRUBER | Performance Verification | Completed | Richard Jolly | 10/09/2019 | 10/09/2019 | Performance Verification for PHYSIO-CONTROL CORPORATION 11222221 48434201 | Initial Install of Performance Verification. Device is ready for patient use. |  |  | 10/09/2019 | 10/09/2019
|  | PHYSIO-CONTROL CORPORATION | LIFEPAK 20E | DEFIBRILLATOR, W/ PACING, ANALYZE |  | INTENSIVE CARE UNIT | Pavilion |  |  | 10/15/2019 |  | 10/15/24 |  |  | NO | YES |  |  |  |  | PHYSIO-CONTROL CORPORATION 11222223 48437667 |  |  | Active |  |  |  | Life Support | 1Y:00-MFG 4Y:00-BAT | 10/15/2019 | 10/15/2019 | COOPER UNIVERSITY HOSPITAL |  |  | Performance Verification | WOT00000004041185 | CAROLYN RUMELL | Performance Verification | Completed | Richard Jolly | 10/15/2019 | 10/15/2019 | Performance Verification for PHYSIO-CONTROL CORPORATION 11222223 48437667 | Initial Install of Performance Verification. Device is ready for patient use. |  |  | 10/15/2019 | 10/15/2019
|  | PHYSIO-CONTROL CORPORATION | LIFEPAK 20E | DEFIBRILLATOR, W/ PACING, ANALYZE |  | INTENSIVE CARE UNIT | Pavilion |  |  | 10/15/2019 |  | 10/15/24 |  |  | NO | YES |  |  |  |  | PHYSIO-CONTROL CORPORATION 11222224 48436211 |  |  | Active |  |  |  | Life Support | 1Y:00-MFG 4Y:00-BAT | 10/15/2019 | 10/15/2019 | COOPER UNIVERSITY HOSPITAL |  |  | Performance Verification | WOT00000004041010 | CAROLYN RUMELL | Performance Verification | Completed | Richard Jolly | 10/15/2019 | 10/15/2019 | Performance Verification for PHYSIO-CONTROL CORPORATION 11222224 48436211 | Initial Install of Performance Verification. Device is ready for patient use. |  |  | 10/15/2019 | 10/15/2019
|  | PHYSIO-CONTROL CORPORATION | LIFEPAK 20E | DEFIBRILLATOR, W/ PACING, ANALYZE |  | EMERGENCY ROOM | Kelemen |  |  | 10/10/2019 |  | 10/10/24 |  |  | NO | YES |  |  |  |  | PHYSIO-CONTROL CORPORATION 11222219 48433725 |  |  | Active |  |  |  | Life Support | 1Y:00-MFG 4Y:00-BAT | 10/10/2019 | 10/10/2019 | COOPER UNIVERSITY HOSPITAL |  |  | Performance Verification | WOT00000004017896 | KAREN GRUBER | Performance Verification | Completed | Richard Jolly | 10/10/2019 | 10/10/2019 | Performance Verification for PHYSIO-CONTROL CORPORATION 11222219 48433725 | Initial Install of Performance Verification. Device is ready for patient use. |  |  | 10/10/2019 | 10/10/2019
|  | PHYSIO-CONTROL CORPORATION | LIFEPAK 20E | DEFIBRILLATOR, W/ PACING, ANALYZE |  | EMERGENCY ROOM | Kelemen |  |  | 10/09/2019 |  | 10/9/24 |  |  | NO | YES |  |  |  |  | PHYSIO-CONTROL CORPORATION 11222220 48434458 |  |  | Active |  |  |  | Life Support | 1Y:00-MFG 4Y:00-BAT | 10/09/2019 | 10/09/2019 | COOPER UNIVERSITY HOSPITAL |  |  | Performance Verification | WOT00000004015121 | KAREN GRUBER | Performance Verification | Completed | Richard Jolly | 10/09/2019 | 10/09/2019 | Performance Verification for PHYSIO-CONTROL CORPORATION 11222220 48434458 | Initial Install of Performance Verification. Device is ready for patient use. |  |  | 10/09/2019 | 10/09/2019
|  | PHYSIO-CONTROL CORPORATION | LIFEPAK 20E | DEFIBRILLATOR, W/ PACING, ANALYZE |  | EMERGENCY ROOM | Kelemen |  |  | 10/10/2019 |  | 10/10/24 |  |  | NO | YES |  |  |  |  | PHYSIO-CONTROL CORPORATION 11222217 48434356 |  |  | Active |  |  |  | Life Support | 1Y:00-MFG 4Y:00-BAT | 10/10/2019 | 10/10/2019 | COOPER UNIVERSITY HOSPITAL |  |  | Performance Verification | WOT00000004017543 | KAREN GRUBER | Performance Verification | Completed | Richard Jolly | 10/10/2019 | 10/10/2019 | Performance Verification for PHYSIO-CONTROL CORPORATION 11222217 48434356 | Initial Install of Performance Verification. Device is ready for patient use. |  |  | 10/10/2019 | 10/10/2019
|  | PHYSIO-CONTROL CORPORATION | LIFEPAK 20E | DEFIBRILLATOR, W/ PACING, ANALYZE |  | EMERGENCY ROOM | Kelemen |  |  | 10/10/2019 |  | 10/10/24 |  |  | NO | YES |  |  |  |  | PHYSIO-CONTROL CORPORATION 11222218 48427468 |  |  | Active |  |  |  | Life Support | 1Y:00-MFG 4Y:00-BAT | 10/10/2019 | 10/10/2019 | COOPER UNIVERSITY HOSPITAL |  |  | Performance Verification | WOT00000004017794 | KAREN GRUBER | Performance Verification | Completed | Richard Jolly | 10/10/2019 | 10/10/2019 | Performance Verification for PHYSIO-CONTROL CORPORATION 11222218 48427468 | Initial Install of Performance Verification. Device is ready for patient use. |  |  | 10/10/2019 | 10/10/2019
|  | PHYSIO-CONTROL CORPORATION | LIFEPAK 20E | DEFIBRILLATOR, W/ PACING, ANALYZE |  | EMERGENCY ROOM | Kelemen |  |  | 10/10/2019 |  | 10/10/24 |  |  | NO | YES |  |  |  |  | PHYSIO-CONTROL CORPORATION 11222216 48434101 |  |  | Active |  |  |  | Life Support | 1Y:00-MFG 4Y:00-BAT | 10/10/2019 | 10/10/2019 | COOPER UNIVERSITY HOSPITAL |  |  | Performance Verification | WOT00000004017720 | KAREN GRUBER | Performance Verification | Completed | Richard Jolly | 10/10/2019 | 10/10/2019 | Performance Verification for PHYSIO-CONTROL CORPORATION 11222216 48434101 | Initial Install of Performance Verification. Device is ready for patient use. |  |  | 10/10/2019 | 10/10/2019
|  | PHYSIO-CONTROL CORPORATION | LIFEPAK 20E | DEFIBRILLATOR, W/ PACING, ANALYZE |  | EMERGENCY ROOM | Kelemen |  |  | 02/15/2019 |  | 2/15/24 |  |  | NO | YES |  |  |  |  | PHYSIO-CONTROL CORPORATION 11222129 47064542 |  |  | Active |  | 99:99:99:99:99:99 |  | Life Support | 1Y:00-MFG 4Y:00-BAT | 02/15/2019 | 02/15/2019 | COOPER UNIVERSITY HOSPITAL |  |  | Performance Verification | WOT00000001060442 | KAREN GRUBER | Performance Verification | Closed | Richard Jolly | 02/15/2019 | 02/15/2019 | Performance Verification for PHYSIO-CONTROL CORPORATION 11222129 47064542 | Initial Install of Performance Verification. Device is ready for patient use. |  |  | 02/15/2019 | 02/15/2019
|  | PHYSIO-CONTROL CORPORATION | LIFEPAK 20E | DEFIBRILLATOR, W/ PACING, ANALYZE |  | SAME DAY OR-2ND FL PAVILION | Kelemen |  |  | 01/11/2019 |  | 1/11/24 |  |  | NO | YES |  |  |  |  | PHYSIO-CONTROL CORPORATION 11222026 46887988 |  |  | Active |  | 99:99:99:99:99:99 |  | Life Support | 1Y:00-MFG 4Y:00-BAT | 01/11/2019 | 01/11/2019 | COOPER UNIVERSITY HOSPITAL |  |  | SD OR 7 | WOT00000000790623 | JOE DRUCTOR | Performance Verification | Closed | Richard Jolly | 01/11/2019 | 01/11/2019 | Performance Verification for PHYSIO-CONTROL CORPORATION 11222026 46887988 | Initial Install of Performance Verification. Device is ready for patient use. |  |  | 01/11/2019 | 01/11/2019
|  | PHYSIO-CONTROL CORPORATION | LIFEPAK 20E | DEFIBRILLATOR, W/ PACING, ANALYZE |  | SAME DAY OR-2ND FL PAVILION | Pavilion |  |  | 01/11/2019 |  | 1/11/24 |  |  | NO | YES |  |  |  |  | PHYSIO-CONTROL CORPORATION 11222025 46878422 |  |  | Active |  | 99:99:99:99:99:99 |  | Life Support | 1Y:00-MFG 4Y:00-BAT | 01/11/2019 | 01/11/2019 | COOPER UNIVERSITY HOSPITAL |  |  | SD OR 8 | WOT00000000790607 | JOE DRUCTOR | Performance Verification | Closed | Richard Jolly | 01/11/2019 | 01/11/2019 | Performance Verification for PHYSIO-CONTROL CORPORATION 11222025 46878422 | Initial Install of Performance Verification. Device is ready for patient use. |  |  | 01/11/2019 | 01/11/2019
|  | PHYSIO-CONTROL CORPORATION | LIFEPAK 20E | DEFIBRILLATOR, W/ PACING, ANALYZE |  | MOTHER INFANT UNIT | Dorrance |  |  | 10/29/2019 |  | 10/29/24 |  |  | NO | YES |  |  |  |  | PHYSIO-CONTROL CORPORATION 11208481 48435064 |  |  | Active |  |  |  | Life Support | 6M:00-MFG | 10/29/2019 | 10/29/2019 | COOPER UNIVERSITY HOSPITAL |  |  | D5 | WOT00000004124250 | Christina Smith | Performance Verification | Completed | Zhan Kiselev | 10/29/2019 | 10/29/2019 | Performance Verification for PHYSIO-CONTROL CORPORATION 11208481 48435064 | Initial Install of Performance Verification. Device is ready for patient use. |  |  | 10/29/2019 | 10/29/2019
|  | PHYSIO-CONTROL CORPORATION | LIFEPAK 20E | DEFIBRILLATOR, W/ PACING, ANALYZE |  | MOTHER INFANT UNIT | Dorrance |  |  | 10/29/2019 |  | 10/29/24 |  |  | NO | YES |  |  |  |  | PHYSIO-CONTROL CORPORATION 11208480 48438466 |  |  | Active |  |  |  | Life Support | 6M:00-MFG | 10/29/2019 | 10/29/2019 | COOPER UNIVERSITY HOSPITAL |  |  | Performance Verification | WOT00000004124199 | Christina Smith | Performance Verification | Completed | Zhan Kiselev | 10/29/2019 | 10/29/2019 | Performance Verification for PHYSIO-CONTROL CORPORATION 11208480 48438466 | Initial Install of Performance Verification. Device is ready for patient use. |  |  | 10/29/2019 | 10/29/2019
|  | PHYSIO-CONTROL CORPORATION | LIFEPAK 20E | DEFIBRILLATOR, W/ PACING, ANALYZE |  | SHORT PROCEDURE UNIT | Kelemen |  |  | 10/25/2019 |  | 10/25/24 |  |  | NO | YES |  |  |  |  | PHYSIO-CONTROL CORPORATION 11208478 48437847 |  |  | Active |  |  |  | Life Support | 6M:00-MFG | 10/25/2019 | 10/25/2019 | COOPER UNIVERSITY HOSPITAL |  |  | Hall | WOT00000004100594 | Lisa Geoghegan | Performance Verification | Completed | Michael Youch | 10/25/2019 | 10/25/2019 | Performance Verification for PHYSIO-CONTROL CORPORATION 11208478 48437847 | Initial Install of Performance Verification. Device is ready for patient use. |  |  | 10/25/2019 | 10/25/2019
|  | PHYSIO-CONTROL CORPORATION | LIFEPAK 20E | DEFIBRILLATOR, W/ PACING, ANALYZE |  | NEURO/ORTHO/MEDSURG/7 PAV | Pavilion | 7 |  | 10/25/2019 |  | 10/25/24 |  |  | NO | YES |  |  |  |  | PHYSIO-CONTROL CORPORATION 11208477 48437909 |  |  | Active |  |  |  | Life Support | 6M:00-MFG | 10/25/2019 | 10/25/2019 | COOPER UNIVERSITY HOSPITAL |  |  | Hall | WOT00000004100476 | Pam Young | Performance Verification | Completed | Michael Youch | 10/25/2019 | 10/25/2019 | Performance Verification for PHYSIO-CONTROL CORPORATION 11208477 48437909 | Initial Install of Performance Verification. Device is ready for patient use. |  |  | 10/25/2019 | 10/25/2019
|  | PHYSIO-CONTROL CORPORATION | LIFEPAK 20E | DEFIBRILLATOR, W/ PACING, ANALYZE |  | NEURO/ORTHO/MEDSURG/7 PAV | Pavilion | 7 |  | 10/25/2019 |  | 10/25/24 |  |  | NO | YES |  |  |  |  | PHYSIO-CONTROL CORPORATION 11208476 48438043 |  |  | Active |  |  |  | Life Support | 6M:00-MFG | 10/25/2019 | 10/25/2019 | COOPER UNIVERSITY HOSPITAL |  |  | Hall | WOT00000004100399 | Pam Young | Performance Verification | Completed | Michael Youch | 10/25/2019 | 10/25/2019 | Performance Verification for PHYSIO-CONTROL CORPORATION 11208476 48438043 | Initial Install of Performance Verification. Device is ready for patient use. |  |  | 10/25/2019 | 10/25/2019
|  | PHYSIO-CONTROL CORPORATION | LIFEPAK 20E | DEFIBRILLATOR, W/ PACING, ANALYZE |  | STRESS TEST | Kelemen | BASEMENT |  | 10/23/2019 |  | 10/23/24 |  |  | NO | YES |  |  |  |  | PHYSIO-CONTROL CORPORATION 11208473 48429015 |  |  | Active |  |  |  | Life Support | 6M:00-MFG | 10/23/2019 | 10/23/2019 | COOPER UNIVERSITY HOSPITAL |  |  | B79 | WOT00000004089842 | KIM HUMMEL | Performance Verification | Completed | Michael Youch | 10/23/2019 | 10/23/2019 | Performance Verification for PHYSIO-CONTROL CORPORATION 11208473 48429015 | Initial Install of Performance Verification. Device is ready for patient use. |  |  | 10/23/2019 | 10/23/2019
|  | PHYSIO-CONTROL CORPORATION | LIFEPAK 20E | DEFIBRILLATOR, W/ PACING, ANALYZE |  | HEART STATION | Kelemen |  |  | 10/23/2019 |  | 10/23/24 |  |  | NO | YES |  |  |  |  | PHYSIO-CONTROL CORPORATION 11208474 48434477 |  |  | Active |  |  |  | Life Support | 6M:00-MFG | 10/23/2019 | 10/23/2019 | COOPER UNIVERSITY HOSPITAL |  |  | HS hall | WOT00000004089928 | MARCEL JOHNSON | Performance Verification | Completed | Michael Youch | 10/23/2019 | 10/23/2019 | Performance Verification for PHYSIO-CONTROL CORPORATION 11208474 48434477 | Initial Install of Performance Verification. Device is ready for patient use. |  |  | 10/23/2019 | 10/23/2019
|  | PHYSIO-CONTROL CORPORATION | LIFEPAK 20E | DEFIBRILLATOR, W/ PACING, ANALYZE |  | KELEMEN 9 | Kelemen |  |  | 10/23/2019 |  | 10/23/24 |  |  | NO | YES |  |  |  |  | PHYSIO-CONTROL CORPORATION 11208472 48428642 |  |  | Active |  |  |  | Life Support | 6M:00-MFG | 10/23/2019 | 10/23/2019 | COOPER UNIVERSITY HOSPITAL |  |  | Hall | WOT00000004089701 | LAURA ZIMMERMAN | Performance Verification | Completed | Michael Youch | 10/23/2019 | 10/23/2019 | Performance Verification for PHYSIO-CONTROL CORPORATION 11208472 48428642 | Initial Install of Performance Verification. Device is ready for patient use. |  |  | 10/23/2019 | 10/23/2019
|  | PHYSIO-CONTROL CORPORATION | LIFEPAK 20E | DEFIBRILLATOR, W/ PACING, ANALYZE |  | KELEMEN 8 PCU | Kelemen |  |  | 10/22/2019 |  | 10/22/24 |  |  | NO | YES |  |  |  |  | PHYSIO-CONTROL CORPORATION 11208468 48435039 |  |  | Active |  |  |  | Life Support | 6M:00-MFG | 10/22/2019 | 10/22/2019 | COOPER UNIVERSITY HOSPITAL |  |  | N8 | WOT00000004083090 | BYRON WELLS | Performance Verification | Completed | Michael Youch | 10/22/2019 | 10/22/2019 | Performance Verification for PHYSIO-CONTROL CORPORATION 11208468 48435039 | Initial Install of Performance Verification. Device is ready for patient use. |  |  | 10/22/2019 | 10/22/2019
|  | PHYSIO-CONTROL CORPORATION | LIFEPAK 20E | DEFIBRILLATOR, W/ PACING, ANALYZE |  | INCU - KELEMEN S10 | Kelemen |  |  | 10/22/2019 |  | 10/22/24 |  |  | NO | YES |  |  |  |  | PHYSIO-CONTROL CORPORATION 11208469 48435212 |  |  | Active |  |  |  | Life Support | 6M:00-MFG | 10/22/2019 | 10/22/2019 | COOPER UNIVERSITY HOSPITAL |  |  | Performance Verification | WOT00000004083694 | Lisa Brooks | Performance Verification | Completed | Zhan Kiselev | 10/22/2019 | 10/22/2019 | Performance Verification for PHYSIO-CONTROL CORPORATION 11208469 48435212 | Initial Install of Performance Verification. Device is ready for patient use. |  |  | 10/22/2019 | 10/22/2019
|  | PHYSIO-CONTROL CORPORATION | LIFEPAK 20E | DEFIBRILLATOR, W/ PACING, ANALYZE |  | KELEMEN N10 | Kelemen |  |  | 10/22/2019 |  | 10/22/24 |  |  | NO | YES |  |  |  |  | PHYSIO-CONTROL CORPORATION 11208470 48433907 |  |  | Active |  |  |  | Life Support | 6M:00-MFG | 10/22/2019 | 10/22/2019 | COOPER UNIVERSITY HOSPITAL |  |  | Performance Verification | WOT00000004083626 | Lisa Brooks | Performance Verification | Completed | Zhan Kiselev | 10/22/2019 | 10/22/2019 | Performance Verification for PHYSIO-CONTROL CORPORATION 11208470 48433907 | Initial Install of Performance Verification. Device is ready for patient use. |  |  | 10/22/2019 | 10/22/2019
|  | PHYSIO-CONTROL CORPORATION | LIFEPAK 20E | DEFIBRILLATOR, W/ PACING, ANALYZE |  | KELEMEN 8 PCU | Kelemen |  |  | 10/22/2019 |  | 10/22/24 |  |  | NO | YES |  |  |  |  | PHYSIO-CONTROL CORPORATION 11208466 48437991 |  |  | Active |  |  |  | Life Support | 6M:00-MFG | 10/22/2019 | 10/22/2019 | COOPER UNIVERSITY HOSPITAL |  |  | S 8 | WOT00000004082950 | BYRON WELLS | Performance Verification | Completed | Michael Youch | 10/22/2019 | 10/22/2019 | Performance Verification for PHYSIO-CONTROL CORPORATION 11208466 48437991 | Initial Install of Performance Verification. Device is ready for patient use. |  |  | 10/22/2019 | 10/22/2019
|  | PHYSIO-CONTROL CORPORATION | LIFEPAK 20E | DEFIBRILLATOR, W/ PACING, ANALYZE |  | MED/SURG 6 PAVILION | Pavilion |  |  | 10/17/2019 |  | 10/17/24 |  |  | NO | YES |  |  |  |  | PHYSIO-CONTROL CORPORATION 11208452 48433896 |  |  | Active |  |  |  | Life Support | 1Y:00-MFG 4Y:00-BAT | 10/17/2019 | 10/17/2019 | COOPER UNIVERSITY HOSPITAL |  |  | Hall | WOT00000004059208 | BRIAN OSHAUGHNESSY | Performance Verification | Completed | Michael Youch | 10/17/2019 | 10/17/2019 | Performance Verification for PHYSIO-CONTROL CORPORATION 11208452 48433896 | Initial Install of Performance Verification. Device is ready for patient use. |  |  | 10/17/2019 | 10/17/2019
|  | PHYSIO-CONTROL CORPORATION | LIFEPAK 20E | DEFIBRILLATOR, W/ PACING, ANALYZE |  | MED/SURG 6 PAVILION | Kelemen |  |  | 10/17/2019 |  | 10/17/24 |  |  | NO | YES |  |  |  |  | PHYSIO-CONTROL CORPORATION 11208451 48436215 |  |  | Active |  |  |  | Life Support | 1Y:00-MFG 4Y:00-BAT | 10/17/2019 | 10/17/2019 | COOPER UNIVERSITY HOSPITAL |  |  | Hall | WOT00000004058885 | BRIAN OSHAUGHNESSY | Performance Verification | Completed | Michael Youch | 10/17/2019 | 10/17/2019 | Performance Verification for PHYSIO-CONTROL CORPORATION 11208451 48436215 | Initial Install of Performance Verification. Device is ready for patient use. |  |  | 10/17/2019 | 10/17/2019
|  | PHYSIO-CONTROL CORPORATION | LIFEPAK 20E | DEFIBRILLATOR, W/ PACING, ANALYZE |  | INTENSIVE CARE NURSERY | Dorrance |  |  | 10/29/2019 |  | 10/29/24 |  |  | NO | YES |  |  |  |  | MEDTRONIC INC. 11207728 48435009 |  |  | Active |  |  |  | Life Support | 1Y:00-MFG 4Y:00-BAT | 10/29/2019 | 10/29/2019 | COOPER UNIVERSITY HOSPITAL |  |  |  | WOT00000004124288 | JOANNE FOX | Performance Verification | Completed | Gene Amodei | 10/29/2019 | 10/29/2019 | Performance Verification for MEDTRONIC INC. 11207728 48435009 | Initial Install of Performance Verification. Device is ready for patient use. |  |  | 10/29/2019 | 10/29/2019
|  | PHYSIO-CONTROL CORPORATION | LIFEPAK 20E | DEFIBRILLATOR, W/ PACING, ANALYZE |  | LABOR & DELIVERY | Dorrance |  |  | 10/29/2019 |  | 10/29/24 |  |  | NO | YES |  |  |  |  | MEDTRONIC INC. 11207727 48434328 |  |  | Active |  |  |  | Life Support | 1Y:00-MFG 4Y:00-BAT | 10/29/2019 | 10/29/2019 | COOPER UNIVERSITY HOSPITAL |  |  |  | WOT00000004124434 | JOANNA HORST | Performance Verification | Completed | Gene Amodei | 10/29/2019 | 10/29/2019 | Performance Verification for MEDTRONIC INC. 11207727 48434328 | Initial Install of Performance Verification. Device is ready for patient use. |  |  | 10/29/2019 | 10/29/2019
|  | PHYSIO-CONTROL CORPORATION | LIFEPAK 20E | DEFIBRILLATOR, W/ PACING, ANALYZE |  | MATERNAL FETAL CARE UNIT | Dorrance |  |  | 11/05/2019 |  | 11/5/24 |  |  | NO | YES |  |  |  |  | MEDTRONIC INC. 11207696 48435489 |  |  | Temporary |  |  |  | Life Support | 1Y:00-MFG 4Y:00-BAT | 11/05/2019 | 11/05/2019 | COOPER UNIVERSITY HOSPITAL |  |  |  | WOT00000004266795 | JOANNA HORST | Performance Verification | Completed | Gene Amodei | 11/05/2019 | 11/05/2019 | Performance Verification for MEDTRONIC INC. 11207696 48435489 | Initial Install of Performance Verification. Device is ready for patient use. |  |  | 11/05/2019 | 11/05/2019
|  | PHYSIO-CONTROL CORPORATION | LIFEPAK 20E | DEFIBRILLATOR, W/ PACING, ANALYZE |  | CARDIAC CATH LAB | Kelemen |  |  | 10/14/2019 |  | 10/14/24 |  |  | NO | YES |  |  |  |  | PHYSIO-CONTROL CORPORATION 11187616 48437598 |  |  | Active |  |  |  | Life Support | 1Y:00-MFG 4Y:00-BAT | 10/14/2019 | 10/14/2019 | COOPER UNIVERSITY HOSPITAL |  |  | CCL - EP1 (#3) | WOT00000004035824 | LINDA BEAN | Performance Verification | Completed | Stephen Zubrzycki | 10/14/2019 | 10/14/2019 | Performance Verification for PHYSIO-CONTROL CORPORATION 11187616 48437598 | Initial Install of Performance Verification. Device is ready for patient use. |  |  | 10/14/2019 | 10/14/2019
|  | PHYSIO-CONTROL CORPORATION | LIFEPAK 20E | DEFIBRILLATOR, W/ PACING, ANALYZE |  | CARDIAC CATH LAB | Kelemen |  |  | 10/14/2019 |  | 10/14/24 |  |  | NO | YES |  |  |  |  | PHYSIO-CONTROL CORPORATION 11187618 48434185 |  |  | Active |  |  |  | Life Support | 1Y:00-MFG 4Y:00-BAT | 10/14/2019 | 10/14/2019 | COOPER UNIVERSITY HOSPITAL |  |  | CCL - Lab 1 (#9) | WOT00000004036232 | LINDA BEAN | Performance Verification | Completed | Stephen Zubrzycki | 10/14/2019 | 10/14/2019 | Performance Verification for PHYSIO-CONTROL CORPORATION 11187618 48434185 | Initial Install of Performance Verification. Device is ready for patient use. |  |  | 10/14/2019 | 10/14/2019
|  | PHYSIO-CONTROL CORPORATION | LIFEPAK 20E | DEFIBRILLATOR, W/ PACING, ANALYZE |  | CARDIAC CATH LAB | Kelemen |  |  | 10/14/2019 |  | 10/14/24 |  |  | NO | YES |  |  |  |  | PHYSIO-CONTROL CORPORATION 11187617 48427183 |  |  | Active |  |  |  | Life Support | 1Y:00-MFG 4Y:00-BAT | 10/14/2019 | 10/14/2019 | COOPER UNIVERSITY HOSPITAL |  |  | CCL - Lab 2 (#4) | WOT00000004035913 | LINDA BEAN | Performance Verification | Completed | Stephen Zubrzycki | 10/14/2019 | 10/14/2019 | Performance Verification for PHYSIO-CONTROL CORPORATION 11187617 48427183 | Initial Install of Performance Verification. Device is ready for patient use. |  |  | 10/14/2019 | 10/14/2019
|  | PHYSIO-CONTROL CORPORATION | LIFEPAK 20E | DEFIBRILLATOR, W/ PACING, ANALYZE |  | CARDIAC CATH LAB | Kelemen |  |  | 10/14/2019 |  | 10/14/24 |  |  | NO | YES |  |  |  |  | PHYSIO-CONTROL CORPORATION 11187615 48434156 |  |  | Active |  |  |  | Life Support | 1Y:00-MFG 4Y:00-BAT | 10/14/2019 | 10/14/2019 | COOPER UNIVERSITY HOSPITAL |  |  | CCL - Lab 4 (#2) | WOT00000004035752 | LINDA BEAN | Performance Verification | Completed | Stephen Zubrzycki | 10/14/2019 | 10/14/2019 | Performance Verification for PHYSIO-CONTROL CORPORATION 11187615 48434156 | Initial Install of Performance Verification. Device is ready for patient use. |  |  | 10/14/2019 | 10/14/2019
|  | PHYSIO-CONTROL CORPORATION | LIFEPAK 20E | DEFIBRILLATOR, W/ PACING, ANALYZE |  | SIMULATION OPERATION | 201 S Broadway |  |  | 07/22/2019 |  | 7/22/24 |  |  | NO | YES |  |  |  |  | PHYSIO-CONTROL CORPORATION 11187608 48293402 |  |  | Active |  |  |  | Life Support | 1Y:00-MFG 4Y:00-BAT | 07/22/2019 | 07/22/2019 | COOPER UNIVERSITY HOSPITAL |  |  | Performance Verification | WOT00000003237252 | GREGG STAMAN | Performance Verification | Closed | Stephen Zubrzycki | 07/22/2019 | 07/22/2019 | Performance Verification for PHYSIO-CONTROL CORPORATION 11187608 48293402 | Initial Install of Performance Verification. Device is ready for patient use. |  |  | 07/22/2019 | 07/22/2019
|  | PHYSIO-CONTROL CORPORATION | LIFEPAK 20E | DEFIBRILLATOR, W/ PACING, ANALYZE |  | SIMULATION OPERATION | 201 S Broadway |  |  | 07/22/2019 |  | 7/22/24 |  |  | NO | YES |  |  |  |  | PHYSIO-CONTROL CORPORATION 11187607 48293662 |  |  | Active |  |  |  | Life Support | 1Y:00-MFG 4Y:00-BAT | 07/22/2019 | 07/22/2019 | COOPER UNIVERSITY HOSPITAL |  |  | Rowan 2nd Floor - Sim Room | WOT00000003237236 | GREGG STAMAN | Performance Verification | Closed | Stephen Zubrzycki | 07/22/2019 | 07/22/2019 | Performance Verification for PHYSIO-CONTROL CORPORATION 11187607 48293662 | Initial Install of Performance Verification. Device is ready for patient use. |  |  | 07/22/2019 | 07/22/2019
|  | PHYSIO-CONTROL CORPORATION | LIFEPAK 20E | DEFIBRILLATOR, W/ PACING, ANALYZE |  | SIMULATION OPERATION | 201 S Broadway |  |  | 07/22/2019 |  | 7/22/24 |  |  | NO | YES |  |  |  |  | PHYSIO-CONTROL CORPORATION 11187606 48293888 |  |  | Active |  |  |  | Life Support | 1Y:00-MFG 4Y:00-BAT | 07/22/2019 | 07/22/2019 | COOPER UNIVERSITY HOSPITAL |  |  | Rowan 2nd Floor - Sim Room | WOT00000003237223 | GREGG STAMAN | Performance Verification | Closed | Stephen Zubrzycki | 07/22/2019 | 07/22/2019 | Performance Verification for PHYSIO-CONTROL CORPORATION 11187606 48293888 | Initial Install of Performance Verification. Device is ready for patient use. |  |  | 07/22/2019 | 07/22/2019
|  | PHYSIO-CONTROL CORPORATION | LIFEPAK 20E | DEFIBRILLATOR, W/ PACING, ANALYZE |  | SAME DAY OR-2ND FL PAVILION | Pavilion |  |  | 02/21/2018 |  | 2/21/23 |  |  | NO | YES |  |  |  |  | PHYSIO-CONTROL CORPORATION 10752650 46657398 |  |  | Active |  | 99:99:99:99:99:99 |  | Life Support | 1Y:00-MFG 4Y:00-BAT | 01/11/2019 | 01/01/2020 | COOPER UNIVERSITY HOSPITAL |  |  | Across from SD OR 4 | WOT00000000555350 | JOE DRUCTOR | Performance Verification | Closed | Richard Jolly | 02/21/2018 | 07/22/2019 | Performance Verification for PHYSIO-CONTROL CORPORATION 10752650 46657398 | Initial Install of Performance Verification. Device is ready for patient use.
|  | PHYSIO-CONTROL CORPORATION | LIFEPAK 20E | DEFIBRILLATOR, W/ PACING, ANALYZE |  | SAME DAY OR-2ND FL PAVILION | Pavilion |  |  | 02/21/2018 |  | 2/21/23 |  |  | NO | YES |  |  |  |  | PHYSIO-CONTROL CORPORATION 10752649 46667450 |  |  | Active |  | 99:99:99:99:99:99 |  | Life Support | 1Y:00-MFG 4Y:00-BAT | 01/11/2019 | 01/01/2020 | COOPER UNIVERSITY HOSPITAL |  |  | Code cart near nurse station | WOT00000000555334 | JOE DRUCTOR | Performance Verification | Closed | Richard Jolly | 02/21/2018 | 07/22/2019 | Performance Verification for PHYSIO-CONTROL CORPORATION 10752649 46667450 | Initial Install of Performance Verification. Device is ready for patient use.
|  | PHYSIO-CONTROL CORPORATION | LIFEPAK 20E | DEFIBRILLATOR, W/ PACING, ANALYZE |  | SAME DAY OR-2ND FL PAVILION | Pavilion |  |  | 03/05/2018 |  | 3/5/23 |  |  | NO | YES |  |  |  |  | MEDTRONIC INC. 10752648 46667503 |  |  | Active |  | 99:99:99:99:99:99 |  | Life Support | 1Y:00-MFG 4Y:00-BAT | 01/11/2019 | 01/01/2020 | COOPER UNIVERSITY HOSPITAL |  |  | Code cart near Nurses Station | WOT00000000555294 | JOE DRUCTOR | Performance Verification | Closed | Richard Jolly | 02/21/2018 | 06/17/2019 | CEID Record Completion for MEDTRONIC INC. 10752648 46667503 | new equipment | EXP1187876 | Labor | 08/27/2018 | 08/27/2018 | Richard Jolly
|  | PHYSIO-CONTROL CORPORATION | LIFEPAK 20E | DEFIBRILLATOR, W/ PACING, ANALYZE |  | VOORHEES CARDIOLOGY | 901 Centennial Blvd | Building 1 |  | 10/12/2017 |  | 10/12/22 |  |  | NO | YES |  |  |  |  | PHYSIO-CONTROL CORPORATION 10732169 46284110 |  |  | Active |  | 99:99:99:99:99:99 |  | Life Support | 6M:00-MFG | 08/21/2019 | 02/01/2020 | COOPER AMBULATORY OFF-SITES |  |  |  | 0012418487 | KATHY COMO | Performance Verification | Closed | Josh Harris | 11/21/2017 | 11/21/2017 | INCOMING INVENTORY | DEVICE INVENTORIED | 66D486AC-A835-488B-AFB4-C92CF0872017 | Labor | 11/21/2017 | 11/21/2017 | Josh Harris
|  | PHYSIO-CONTROL CORPORATION | LIFEPAK 20E | DEFIBRILLATOR, W/ PACING, ANALYZE |  | WILLINGBORO CARDIOLOGY | 218 Sunset Rd |  |  | 10/04/2017 |  | 10/4/22 |  |  | NO | YES |  |  |  |  | PHYSIO-CONTROL CORPORATION 10732164 46260169 |  |  | Active |  | 99:99:99:99:99:99 |  | Life Support | 6M:00-MFG | 06/10/2019 | 12/01/2019 | COOPER AMBULATORY OFF-SITES |  |  | STRESS LAB | 0012418474 | JACKIE YOUNG | Performance Verification | Closed | Josh Harris | 11/21/2017 | 11/21/2017 | INCOMING INVENTORY | DEVICE INVENTORIED | D8849B70-95E9-44A1-B2B0-DF6811261AE1 | Labor | 11/21/2017 | 11/21/2017 | Josh Harris
|  | PHYSIO-CONTROL CORPORATION | LIFEPAK 20E | DEFIBRILLATOR, W/ PACING, ANALYZE |  | BRACE ROAD-CARDIOLOGY | 1210 Brace Rd | Heart Institute |  | 05/23/2017 |  | 5/23/22 |  |  | NO | YES |  |  |  |  | PHYSIO-CONTROL CORPORATION 10732057 45848605 |  |  | Active |  | 99:99:99:99:99:99 |  | Life Support | 6M:00-MFG | 05/06/2019 | 05/01/2020 | COOPER AMBULATORY OFF-SITES |  |  | STRESS LAB | 0012410632 | Beth Mook | Performance Verification | Closed | Josh Harris | 11/17/2017 | 11/17/2017 | INCOMING INVENTORY | DEVICE INVENTORIED | 21F00039-2DAC-4986-964E-6343ADBB3C51 | Labor | 11/17/2017 | 11/17/2017 | Josh Harris
|  | PHYSIO-CONTROL CORPORATION | LIFEPAK 20E | DEFIBRILLATOR, W/ PACING, ANALYZE |  | CARDIAC CATH LAB | Kelemen |  |  | 07/14/2010 |  | 7/14/15 |  |  | NO | YES |  |  |  |  | MEDTRONIC INC. 10725077 39040523 |  |  | Active |  | 99:99:99:99:99:99 |  | Life Support | 6M:00-MFG | 05/30/2019 | 05/01/2020 | COOPER UNIVERSITY HOSPITAL |  |  | CCL - Holding (#8) |  | LINDA BEAN
|  | PHYSIO-CONTROL CORPORATION | LIFEPAK 20E | DEFIBRILLATOR, W/ PACING, ANALYZE |  | VOORHEES CARDIOLOGY SUITE 102 | 901 Centennial Blvd | Building 2 |  | 10/16/2017 |  | 10/16/22 |  |  | NO | YES |  |  |  |  | PHYSIO-CONTROL CORPORATION 10649902 45056543 |  |  | Active |  | 99:99:99:99:99:99 |  | Life Support | 6M:00-MFG | 07/03/2019 | 01/01/2020 | COOPER AMBULATORY OFF-SITES |  |  | ULTRASOUND STRESS RM. | 0012494695 | MICHELE MOLINARI | Performance Verification | Closed | Josh Harris | 12/08/2017 | 12/08/2017 | INCOMING INVENTORY | DEVICE INVENTORIED | BD90DA81-D0E5-49ED-9811-49A2E04083B9 | Labor | 12/08/2017 | 12/08/2017 | Josh Harris
|  | PHYSIO-CONTROL CORPORATION | LIFEPAK 20E | DEFIBRILLATOR, W/ PACING, ANALYZE |  | MD ANDERSON INPATIENT ONCOLOGY | Pavilion |  |  | 07/01/2016 |  | 7/1/21 |  |  | NO | YES |  |  |  |  | PHYSIO-CONTROL CORPORATION 10480486 44618927 |  |  | Active |  | 99:99:99:99:99:99 |  | Life Support | 6M:00-MFG | 05/24/2019 | 05/01/2020 | COOPER UNIVERSITY HOSPITAL |  |  | P5 - Hallway |  | MIRIAM ZIEGLER
|  | PHYSIO-CONTROL CORPORATION | LIFEPAK 20E | DEFIBRILLATOR, W/ PACING, ANALYZE |  | MD ANDERSON INPATIENT ONCOLOGY | Pavilion |  |  | 07/01/2016 |  | 7/1/21 |  |  | NO | YES |  |  |  |  | PHYSIO-CONTROL CORPORATION 10480484 44620151 |  |  | Active |  | 99:99:99:99:99:99 |  | Life Support | 6M:00-MFG | 05/24/2019 | 05/01/2020 | COOPER UNIVERSITY HOSPITAL |  |  | P5 - Hallway |  | MIRIAM ZIEGLER
|  | PHYSIO-CONTROL CORPORATION | LIFEPAK 20E | DEFIBRILLATOR, W/ PACING, ANALYZE |  | WOODSTOWN - CARDIOLOGY | 66 East Ave |  |  | 07/19/2017 |  | 7/19/22 |  |  | NO | YES |  |  |  |  | MEDTRONIC INC. 10480182 46008478 |  |  | Active |  | 99:99:99:99:99:99 |  | Life Support | 6M:00-MFG | 10/02/2019 | 04/01/2020 | COOPER AMBULATORY OFF-SITES |  |  | Stress Room | 0011900626 | SUSAN WHITZELL | Performance Verification | Closed | Michael Youch | 07/14/2017 | 10/17/2017 | NEW DEFIB - CHECK AND TAG - HEART INSTITUTE WOODSTOWN OFFICE | 10/17/2017 11:51:59 AM MDYOUCH (MDYOUCH 7/19/2017 10:15 AM) NEW EQUIPMENT INSTALL AND PA. 10480182 | 7E038FE0-0FB2-4015-AB77-9FCBD36799F3 | Labor | 07/19/2017 | 07/19/2017 | Michael Youch
|  | PHYSIO-CONTROL CORPORATION | LIFEPAK 20E | DEFIBRILLATOR, W/ PACING, ANALYZE |  | OPERATING ROOM - PAVILION | Kelemen |  |  | 10/12/2010 |  | 10/12/15 |  |  | NO | YES |  |  |  |  | MEDTRONIC INC. 10369317 39245371 |  |  | Active |  | 99:99:99:99:99:99 |  | Life Support | 6M:00-MFG | 11/01/2019 | 05/01/2020 | COOPER UNIVERSITY HOSPITAL |  |  | PAV OR P6 |  | DOMINIC VENDETTA
|  | PHYSIO-CONTROL CORPORATION | LIFEPAK 20E | DEFIBRILLATOR, W/ PACING, ANALYZE |  | PAVILION PACU | Pavilion |  |  | 04/20/2011 |  | 4/20/16 |  |  | NO | YES |  |  |  |  | PHYSIO-CONTROL CORPORATION 10368449 39657445 |  |  | Active |  | 99:99:99:99:99:99 |  | Life Support | 6M:00-MFG | 06/14/2019 | 12/01/2019 | COOPER UNIVERSITY HOSPITAL |  |  | ICU P465 |  | FRANK OBRIEN
|  | PHYSIO-CONTROL CORPORATION | LIFEPAK 20E | DEFIBRILLATOR, W/ PACING, ANALYZE |  | CARDIAC CATH LAB | Kelemen |  |  | 07/14/2010 |  | 7/14/15 |  |  | NO | YES |  |  |  |  | MEDTRONIC INC. 10368368 38893145 |  |  | Active |  | 99:99:99:99:99:99 |  | Life Support | 6M:00-MFG | 05/30/2019 | 05/01/2020 | COOPER UNIVERSITY HOSPITAL |  |  | CCL - Lab 3 (#7) |  | LINDA BEAN
|  | PHYSIO-CONTROL CORPORATION | LIFEPAK 20E | DEFIBRILLATOR, W/ PACING, ANALYZE |  |  | Kelemen | Basement | [6 empty] | YES | YES
|  | PHYSIO-CONTROL CORPORATION | LIFEPAK 20E | DEFIBRILLATOR, W/ PACING, ANALYZE | 3202487-041 | CARDIAC CATH LAB | Kelemen |  |  | 07/03/2012 |  | 7/3/17 |  |  | NO | YES |  |  |  |  | MEDTRONIC INC. 10367891 3202487-041 |  |  | Active |  | 99:99:99:99:99:99 |  | Life Support | 6M:00-MFG | 05/30/2019 | 05/01/2020 | COOPER UNIVERSITY HOSPITAL |  |  | CCL - EP2 (#5) |  | LINDA BEAN
|  | PHYSIO-CONTROL CORPORATION | LIFEPAK 20E | DEFIBRILLATOR, W/ PACING, ANALYZE |  | CARDIAC CATH LAB | Kelemen |  |  | 07/14/2010 |  | 7/14/15 |  |  | NO | YES |  |  |  |  | MEDTRONIC INC. 10367890 38859313 |  |  | Active |  | 99:99:99:99:99:99 |  | Life Support | 6M:00-MFG | 05/30/2019 | 05/01/2020 | COOPER UNIVERSITY HOSPITAL |  |  | CCL - Hallway (#6) |  | LINDA BEAN
|  | PHYSIO-CONTROL CORPORATION | LIFEPAK 20E | DEFIBRILLATOR, W/ PACING, ANALYZE |  | OPERATING ROOM - PAVILION | Kelemen |  |  | 10/12/2010 |  | 10/12/15 |  |  | NO | YES |  |  |  |  | PHYSIO-CONTROL CORPORATION 10367393 39245365 |  |  | Active |  | 99:99:99:99:99:99 |  | Life Support | 6M:00-MFG | 11/01/2019 | 05/01/2020 | COOPER UNIVERSITY HOSPITAL |  |  | KELEMEN HALLWAY |  | DOMINIC VENDETTA
|  | PHYSIO-CONTROL CORPORATION | LIFEPAK 20E | DEFIBRILLATOR, W/ PACING, ANALYZE |  |  | Pavilion | [7 empty] | NO | YES
|  | PHYSIO-CONTROL CORPORATION | LIFEPAK 20E | DEFIBRILLATOR, W/ PACING, ANALYZE |  |  | Kelemen | Basement | [6 empty] | YES | YES
|  | PHYSIO-CONTROL CORPORATION | LIFEPAK 20E | DEFIBRILLATOR, W/ PACING, ANALYZE |  | BIOMEDICAL | Dorrance |  |  | 05/06/2014 |  | 5/6/19 |  |  | NO | YES |  |  |  |  | PHYSIO-CONTROL CORPORATION 10365001 42374966 |  |  | Active |  | 99:99:99:99:99:99 |  | Life Support | 6M:00-MFG | 06/27/2019 | 12/01/2019 | COOPER UNIVERSITY HOSPITAL |  |  | Dorrance 406 education |  | Bonnie Aichroch
|  | PHYSIO-CONTROL CORPORATION | LIFEPAK 20E | DEFIBRILLATOR, W/ PACING, ANALYZE |  | PAVILION 8 | Pavilion |  |  | 05/06/2014 |  | 5/6/19 |  |  | NO | YES |  |  |  |  | PHYSIO-CONTROL CORPORATION 10356594 42352092 |  |  | Active |  | 99:99:99:99:99:99 |  | Life Support | 6M:00-MFG | 07/10/2019 | 01/01/2020 | COOPER UNIVERSITY HOSPITAL |  |  | pavilion 8 |  | BRIAN OSHAUGHNESSY
|  | PHYSIO-CONTROL CORPORATION | LIFEPAK 20E | DEFIBRILLATOR, W/ PACING, ANALYZE |  | CHIP - 9 PAVILION | Pavilion |  |  | 05/06/2014 |  | 5/6/19 |  |  | NO | YES |  |  |  |  | PHYSIO-CONTROL CORPORATION 10356530 42384783 |  |  | Active |  | 99:99:99:99:99:99 |  | Life Support | 6M:00-MFG | 07/18/2019 | 01/01/2020 | COOPER UNIVERSITY HOSPITAL |  |  | 9 PAVILION |  | KIM HUMMEL
|  | PHYSIO-CONTROL CORPORATION | LIFEPAK 20E | DEFIBRILLATOR, W/ PACING, ANALYZE |  | CHIP - 9 PAVILION | Pavilion |  |  | 05/06/2014 |  | 5/6/19 |  |  | NO | YES |  |  |  |  | PHYSIO-CONTROL CORPORATION 10356303 42382968 |  |  | Active |  | 99:99:99:99:99:99 |  | Life Support | 6M:00-MFG | 07/18/2019 | 01/01/2020 | COOPER UNIVERSITY HOSPITAL |  |  | 9 PAVILION |  | KIM HUMMEL
|  | PHYSIO-CONTROL CORPORATION | LIFEPAK 20E | DEFIBRILLATOR, W/ PACING, ANALYZE |  | OR - KELEMEN 3 | Pavilion |  |  | 10/12/2010 |  | 10/12/15 |  |  | NO | YES |  |  |  |  | MEDTRONIC INC. 10355463 39245363 |  |  | Active |  | 99:99:99:99:99:99 |  | Life Support | 6M:00-MFG | 11/01/2019 | 05/01/2020 | COOPER UNIVERSITY HOSPITAL |  |  | PAV OR P7 |  | DOMINIC VENDETTA
|  | PHYSIO-CONTROL CORPORATION | LIFEPAK 20E | DEFIBRILLATOR, W/ PACING, ANALYZE |  |  | Pavilion |  |  | 07/22/2019 |  | 7/22/24 |  |  | NO | YES |  |  |  |  | PHYSIO-CONTROL CORPORATION 30144773 42374710 |  |  | Active |  | 99:99:99:99:99:99 | [5 empty] | COOPER UNIVERSITY HOSPITAL |  |  | 8 PAVILION | [5 empty] | 07/22/2019 | 07/22/2019 |  |  |  |  | 07/22/2019 | 07/22/2019
|  | PHYSIO-CONTROL CORPORATION | LIFEPAK 20E | DEFIBRILLATOR, W/ PACING, ANALYZE |  | OPERATING ROOM - PAVILION | Kelemen |  |  | 10/12/2010 |  | 10/12/15 |  |  | NO | YES |  |  |  |  | PHYSIO-CONTROL CORPORATION 10346592 39245369 |  |  | Active |  | 99:99:99:99:99:99 |  | Life Support | 6M:00-MFG | 11/01/2019 | 05/01/2020 | COOPER UNIVERSITY HOSPITAL |  |  | Kelemen OR hallway |  | DOMINIC VENDETTA
|  | PHYSIO-CONTROL CORPORATION | LIFEPAK 20E | DEFIBRILLATOR, W/ PACING, ANALYZE |  | OPERATING ROOM - PAVILION | Pavilion |  |  | 10/12/2010 |  | 10/12/15 |  |  | NO | YES |  |  |  |  | MEDTRONIC INC. 10346317 39241132 |  |  | Active |  | 99:99:99:99:99:99 |  | Life Support | 6M:00-MFG | 11/01/2019 | 05/01/2020 | COOPER UNIVERSITY HOSPITAL |  |  | Pav OR 1 |  | DOMINIC VENDETTA
|  | PHYSIO-CONTROL CORPORATION | LIFEPAK 20E | DEFIBRILLATOR, W/ PACING, ANALYZE |  | PEDIATRICS SOUTH 7 | Kelemen |  |  | 10/12/2010 |  | 10/12/15 |  |  | NO | YES |  |  |  |  | MEDTRONIC INC. 10345110 39245367 |  |  | Active |  | 99:99:99:99:99:99 |  | Life Support | 6M:00-MFG | 07/19/2019 | 01/01/2020 | COOPER UNIVERSITY HOSPITAL |  |  | Kel S7 |  | JOANNE FOX
|  | ZOLL MEDICAL CORPORATION | X SERIES | DEFIBRILLATOR, W/ PACING, ANALYZE | AR18G033294 | MILLVILLE-AIR MED | 60 Fostertown Rd | Cooper 2 |  | 09/26/2019 |  | 9/26/24 |  |  | NO | YES |  |  |  |  | ZOLL MEDICAL CORPORATION 11221638 AR18G033294 |  |  | Active |  | 00:00:00:00:00:00 |  | Life Support | 6M:00-MFG | 09/26/2019 | 09/26/2019 | COOPER AMBULATORY OFF-SITES |  |  |  | WOT00000001183250 | RICK ROHRBACH | Performance Verification | Closed | Josh Harris | 09/26/2019 | 09/26/2019 | Performance Verification for ZOLL MEDICAL CORPORATION 11221638 AR18G033294 | Initial Install of Performance Verification. Device is ready for patient use. |  |  | 09/26/2019 | 09/26/2019
|  | ZOLL MEDICAL CORPORATION | X SERIES | DEFIBRILLATOR, W/ PACING, ANALYZE | AR17K028007 |  | 97 Bogden Blvd | Cooper 1 |  | 11/27/2017 |  | 11/27/22 |  |  | NO | YES |  |  |  |  | ZOLL MEDICAL CORPORATION 10752975 AR17K028007 |  |  | Active |  | 00:00:00:00:00:00 |  | Life Support | 6M:00-MFG | 09/26/2019 | 03/01/2020 | COOPER AMBULATORY OFF-SITES |  |  |  | 0012515045 | RICK ROHRBACH | Preventative Maintenance | Closed | Josh Harris | 12/19/2017 | 12/19/2017 | PERFORMANCE ASSURANCE AT INVENTORY | INVENTORIED DEVICE AND ENSURED DEVICE WAS FUNCTIONING PROPERLY. | F940C7A7-BEC4-44ED-86C9-6823A96BA527 | Labor | 11/27/2017 | 11/27/2017 | Josh Harris
|  | ZOLL MEDICAL CORPORATION | X SERIES | DEFIBRILLATOR, W/ PACING, ANALYZE | AR14K010557 | MILLVILLE-AIR MED | 60 Fostertown Rd | Cooper 2 |  | 02/16/2016 |  | 2/16/21 |  |  | NO | YES |  |  |  |  | ZOLL MEDICAL CORPORATION 10505018 AR14K010557 |  |  | Active |  | 00:00:00:00:00:00 |  | Life Support | 6M:00-MFG | 09/26/2019 | 03/01/2020 | COOPER AMBULATORY OFF-SITES |  |  |  |  | RICK ROHRBACH
|  | CANON USA, INC. | CXDI-50G | DETECTOR, RADIOGRAPHIC, TETHERED |  | 3 COOPER - SURGERY DEPARTMENT | Pavilion | [7 empty] | YES | YES
|  | CANON USA, INC. | CXDI-50G | DETECTOR, RADIOGRAPHIC, TETHERED |  | 3 COOPER - SURGERY DEPARTMENT | Pavilion | [7 empty] | YES | YES
|  | CANNON USA, INC. | CXDI-80C | DETECTOR, RADIOGRAPHIC, WIRELESS |  |  | Kelemen | Basement | [6 empty] | NO | YES
|  | CANON USA, INC. | CXDI-50G | DETECTOR, RADIOGRAPHIC, WIRELESS |  |  | Kelemen | Basement | [6 empty] | YES | YES
|  | CANON USA, INC. | CXDI-50G | DETECTOR, RADIOGRAPHIC, WIRELESS |  |  | Kelemen | Basement | [6 empty] | YES | YES
|  | CANON USA, INC. | CXDI-701C | DETECTOR, RADIOGRAPHIC, WIRELESS |  |  | 3 Cooper |  |  | 09/14/2016 |  | 9/14/23 |  |  | NO | YES |  |  |  |  | CANON USA, INC. 10505031 101881 |  |  | Active |  | 11:11:11:11:11:11 |  | Accessory | 1Y:00-MFG | 03/25/2019 | 03/01/2020 | COOPER AMBULATORY OFF-SITES |  |  | Newest Room-ROOM E | 0011230713 | JUDY ADIRZONE | Performance Verification | Closed | Bonnie Aichroth | 02/22/2017 | 02/22/2017 | INCOMING INVENTORY | DEVICE INVENTORIED | 91ACAA43-AEEF-4E11-BDDD-570CF59FEDBF | Labor | 02/22/2017 | 02/22/2017 | Bonnie Aichroth
|  | CANON USA, INC. | CXDI-701C | DETECTOR, RADIOGRAPHIC, WIRELESS |  |  | Kelemen | [7 empty] | YES | YES
|  | CANON USA, INC. | CXDI-701C | DETECTOR, RADIOGRAPHIC, WIRELESS |  |  | Kelemen | Basement | [6 empty] | NO | YES
|  | CANON USA, INC. | CXDI-701C | DETECTOR, RADIOGRAPHIC, WIRELESS |  |  | Kelemen | [7 empty] | YES | YES
|  | CARESTREAM HEALTH, INC. | DRX CORE 3543C | DETECTOR, RADIOGRAPHIC, WIRELESS |  | VOORHEES ORTHOPEDICS | 901 Centennial Blvd | Building 1 |  | 02/26/2019 |  | 2/26/26 |  |  | NO | YES |  |  |  |  | CARESTREAM HEALTH, INC. 11222040 173230120204 |  |  | Active |  | 99:99:99:99:99:99 |  | Accessory | 1Y:00-MFG | 02/26/2019 | 02/26/2019 | COOPER AMBULATORY OFF-SITES |  |  | Detector-Voor. Bldg 2, Ste 203 | WOT00000001673445 | CAROL STRANTON | Performance Verification | Closed | Charles Santomero | 02/26/2019 | 02/26/2019 | CEID Record Completion for CARESTREAM HEALTH, INC. 11222040 173230120204 | Inventoried device. Verified proper operation. | EXP1664973 | Labor | 02/26/2019 | 02/26/2019 | Charles Santomero
|  | CARESTREAM HEALTH, INC. | DRX PLUS 3543C | DETECTOR, RADIOGRAPHIC, WIRELESS |  | RADIOLOGY DIAGNOSTICS | Kelemen |  |  | 12/12/2017 |  | 12/12/24 |  |  | NO | YES |  |  |  |  | CARESTREAM HEALTH, INC. 10732384 171630100657 |  |  | Active |  | 99:99:99:99:99:99 |  | Accessory | 1Y:00-MFG | 01/31/2019 | 01/01/2020 | COOPER UNIVERSITY HOSPITAL |  |  | ED-Plate | 0012678239 | PAULETTE DUCKREY | Preventative Maintenance | Closed | Josh Harris | 01/26/2018 | 01/26/2018 | PERFORMANCE ASSURANCE AT INVENTORY | INVENTORIED DEVICE AND ENSURED DEVICE WAS FUNCTIONING PROPERLY. | AC3C0449-EBCF-4D32-B415-9DBD7AB8C41E | Labor | 01/18/2018 | 01/18/2018 | Charles Santomero
|  | CARESTREAM HEALTH, INC. | DRX PLUS 3543C | DETECTOR, RADIOGRAPHIC, WIRELESS |  |  | Kelemen | [7 empty] | NO | YES
|  | CARESTREAM HEALTH, INC. | DRX PLUS 3543C | DETECTOR, RADIOGRAPHIC, WIRELESS |  |  | Kelemen | Basement | [6 empty] | YES | YES
|  | FUJI MEDICAL | DR-ID 601SE | DETECTOR, RADIOGRAPHIC, WIRELESS |  | RADIOLOGY DIAGNOSTICS | Kelemen |  |  | 09/28/2016 |  | 9/28/23 |  |  | NO | YES |  |  |  |  | FUJI MEDICAL 10505047 57002196 |  |  | Active |  | 99:99:99:99:99:99 |  | Equipment | 1Y:00-MFG | 05/08/2019 | 05/01/2020 | COOPER UNIVERSITY HOSPITAL |  |  | ER X-Ray-Actual Plate | 0011866065 | PAULETTE DUCKREY | Performance Verification | Closed | Bonnie Aichroth | 06/30/2017 | 06/30/2017 | INCOMING INVENTORY | DEVICE INVENTORIED | 1EB6461E-C8EE-445E-BD7D-D618CCD3CE31 | Labor | 06/30/2017 | 06/30/2017 | Bonnie Aichroth
|  | SIEMENS MEDICAL | 3543 EZH | DETECTOR, RADIOGRAPHIC, WIRELESS | 1828CE |  | Kelemen | Basement | [6 empty] | YES | YES
|  | SIEMENS MEDICAL | 3543 EZH | DETECTOR, RADIOGRAPHIC, WIRELESS |  |  | Kelemen | Basement | [6 empty] | YES | YES
|  | SIEMENS MEDICAL | 3543 EZH | DETECTOR, RADIOGRAPHIC, WIRELESS | 1846JY |  | Kelemen | Basement | [6 empty] | YES | YES
|  | RESPIRONICS | COUGHASSIST CA-3000 | DEVICE, POSITIVE PRESSURE BREATHING, INTERMITTENT |  | RESPIRATORY | Kelemen |  |  | 03/21/2019 |  | 3/21/24 |  |  | NO | YES |  |  |  |  | RESPIRONICS 11208402 024933 |  |  | Active |  | 99:99:99:99:99:99 |  | Equipment | 1Y:00-MFG | 03/21/2019 | 03/21/2019 | COOPER UNIVERSITY HOSPITAL |  |  | ICU equip room | WOT00000000633728 | KATHY LOFLAND | Performance Verification | Closed | Michael Youch | 03/21/2019 | 03/21/2019 | Performance Verification for RESPIRONICS 22479 024933 | Initial Install of Performance Verification. Device is ready for patient use. |  |  | 03/21/2019 | 03/21/2019
|  | RESPIRONICS | COUGHASSIST CA-3000 | DEVICE, POSITIVE PRESSURE BREATHING, INTERMITTENT |  |  | Kelemen |  | retired per steve | [5 empty] | NO | YES
|  | RESPIRONICS | COUGHASSIST CA-3000 | DEVICE, POSITIVE PRESSURE BREATHING, INTERMITTENT |  | RESPIRATORY | Kelemen |  |  | 12/01/2006 |  | 12/1/11 |  |  | NO | YES |  |  |  |  | EMERSON COMPANY, J.H. 10368601 7968 |  |  | Active |  | 99:99:99:99:99:99 |  | Equipment | 1Y:00-MFG | 03/11/2019 | 03/01/2020 | COOPER UNIVERSITY HOSPITAL |  |  | basement STORAGE |  | KATHY LOFLAND
|  | RESPIRONICS | COUGHASSIST CA-3000 | DEVICE, POSITIVE PRESSURE BREATHING, INTERMITTENT |  | RESPIRATORY | Kelemen |  |  | 01/31/2012 |  | 1/31/17 |  |  | NO | YES |  |  |  |  | RESPIRONICS 10365258 024932 |  |  | Active |  | 99:99:99:99:99:99 |  | Equipment | 1Y:00-MFG | 03/21/2019 | 03/01/2020 | COOPER UNIVERSITY HOSPITAL |  |  | ICU EQUIP |  | KATHY LOFLAND
|  | RESPIRONICS | COUGHASSIST CA-3000 | DEVICE, POSITIVE PRESSURE BREATHING, INTERMITTENT |  | RESPIRATORY | Kelemen |  |  | 05/24/2004 |  | 5/24/09 |  |  | NO | YES |  |  |  |  | EMERSON COMPANY, J.H. 10348309 3894 |  |  | Active |  | 99:99:99:99:99:99 |  | Equipment | 1Y:00-MFG | 03/01/2019 | 03/01/2020 | COOPER UNIVERSITY HOSPITAL |  |  | RESPIRATORY |  | KATHY LOFLAND
|  | FRESENIUS MEDICAL NORTH AMERICA | 2008T | DIALYSIS UNIT, GENERAL | 8TOS 219945 | DIALYSIS PROCEDURE CENTER | Kelemen |  |  | 11/14/2019 |  | 11/14/24 |  |  | NO | YES |  |  |  |  | FRESENIUS MEDICAL NORTH AMERICA 11208122 8TOS 219945 |  |  | Active |  | 99:99:99:99:99:99 |  | Life Support | 6M:00-MFG | 11/14/2019 | 11/14/2019 | COOPER UNIVERSITY HOSPITAL |  |  |  | WOT00000001606982 | GERRY DNUNZIO | Performance Verification | Closed | Michael Youch | 11/14/2019 | 11/14/2019 | CEID Record Completion for FRESENIUS MEDICAL NORTH AMERICA 11208122 8TOS 219945 | Inventoried, safety, and documentation . | EXP1729896 | Labor | 11/14/2019 | 11/14/2019 | Michael Youch
|  | FRESENIUS MEDICAL NORTH AMERICA | 2008T | DIALYSIS UNIT, GENERAL | 8TOS 220377 | DIALYSIS PROCEDURE CENTER | Kelemen |  |  | 05/31/2019 |  | 5/31/24 |  |  | NO | YES |  |  |  |  | FRESENIUS MEDICAL NORTH AMERICA 11208121 8TOS 220377 |  |  | Active |  | 99:99:99:99:99:99 |  | Life Support | 6M:00-MFG | 05/31/2019 | 05/31/2019 | COOPER UNIVERSITY HOSPITAL |  |  |  | WOT00000001606926 | GERRY DNUNZIO | Performance Verification | Closed | Michael Youch | 05/31/2019 | 05/31/2019 | Performance Verification for FRESENIUS MEDICAL NORTH AMERICA 11208121 8TOS 220377 | Initial Install of Performance Verification. Device is ready for patient use. |  |  | 05/31/2019 | 05/31/2019
|  | FRESENIUS MEDICAL NORTH AMERICA | 2008T | DIALYSIS UNIT, GENERAL | 5TOS-148723 | DIALYSIS PROCEDURE CENTER | Kelemen |  |  | 09/06/2016 |  | 9/6/21 |  |  | NO | YES |  |  |  |  | FRESENIUS MEDICAL NORTH AMERICA 10505118 5TOS-148723 |  |  | Active |  | 99:99:99:99:99:99 |  | Life Support | 6M:00-MFG | 07/26/2019 | 01/01/2020 | COOPER UNIVERSITY HOSPITAL |  |  |  | 0011468822 | GERRY DNUNZIO | Performance Verification | Closed | Bonnie Aichroth | 04/10/2017 | 04/10/2017 | INCOMING INVENTORY | DEVICE INVENTORIED | CADF3556-0D33-482B-B8B4-1B4006E307CF | Labor | 04/10/2017 | 04/10/2017 | Bonnie Aichroth
|  | FRESENIUS MEDICAL NORTH AMERICA | 2008T | DIALYSIS UNIT, GENERAL | 5TOS-148889 | DIALYSIS PROCEDURE CENTER | Kelemen |  |  | 09/06/2016 |  | 9/6/21 |  |  | NO | YES |  |  |  |  | FRESENIUS MEDICAL NORTH AMERICA 10505117 5TOS-148889 |  |  | Active |  | 99:99:99:99:99:99 |  | Life Support | 6M:00-MFG | 09/26/2019 | 03/01/2020 | COOPER UNIVERSITY HOSPITAL |  |  |  | 0011468830 | GERRY DNUNZIO | Preventative Maintenance | Closed | Bonnie Aichroth | 04/10/2017 | 04/10/2017 | PERFORMANCE ASSURANCE AT INVENTORY | INVENTORIED DEVICE AND ENSURED DEVICE WAS FUNCTIONING PROPERLY. | 50AA5C7A-FFAA-476C-9852-B15517B834E7 | Labor | 09/06/2016 | 09/06/2016 | Kirk Lis
|  | FRESENIUS MEDICAL NORTH AMERICA | 2008T | DIALYSIS UNIT, GENERAL | 5TOS-148773 | DIALYSIS PROCEDURE CENTER | Pavilion |  |  | 09/06/2016 |  | 9/6/21 |  |  | NO | YES |  |  |  |  | FRESENIUS MEDICAL NORTH AMERICA 10505114 5TOS-148773 |  |  | Active |  | 99:99:99:99:99:99 |  | Life Support | 6M:00-MFG | 06/27/2019 | 12/01/2019 | COOPER UNIVERSITY HOSPITAL |  |  |  | 0011468847 | GERRY DNUNZIO | Preventative Maintenance | Closed | Bonnie Aichroth | 04/10/2017 | 04/10/2017 | PERFORMANCE ASSURANCE AT INVENTORY | INVENTORIED DEVICE AND ENSURED DEVICE WAS FUNCTIONING PROPERLY. | 5ED2F9D3-17D1-42C9-BD31-F84795F4A3F7 | Labor | 09/06/2016 | 09/06/2016 | Kirk Lis
|  | FRESENIUS MEDICAL NORTH AMERICA | 2008T | DIALYSIS UNIT, GENERAL | 5TOS-148741 | DIALYSIS PROCEDURE CENTER | Kelemen |  |  | 09/06/2016 |  | 9/6/21 |  |  | NO | YES |  |  |  |  | FRESENIUS MEDICAL NORTH AMERICA 10505111 5TOS-148741 |  |  | Active |  | 99:99:99:99:99:99 |  | Life Support | 6M:00-MFG | 09/26/2019 | 03/01/2020 | COOPER UNIVERSITY HOSPITAL |  |  |  | 0011468863 | GERRY DNUNZIO | Preventative Maintenance | Closed | Bonnie Aichroth | 04/10/2017 | 04/10/2017 | PERFORMANCE ASSURANCE AT INVENTORY | INVENTORIED DEVICE AND ENSURED DEVICE WAS FUNCTIONING PROPERLY. | 1F8B738B-391E-4C2D-9AD6-CF663D48D969 | Labor | 09/06/2016 | 09/06/2016 | Kirk Lis
|  | FRESENIUS MEDICAL NORTH AMERICA | 2008T | DIALYSIS UNIT, GENERAL | 5TOS-148759 | DIALYSIS PROCEDURE CENTER | Kelemen |  |  | 09/06/2016 |  | 9/6/21 |  |  | NO | YES |  |  |  |  | FRESENIUS MEDICAL NORTH AMERICA 10505110 5TOS-148759 |  |  | Active |  | 99:99:99:99:99:99 |  | Life Support | 6M:00-MFG | 07/26/2019 | 01/01/2020 | COOPER UNIVERSITY HOSPITAL |  |  |  | 0011468867 | GERRY DNUNZIO | Preventative Maintenance | Closed | Bonnie Aichroth | 04/10/2017 | 04/10/2017 | PERFORMANCE ASSURANCE AT INVENTORY | INVENTORIED DEVICE AND ENSURED DEVICE WAS FUNCTIONING PROPERLY. | F66220D5-D7BC-4E50-8F70-1D4F6E4CAE05 | Labor | 09/06/2016 | 09/06/2016 | Kirk Lis
|  | FRESENIUS MEDICAL NORTH AMERICA | 2008T | DIALYSIS UNIT, GENERAL | 5TOS-148893 | DIALYSIS PROCEDURE CENTER | Kelemen |  |  | 09/06/2016 |  | 9/6/21 |  |  | NO | YES |  |  |  |  | FRESENIUS MEDICAL NORTH AMERICA 10505113 5TOS-148893 |  |  | Active |  | 99:99:99:99:99:99 |  | Life Support | 6M:00-MFG | 06/03/2019 | 12/01/2019 | COOPER UNIVERSITY HOSPITAL |  |  |  | 0011468853 | GERRY DNUNZIO | Performance Verification | Closed | Bonnie Aichroth | 04/10/2017 | 04/10/2017 | INCOMING INVENTORY | DEVICE INVENTORIED | 48BE7F1A-47D6-45FE-AD7A-4F5852168C65 | Labor | 04/10/2017 | 04/10/2017 | Bonnie Aichroth
|  | FRESENIUS MEDICAL NORTH AMERICA | 2008T | DIALYSIS UNIT, GENERAL | 5TOS-148796 | DIALYSIS PROCEDURE CENTER | Kelemen |  |  | 09/06/2016 |  | 9/6/21 |  |  | NO | YES |  |  |  |  | FRESENIUS MEDICAL NORTH AMERICA 10505112 5TOS-148796 |  |  | Active |  | 99:99:99:99:99:99 |  | Life Support | 6M:00-MFG | 05/31/2019 | 05/01/2020 | COOPER UNIVERSITY HOSPITAL |  |  |  | 0011468859 | GERRY DNUNZIO | Preventative Maintenance | Closed | Bonnie Aichroth | 04/10/2017 | 04/10/2017 | PERFORMANCE ASSURANCE AT INVENTORY | INVENTORIED DEVICE AND ENSURED DEVICE WAS FUNCTIONING PROPERLY. | 8027EBDD-69B6-41A8-BA2A-5534751D8ADB | Labor | 09/06/2016 | 09/06/2016 | Kirk Lis
|  | FRESENIUS MEDICAL NORTH AMERICA | 2008T | DIALYSIS UNIT, GENERAL | 5TOS-148785 | DIALYSIS PROCEDURE CENTER | Kelemen |  |  | 09/06/2016 |  | 9/6/21 |  |  | NO | YES |  |  |  |  | FRESENIUS MEDICAL NORTH AMERICA 10505109 5TOS-148785 |  |  | Active |  | 99:99:99:99:99:99 |  | Life Support | 6M:00-MFG | 05/31/2019 | 05/01/2020 | COOPER UNIVERSITY HOSPITAL |  |  |  | 0011483953 | GERRY DNUNZIO | Performance Verification | Closed | Bonnie Aichroth | 04/14/2017 | 04/14/2017 | INCOMING INVENTORY | DEVICE INVENTORIED | B51C8FF4-E414-4FED-89C0-0FA9AA8E4C4D | Labor | 04/14/2017 | 04/14/2017 | Bonnie Aichroth
|  | PENTAX MEDICAL | 9372HD | DIGITAL CAPTURE | 84087-02 | 6200 MAIN ST-SURGERY | 6200 Main St |  |  | 10/31/2019 |  |  |  |  | NO | YES |  |  |  |  | PENTAX MEDICAL 11200078 84087-02 |  |  | Active |  |  |  | Equipment | PAAR:00-PVAR | 10/31/2019 | 10/31/2019 | COOPER AMBULATORY OFF-SITES |  |  | Performance Verification | WOT00000003697603 | BOBBIE MICKLE | Performance Verification | Completed | Kirk Lis | 10/31/2019 | 10/31/2019 | Performance Verification for PENTAX MEDICAL 11200078 84087-02 | Initial Install of Performance Verification. Device is ready for patient use. |  |  | 10/31/2019 | 10/31/2019
|  | SONY | UPA-P100MD | DIGITAL CAPTURE |  | ANESTHESIOLOGY | Pavilion |  |  | 07/08/2003 |  |  |  |  | NO | YES |  |  |  |  | SONY 10355435 10331 |  |  | Disposition |  | 99:99:99:99:99:99 |  | Equipment | PAAR:00-PVAR | 11/02/2019 |  | COOPER UNIVERSITY HOSPITAL |  |  | OR 6 | WOT00000002201997 | GIACINTA ROUPAS | Disposition | Closed | Salvatore Bombara | 02/14/2019 | 05/15/2019 | Bulk Disposition CNL | unit has been retired | EXP2921493 | Labor | 05/14/2019 | 05/14/2019 | Salvatore Bombara
|  | STORZ | AIDA BELLA | DIGITAL CAPTURE | J1wm202332 | OPERATING ROOM - PAVILION | Pavilion |  |  | 10/31/2019 |  |  |  |  | NO | YES |  |  |  |  | STORZ 11239485 J1wm202332 |  |  | Active |  |  |  | Equipment | PAAR:00-PVAR | 10/31/2019 | 10/31/2019 | COOPER UNIVERSITY HOSPITAL |  |  |  | WOT00000003688681 | DOMINIC VENDETTA | Performance Verification | Completed | Salvatore Bombara | 10/31/2019 | 10/31/2019 | Performance Verification for STORZ 11239485 J1wm202332 | Initial Install of Performance Verification. Device is ready for patient use. |  |  | 10/31/2019 | 10/31/2019
|  | MEDTRONIC SURGICAL NAVIGATION TECHNOLOGI | STEALTHSTATION | DIGITIZER | P-41955 | OR - KELEMEN 3 | Kelemen |  |  | 01/17/2006 |  | 1/17/13 |  |  | NO | YES |  |  |  |  | MEDTRONIC SURGICAL NAVIGATION TECHNOLOGI 10368236 P-41955 |  |  | Disposition |  | 00:19:0F:0B:75:5A |  | Equipment | PAAR:00-PVAR | 11/02/2019 |  | COOPER UNIVERSITY HOSPITAL |  |  | KELEMEN-K7 | WOT00000000532801 | DOMINIC VENDETTA | Disposition | Closed | Salvatore Bombara | 02/08/2018 | 05/23/2019 | Bulk Disposition CNL | unit has been retired from service. | EXP2991059 | Labor | 05/22/2019 | 05/22/2019 | Salvatore Bombara
|  | BELAIR INSTRUMENT COMPANY | E66HC | DISPENSER, PARAFFIN | 1-66HCBE-0007D | LAB HISTOLOGY | Pavilion | BASEMENT |  | 09/28/2011 |  | 9/28/16 |  |  | NO | YES |  |  |  |  | BELAIR INSTRUMENT COMPANY 10368007 1-66HCBE-0007D |  |  | Active |  | 99:99:99:99:99:99 |  | Equipment | 1Y:00-MFG | 09/20/2019 | 09/01/2020 | COOPER UNIVERSITY HOSPITAL |  |  | P036 - HISTOLOGY |  | DALE MORRONE
|  | MACS MILTENYI BIOTEC | GENTLEMACS | DISSOCIATOR |  |  | Kelemen | [7 empty] | YES | YES
|  | MASIMO CORPORATION | RDS-1 | DOCKING STATION |  |  | Kelemen | Basement | [6 empty] | YES | YES
|  | MASIMO CORPORATION | RDS-1 | DOCKING STATION |  |  | Kelemen | [7 empty] | YES | YES
|  | MASIMO CORPORATION | RDS-1 | DOCKING STATION |  |  | Kelemen | [7 empty] | YES | YES
|  | MASIMO CORPORATION | RDS-1 | DOCKING STATION |  |  | Dorrance | [7 empty] | YES | YES
|  | MASIMO CORPORATION | RDS-1 | DOCKING STATION |  |  | Dorrance | [7 empty] | YES | YES
|  | MASIMO CORPORATION | RDS-1 | DOCKING STATION |  | ANESTHESIOLOGY | Kelemen |  |  | 05/30/2018 |  | 5/30/23 |  |  | NO | YES |  |  |  |  | MASIMO CORPORATION 10769519 250158 |  |  | Active |  | 99:99:99:99:99:99 |  | Equipment | PAAR:00-PVAR | 10/31/2019 |  | COOPER UNIVERSITY HOSPITAL |  |  | Performance Verification | WOT00000000959676 | GIACINTA ROUPAS | Performance Verification | Closed | Salvatore Bombara | 05/30/2018 | 07/22/2019 | Performance Verification for MASIMO CORPORATION 10769519 250158 | Initial Install of Performance Verification. Device is ready for patient use.
|  | MASIMO CORPORATION | RDS-1 | DOCKING STATION |  |  | Kelemen | [7 empty] | YES | YES
|  | MASIMO CORPORATION | RDS-1 | DOCKING STATION |  |  | Pavilion | [7 empty] | YES | YES
|  | MASIMO CORPORATION | RDS-1 | DOCKING STATION |  |  | Kelemen | [7 empty] | YES | YES
|  | MASIMO CORPORATION | RDS-1 | DOCKING STATION |  |  | Kelemen | [7 empty] | YES | YES
|  | MASIMO CORPORATION | RDS-1 | DOCKING STATION |  |  | Kelemen | [7 empty] | YES | YES
|  | MASIMO CORPORATION | RDS-1 | DOCKING STATION |  |  | Kelemen | [7 empty] | YES | YES
|  | MASIMO CORPORATION | RDS-1 | DOCKING STATION |  |  | Kelemen | BASEMENT | [6 empty] | YES | YES
|  | MASIMO CORPORATION | RDS-1 | DOCKING STATION |  |  | Kelemen | [7 empty] | YES | YES
|  | MASIMO CORPORATION | RDS-1 | DOCKING STATION |  |  | Kelemen | [7 empty] | YES | YES
|  | MASIMO CORPORATION | RDS-1 | DOCKING STATION |  |  | Pavilion | [7 empty] | YES | YES
|  | MASIMO CORPORATION | RDS-1 | DOCKING STATION |  |  | Pavilion | [7 empty] | YES | YES
|  | MASIMO CORPORATION | RDS-1 | DOCKING STATION |  |  | Pavilion | 7 | [6 empty] | YES | YES
|  | MASIMO CORPORATION | RDS-1 | DOCKING STATION |  |  | Kelemen | [7 empty] | YES | YES
|  | MASIMO CORPORATION | RDS-1 | DOCKING STATION |  |  | Kelemen | [7 empty] | YES | YES
|  | MASIMO CORPORATION | RDS-1 | DOCKING STATION |  |  | Pavilion | [7 empty] | YES | YES
|  | MASIMO CORPORATION | RDS-1 | DOCKING STATION |  |  | Kelemen | [7 empty] | YES | YES
|  | MASIMO CORPORATION | RDS-1 | DOCKING STATION |  |  | Kelemen | [7 empty] | YES | YES
|  | MASIMO CORPORATION | RDS-1 | DOCKING STATION |  |  | Pavilion | [7 empty] | YES | YES
|  | MASIMO CORPORATION | RDS-1 | DOCKING STATION |  |  | Pavilion | [7 empty] | YES | YES
|  | MASIMO CORPORATION | RDS-1 | DOCKING STATION |  |  | Kelemen | [7 empty] | YES | YES
|  | MASIMO CORPORATION | RDS-1 | DOCKING STATION |  |  | Pavilion | [7 empty] | YES | YES
|  | MASIMO CORPORATION | RDS-1 | DOCKING STATION |  |  | Dorrance | [7 empty] | YES | YES
|  | MASIMO CORPORATION | RDS-1 | DOCKING STATION |  |  | Pavilion | [7 empty] | YES | YES
|  | MASIMO CORPORATION | RDS-1 | DOCKING STATION |  |  | 3 Cooper | [7 empty] | YES | YES
|  | STRYKER CORP. | NEPTUNE 2 | DOCKING STATION |  | OR - KELEMEN 3 | Kelemen |  | Removed from service 1/31/20 | 10/31/2019 |  | 10/31/24 |  |  | NO | YES |  |  |  |  | STRYKER CORP. 11239241 0808708503 |  |  | Active |  | 99:99:99:99:99:99 |  | Equipment | PAAR:00-PVAR | 10/31/2019 | 10/31/2019 | COOPER UNIVERSITY HOSPITAL |  |  | 3fd flr Kel OR K349 | WOT00000000667525 | DOMINIC VENDETTA | Performance Verification | Closed | Salvatore Bombara | 10/31/2019 | 10/31/2019 | Performance Verification for STRYKER CORP. 11239241 0808708503 | Initial Install of Performance Verification. Device is ready for patient use. |  |  | 10/31/2019 | 10/31/2019
|  | STRYKER CORP. | NEPTUNE 2 | DOCKING STATION |  | SAME DAY OR-2ND FL PAVILION | Pavilion |  |  | 10/31/2019 |  | 10/31/24 |  |  | NO | YES |  |  |  |  | STRYKER CORP. 11239183 0831701043 |  |  | Active |  | 99:99:99:99:99:99 |  | Equipment | PAAR:00-PVAR | 10/31/2019 | 10/31/2019 | COOPER UNIVERSITY HOSPITAL |  |  | Soil Room P231 | WOT00000000625964 | JOE DRUCTOR | Performance Verification | Closed | Tom Burhart | 10/31/2019 | 10/31/2019 | Performance Verification for STRYKER CORP. 11239183 0831701043 | Initial Install of Performance Verification. Device is ready for patient use. |  |  | 10/31/2019 | 10/31/2019
|  | STRYKER CORP. | NEPTUNE 2 | DOCKING STATION |  | LABOR & DELIVERY | Dorrance |  |  | 06/07/2016 |  | 6/7/21 |  |  | NO | YES |  |  |  |  | STRYKER CORP. 10480471 1506815463 |  |  | Active |  | 99:99:99:99:99:99 |  | Equipment | 1Y:00-MFG | 12/31/2018 | 12/01/2019 | COOPER UNIVERSITY HOSPITAL |  |  | L&D OR DIRTY UTILITY |  | JOANNA HORST
|  | STRYKER CORP. | NEPTUNE 2 | DOCKING STATION |  | OPERATING ROOM - PAVILION | Pavilion |  | Removed from service 1/31/20 | 10/07/2014 |  | 10/7/19 |  |  | NO | YES |  |  |  |  | STRYKER CORP. 10480470 1425302563 |  |  | Active |  | 99:99:99:99:99:99 |  | Equipment | 1Y:00-MFG | 01/14/2019 | 01/01/2020 | COOPER UNIVERSITY HOSPITAL |  |  | PAV OR DIRTY ROOM |  | DOMINIC VENDETTA
|  | STRYKER CORP. | NEPTUNE 2 | DOCKING STATION |  | BRACHFIELD MEDICAL ASSOCIATES-MEDICINE | 218 Sunset Rd |  |  | 12/11/2014 |  | 12/11/19 |  |  | NO | YES |  |  |  |  | STRYKER CORP. 10367171 1426512503 |  |  | Active |  | 99:99:99:99:99:99 |  | Equipment | 1Y:00-MFG | 04/09/2019 | 03/01/2020 | COOPER AMBULATORY OFF-SITES |  |  | ENDO - Processing Room |  | CATHY CRAWFORD
|  | STRYKER CORP. | NEPTUNE 2 | DOCKING STATION |  |  | Pavilion |  | Removed from service 1/31/20 | [5 empty] | NO | YES
|  | STRYKER CORP. | NEPTUNE 2 | DOCKING STATION |  | COOPER DIGESTIVE HEALTH-ENDOSCOPY | 501 Fellowship Rd |  |  | 12/11/2014 |  | 12/11/19 |  |  | NO | YES |  |  |  |  | STRYKER CORP. 10347155 1424503613 |  |  | Active |  | 99:99:99:99:99:99 |  | Equipment | 1Y:00-MFG | 02/28/2019 | 02/01/2020 | COOPER AMBULATORY OFF-SITES |  |  |  |  | JEANNE GREER
|  | STRYKER CORP. | NEPTUNE 2 | DOCKING STATION |  | OPERATING ROOM - PAVILION | Kelemen |  | Removed from service 1/31/20 | 10/07/2014 |  | 10/7/19 |  |  | NO | YES |  |  |  |  | STRYKER CORP. 10346347 1423303103 |  |  | Active |  | 99:99:99:99:99:99 |  | Equipment | 1Y:00-MFG | 12/31/2018 | 12/01/2019 | COOPER UNIVERSITY HOSPITAL |  |  | OR-KELEMEN |  | DOMINIC VENDETTA
|  | NATUS MEDICAL INC. | NICOLETE SONARA | DOPPLER, TRANSCRANIAL | TD180574M | ULTRASOUND | Kelemen | BASEMENT |  | 02/12/2018 |  | 2/12/23 |  |  | NO | YES |  |  |  |  | NATUS MEDICAL INC. 10752772 TD180574M |  |  | Active |  | 99:99:99:99:99:99 |  | Equipment | 1Y:00-MFG | 04/22/2019 | 04/01/2020 | COOPER UNIVERSITY HOSPITAL |  |  |  | WOT00000000542267 | Tracy Saldutti | Service Request | Closed | Zhan Kiselev | 02/09/2018 | 05/18/2018 | tcd machine - safety check and tag | Inventoried new PVR Machine | EXP0126660 | Labor | 02/09/2018 | 02/09/2018 | Zhan Kiselev
|  | BIODEX MEDICAL SYSTEMS | ATOMLAB 500 | DOSE CALIBRATOR |  |  | MD Anderson Cancer Center | [7 empty] | YES | YES
|  | CAPINTEC, INC. | CRC-25R | DOSE CALIBRATOR |  |  | Kelemen | Basement | [6 empty] | YES | YES
|  | BIO-RAD LABORATORIES | CHEF II | DRIVE MODULE |  |  | Kelemen | [7 empty] | YES | YES
|  | SORIN GROUP USA, INC. | CP5 | DRIVE UNIT | Not Known | PERFUSION | Pavilion |  |  | 07/11/2019 |  |  |  | SYSTEM COMPONENT | NO | YES |  |  |  |  | SORIN GROUP USA, INC. 30144032 Not Known |  |  | Active |  | 99:99:99:99:99:99 |  | Life Support | 6M:00-MFG | 07/11/2019 | 07/11/2019 | COOPER UNIVERSITY HOSPITAL |  |  |  |  | Bonnie Aichroch |  |  |  | 07/11/2019 | 07/11/2019 |  |  |  |  | 07/11/2019 | 07/11/2019
|  | OLYMPUS AMERICA, INC. | TJF-140F | DUODENOSCOPE, FLEXIBLE |  |  | 501 Fellowship Rd | [7 empty] | NO | YES
|  | OLYMPUS AMERICA, INC. | TJF-Q180V | DUODENOSCOPE, FLEXIBLE |  | SPECIAL TEST |  |  | Serial Number Report | 11/01/2019 |  | 11/1/22 |  |  | NO | YES |  |  |  |  | OLYMPUS AMERICA, INC. TJF-Q180V/2303906 2303906 |  |  | Active |  | 99:99:99:99:99:99 |  | Equipment | PAAR:00-PVAR | 11/01/2019 | 11/01/2019 | COOPER UNIVERSITY HOSPITAL |  |  | SPECIAL TEST |  | AMY HANNAN |  |  |  | 11/01/2019 | 11/01/2019 |  |  |  |  | 11/01/2019 | 11/01/2019
|  | OLYMPUS AMERICA, INC. | TJF-Q180V | DUODENOSCOPE, FLEXIBLE |  | SPECIAL TEST |  |  | Serial Number Report | 11/02/2019 |  | 11/2/22 |  |  | NO | YES |  |  |  |  | OLYMPUS AMERICA, INC. TJF-Q180V/2101249 2101249 |  |  | Active |  | 99:99:99:99:99:99 |  | Equipment | PAAR:00-PVAR | 11/02/2019 | 11/02/2019 | COOPER UNIVERSITY HOSPITAL |  |  | SPD |  | AMY HANNAN |  |  |  | 11/02/2019 | 11/02/2019 |  |  |  |  | 11/02/2019 | 11/02/2019
|  | OLYMPUS AMERICA, INC. | TJF-Q180V | DUODENOSCOPE, FLEXIBLE |  | SPECIAL TEST |  |  | Serial Number Report | 10/31/2019 |  | 10/31/22 |  |  | NO | YES |  |  |  |  | OLYMPUS AMERICA, INC. 2618345 2618345 |  |  | Active |  | 99:99:99:99:99:99 |  | Equipment | PAAR:00-PVAR | 10/31/2019 | 10/31/2019 | COOPER UNIVERSITY HOSPITAL |  |  |  |  | AMY HANNAN |  |  |  | 10/31/2019 | 10/31/2019 |  |  |  |  | 10/31/2019 | 10/31/2019
|  | OLYMPUS AMERICA, INC. | TJF-Q180V | DUODENOSCOPE, FLEXIBLE |  | SPECIAL TEST |  |  | Serial Number Report | 10/31/2019 |  | 10/31/22 |  |  | NO | YES |  |  |  |  | OLYMPUS AMERICA, INC. 2618343 2618343 |  |  | Active |  | 99:99:99:99:99:99 |  | Equipment | PAAR:00-PVAR | 10/31/2019 | 10/31/2019 | COOPER UNIVERSITY HOSPITAL |  |  |  |  | AMY HANNAN |  |  |  | 10/31/2019 | 10/31/2019 |  |  |  |  | 10/31/2019 | 10/31/2019
|  | OLYMPUS AMERICA, INC. | TJF-Q180V | DUODENOSCOPE, FLEXIBLE |  | SPECIAL TEST |  |  | Serial Number Report | 10/31/2019 |  | 10/31/22 |  |  | NO | YES |  |  |  |  | OLYMPUS AMERICA, INC. 2618159 2618159 |  |  | Active |  | 99:99:99:99:99:99 |  | Equipment | PAAR:00-PVAR | 10/31/2019 | 10/31/2019 | COOPER UNIVERSITY HOSPITAL |  |  |  |  | AMY HANNAN |  |  |  | 10/31/2019 | 10/31/2019 |  |  |  |  | 10/31/2019 | 10/31/2019
|  | OLYMPUS AMERICA, INC. | TJF-Q180V | DUODENOSCOPE, FLEXIBLE |  | SPECIAL TEST |  |  | Serial Number Report | 10/31/2019 |  | 10/31/22 |  |  | NO | YES |  |  |  |  | OLYMPUS AMERICA, INC. 2618339 2618339 |  |  | Active |  | 99:99:99:99:99:99 |  | Equipment | PAAR:00-PVAR | 10/31/2019 | 10/31/2019 | COOPER UNIVERSITY HOSPITAL |  |  |  |  | AMY HANNAN |  |  |  | 10/31/2019 | 10/31/2019 |  |  |  |  | 10/31/2019 | 10/31/2019
|  | OLYMPUS AMERICA, INC. | TJF-Q180V | DUODENOSCOPE, FLEXIBLE |  |  | 501 Fellowship Rd | [7 empty] | NO | YES
|  | OLYMPUS AMERICA, INC. | TJF-Q180V | DUODENOSCOPE, FLEXIBLE | [10 empty] | YES | YES
|  | PHILIPS MEDICAL SYSTEMS | 4522 300 35474 | EDL TOOL |  | BIOMEDICAL | Kelemen |  |  | 10/31/2019 |  |  |  |  | NO | YES |  |  |  |  | PHILIPS MEDICAL SYSTEMS 11208391 000000 |  |  | Active |  |  |  | Equipment | PAAR:00-PVAR | 10/31/2019 | 10/31/2019 | COOPER UNIVERSITY HOSPITAL |  |  | Performance Verification | WOT00000002746039 | Bonnie Aichroch | Performance Verification | Closed | Zhan Kiselev | 10/31/2019 | 10/31/2019 | Performance Verification for UNMATCHED 11208391 000000 | Initial Install of Performance Verification. Device is ready for patient use. |  |  | 10/31/2019 | 10/31/2019
|  | BIONET AMERICA, INC. | CARDIOCARE 2000 | ELECTROCARDIOGRAPH (ECG) | EM1100479 | COOPER INTERNAL MEDICINE- 416 HADDON | 416 Haddon Ave |  |  | 05/01/2018 |  | 5/1/25 |  |  | NO | YES |  |  |  |  | BIONET AMERICA, INC. 10480219 EM1100479 |  |  | Active |  | 11:11:11:11:11:11 |  | Equipment | 1Y:00-MFG | 01/15/2019 | 01/01/2020 | COOPER AMBULATORY OFF-SITES |  |  | 416 Haddon Ave. | WOT00000001604161 |  | Repair | Closed | Stephen Zubrzycki | 10/25/2018 | 05/23/2019 | EKG - Giving an unconfirmed report, not reading, some people are flatlined, not giving proper readings | Gave them 10480170 as loaner Returned from Bionet. VPO of unit and returned to service. | EXP1926359 | Vendor Parts
|  | BURDICK CORPORATION | ATRIA 3000 | ELECTROCARDIOGRAPH (ECG) | A3000-003049 | INTERNAL MEDICINE | 180 Tuckerton Rd |  |  | 07/09/2019 |  | 7/9/26 |  |  | NO | YES |  |  |  |  | BURDICK CORPORATION 11200045 A3000-003049 |  |  | Active |  |  |  | Equipment | 1Y:00-MFG | 07/09/2019 | 07/09/2019 | COOPER AMBULATORY OFF-SITES |  |  | 180 TUCKERTON RD MEDFORD | WOT00000003172959 | CINDY PATTEN | Performance Verification | Closed | Kirk Lis | 07/09/2019 | 07/09/2019 | Performance Verification for BURDICK CORPORATION 11200045 A3000-003049 | Initial Install of Performance Verification. Device is ready for patient use. |  |  | 07/09/2019 | 07/09/2019
|  | PHILIPS MEDICAL SYSTEMS | PAGEWRITER | ELECTROCARDIOGRAPH (ECG) |  |  | 1217 N Church St | [7 empty] | YES | YES
|  | GE HEALTHCARE | MAC 1200 | ELECTROCARDIOGRAPH (ECG), INTERPRETIVE |  | 3 COOPER-COOPER RESEARCH INSTITUTE | 3 Cooper |  |  | 10/05/2004 |  | 10/5/11 |  |  | NO | YES |  |  |  |  | GE MEDICAL SYSTEMS 10346756 550011111 |  |  | Active |  | 99:99:99:99:99:99 |  | Equipment | 1Y:00-MFG | 11/01/2019 | 11/01/2020 | COOPER AMBULATORY OFF-SITES |  |  | Suite 1102B - Conference Room |  | CHRISTINE RICKETTE
|  | GE HEALTHCARE | MAC 2000 | ELECTROCARDIOGRAPH (ECG), INTERPRETIVE | srr19130013pa | COOPER BONE & JOINT- GLASSBORO | 221 Victoria Street |  |  | 08/21/2019 |  | 8/21/26 |  |  | NO | YES |  |  |  |  | GE MEDICAL SYSTEMS 11221924 srr19130013pa |  |  | Active |  | 00:A0:F4:50:9B:76 |  | Equipment | 1Y:00-MFG | 08/21/2019 | 08/21/2019 | COOPER AMBULATORY OFF-SITES |  |  | GLASSBORO | WOT00000002753380 | COURTNEY BUDD | Performance Verification | Closed | Josh Harris | 08/21/2019 | 08/21/2019 | Performance Verification for GE MEDICAL SYSTEMS 11221924 srr19130013pa | Initial Install of Performance Verification. Device is ready for patient use. |  |  | 08/21/2019 | 08/21/2019
|  | GE HEALTHCARE | MAC 2000 | ELECTROCARDIOGRAPH (ECG), INTERPRETIVE | SMT16087096PA | MOORESTOWN-FAMILY MEDICINE | 110 Marter Ave |  |  | 08/07/2019 |  | 8/7/26 |  |  | NO | YES |  |  |  |  | GE MEDICAL SYSTEMS 10769730 SMT16087096PA |  |  | Active |  | 00:A0:F4:50:45:14 |  | Equipment | 1Y:00-MFG | 08/07/2019 | 08/07/2019 | COOPER AMBULATORY OFF-SITES |  |  | MARTER AVE | 0012025678 | LYNNE DEJOSEPH | Performance Verification | Closed | Josh Harris | 08/07/2019 | 08/07/2019 | INCOMING INVENTORY | DEVICE INVENTORIED | 0D5CB378-EC40-47DC-87C0-828DFD79B2A5 | Labor | 08/07/2019 | 08/07/2019 | Bonnie Aichroth
|  | GE HEALTHCARE | MAC 2000 | ELECTROCARDIOGRAPH (ECG), INTERPRETIVE | SMT16097139PA | COOPER PRIMARY CARE | 20 S Black Horse Pike |  |  | 04/20/2016 |  | 4/20/23 |  |  | NO | YES |  |  |  |  | GE MEDICAL SYSTEMS 10769661 SMT16097139PA |  |  | Active |  | 00:A0:F4:50:42:35 |  | Equipment | 1Y:00-MFG | 01/18/2019 | 01/01/2020 | COOPER AMBULATORY OFF-SITES |  |  | RUNNEMEDE | 0012056173 | CINDY PATTEN | Performance Verification | Closed | Richard Jolly | 08/22/2017 | 08/22/2017 | INCOMING INVENTORY | DEVICE INVENTORIED | F1BE6BD1-4556-4E47-BD5B-C2FD7F594338 | Labor | 08/22/2017 | 08/22/2017 | Bonnie Aichroth
|  | GE HEALTHCARE | MAC 2000 | ELECTROCARDIOGRAPH (ECG), INTERPRETIVE | smt16087135pa | COOPER CANCER-- EGG HARBOR | 303 Central Ave |  |  | 05/23/2019 |  | 5/23/26 |  |  | NO | YES |  |  |  |  | GE MEDICAL SYSTEMS 10732270 smt16087135pa |  |  | Active |  |  |  | Equipment | 1Y:00-MFG | 08/21/2019 | 08/01/2020 | COOPER AMBULATORY OFF-SITES |  |  | Performance Verification | WOT00000002753359 | VIOLET YACOVELLI | Performance Verification | Closed | Josh Harris | 05/30/2019 | 06/29/2019 | CEID Record Completion for GE MEDICAL SYSTEMS 10732270 smt16087135pa | Inventoried new unit. | EXP3064851 | Labor | 05/31/2019 | 05/31/2019 | Josh Harris
|  | GE HEALTHCARE | MAC 2000 | ELECTROCARDIOGRAPH (ECG), INTERPRETIVE | SMT16066993PA | WOODLYNNE FAMILY MEDICINE | 20 S Black Horse Pike |  |  | 05/26/2016 |  | 5/26/23 |  |  | NO | YES |  |  |  |  | GE MEDICAL SYSTEMS 10649925 SMT16066993PA |  |  | Active |  | 00:A0:F4:50:43:0C |  | Equipment | 1Y:00-MFG | 11/01/2019 | 11/01/2020 | COOPER AMBULATORY OFF-SITES |  |  | RUNNEMEADE BLK. HORSE PIKE | 0011495831 | SHEILA HERNANDEZ | Performance Verification | Closed | Bonnie Aichroth | 04/19/2017 | 04/19/2017 | INCOMING INVENTORY | DEVICE INVENTORIED | 08AD9496-8CF8-4AE5-AA72-2C9B32410AE5 | Labor | 04/19/2017 | 04/19/2017 | Bonnie Aichroth
|  | GE HEALTHCARE | MAC 2000 | ELECTROCARDIOGRAPH (ECG), INTERPRETIVE | SMT15445394PA | COOPER FAMILY MEDICINE AT CAMDEN COUNTY COLLEGE | 200 College Dr |  |  | 02/22/2016 |  | 2/22/23 |  |  | NO | YES |  |  |  |  | GE MEDICAL SYSTEMS 10505062 SMT15445394PA |  |  | Active |  | 00:A0:F4:50:3D:16 |  | Equipment | 1Y:00-MFG | 05/28/2019 | 05/01/2020 | COOPER AMBULATORY OFF-SITES |  |  | Hallway |  | KATHLEEN CLIFFORD
|  | GE HEALTHCARE | MAC 2000 | ELECTROCARDIOGRAPH (ECG), INTERPRETIVE | Smt16077010pa |  | 651 John F Kennedy Way | [7 empty] | NO | YES
|  | GE HEALTHCARE | MAC 2000 | ELECTROCARDIOGRAPH (ECG), INTERPRETIVE | SMT16087128PA | KROC CENTER-FAMILY MEDICINE | 1965 Harrison Ave |  |  | 04/20/2016 |  | 4/20/23 |  |  | NO | YES |  |  |  |  | GE MEDICAL SYSTEMS 10480502 SMT16087128PA |  |  | Active |  |  |  | Equipment | 1Y:00-MFG | 05/07/2019 | 05/01/2020 | COOPER AMBULATORY OFF-SITES |  |  | 1865 HARRISON STREET |  | JESSICA NIEVES
|  | GE HEALTHCARE | MAC 2000 | ELECTROCARDIOGRAPH (ECG), INTERPRETIVE | SMT16077014PA | BIOMEDICAL | 221 Victoria Street |  |  | 03/07/2017 |  | 3/7/24 |  |  | NO | YES |  |  |  |  | GE MEDICAL SYSTEMS 10480170 SMT16077014PA |  |  | Active |  | 00:A0:F4:50:44:22 |  | Equipment | 1Y:00-MFG | 12/10/2018 | 12/01/2019 | COOPER UNIVERSITY HOSPITAL |  |  | Biomed | 0011461449 | Bonnie Aichroch | Preventative Maintenance | Closed | Bonnie Aichroth | 04/06/2017 | 04/06/2017 | PERFORMANCE ASSURANCE AT INVENTORY | INVENTORIED DEVICE AND ENSURED DEVICE WAS FUNCTIONING PROPERLY. | 8EA04C98-4C1B-49B4-A8F6-ABDEE6064FB0 | Labor | 03/07/2017 | 03/07/2017 | Michael Youch
|  | GE HEALTHCARE | MAC 2000 | ELECTROCARDIOGRAPH (ECG), INTERPRETIVE | SMT14462324PA | CINNAMINSON URGENT CARE | 195 US-130 |  |  | 10/29/2014 |  | 10/29/21 |  |  | NO | YES |  |  |  |  | GE MEDICAL SYSTEMS 10369001 SMT14462324PA |  |  | Active |  | 00:A0:F4:50:30:66 |  | Equipment | 1Y:00-MFG | 12/06/2018 | 12/01/2019 | COOPER AMBULATORY OFF-SITES |  |  | NURSE STATION |  | MELISSA PORTOBANCO
|  | GE HEALTHCARE | MAC 2000 | ELECTROCARDIOGRAPH (ECG), INTERPRETIVE | SRR19130009PA | VOORHEES SURGERY CENTER-HEM/ONC | 900 Centennial | Suite M |  | 06/18/2019 |  | 6/18/26 |  |  | NO | YES |  |  |  |  | GE MEDICAL SYSTEMS 30225245 SRR19130009PA |  |  | Active |  | 00:A0:F4:50:9B:72 |  | Equipment | 1Y:00-MFG | 06/18/2019 | 06/18/2019 | COOPER AMBULATORY OFF-SITES |  |  | Suite M - Moves | WOT00000002923900 | MEGAN MCCAFFERTY | Performance Verification | Closed | Stephen Zubrzycki | 06/18/2019 | 06/18/2019 | Performance Verification for GE MEDICAL SYSTEMS 30225245 SRR19130009PA | Initial Install of Performance Verification. Device is ready for patient use. |  |  | 06/18/2019 | 06/18/2019
|  | GE HEALTHCARE | MAC 2000 | ELECTROCARDIOGRAPH (ECG), INTERPRETIVE | SRR19170044PA | VOORHEES SURGERY CENTER-HEM/ONC | 900 Centennial | Suite M |  | 06/18/2019 |  | 6/18/26 |  |  | NO | YES |  |  |  |  | GE MEDICAL SYSTEMS 30225244 SRR19170044PA |  |  | Active |  | 00:A0:F4:50:9E:E8 |  | Equipment | 1Y:00-MFG | 06/18/2019 | 06/18/2019 | COOPER AMBULATORY OFF-SITES |  |  | Suite M - Moves | WOT00000002923871 | MEGAN MCCAFFERTY | Performance Verification | Closed | Stephen Zubrzycki | 06/18/2019 | 06/18/2019 | CEID Record Completion for GE MEDICAL SYSTEMS 30225244 SRR19170044PA | Inventoried unit | EXP3180107 | Labor | 06/18/2019 | 06/18/2019 | Stephen Zubrzycki
|  | GE HEALTHCARE | MAC 2000 | ELECTROCARDIOGRAPH (ECG), INTERPRETIVE | SMT16077012PA | 3 COOPER-CARDIAC DIAGNOSTIC CENTER | 3 Cooper |  |  | 11/01/2019 |  | 11/1/26 |  |  | NO | YES |  |  |  |  | GE MEDICAL SYSTEMS 30225097 SMT16077012PA |  |  | Active |  | 84:25:3F:34:2C:62 |  | Equipment | 1Y:00-MFG | 11/01/2019 | 11/01/2019 | COOPER AMBULATORY OFF-SITES |  |  | Suite 311 - Moves |  | CARLA TRUELL |  |  |  | 11/01/2019 | 11/01/2019 |  |  |  |  | 11/01/2019 | 11/01/2019
|  | GE HEALTHCARE | MAC 2000 | ELECTROCARDIOGRAPH (ECG), INTERPRETIVE | SMT15485898PA | KINGS HIGHWAY-MEDICINE | 1103 N Kings Hwy |  |  | 03/11/2016 |  | 3/11/23 |  |  | NO | YES |  |  |  |  | GE MEDICAL SYSTEMS 10349435 SMT15485898PA |  |  | Active |  | 00:A0:F4:50:3F:4A |  | Equipment | 1Y:00-MFG | 04/02/2019 | 04/01/2020 | COOPER AMBULATORY OFF-SITES |  |  | 1103 N. KINGS HIGHWAY |  | CHRISTINE MULLER
|  | GE HEALTHCARE | MAC 2000 | ELECTROCARDIOGRAPH (ECG), INTERPRETIVE | SMT15153681PA | VOORHEES SURGERY CENTER - GYN/ONCOLOGY | 900 Centennial Blvd | Suite M |  | 07/30/2015 |  | 7/30/22 |  |  | NO | YES |  |  |  |  | GE MEDICAL SYSTEMS 10349326 SMT15153681PA |  |  | Active |  | B0:5A:DA:3B:50:5D |  | Equipment | 1Y:00-MFG | 04/19/2019 | 04/01/2020 | COOPER AMBULATORY OFF-SITES |  |  | SUITE F |  | SUE MALTMAN
|  | GE HEALTHCARE | MAC 2000 | ELECTROCARDIOGRAPH (ECG), INTERPRETIVE | SMT16067006PA | 3 COOPER-MULTISPECIALTY CENTER | 3 Cooper |  |  | 11/01/2019 |  | 11/1/26 |  |  | NO | YES |  |  |  |  | GE MEDICAL SYSTEMS 30146350 SMT16067006PA |  |  | Active |  | 00:A0:F4:50:44:29 |  | Equipment | 1Y:00-MFG | 11/01/2019 | 11/01/2019 | COOPER AMBULATORY OFF-SITES |  |  | Suite 104 - Moves |  | MARGIE OUTLER |  |  |  | 11/01/2019 | 11/01/2019 |  |  |  |  | 11/01/2019 | 11/01/2019
|  | GE HEALTHCARE | MAC 2000 | ELECTROCARDIOGRAPH (ECG), INTERPRETIVE | SMT16066978PA | HADDON HEIGHTS-FAMILY MEDICINE | 504 White Horse Pike |  |  | 09/16/2019 |  | 9/16/26 |  |  | NO | YES |  |  |  |  | GE MEDICAL SYSTEMS 30146348 SMT16066978PA |  |  | Active |  | 00:A0:F4:50:44:76 |  | Equipment | 1Y:00-MFG | 09/16/2019 | 09/16/2019 | COOPER AMBULATORY OFF-SITES |  |  | HADDON HEIGHTS SITE WHT. HORSE PIKE |  | KELLIE STOUT |  |  |  | 09/16/2019 | 09/16/2019 |  |  |  |  | 09/16/2019 | 09/16/2019
|  | GE HEALTHCARE | MAC 2000 | ELECTROCARDIOGRAPH (ECG), INTERPRETIVE | SMT16066967PA | HADDON HEIGHTS-FAMILY MEDICINE | 504 White Horse Pike |  |  | 09/16/2019 |  | 9/16/26 |  |  | NO | YES |  |  |  |  | GE MEDICAL SYSTEMS 30146347 SMT16066967PA |  |  | Active |  | 00:A0:F4:50:45:9C |  | Equipment | 1Y:00-MFG | 09/16/2019 | 09/16/2019 | COOPER AMBULATORY OFF-SITES |  |  | NURSE STATION |  | KELLIE STOUT |  |  |  | 09/16/2019 | 09/16/2019 |  |  |  |  | 09/16/2019 | 09/16/2019
|  | GE HEALTHCARE | MAC 2000 | ELECTROCARDIOGRAPH (ECG), INTERPRETIVE | SMT16097182PA | MAPLE SHADE-FAMILY MEDICINE | 111 E Main St |  |  | 03/11/2019 |  | 3/11/26 |  |  | NO | YES |  |  |  |  | GE MEDICAL SYSTEMS 30146345 SMT16097182PA |  |  | Active |  | 00:A0:F4:50:43:AA |  | Equipment | 1Y:00-MFG | 03/11/2019 | 03/11/2019 | COOPER AMBULATORY OFF-SITES |  |  | 111 EAST MAIN STREET |  | ANDREA GRAHAM |  |  |  | 03/11/2019 | 03/11/2019 |  |  |  |  | 03/11/2019 | 03/11/2019
|  | GE HEALTHCARE | MAC 2000 | ELECTROCARDIOGRAPH (ECG), INTERPRETIVE | SMT16066996PA | LINCOLN DRIVE-FAMILY MEDICINE | 701 NJ-73 |  |  | 10/08/2019 |  | 10/8/26 |  |  | NO | YES |  |  |  |  | GE MEDICAL SYSTEMS 30146344 SMT16066996PA |  |  | Active |  | 00:A0:F4:50:41:6C |  | Equipment | 1Y:00-MFG | 10/08/2019 | 10/08/2019 | COOPER AMBULATORY OFF-SITES |  |  | 701 Rt 73N - Hallway |  | SCOTT GROFF |  |  |  | 10/08/2019 | 10/08/2019 |  |  |  |  | 10/08/2019 | 10/08/2019
|  | GE HEALTHCARE | MAC 2000 | ELECTROCARDIOGRAPH (ECG), INTERPRETIVE | SMT16087136PA | 1050 KINGS HIGHWAY-MEDICINE | 1050 N Kings Hwy |  |  | 01/03/2019 |  | 1/3/26 |  |  | NO | YES |  |  |  |  | GE MEDICAL SYSTEMS 30146322 SMT16087136PA |  |  | Active |  | 00:A0:F4:50:45:54 |  | Equipment | 1Y:00-MFG | 01/03/2019 | 01/03/2019 | COOPER AMBULATORY OFF-SITES |  |  | SUITE 201 - 1050 KINGS |  | Leah Willis |  |  |  | 01/03/2019 | 01/03/2019 |  |  |  |  | 01/03/2019 | 01/03/2019
|  | GE HEALTHCARE | MAC 2000 | ELECTROCARDIOGRAPH (ECG), INTERPRETIVE | SMT16077059PA | 1030 KINGS HIGHWAY-MEDICINE | 1030 Kings Highway |  |  | 05/07/2019 |  | 5/7/26 |  |  | NO | YES |  |  |  |  | GE MEDICAL SYSTEMS 30146321 SMT16077059PA |  |  | Active |  | 00:A0:F4:50:44:44 |  | Equipment | 1Y:00-MFG | 05/07/2019 | 05/07/2019 | COOPER AMBULATORY OFF-SITES |  |  | SUITE 310 1030 KINGS HIGH |  | Bonnie Aichroch |  |  |  | 05/07/2019 | 05/07/2019 |  |  |  |  | 05/07/2019 | 05/07/2019
|  | GE HEALTHCARE | MAC 2000 | ELECTROCARDIOGRAPH (ECG), INTERPRETIVE | SMT16097149PA | BRACE ROAD-MEDICINE | 1210 Brace Rd |  |  | 05/06/2019 |  | 5/6/26 |  |  | NO | YES |  |  |  |  | GE MEDICAL SYSTEMS 30146316 SMT16097149PA |  |  | Active |  | 00:A0:F4:50:45:74 |  | Equipment | 1Y:00-MFG | 05/06/2019 | 05/06/2019 | COOPER AMBULATORY OFF-SITES |  |  | 1210 BRACE ROAD |  | Cheryl Peck |  |  |  | 05/06/2019 | 05/06/2019 |  |  |  |  | 05/06/2019 | 05/06/2019
|  | GE HEALTHCARE | MAC 2000 | ELECTROCARDIOGRAPH (ECG), INTERPRETIVE | SMT15395014PA | WOODSTOWN - CARDIOLOGY | 66 East Ave |  |  | 07/26/2019 |  | 7/26/26 |  |  | NO | YES |  |  |  |  | GE MEDICAL SYSTEMS 30146315 SMT15395014PA |  |  | Active |  | 00:A0:F4:50:45:12 |  | Equipment | 1Y:00-MFG | 07/26/2019 | 07/26/2019 | COOPER AMBULATORY OFF-SITES |  |  | EXAM 1 |  | SUSAN WHITZELL |  |  |  | 07/26/2019 | 07/26/2019 |  |  |  |  | 07/26/2019 | 07/26/2019
|  | GE HEALTHCARE | MAC 2000 | ELECTROCARDIOGRAPH (ECG), INTERPRETIVE | SMT16087133PA | THOROFARE-INTERNAL MEDICINE | 196 Grove Ave |  |  | 07/26/2019 |  | 7/26/26 |  |  | NO | YES |  |  |  |  | GE MEDICAL SYSTEMS 30146314 SMT16087133PA |  |  | Active |  | 00:A0:F4:50:45:35 |  | Equipment | 1Y:00-MFG | 07/26/2019 | 07/26/2019 | COOPER AMBULATORY OFF-SITES |  |  | 196 GROVE AVENUE SUITE C |  | Cheryl Peck |  |  |  | 07/26/2019 | 07/26/2019 |  |  |  |  | 07/26/2019 | 07/26/2019
|  | GE HEALTHCARE | MAC 2000 | ELECTROCARDIOGRAPH (ECG), INTERPRETIVE | SMT16077013PA | BUNKER HILL-INTERNAL MEDICINE | 2 Plaza Dr |  |  | 11/01/2019 |  | 11/1/26 |  |  | NO | YES |  |  |  |  | GE MEDICAL SYSTEMS 30146313 SMT16077013PA |  |  | Active |  | 11:11:11:11:11:11 |  | Equipment | 1Y:00-MFG | 11/01/2019 | 11/01/2019 | COOPER AMBULATORY OFF-SITES |  |  | 2 PLAZA DRIVE |  | SUSAN BABCOCK |  |  |  | 11/01/2019 | 11/01/2019 |  |  |  |  | 11/01/2019 | 11/01/2019
|  | GE HEALTHCARE | MAC 2000 | ELECTROCARDIOGRAPH (ECG), INTERPRETIVE | SMT16077011PA | BRACHFIELD MEDICAL ASSOCIATES-MEDICINE | 218 Sunset Rd |  |  | 06/07/2019 |  | 6/7/26 |  |  | NO | YES |  |  |  |  | GE MEDICAL SYSTEMS 30146307 SMT16077011PA |  |  | Active |  | 00:A0:F4:50:41:B9 |  | Equipment | 1Y:00-MFG | 06/07/2019 | 06/07/2019 | COOPER AMBULATORY OFF-SITES |  |  | 218 SUNSET ROAD |  | CATHY CRAWFORD |  |  |  | 06/07/2019 | 06/07/2019 |  |  |  |  | 06/07/2019 | 06/07/2019
|  | GE HEALTHCARE | MAC 2000 | ELECTROCARDIOGRAPH (ECG), INTERPRETIVE | SMT16067003PA | CHERRY HILL URGENT CARE | 2001 Route 70 East |  |  | 10/18/2019 |  | 10/18/26 |  |  | NO | YES |  |  |  |  | GE MEDICAL SYSTEMS 30146306 SMT16067003PA |  |  | Active |  | 00:A0:F4:50:41:5D |  | Equipment | 1Y:00-MFG | 10/18/2019 | 10/18/2019 | COOPER AMBULATORY OFF-SITES |  |  | 2001 Rt 70E - Hallway |  | MELISSA PORTOBANCO |  |  |  | 10/18/2019 | 10/18/2019 |  |  |  |  | 10/18/2019 | 10/18/2019
|  | GE HEALTHCARE | MAC 2000 | ELECTROCARDIOGRAPH (ECG), INTERPRETIVE | SMT16097170PA | AUDUBON URGENT CARE | 318 S White Horse Pike |  |  | 10/08/2019 |  | 10/8/26 |  |  | NO | YES |  |  |  |  | GE MEDICAL SYSTEMS 30146305 SMT16097170PA |  |  | Active |  | 00:A0:F4:50:44:A8 |  | Equipment | 1Y:00-MFG | 10/08/2019 | 10/08/2019 | COOPER AMBULATORY OFF-SITES |  |  | 318 S White Horse Pike - Nurses Station |  | MELISSA PORTOBANCO |  |  |  | 10/08/2019 | 10/08/2019 |  |  |  |  | 10/08/2019 | 10/08/2019
|  | GE HEALTHCARE | MAC 2000 | ELECTROCARDIOGRAPH (ECG), INTERPRETIVE | SMT16066998PA | VOORHEES INTERNAL MEDICINE | 901 Centennial Blvd | Building 2 |  | 02/11/2019 |  | 2/11/26 |  |  | NO | YES |  |  |  |  | GE MEDICAL SYSTEMS 30146304 SMT16066998PA |  |  | Active |  | 00:A0:F4:50:41:36 |  | Equipment | 1Y:00-MFG | 02/11/2019 | 02/11/2019 | COOPER AMBULATORY OFF-SITES |  |  | SUITE 202 HALLWAY SUITE | WOT00000000553398 | JENNY BETLER | Performance Verification | Closed | Kirk Lis | 02/11/2019 | 02/11/2019 | Performance Verification for GE MEDICAL SYSTEMS 30146304 SMT16066998PA | Initial Install of Performance Verification. Device is ready for patient use. |  |  | 02/11/2019 | 02/11/2019
|  | GE HEALTHCARE | MAC 2000 | ELECTROCARDIOGRAPH (ECG), INTERPRETIVE | SMT16067001PA | FAMILY MEDICAL SEWELL | 123 Egg Harbor Rd |  |  | 10/02/2019 |  | 10/2/26 |  |  | NO | YES |  |  |  |  | GE MEDICAL SYSTEMS 30146303 SMT16067001PA |  |  | Active |  | 00:A0:F4:50:41:4E |  | Equipment | 1Y:00-MFG | 10/02/2019 | 10/02/2019 | COOPER AMBULATORY OFF-SITES |  |  | BLDG 600 - SUITE 604 |  | MARIANNE SHIEPAN |  |  |  | 10/02/2019 | 10/02/2019 |  |  |  |  | 10/02/2019 | 10/02/2019
|  | GE HEALTHCARE | MAC 2000 | ELECTROCARDIOGRAPH (ECG), INTERPRETIVE | SMT16087130PA | VOORHEES CARDIOLOGY SUITE 102 | 6100 Main St |  |  | 11/12/2019 |  | 11/12/26 |  |  | NO | YES |  |  |  |  | GE MEDICAL SYSTEMS 30146302 SMT16087130PA |  |  | Active |  | 84253F342C04 |  | Equipment | 1Y:00-MFG | 11/12/2019 | 11/12/2019 | COOPER AMBULATORY OFF-SITES |  |  | SUITE 102 - BLDG 2 |  | MICHELE MOLINARI |  |  |  | 11/12/2019 | 11/12/2019 |  |  |  |  | 11/12/2019 | 11/12/2019
|  | GE HEALTHCARE | MAC 2000 | ELECTROCARDIOGRAPH (ECG), INTERPRETIVE | SMT16087131PA | VOORHEES INTERNAL MEDICINE | 901 Centennial Blvd | Building 2 |  | 02/08/2019 |  | 2/8/26 |  |  | NO | YES |  |  |  |  | GE MEDICAL SYSTEMS 30146299 SMT16087131PA |  |  | Active |  | 00:A0:F4:50:43:D6 |  | Equipment | 1Y:00-MFG | 02/08/2019 | 02/08/2019 | COOPER AMBULATORY OFF-SITES |  |  | BULDING 2 |  | JENNY BETLER |  |  |  | 02/08/2019 | 02/08/2019 |  |  |  |  | 02/08/2019 | 02/08/2019
|  | GE HEALTHCARE | MAC 2000 | ELECTROCARDIOGRAPH (ECG), INTERPRETIVE | SMT16077073PA | VOORHEES SURGERY CENTER-OPERATING ROOM | 900 Centennial Blvd | Suite E |  | 04/18/2019 |  | 4/18/26 |  |  | NO | YES |  |  |  |  | GE MEDICAL SYSTEMS 30146298 SMT16077073PA |  |  | Active |  | 00:A0:F4:50:45:1D |  | Equipment | 1Y:00-MFG | 04/18/2019 | 04/18/2019 | COOPER AMBULATORY OFF-SITES |  |  | SUITE E |  | JENNIFER BOMBARO |  |  |  | 04/18/2019 | 04/18/2019 |  |  |  |  | 04/18/2019 | 04/18/2019
|  | GE HEALTHCARE | MAC 2000 | ELECTROCARDIOGRAPH (ECG), INTERPRETIVE | SMT15244096PA | PENNSVILLE-MEDICINE | 390 N Broadway |  |  | 08/21/2019 |  | 8/21/26 |  |  | NO | YES |  |  |  |  | GE MEDICAL SYSTEMS 30146280 SMT15244096PA |  |  | Active |  | 00:A0:F4:50:37:BB |  | Equipment | 1Y:00-MFG | 08/21/2019 | 08/21/2019 | COOPER AMBULATORY OFF-SITES |  |  | rm 15 |  | Heather Rhodes |  |  |  | 08/21/2019 | 08/21/2019 |  |  |  |  | 08/21/2019 | 08/21/2019
|  | GE HEALTHCARE | MAC 2000 | ELECTROCARDIOGRAPH (ECG), INTERPRETIVE | SMT16087132PA | WILLINGBORO HEMATOLOGY/ONCOLOGY | Pavilion |  |  | 04/20/2016 |  | 4/20/23 |  |  | NO | YES |  |  |  |  | GE MEDICAL SYSTEMS 10346308 SMT16087132PA |  |  | Active |  | 00:A0:F4:50:44:A0 |  | Equipment | 1Y:00-MFG | 08/09/2019 | 08/01/2020 | COOPER AMBULATORY OFF-SITES |  |  | SUITE C 1000 SALEM RD |  | ANN DENTON
|  | GE HEALTHCARE | MAC 2000 | ELECTROCARDIOGRAPH (ECG), INTERPRETIVE | SMT15113339PA |  | 3 Cooper | [7 empty] | NO | YES
|  | GE HEALTHCARE | MAC 5000 | ELECTROCARDIOGRAPH (ECG), INTERPRETIVE | M2MO0568 | HEART INSTITUTE | 221 Victoria Street |  |  | 10/27/2015 |  | 10/27/22 |  |  | NO | YES |  |  |  |  | GE MEDICAL SYSTEMS 10366755 M2MO0568 |  |  | Active |  |  |  | Equipment | 1Y:00-MFG | 04/24/2019 | 12/01/2019 | COOPER AMBULATORY OFF-SITES |  |  | exam 3 |  | KATHRYN COMO
|  | GE HEALTHCARE | MAC 5000 | ELECTROCARDIOGRAPH (ECG), INTERPRETIVE | C2MR9416F | 3 COOPER-COOPER RESEARCH INSTITUTE | 3 Cooper |  |  | 01/01/1900 |  |  |  |  | NO | YES |  |  |  |  | GE MEDICAL SYSTEMS 10346777 C2MR9416F |  |  | Active |  | 99:99:99:99:99:99 |  | Equipment | 1Y:00-MFG | 11/01/2019 | 11/01/2020 | COOPER AMBULATORY OFF-SITES |  |  | Suite 1102B - Conference Room |  | CHRISTINE RICKETTE
|  | GE HEALTHCARE | MAC 5500 HD | ELECTROCARDIOGRAPH (ECG), INTERPRETIVE | SKJ19230016PA | KELEMEN 8 PCU | Kelemen |  |  | 08/02/2019 |  | 8/2/26 |  |  | NO | YES |  |  |  |  | GE MEDICAL SYSTEMS 11222202 SKJ19230016PA |  |  | Active | 1126202, 1222202 | 84:25:3F:5E:F2:92 |  | Equipment | 1Y:00-MFG | 08/02/2019 | 08/02/2019 | COOPER UNIVERSITY HOSPITAL |  |  | North 8 hall | WOT00000003404720 | BYRON WELLS | Performance Verification | Closed | Richard Jolly | 08/02/2019 | 08/02/2019 | Performance Verification for GE MEDICAL SYSTEMS 1126202 SKJ19230016PA | Initial Install of Performance Verification. Device is ready for patient use. |  |  | 08/02/2019 | 08/02/2019
|  | GE HEALTHCARE | MAC 5500 HD | ELECTROCARDIOGRAPH (ECG), INTERPRETIVE | SKJ19230036PA | CCU - CORONARY CARE UNIT | Kelemen |  |  | 08/02/2019 |  | 8/2/26 |  |  | NO | YES |  |  |  |  | GE MEDICAL SYSTEMS 11222203 SKJ19230036PA |  |  | Active |  |  |  | Equipment | 1Y:00-MFG | 08/02/2019 | 08/02/2019 | COOPER UNIVERSITY HOSPITAL |  |  | Performance Verification | WOT00000003405269 | CAROLYN RUMELL | Performance Verification | Closed | Richard Jolly | 08/02/2019 | 08/02/2019 | Performance Verification for GE MEDICAL SYSTEMS 11222203 SKJ19230036PA | Initial Install of Performance Verification. Device is ready for patient use. |  |  | 08/02/2019 | 08/02/2019
|  | GE HEALTHCARE | MAC 5500 HD | ELECTROCARDIOGRAPH (ECG), INTERPRETIVE | SKJ19230031PA | INTENSIVE CARE UNIT | Pavilion |  |  | 08/01/2019 |  | 8/1/26 |  |  | NO | YES |  |  |  |  | GE MEDICAL SYSTEMS 11222201 SKJ19230031PA |  |  | Active |  | 84:25:3F:5E:F2:EE |  | Equipment | 1Y:00-MFG | 08/01/2019 | 08/01/2019 | COOPER UNIVERSITY HOSPITAL |  |  | Performance Verification | WOT00000003401993 | CAROLYN RUMELL | Performance Verification | Closed | Richard Jolly | 08/01/2019 | 08/01/2019 | Performance Verification for GE MEDICAL SYSTEMS 11222201 SKJ19230031PA | Initial Install of Performance Verification. Device is ready for patient use. |  |  | 08/01/2019 | 08/01/2019
|  | GE HEALTHCARE | MAC 5500 HD | ELECTROCARDIOGRAPH (ECG), INTERPRETIVE | SGM13146115PA | CCU - CORONARY CARE UNIT | Kelemen |  |  | 06/21/2019 |  | 6/21/26 |  |  | NO | YES |  |  |  |  | GE MEDICAL SYSTEMS 11222184 SGM13146115PA |  |  | Active |  | 00:40:17:6C:82:11 |  | Equipment | 1Y:00-MFG | 06/21/2019 | 06/21/2019 | COOPER UNIVERSITY HOSPITAL |  |  | CCU |  | CAROLYN RUMELL |  |  |  | 06/21/2019 | 06/21/2019 |  |  |  |  | 06/21/2019 | 06/21/2019
|  | GE HEALTHCARE | MAC 5500 HD | ELECTROCARDIOGRAPH (ECG), INTERPRETIVE | SKJ18230062PA | EMERGENCY ROOM | Kelemen |  |  | 02/18/2019 |  | 2/18/26 |  |  | NO | YES |  |  |  |  | GE MEDICAL SYSTEMS 11222137 SKJ18230062PA |  |  | Active |  | 84:25:3F:46:B3:2B |  | Equipment | 1Y:00-MFG | 02/18/2019 | 02/18/2019 | COOPER UNIVERSITY HOSPITAL |  |  |  | WOT00000001191184 | KAREN GRUBER | Performance Verification | Closed | Richard Jolly | 02/18/2019 | 02/18/2019 | Performance Verification for GE MEDICAL SYSTEMS 11222137 SKJ18230062PA | Initial Install of Performance Verification. Device is ready for patient use. |  |  | 02/18/2019 | 02/18/2019
|  | GE HEALTHCARE | MAC 5500 HD | ELECTROCARDIOGRAPH (ECG), INTERPRETIVE | SGM1315986PA | INTENSIVE CARE UNIT | Pavilion |  |  | 06/25/2019 |  | 6/25/26 |  |  | NO | YES |  |  |  |  | GE MEDICAL SYSTEMS 11222028 SGM1315986PA |  |  | Active |  | 00:40:17:6C:82:50 |  | Equipment | 1Y:00-MFG | 06/25/2019 | 06/25/2019 | COOPER UNIVERSITY HOSPITAL |  |  | STORAGE ROOM P470 |  | CAROLYN RUMELL |  |  |  | 06/25/2019 | 06/25/2019 |  |  |  |  | 06/25/2019 | 06/25/2019
|  | GE HEALTHCARE | MAC 5500 HD | ELECTROCARDIOGRAPH (ECG), INTERPRETIVE | SKJ18100166PA | SAME DAY PACU-2ND FL PAVILION | Pavilion |  |  | 01/21/2019 |  | 1/21/26 |  |  | NO | YES |  |  |  |  | GE MEDICAL SYSTEMS 11222024 SKJ18100166PA |  |  | Active |  | 84:25:3F:45:26:F2 |  | Equipment | 1Y:00-MFG | 01/21/2019 | 01/21/2019 | COOPER UNIVERSITY HOSPITAL |  |  |  | WOT00000000780681 | Lisa Geoghegan | Performance Verification | Closed | Richard Jolly | 01/21/2019 | 01/21/2019 | Performance Verification for GE MEDICAL SYSTEMS 11222024 SKJ18100166PA | Initial Install of Performance Verification. Device is ready for patient use. |  |  | 01/21/2019 | 01/21/2019
|  | GE HEALTHCARE | MAC 5500 HD | ELECTROCARDIOGRAPH (ECG), INTERPRETIVE | SGM13065396PA | HEART STATION | Kelemen |  |  | 07/18/2019 |  | 7/18/26 |  |  | NO | YES |  |  |  |  | GE MEDICAL SYSTEMS 11208364 SGM13065396PA |  |  | Active |  | 00:40:17:6C:96:76 |  | Equipment | 1Y:00-MFG | 07/18/2019 | 07/18/2019 | COOPER UNIVERSITY HOSPITAL |  |  | HEART STATION |  | MARCEL JOHNSON |  |  |  | 07/18/2019 | 07/18/2019 |  |  |  |  | 07/18/2019 | 07/18/2019
|  | GE HEALTHCARE | MAC 5500 HD | ELECTROCARDIOGRAPH (ECG), INTERPRETIVE | SKJ18220118PA | COOPER CANCER CENTER-MULTIDISCIPLINARY CLINIC | MD Anderson Cancer Center |  |  | 09/10/2019 |  | 9/10/26 |  |  | NO | YES |  |  |  |  | GE MEDICAL SYSTEMS 11182620 SKJ18220118PA |  |  | Active |  | 84:25:3F:45:7E:46 |  | Equipment | 1Y:00-MFG | 09/10/2019 | 09/10/2019 | COOPER AMBULATORY OFF-SITES |  |  | Performance Verification | WOT00000003695654 | ROXANNE BERGER | Performance Verification | Closed | Josh Harris | 09/10/2019 | 09/10/2019 | Performance Verification for GE MEDICAL SYSTEMS 11182620 SKJ18220118PA | Initial Install of Performance Verification. Device is ready for patient use. |  |  | 09/10/2019 | 09/10/2019
|  | GE HEALTHCARE | MAC 5500 HD | ELECTROCARDIOGRAPH (ECG), INTERPRETIVE | SKJ18220185PA | COOPER CANCER CENTER-MULTIDISCIPLINARY CLINIC | MD Anderson Cancer Center |  |  | 09/10/2019 |  | 9/10/26 |  |  | NO | YES |  |  |  |  | GE MEDICAL SYSTEMS 11182619 SKJ18220185PA |  |  | Active |  | 84:25:3F:45:7E:83 |  | Equipment | 1Y:00-MFG | 09/10/2019 | 09/10/2019 | COOPER AMBULATORY OFF-SITES |  |  | Performance Verification | WOT00000003695650 | ROXANNE BERGER | Performance Verification | Closed | Josh Harris | 09/10/2019 | 09/10/2019 | Performance Verification for GE MEDICAL SYSTEMS 11182619 SKJ18220185PA | Initial Install of Performance Verification. Device is ready for patient use. |  |  | 09/10/2019 | 09/10/2019
|  | GE HEALTHCARE | MAC 5500 HD | ELECTROCARDIOGRAPH (ECG), INTERPRETIVE | SKJ18230039PA | COOPER CANCER CENTER-MULTIDISCIPLINARY CLINIC | MD Anderson Cancer Center |  |  | 09/10/2019 |  | 9/10/26 |  |  | NO | YES |  |  |  |  | GE MEDICAL SYSTEMS 11182618 SKJ18230039PA |  |  | Active |  | 84:25:3F:45:7E:5D |  | Equipment | 1Y:00-MFG | 09/10/2019 | 09/10/2019 | COOPER AMBULATORY OFF-SITES |  |  | Performance Verification | WOT00000003695647 | ROXANNE BERGER | Performance Verification | Closed | Josh Harris | 09/10/2019 | 09/10/2019 | Performance Verification for GE MEDICAL SYSTEMS 11182618 SKJ18230039PA | Initial Install of Performance Verification. Device is ready for patient use. |  |  | 09/10/2019 | 09/10/2019
|  | GE HEALTHCARE | MAC 5500 HD | ELECTROCARDIOGRAPH (ECG), INTERPRETIVE | SGM13146081PA | TSDU - KELEMEN S7 | Kelemen |  |  | 02/21/2019 |  | 2/21/26 |  |  | NO | YES |  |  |  |  | GE MEDICAL SYSTEMS 10769691 SGM13146081PA |  |  | Active |  | 00:40:17:6C:82:21 |  | Equipment | 1Y:00-MFG | 02/21/2019 | 02/21/2019 | COOPER UNIVERSITY HOSPITAL |  |  | TRAUMA STEP DOWN |  | JEN VANDER HORN |  |  |  | 02/21/2019 | 02/21/2019 |  |  |  |  | 02/21/2019 | 02/21/2019
|  | GE HEALTHCARE | MAC 5500 HD | ELECTROCARDIOGRAPH (ECG), INTERPRETIVE | SGM13166383PA | TRAUMA ADMIT | Kelemen |  |  | 01/26/2013 |  | 1/26/20 |  |  | NO | YES |  |  |  |  | GE MEDICAL SYSTEMS 10769398 SGM13166383PA |  |  | Active |  | 11:11:11:11:11:11 |  | Equipment | 1Y:00-MFG | 02/25/2019 | 02/01/2020 | COOPER UNIVERSITY HOSPITAL |  |  | TRAUMA ADMIT |  | Diane Floyd
|  | GE HEALTHCARE | MAC 5500 HD | ELECTROCARDIOGRAPH (ECG), INTERPRETIVE | SGM13126044PA | KELEMEN N10 | Kelemen |  |  | 01/26/2013 |  | 1/26/20 |  |  | NO | YES |  |  |  |  | GE MEDICAL SYSTEMS 10732411 SGM13126044PA |  |  | Active |  | 00:40:17:6C:99:93 |  | Equipment | 1Y:00-MFG | 03/15/2019 | 03/01/2020 | COOPER UNIVERSITY HOSPITAL |  |  | N10 |  | Lisa Brooks
|  | GE HEALTHCARE | MAC 5500 HD | ELECTROCARDIOGRAPH (ECG), INTERPRETIVE | SGM13146133PA |  | Kelemen |  |  | 01/26/2013 |  | 1/26/20 |  |  | NO | YES |  |  |  |  | GE MEDICAL SYSTEMS 10732269 SGM13146133PA |  |  | Active |  | 11:11:11:11:11:11 |  | Equipment | 1Y:00-MFG | 06/18/2019 | 06/01/2020 | COOPER UNIVERSITY HOSPITAL |  |  | pacu storage |  | FRANK OBRIEN
|  | GE HEALTHCARE | MAC 5500 HD | ELECTROCARDIOGRAPH (ECG), INTERPRETIVE | SCD10360117PA |  | Kelemen | [7 empty] | NO | YES
|  | GE HEALTHCARE | MAC 5500 HD | ELECTROCARDIOGRAPH (ECG), INTERPRETIVE | SKJ16099069PA | KELEMEN N10 | Kelemen |  |  | 01/26/2017 |  | 1/26/24 |  |  | NO | YES |  |  |  |  | GE MEDICAL SYSTEMS 10649993 SKJ16099069PA |  |  | Active |  | 00:40:17:6D:38:57 |  | Equipment | 1Y:00-MFG | 11/01/2019 | 11/01/2020 | COOPER UNIVERSITY HOSPITAL |  |  | N10 | 0012037235 | Lisa Brooks | Preventative Maintenance | Closed | Richard Jolly | 08/15/2017 | 08/15/2017 | PERFORMANCE ASSURANCE AT INVENTORY | INVENTORIED DEVICE AND ENSURED DEVICE WAS FUNCTIONING PROPERLY. | 69DB55E7-9D76-4EE8-90F9-09A0CA7AEB1F | Labor | 01/26/2017 | 01/26/2017 | Richard Jolly
|  | GE HEALTHCARE | MAC 5500 HD | ELECTROCARDIOGRAPH (ECG), INTERPRETIVE | SKJ16099056PA | EMERGENCY ROOM | Kelemen |  |  | 10/03/2016 |  | 10/3/23 |  |  | NO | YES |  |  |  |  | GE MEDICAL SYSTEMS 10649857 SKJ16099056PA |  |  | Active |  | 84:25:3F:58:05:A9 |  | Equipment | 1Y:00-MFG | 02/20/2019 | 02/01/2020 | COOPER UNIVERSITY HOSPITAL |  |  | ER | 0011020726 | KAREN GRUBER | Preventative Maintenance | Closed | Bonnie Aichroth | 01/03/2017 | 01/03/2017 | PERFORMANCE ASSURANCE AT INVENTORY | INVENTORIED DEVICE AND ENSURED DEVICE WAS FUNCTIONING PROPERLY. | 59DEE800-5D07-4E7D-8BAE-BB07FBBB343F | Labor | 10/03/2016 | 10/03/2016 | Richard Jolly
|  | GE HEALTHCARE | MAC 5500 HD | ELECTROCARDIOGRAPH (ECG), INTERPRETIVE | SGM13146130PA | EMERGENCY ROOM | Kelemen |  |  | 01/26/2013 |  | 1/26/20 |  |  | NO | YES |  |  |  |  | GE MEDICAL SYSTEMS 10505355 SGM13146130PA |  |  | Active |  | 84:25:3F:58:05:A7 |  | Equipment | 1Y:00-MFG | 02/18/2019 | 02/01/2020 | COOPER UNIVERSITY HOSPITAL |  |  | ER |  | KAREN GRUBER
|  | GE HEALTHCARE | MAC 5500 HD | ELECTROCARDIOGRAPH (ECG), INTERPRETIVE | SKJ16099064PA | MD ANDERSON INPATIENT ONCOLOGY | Pavilion |  |  | 06/15/2016 |  | 6/15/23 |  |  | NO | YES |  |  |  |  | GE MEDICAL SYSTEMS 10505058 SKJ16099064PA |  |  | Active |  | 00:40:17:6D:38:68 |  | Equipment | 1Y:00-MFG | 05/23/2019 | 05/01/2020 | COOPER UNIVERSITY HOSPITAL |  |  | P5 - Storage Room |  | MIRIAM ZIEGLER
|  | GE HEALTHCARE | MAC 5500 HD | ELECTROCARDIOGRAPH (ECG), INTERPRETIVE | SCD07410051PA | BRACE ROAD-CARDIOLOGY | 1210 Brace Rd | Heart Institute |  | 12/11/2007 |  | 12/11/14 |  |  | NO | YES |  |  |  |  | GE MEDICAL SYSTEMS 10480443 SCD07410051PA |  |  | Active |  | 11:11:11:11:11:11 |  | Equipment | 1Y:00-MFG | 07/03/2019 | 07/01/2020 | COOPER AMBULATORY OFF-SITES |  |  | BRACE ROAD SUITE 103 |  | Beth Mook
|  | GE HEALTHCARE | MAC 5500 HD | ELECTROCARDIOGRAPH (ECG), INTERPRETIVE | SKJ16099005PA | 3 COOPER-EARLY INTERVENTION PROGRAM | 3 Cooper |  |  | 05/03/2016 |  | 5/3/23 |  |  | NO | YES |  |  |  |  | GE MEDICAL SYSTEMS 10480420 SKJ16099005PA |  |  | Active |  | 00:40:17:6D:44:A4 |  | Equipment | 1Y:00-MFG | 11/01/2019 | 11/01/2020 | COOPER AMBULATORY OFF-SITES |  |  | Suite 513 - Med Room |  | Sue Cooper
|  | GE HEALTHCARE | MAC 5500 HD | ELECTROCARDIOGRAPH (ECG), INTERPRETIVE | SKJ16099010PA | BRACHFIELD MEDICAL ASSOCIATES-MEDICINE | 218 Sunset Rd |  |  | 04/20/2016 |  | 4/20/23 |  |  | NO | YES |  |  |  |  | GE MEDICAL SYSTEMS 10480416 SKJ16099010PA |  |  | Active |  | 11:11:11:11:11:11 |  | Equipment | 1Y:00-MFG | 06/07/2019 | 06/01/2020 | COOPER AMBULATORY OFF-SITES |  |  | 218 SUNSET ROAD |  | CATHY CRAWFORD
|  | GE HEALTHCARE | MAC 5500 HD | ELECTROCARDIOGRAPH (ECG), INTERPRETIVE | SKJ16078918PA | BRACHFIELD MEDICAL ASSOCIATES-MEDICINE | 218 Sunset Rd |  |  | 04/20/2016 |  | 4/20/23 |  |  | NO | YES |  |  |  |  | GE MEDICAL SYSTEMS 10480415 SKJ16078918PA |  |  | Active |  | 11:11:11:11:11:11 |  | Equipment | 1Y:00-MFG | 06/07/2019 | 06/01/2020 | COOPER AMBULATORY OFF-SITES |  |  | 218 SUNSET ROAD |  | CATHY CRAWFORD
|  | GE HEALTHCARE | MAC 5500 HD | ELECTROCARDIOGRAPH (ECG), INTERPRETIVE | SKJ16099057PA | VOORHEES CARDIOLOGY SUITE 102 | 901 Centennial Blvd | Building 1 |  | 04/15/2016 |  | 4/15/23 |  |  | NO | YES |  |  |  |  | GE MEDICAL SYSTEMS 10480404 SKJ16099057PA |  |  | Active |  | 11:11:11:11:11:11 |  | Equipment | 1Y:00-MFG | 01/09/2019 | 01/01/2020 | COOPER AMBULATORY OFF-SITES |  |  | SUITE 102 - BLDG 2 |  | MICHELE MOLINARI
|  | GE HEALTHCARE | MAC 5500 HD | ELECTROCARDIOGRAPH (ECG), INTERPRETIVE | SKJ15417501PA | GLOUCESTER-MEDICINE | 430 Broadway |  |  | 12/03/2015 |  | 12/3/22 |  |  | NO | YES |  |  |  |  | GE MEDICAL SYSTEMS 10480218 SKJ15417501PA |  |  | Active |  | 11:11:11:11:11:11 |  | Equipment | 1Y:00-MFG | 03/11/2019 | 03/01/2020 | COOPER AMBULATORY OFF-SITES |  |  | 430 S. BROADWAY |  | KELLIE STOUT
|  | GE HEALTHCARE | MAC 5500 HD | ELECTROCARDIOGRAPH (ECG), INTERPRETIVE | Scd09015166pa |  | Pavilion | [7 empty] | NO | YES
|  | GE HEALTHCARE | MAC 5500 HD | ELECTROCARDIOGRAPH (ECG), INTERPRETIVE | SGM13146136PA | HEART STATION | 1 Federal St |  |  | 01/26/2013 |  | 1/26/20 |  |  | NO | YES |  |  |  |  | GE MEDICAL SYSTEMS 10368645 SGM13146136PA |  |  | Disposition |  | 00:40:17:6C:99:8E |  | Equipment | 1Y:00-MFG | 07/31/2019 | 07/01/2020 | COOPER UNIVERSITY HOSPITAL |  |  | CCBO FOR TESTING |  | MARCEL JOHNSON
|  | GE HEALTHCARE | MAC 5500 HD | ELECTROCARDIOGRAPH (ECG), INTERPRETIVE | SGM13146122PA | HEART STATION | Kelemen |  |  | 01/26/2013 |  | 1/26/20 |  |  | NO | YES |  |  |  |  | GE MEDICAL SYSTEMS 10368643 SGM13146122PA |  |  | Active |  | 11:11:11:11:11:11 |  | Equipment | 1Y:00-MFG | 07/26/2019 | 07/01/2020 | COOPER UNIVERSITY HOSPITAL |  |  | Biomed |  | MARCEL JOHNSON
|  | GE HEALTHCARE | MAC 5500 HD | ELECTROCARDIOGRAPH (ECG), INTERPRETIVE | SGM13065494PA | HEART STATION | Kelemen |  |  | 01/26/2013 |  | 1/26/20 |  |  | NO | YES |  |  |  |  | GE MEDICAL SYSTEMS 10368640 SGM13065494PA |  |  | Active |  | 11:11:11:11:11:11 |  | Equipment | 1Y:00-MFG | 07/18/2019 | 07/01/2020 | COOPER UNIVERSITY HOSPITAL |  |  | HEART STATION |  | MARCEL JOHNSON
|  | GE HEALTHCARE | MAC 5500 HD | ELECTROCARDIOGRAPH (ECG), INTERPRETIVE | SGM13146139PA | EMERGENCY ROOM | Kelemen |  |  | 01/26/2013 |  | 1/26/20 |  |  | NO | YES |  |  |  |  | GE MEDICAL SYSTEMS 10368150 SGM13146139PA |  |  | Active |  | 84:25:3F:58:05:A2 |  | Equipment | 1Y:00-MFG | 02/14/2019 | 02/01/2020 | COOPER UNIVERSITY HOSPITAL |  |  | ER |  | KAREN GRUBER
|  | GE HEALTHCARE | MAC 5500 HD | ELECTROCARDIOGRAPH (ECG), INTERPRETIVE | SGM13065401PA | HEART INSTITUTE | 400 Medical Center Dr |  |  | 01/26/2013 |  | 1/26/20 |  |  | NO | YES |  |  |  |  | GE MEDICAL SYSTEMS 10366778 SGM13065401PA |  |  | Active |  | 00:40:17:6C:96:7D |  | Equipment | 1Y:00-MFG | 12/20/2018 | 12/01/2019 | COOPER AMBULATORY OFF-SITES |  |  | HALLWAY |  | KATHRYN COMO
|  | GE HEALTHCARE | MAC 5500 HD | ELECTROCARDIOGRAPH (ECG), INTERPRETIVE | SGM13065391PA | HEART INSTITUTE | 400 Medical Center Dr |  |  | 01/26/2013 |  | 1/26/20 |  |  | NO | YES |  |  |  |  | GE MEDICAL SYSTEMS 10366754 SGM13065391PA |  |  | Active |  | 00:40:17:6C:96:7F |  | Equipment | 1Y:00-MFG | 12/20/2018 | 12/01/2019 | COOPER AMBULATORY OFF-SITES |  |  | HALLWAY |  | KATHRYN COMO
|  | GE HEALTHCARE | MAC 5500 HD | ELECTROCARDIOGRAPH (ECG), INTERPRETIVE | SKJ14463543PA | BIOMEDICAL | Kelemen |  |  | 11/21/2014 |  | 11/21/21 |  |  | NO | YES |  |  |  |  | GE MEDICAL SYSTEMS 10366547 SKJ14463543PA |  |  | Active |  | 11:11:11:11:11:11 |  | Equipment | 1Y:00-MFG | 07/26/2019 | 07/01/2020 | COOPER UNIVERSITY HOSPITAL |  |  | BIOMED SHOP WAITING ASSIGNMENT |  | Bonnie Aichroch
|  | GE HEALTHCARE | MAC 5500 HD | ELECTROCARDIOGRAPH (ECG), INTERPRETIVE | 5CD06253970PA | KINGS HIGHWAY-LAB | 1103 N Kings Hwy |  |  | 07/31/2006 |  | 7/31/13 |  |  | NO | YES |  |  |  |  | GE MEDICAL SYSTEMS 10366064 5CD06253970PA |  |  | Active |  | 11:11:11:11:11:11 |  | Equipment | 1Y:00-MFG | 04/02/2019 | 04/01/2020 | COOPER AMBULATORY OFF-SITES |  |  | LAB |  | ANN MAIER
|  | GE HEALTHCARE | MAC 5500 HD | ELECTROCARDIOGRAPH (ECG), INTERPRETIVE | SCD08011099PA | BRACE ROAD-CARDIOLOGY | 1210 Brace Rd | Heart Institute |  | 02/28/2008 |  | 2/28/15 |  |  | NO | YES |  |  |  |  | GE MEDICAL SYSTEMS 10366027 SCD08011099PA |  |  | Active |  | 11:11:11:11:11:11 |  | Equipment | 1Y:00-MFG | 05/06/2019 | 05/01/2020 | COOPER AMBULATORY OFF-SITES |  |  | ROOM 3 |  | Beth Mook
|  | GE HEALTHCARE | MAC 5500 HD | ELECTROCARDIOGRAPH (ECG), INTERPRETIVE | SCD06425364PA | BRACE ROAD-MEDICINE | 1210 Brace Rd | Heart Institute |  | 12/29/2006 |  | 12/29/13 |  |  | NO | YES |  |  |  |  | GE MEDICAL SYSTEMS 10365872 SCD06425364PA |  |  | Active |  | 11:11:11:11:11:11 |  | Equipment | 1Y:00-MFG | 05/06/2019 | 05/01/2020 | COOPER AMBULATORY OFF-SITES |  |  | Internal Medicine Exam 6 |  | Cheryl Peck
|  | GE HEALTHCARE | MAC 5500 HD | ELECTROCARDIOGRAPH (ECG), INTERPRETIVE | SGM13146135PA | PEDIATRIC INTENSIVE CARE UNIT | Kelemen |  |  | 01/26/2013 |  | 1/26/20 |  |  | NO | YES |  |  |  |  | GE MEDICAL SYSTEMS 10360451 SGM13146135PA |  |  | Active |  | 00:40:17:6C:82:22 |  | Equipment | 1Y:00-MFG | 03/06/2019 | 03/01/2020 | COOPER UNIVERSITY HOSPITAL |  |  | PICU/ RM 6 |  | Susan Cannon
|  | GE HEALTHCARE | MAC 5500 HD | ELECTROCARDIOGRAPH (ECG), INTERPRETIVE | SGM13045297PA | VOORHEES CARDIOLOGY | 901 Centennial Blvd | Building 1 |  | 01/26/2013 |  | 1/26/20 |  |  | NO | YES |  |  |  |  | GE MEDICAL SYSTEMS 10356935 SGM13045297PA |  |  | Active |  | 11:11:11:11:11:11 |  | Equipment | 1Y:00-MFG | 01/09/2019 | 01/01/2020 | COOPER AMBULATORY OFF-SITES |  |  | RM 6 |  | KATHY COMO
|  | GE HEALTHCARE | MAC 5500 HD | ELECTROCARDIOGRAPH (ECG), INTERPRETIVE | SGM13065378PA | VOORHEES CARDIOLOGY | 901 Centennial Blvd | Building 1 |  | 01/26/2013 |  | 1/26/20 |  |  | NO | YES |  |  |  |  | GE MEDICAL SYSTEMS 10356934 SGM13065378PA |  |  | Active |  | 11:11:11:11:11:11 |  | Equipment | 1Y:00-MFG | 01/09/2019 | 01/01/2020 | COOPER AMBULATORY OFF-SITES |  |  | NURSES STATION |  | KATHY COMO
|  | GE HEALTHCARE | MAC 5500 HD | ELECTROCARDIOGRAPH (ECG), INTERPRETIVE | SGM13146075PA | NEURO/ORTHO/MEDSURG/7 PAV | Pavilion |  |  | 01/26/2013 |  | 1/26/20 |  |  | NO | YES |  |  |  |  | GE MEDICAL SYSTEMS 10356697 SGM13146075PA |  |  | Active |  | 00:40:17:6C:99:92 |  | Equipment | 1Y:00-MFG | 02/22/2019 | 02/01/2020 | COOPER UNIVERSITY HOSPITAL |  |  | P7 |  | Pam Young
|  | GE HEALTHCARE | MAC 5500 HD | ELECTROCARDIOGRAPH (ECG), INTERPRETIVE | SGM13065514PA | PAVILION 8 | Pavilion |  |  | 01/26/2013 |  | 1/26/20 |  |  | NO | YES |  |  |  |  | GE MEDICAL SYSTEMS 10356666 SGM13065514PA |  |  | Active |  | 00:40:17:6C:69:11 |  | Equipment | 1Y:00-MFG | 07/15/2019 | 07/01/2020 | COOPER UNIVERSITY HOSPITAL |  |  | P8 |  | BRIAN OSHAUGHNESSY
|  | GE HEALTHCARE | MAC 5500 HD | ELECTROCARDIOGRAPH (ECG), INTERPRETIVE | SGM13166390PA | CHIP - 9 PAVILION | Pavilion |  |  | 01/26/2013 |  | 1/26/20 |  |  | NO | YES |  |  |  |  | GE MEDICAL SYSTEMS 10356528 SGM13166390PA |  |  | Active |  | 00:40:17:6C:82:51 |  | Equipment | 1Y:00-MFG | 07/09/2019 | 07/01/2020 | COOPER UNIVERSITY HOSPITAL |  |  | P9 |  | KIM HUMMEL
|  | GE HEALTHCARE | MAC 5500 HD | ELECTROCARDIOGRAPH (ECG), INTERPRETIVE | SGM13126042PA | CARDIAC CATH LAB | Kelemen |  |  | 01/26/2013 |  | 1/26/20 |  |  | NO | YES |  |  |  |  | GE MEDICAL SYSTEMS 10356490 SGM13126042PA |  |  | Active |  | 00:40:17:6C:82:52 |  | Equipment | 1Y:00-MFG | 05/30/2019 | 05/01/2020 | COOPER UNIVERSITY HOSPITAL |  |  | CCL - Hallway |  | LINDA BEAN
|  | GE HEALTHCARE | MAC 5500 HD | ELECTROCARDIOGRAPH (ECG), INTERPRETIVE | SGM1314612PA | GYNECOLOGY / DIABETES TREATMENT | Kelemen |  |  | 01/26/2013 |  | 1/26/20 |  |  | NO | YES |  |  |  |  | GE MEDICAL SYSTEMS 10356082 SGM1314612PA |  |  | Active |  | 00:40:17:6C:82:49 |  | Equipment | 1Y:00-MFG | 02/15/2019 | 02/01/2020 | COOPER UNIVERSITY HOSPITAL |  |  | S9 |  | LAUSA ZIMMERMAN
|  | GE HEALTHCARE | MAC 5500 HD | ELECTROCARDIOGRAPH (ECG), INTERPRETIVE | SGM13146078PA | LABOR & DELIVERY | Dorrance |  |  | 01/26/2013 |  | 1/26/20 |  |  | NO | YES |  |  |  |  | GE MEDICAL SYSTEMS 10355040 SGM13146078PA |  |  | Active |  | 00:40:17:6C:99:90 |  | Equipment | 1Y:00-MFG | 11/01/2019 | 11/01/2020 | COOPER UNIVERSITY HOSPITAL |  |  | D604 |  | JOANNA HORST
|  | GE HEALTHCARE | MAC 5500 HD | ELECTROCARDIOGRAPH (ECG), INTERPRETIVE | SKJ15064436PA | KELEMEN 8 PCU | Kelemen |  |  | 01/08/2016 |  | 1/8/23 |  |  | NO | YES |  |  |  |  | GE MEDICAL SYSTEMS 10349443 SKJ15064436PA |  |  | Active |  | 00:40:17:6C:30:17 |  | Equipment | 1Y:00-MFG | 01/10/2019 | 01/01/2020 | COOPER UNIVERSITY HOSPITAL |  |  | K8 Nurses Station |  | BYRON WELLS
|  | GE HEALTHCARE | MAC 5500 HD | ELECTROCARDIOGRAPH (ECG), INTERPRETIVE | SKJ16078919PA | VOORHEES CARDIOLOGY SUITE 102 | 901 Centennial Blvd | Building 1 |  | 04/15/2016 |  | 4/15/23 |  |  | NO | YES |  |  |  |  | GE MEDICAL SYSTEMS 10349433 SKJ16078919PA |  |  | Active |  | 00:40:17:6D:37:72 |  | Equipment | 1Y:00-MFG | 01/09/2019 | 01/01/2020 | COOPER AMBULATORY OFF-SITES |  |  | SUITE 102 - BLDG 2 |  | MICHELE MOLINARI
|  | GE HEALTHCARE | MAC 5500 HD | ELECTROCARDIOGRAPH (ECG), INTERPRETIVE | SKJ16099065PA | VOORHEES CARDIOLOGY SUITE 102 | 901 Centennial Blvd | Building 1 |  | 04/15/2016 |  | 4/15/23 |  |  | NO | YES |  |  |  |  | GE MEDICAL SYSTEMS 10349434 SKJ16099065PA |  |  | Active |  | 00:40:17:6D:3A:00 |  | Equipment | 1Y:00-MFG | 01/09/2019 | 01/01/2020 | COOPER AMBULATORY OFF-SITES |  |  | SUITE 102 - BLDG 2 |  | MICHELE MOLINARI
|  | GE HEALTHCARE | MAC 5500 HD | ELECTROCARDIOGRAPH (ECG), INTERPRETIVE | SGM13317779PA | COOPER CANCER CENTER-MULTIDISCIPLINARY CLINIC | MD Anderson Cancer Center |  |  | 06/02/2013 |  | 6/2/20 |  |  | NO | YES |  |  |  |  | GE MEDICAL SYSTEMS 10348797 SGM13317779PA |  |  | Active |  | 11:11:11:11:11:11 |  | Equipment | 1Y:00-MFG | 08/27/2019 | 09/01/2020 | COOPER AMBULATORY OFF-SITES |  |  | HALL A |  | ROXANNE BERGER
|  | GE HEALTHCARE | MAC 5500 HD | ELECTROCARDIOGRAPH (ECG), INTERPRETIVE | SCD06425365PA | COOPER INTERNAL MEDICINE AT MOORESTOWN | 1217 N Church St |  |  | 12/29/2006 |  | 12/29/13 |  |  | NO | YES |  |  |  |  | GE MEDICAL SYSTEMS 10348069 SCD06425365PA |  |  | Active |  | 11:11:11:11:11:11 |  | Equipment | 1Y:00-MFG | 04/03/2019 | 04/01/2020 | COOPER AMBULATORY OFF-SITES |  |  | EXAM ROOM |  | CINDY PATTEN
|  | GE HEALTHCARE | MAC 5500 HD | ELECTROCARDIOGRAPH (ECG), INTERPRETIVE | SCD10360139PA | VOORHEES CARDIOLOGY SUITE 102 | 901 Centennial Blvd | Building 1 |  | 09/03/2010 |  | 9/3/17 |  |  | NO | YES |  |  |  |  | GE MEDICAL SYSTEMS 10347652 SCD10360139PA |  |  | Active |  | 11:11:11:11:11:11 |  | Equipment | 1Y:00-MFG | 01/07/2019 | 01/01/2020 | COOPER AMBULATORY OFF-SITES |  |  | MOVES |  | MICHELE MOLINARI
|  | GE HEALTHCARE | MAC 5500 HD | ELECTROCARDIOGRAPH (ECG), INTERPRETIVE | SCD07440435PA | COOPER DIGESTIVE HEALTH-ENDOSCOPY | 501 Fellowship Rd |  |  | 02/28/2008 |  | 2/28/15 |  |  | NO | YES |  |  |  |  | GE MEDICAL SYSTEMS 10347067 SCD07440435PA |  |  | Active |  | 11:11:11:11:11:11 |  | Equipment | 1Y:00-MFG | 02/05/2019 | 02/01/2020 | COOPER AMBULATORY OFF-SITES |  |  | OFFICE SIDE |  | JEANNE GREER
|  | GE HEALTHCARE | MAC 5500 HD | ELECTROCARDIOGRAPH (ECG), INTERPRETIVE | SGM13065373PA | 3 COOPER-CARDIAC DIAGNOSTIC CENTER | 3 Cooper |  |  | 01/26/2013 |  | 1/26/20 |  |  | NO | YES |  |  |  |  | GE MEDICAL SYSTEMS 10346886 SGM13065373PA |  |  | Active |  | 84:25:3F:58:05:EB |  | Equipment | 1Y:00-MFG | 11/01/2019 | 11/01/2020 | COOPER AMBULATORY OFF-SITES |  |  | Suite 311 - Moves |  | CARLA TRUELL
|  | GE HEALTHCARE | MAC 5500 HD | ELECTROCARDIOGRAPH (ECG), INTERPRETIVE | SGM13045276PA | 3 COOPER-CARDIAC DIAGNOSTIC CENTER | 3 Cooper |  |  | 01/26/2013 |  | 1/26/20 |  |  | NO | YES |  |  |  |  | GE MEDICAL SYSTEMS 10346879 SGM13045276PA |  |  | Active |  | 84:25:3F:58:05:DC |  | Equipment | 1Y:00-MFG | 11/01/2019 | 11/01/2020 | COOPER AMBULATORY OFF-SITES |  |  | Suite 311 - Moves |  | CARLA TRUELL
|  | GE HEALTHCARE | MAC 5500 HD | ELECTROCARDIOGRAPH (ECG), INTERPRETIVE | SCD11031555PA | EMERGENCY ROOM | Kelemen |  |  | 02/15/2019 |  | 2/15/26 |  |  | NO | YES |  |  |  |  | GE MEDICAL SYSTEMS 30144018 SCD11031555PA |  |  | Active |  | 84:25:3F:58:05:B4 |  | Equipment | 1Y:00-MFG | 02/15/2019 | 02/15/2019 | COOPER UNIVERSITY HOSPITAL |  |  | ER |  | KAREN GRUBER |  |  |  | 02/15/2019 | 02/15/2019 |  |  |  |  | 02/15/2019 | 02/15/2019
|  | GE HEALTHCARE | MAC 5500 HD | ELECTROCARDIOGRAPH (ECG), INTERPRETIVE | SCD11072294PA |  | Kelemen | [7 empty] | NO | YES
|  | GE HEALTHCARE | MAC 5500 HD | ELECTROCARDIOGRAPH (ECG), INTERPRETIVE | SGM13055337PA | WOODSTOWN - CARDIOLOGY | 66 East Ave |  |  | 01/26/2013 |  | 1/26/20 |  |  | NO | YES |  |  |  |  | GE MEDICAL SYSTEMS 10345900 SGM13055337PA |  |  | Active |  | 00:40:17:6C:96:7C |  | Equipment | 1Y:00-MFG | 07/26/2019 | 07/01/2020 | COOPER AMBULATORY OFF-SITES |  |  | MOVES |  | SUSAN WHITZELL
|  | GE HEALTHCARE | MAC 5500 HD | ELECTROCARDIOGRAPH (ECG), INTERPRETIVE | SCD06425301PA | 3 COOPER-PEDIATRICS | 3 Cooper |  |  | 12/29/2006 |  | 12/29/13 |  |  | NO | YES |  |  |  |  | GE MEDICAL SYSTEMS 10345635 SCD06425301PA |  |  | Active |  | 11:11:11:11:11:11 |  | Equipment | 1Y:00-MFG | 11/01/2019 | 11/01/2020 | COOPER AMBULATORY OFF-SITES |  |  | Suite 200 - Exam 1 |  | MAUREEN OBRIEN
|  | GE HEALTHCARE | MAC 5500 HD | ELECTROCARDIOGRAPH (ECG), INTERPRETIVE | SJ213484327TA | 3 COOPER-PREADMISSION TESTING | 3 Cooper |  |  | 11/07/2013 |  | 11/7/20 |  |  | NO | YES |  |  |  |  | GE MEDICAL SYSTEMS 10345521 SJ213484327TA |  |  | Active |  | 00:40:17:6C:82:97 |  | Equipment | 1Y:00-MFG | 11/01/2019 | 11/01/2020 | COOPER AMBULATORY OFF-SITES |  |  | Phlebotomy Lab |  | Karen Capone
|  | GE HEALTHCARE | MAC 5500 HD | ELECTROCARDIOGRAPH (ECG), INTERPRETIVE | SGM13065357PA | VOORHEES CARDIOLOGY SUITE 102 | 901 Centennial Blvd | Building 1 |  | 01/26/2013 |  | 1/26/20 |  |  | NO | YES |  |  |  |  | GE MEDICAL SYSTEMS 10345350 SGM13065357PA |  |  | Active |  | 11:11:11:11:11:11 |  | Equipment | 1Y:00-MFG | 01/08/2019 | 01/01/2020 | COOPER AMBULATORY OFF-SITES |  |  | EXAM 5 |  | MICHELE MOLINARI
|  | GE HEALTHCARE | MAC 5500 HD | ELECTROCARDIOGRAPH (ECG), INTERPRETIVE | SGM13146093PA | VOORHEES SURGERY CENTER-RADIATION/ONC | 901 Centennial Blvd | Buliding 1 |  | 01/26/2013 |  | 1/26/20 |  |  | NO | YES |  |  |  |  | GE MEDICAL SYSTEMS 10344965 SGM13146093PA |  |  | Active |  | 11:11:11:11:11:11 |  | Equipment | 1Y:00-MFG | 04/23/2019 | 04/01/2020 | COOPER AMBULATORY OFF-SITES |  |  | Voor Lab, Bldg 2, Ste 204 |  | COLLEEN TEGELER
|  | GE HEALTHCARE | MAC VU360 | ELECTROCARDIOGRAPH (ECG), INTERPRETIVE | VU219500057SA |  | Kelemen | [7 empty] | YES | YES
|  | GE HEALTHCARE | MAC VU360 | ELECTROCARDIOGRAPH (ECG), INTERPRETIVE | VU219500068SA |  | Kelemen | [7 empty] | YES | YES
|  | GE HEALTHCARE | MAC VU360 | ELECTROCARDIOGRAPH (ECG), INTERPRETIVE | VU219500061SA |  | Kelemen | [7 empty] | YES | YES
|  | GE HEALTHCARE | MAC VU360 | ELECTROCARDIOGRAPH (ECG), INTERPRETIVE | VU219500012SA |  | Kelemen | [7 empty] | YES | YES
|  | GE HEALTHCARE | MAC VU360 | ELECTROCARDIOGRAPH (ECG), INTERPRETIVE | VU219500010SA |  | Kelemen | [7 empty] | YES | YES
|  | GE HEALTHCARE | MAC VU360 | ELECTROCARDIOGRAPH (ECG), INTERPRETIVE | VU219490064SA |  | Kelemen | [7 empty] | YES | YES
|  | GE HEALTHCARE | MAC VU360 | ELECTROCARDIOGRAPH (ECG), INTERPRETIVE | VU219500060SA |  | Kelemen | [7 empty] | YES | YES
|  | GE HEALTHCARE | MAC VU360 | ELECTROCARDIOGRAPH (ECG), INTERPRETIVE | VU219490043SA |  | Kelemen | [7 empty] | YES | YES
|  | GE HEALTHCARE | MAC VU360 | ELECTROCARDIOGRAPH (ECG), INTERPRETIVE | VU219500050SA |  | Kelemen | [7 empty] | YES | YES
|  | GE HEALTHCARE | MAC VU360 | ELECTROCARDIOGRAPH (ECG), INTERPRETIVE | VU219490021SA |  | Kelemen | [7 empty] | YES | YES
|  | GE HEALTHCARE | MAC VU360 | ELECTROCARDIOGRAPH (ECG), INTERPRETIVE | VU219500064SA |  | Kelemen | [7 empty] | YES | YES
|  | GE HEALTHCARE | MAC VU360 | ELECTROCARDIOGRAPH (ECG), INTERPRETIVE | VU219490035SA |  | Kelemen | [7 empty] | YES | YES
|  | GE HEALTHCARE | MAC VU360 | ELECTROCARDIOGRAPH (ECG), INTERPRETIVE | VU219490028SA |  | Kelemen | [7 empty] | YES | YES
|  | GE HEALTHCARE | MAC VU360 | ELECTROCARDIOGRAPH (ECG), INTERPRETIVE | VU219490014SA |  | Kelemen | [7 empty] | YES | YES
|  | GE HEALTHCARE | MAC VU360 | ELECTROCARDIOGRAPH (ECG), INTERPRETIVE | VU220020018SA |  | Kelemen | [7 empty] | YES | YES
|  | GE HEALTHCARE | MAC VU360 | ELECTROCARDIOGRAPH (ECG), INTERPRETIVE | VU219480064SA |  | Kelemen | [7 empty] | YES | YES
|  | GE HEALTHCARE | MAC VU360 | ELECTROCARDIOGRAPH (ECG), INTERPRETIVE | VU219480066SA |  | Kelemen | [7 empty] | YES | YES
|  | GE HEALTHCARE | MAC VU360 | ELECTROCARDIOGRAPH (ECG), INTERPRETIVE | VU219490013SA |  | Kelemen | [7 empty] | YES | YES
|  | GE HEALTHCARE | MAC VU360 | ELECTROCARDIOGRAPH (ECG), INTERPRETIVE | VU219490029SA |  | Kelemen | [7 empty] | YES | YES
|  | MECTA CORP | SPECTRUM 5000Q | ELECTROCONVULSIVE THERAPY (ECT) |  | PSYCHIATRIC UNIT | Kelemen |  |  | 01/01/1900 |  |  |  |  | NO | YES |  |  |  |  | MECTA CORP 10367486 10968 |  |  | Active |  | 99:99:99:99:99:99 |  | High Risk | 1Y:00-MFG | 07/17/2019 | 07/01/2020 | COOPER UNIVERSITY HOSPITAL |  |  | Kel 6th Fl Special Test Endo 1 |  | CATHERINE MELINIOTIS
|  | MECTA CORP | SPECTRUM 5000Q | ELECTROCONVULSIVE THERAPY (ECT) |  | PSYCHIATRIC UNIT | Kelemen |  |  | 08/15/2014 |  | 8/15/21 |  |  | NO | YES |  |  |  |  | MECTA CORP 10367485 12565 |  |  | Active |  | 99:99:99:99:99:99 |  | High Risk | 1Y:00-MFG | 07/17/2019 | 07/01/2020 | COOPER UNIVERSITY HOSPITAL |  |  | Kel 6th Fl Special Test Endo 1 |  | CATHERINE MELINIOTIS
|  | CADWELL LABORATORIES | SIERRA SUMMIT | ELECTROENCEPHALOGRAPH (EEG) | 19027205AA1215039 | CHERRY HILL PHYSICAL THERAPY | 1101 N Kings Hwy |  |  | 05/27/2016 |  | 5/27/23 |  |  | NO | YES |  |  |  |  | CADWELL LABORATORIES 10480460 19027205AA1215039 |  |  | Active |  | 9E:52:80:19:6A:CC |  | Equipment | 1Y:00-MFG | 05/29/2019 | 05/01/2020 | COOPER AMBULATORY OFF-SITES |  |  | 1935 Route 70 |  | COURTNEY BUDD
|  | CADWELL LABORATORIES | SIERRA SUMMIT | ELECTROENCEPHALOGRAPH (EEG) | 19027203AA0515033 | COOPER BONE & JOINT- GLASSBORO | 221 Victoria Street |  |  | 11/12/2015 |  | 11/12/22 |  |  | NO | YES |  |  |  |  | CADWELL LABORATORIES 10480207 19027203AA0515033 |  |  | Active |  | 98:90:96:C4:6E:DE |  | Equipment | 1Y:00-MFG | 11/01/2019 | 11/01/2020 | COOPER AMBULATORY OFF-SITES |  |  | B113 PROCEDURE ROOM |  | COURTNEY BUDD
|  | CADWELL LABORATORIES | SIERRA SUMMIT | ELECTROENCEPHALOGRAPH (EEG) | 19027203AA0515028 | 3 COOPER-MULTISPECIALTY CENTER | 3 Cooper |  |  | 07/06/2015 |  | 7/6/22 |  |  | NO | YES |  |  |  |  | CADWELL LABORATORIES 10369568 19027203AA0515028 |  |  | Active |  | 10:E7:C6:0A:51:D8 |  | Equipment | 1Y:00-MFG | 11/01/2019 | 11/01/2020 | COOPER AMBULATORY OFF-SITES |  |  | Suite 104 (LIC: BJLYCBYF) |  | MARGIE OUTLER
|  | CADWELL LABORATORIES | SIERRA SUMMIT | ELECTROENCEPHALOGRAPH (EEG) | 19027203AA0515034 | 1101 KINGS HIGHWAY | 1101 N Kings Hwy |  |  | 10/15/2019 |  | 10/15/26 |  |  | NO | YES |  |  |  |  | CADWELL LABORATORIES 10369569 19027203AA0515034 |  |  | Active |  |  |  | Equipment | 1Y:00-MFG | 10/15/2019 | 05/01/2020 | COOPER AMBULATORY OFF-SITES |  |  | EMG AREA | WOT00000003981694 | STEVE LOWE | Service Request | Closed | Kirk Lis | 10/03/2019 | 10/22/2019 | EMG Portable - Needs to be moved to a different location, see notes | RELOCATED UNIT FROM KEL. 5 TO 1101 KINGS HWY | EXP4396565 | Labor | 10/15/2019 | 10/15/2019 | Kirk Lis
|  | CADWELL LABORATORIES | SIERRA SUMMIT | ELECTROENCEPHALOGRAPH (EEG) | 19027203AA0515031 | NEUROLOGY/EEG | Kelemen |  |  | 07/06/2015 |  | 7/6/22 |  |  | NO | YES |  |  |  |  | CADWELL LABORATORIES 10369566 19027203AA0515031 |  |  | Active |  | 12:62:88:F7:EE:3B |  | Equipment | 1Y:00-MFG | 06/14/2019 | 06/01/2020 | COOPER UNIVERSITY HOSPITAL |  |  | EEG (LIC: 7V2NBSQY) |  | Debbie Hughes
|  | CADWELL LABORATORIES | SIERRA SUMMIT | ELECTROENCEPHALOGRAPH (EEG) | 19027203AA0515032 | NEUROLOGY/EEG | Kelemen |  |  | 07/06/2015 |  | 7/6/22 |  |  | NO | YES |  |  |  |  | CADWELL LABORATORIES 10369567 19027203AA0515032 |  |  | Active |  | 6A:23:69:3F:8A:70 |  | Equipment | 1Y:00-MFG | 06/14/2019 | 06/01/2020 | COOPER UNIVERSITY HOSPITAL |  |  | EEG - (LIC: SRSWJTDU) |  | Debbie Hughes
|  | CADWELL LABORATORIES | SIERRA SUMMIT | ELECTROENCEPHALOGRAPH (EEG) | 19027204AA1015033 | BRACE ROAD-CARDIOLOGY | 1935 NJ-70 |  |  | 05/03/2019 |  | 5/3/26 |  |  | NO | YES |  |  |  |  | CADWELL LABORATORIES 30149671 19027204AA1015033 |  |  | Active |  | 98:90:96:C4:15:E2 |  | Equipment | 1Y:00-MFG | 05/03/2019 | 05/03/2019 | COOPER AMBULATORY OFF-SITES |  |  | KINGS HWY. |  | Beth Mook |  |  |  | 05/03/2019 | 05/03/2019 |  |  |  |  | 05/03/2019 | 05/03/2019
|  | CAREFUSION | NICOLET NICVUE | ELECTROENCEPHALOGRAPH (EEG) | TS130105M |  | Kelemen | [7 empty] | NO | YES
|  | NATUS MEDICAL INC. | NICOLET VIKING | ELECTROENCEPHALOGRAPH (EEG) | RW130382M | NEUROLOGY/EEG | Kelemen |  |  | 06/14/2019 |  | 6/14/26 |  |  | NO | YES |  |  |  |  | NATUS MEDICAL INC. 11187675 RW130382M |  |  | Active |  | 00:27:0E:3A:27:F0 |  | Equipment | 1Y:00-MFG | 06/14/2019 | 06/14/2019 | COOPER UNIVERSITY HOSPITAL |  |  | HALLWAY |  | Debbie Hughes |  |  |  | 06/14/2019 | 06/14/2019 |  |  |  |  | 06/14/2019 | 06/14/2019
|  | NATUS MEDICAL INC. | NICOLETONE | ELECTROENCEPHALOGRAPH (EEG) | TS150450M | NEUROLOGY/EEG | Kelemen |  |  | 08/06/2015 |  | 8/6/22 |  |  | NO | YES |  |  |  |  | NATUS MEDICAL INC. 10349256 TS150450M |  |  | Active |  | 00:19:0F:17:98:21 |  | Equipment | 1Y:00-MFG | 06/14/2019 | 06/01/2020 | COOPER UNIVERSITY HOSPITAL |  |  |  |  | Debbie Hughes
|  | NATUS MEDICAL INC. | XLTEK TREX HD | ELECTROENCEPHALOGRAPH (EEG) | 008043n3071 |  | Kelemen | [7 empty] | YES | YES
|  | NATUS MEDICAL INC. | XLTEK TREX HD | ELECTROENCEPHALOGRAPH (EEG) | 008043N3077 | NEUROLOGY/EEG | Kelemen |  |  | 11/11/2019 |  | 11/11/26 |  |  | NO | YES |  |  |  |  | NATUS MEDICAL INC. 11200135 008043N3077 |  |  | Active |  |  |  | Equipment | PAAR:00-PVAR | 11/11/2019 | 11/11/2019 | COOPER UNIVERSITY HOSPITAL |  |  | PAV 056 | WOT00000004298561 | Debbie Hughes | Performance Verification | Completed | Kirk Lis | 11/11/2019 | 11/11/2019 | Performance Verification for NATUS MEDICAL INC. 11200135 008043N3077 | Initial Install of Performance Verification. Device is ready for patient use. |  |  | 11/11/2019 | 11/11/2019
|  | NATUS MEDICAL INC. | XLTEK TREX HD | ELECTROENCEPHALOGRAPH (EEG) | 008043N3051 | NEUROLOGY/EEG | Kelemen |  |  | 11/11/2019 |  | 11/11/26 |  |  | NO | YES |  |  |  |  | NATUS MEDICAL INC. 11200134 008043N3051 |  |  | Active |  |  |  | Equipment | PAAR:00-PVAR | 11/11/2019 | 11/11/2019 | COOPER UNIVERSITY HOSPITAL |  |  | PAV 056 | WOT00000004298306 | Debbie Hughes | Performance Verification | Completed | Kirk Lis | 11/11/2019 | 11/11/2019 | Performance Verification for NATUS MEDICAL INC. 11200134 008043N3051 | Initial Install of Performance Verification. Device is ready for patient use. |  |  | 11/11/2019 | 11/11/2019
|  | NATUS MEDICAL INC. | XLTEK TREX HD | ELECTROENCEPHALOGRAPH (EEG) | MBR150921-0 | NEUROLOGY/EEG | Kelemen |  |  | 07/22/2019 |  | 7/22/26 |  |  | NO | YES |  |  |  |  | NATUS MEDICAL INC. 30142138 MBR150921-0 |  |  | Active |  | 99:99:99:99:99:99 |  | Equipment | 1Y:00-MFG | 07/22/2019 | 07/22/2019 | COOPER UNIVERSITY HOSPITAL |  |  | 2ND FLOOR KELEMEN |  | Debbie Hughes |  |  |  | 07/22/2019 | 07/22/2019 |  |  |  |  | 07/22/2019 | 07/22/2019
|  | NATUS MEDICAL INC. | XLTEK TREX HD | ELECTROENCEPHALOGRAPH (EEG) | MBR150920-0 | NEUROLOGY/EEG | Kelemen |  |  | 06/14/2019 |  | 6/14/26 |  |  | NO | YES |  |  |  |  | NATUS MEDICAL INC. 30142135 MBR150920-0 |  |  | Active |  | 99:99:99:99:99:99 |  | Equipment | 1Y:00-MFG | 06/14/2019 | 06/14/2019 | COOPER UNIVERSITY HOSPITAL |  |  | 2ND FLOOR KELEMEN |  | Debbie Hughes |  |  |  | 06/14/2019 | 06/14/2019 |  |  |  |  | 06/14/2019 | 06/14/2019
|  | NATUS NEUROLOGY INCORPORATED | NEUROWORKS 9X | ELECTROENCEPHALOGRAPH (EEG) | 7XWP7X2 | NEUROLOGY/EEG | Kelemen |  |  | 10/23/2019 |  | 10/23/26 |  |  | NO | YES |  |  |  |  | NATUS NEUROLOGY INCORPORATED 11200106 7XWP7X2 |  |  | Active |  |  |  | Accessory | 1Y:00-MFG | 10/23/2019 | 10/23/2019 | COOPER UNIVERSITY HOSPITAL |  |  | PAV 056 | WOT00000004086429 | Debbie Hughes | Performance Verification | Completed | Kirk Lis | 10/23/2019 | 10/23/2019 | Performance Verification for NATUS NEUROLOGY INCORPORATED 11200106 7XWP7X2 | Initial Install of Performance Verification. Device is ready for patient use. |  |  | 10/23/2019 | 10/23/2019
|  | NATUS NEUROLOGY INCORPORATED | NEUROWORKS 9X | ELECTROENCEPHALOGRAPH (EEG) | 1MMQ7X2 | NEUROLOGY/EEG | Kelemen |  |  | 10/23/2019 |  | 10/23/26 |  |  | NO | YES |  |  |  |  | NATUS NEUROLOGY INCORPORATED 11200109 1MMQ7X2 |  |  | Active |  |  |  | Accessory | 1Y:00-MFG | 10/23/2019 | 10/23/2019 | COOPER UNIVERSITY HOSPITAL |  |  | KEL 2 | WOT00000004087028 | Debbie Hughes | Performance Verification | Completed | Kirk Lis | 10/23/2019 | 10/23/2019 | Performance Verification for NATUS NEUROLOGY INCORPORATED 11200109 1MMQ7X2 | Initial Install of Performance Verification. Device is ready for patient use. |  |  | 10/23/2019 | 10/23/2019
|  | NATUS NEUROLOGY INCORPORATED | NEUROWORKS 9X | ELECTROENCEPHALOGRAPH (EEG) | GL2S7X2 | NEUROLOGY/EEG | Kelemen |  |  | 10/23/2019 |  | 10/23/26 |  |  | NO | YES |  |  |  |  | NATUS NEUROLOGY INCORPORATED 11200112 GL2S7X2 |  |  | Active |  |  |  | Accessory | 1Y:00-MFG | 10/23/2019 | 10/23/2019 | COOPER UNIVERSITY HOSPITAL |  |  | Performance Verification | WOT00000004087396 | Debbie Hughes | Performance Verification | Completed | Kirk Lis | 10/23/2019 | 10/23/2019 | Performance Verification for NATUS NEUROLOGY INCORPORATED 11200112 GL2S7X2 | Initial Install of Performance Verification. Device is ready for patient use. |  |  | 10/23/2019 | 10/23/2019
|  | NATUS NEUROLOGY INCORPORATED | NEUROWORKS 9X | ELECTROENCEPHALOGRAPH (EEG) | 1MNP7X2 | NEUROLOGY/EEG | Kelemen |  |  | 10/23/2019 |  | 10/23/26 |  |  | NO | YES |  |  |  |  | NATUS NEUROLOGY INCORPORATED 11200111 1MNP7X2 |  |  | Active |  |  |  | Accessory | 1Y:00-MFG | 10/23/2019 | 10/23/2019 | COOPER UNIVERSITY HOSPITAL |  |  | KEL 2 | WOT00000004087255 | Debbie Hughes | Performance Verification | Completed | Kirk Lis | 10/23/2019 | 10/23/2019 | Performance Verification for NATUS NEUROLOGY INCORPORATED 11200111 1MNP7X2 | Initial Install of Performance Verification. Device is ready for patient use. |  |  | 10/23/2019 | 10/23/2019
|  | NATUS NEUROLOGY INCORPORATED | NEUROWORKS 9X | ELECTROENCEPHALOGRAPH (EEG) | GL1V7X2 | CHERRY HILL SPECIALITY HUB | 1935 NJ-70 |  |  | 10/23/2019 |  | 10/23/26 |  |  | NO | YES |  |  |  |  | NATUS NEUROLOGY INCORPORATED 11200110 GL1V7X2 |  |  | Active |  |  |  | Accessory | 1Y:00-MFG | 10/23/2019 | 10/23/2019 | COOPER AMBULATORY OFF-SITES |  |  | 1935 RT.70 | WOT00000004087167 | APRIL DIXON | Performance Verification | Completed | Kirk Lis | 10/23/2019 | 10/23/2019 | Performance Verification for NATUS NEUROLOGY INCORPORATED 11200110 GL1V7X2 | Initial Install of Performance Verification. Device is ready for patient use. |  |  | 10/23/2019 | 10/23/2019
|  | NATUS NEUROLOGY INCORPORATED | NEUROWORKS 9X | ELECTROENCEPHALOGRAPH (EEG) | 7XVQ7X2 | NEUROLOGY/EEG | Kelemen |  |  | 10/23/2019 |  | 10/23/26 |  |  | NO | YES |  |  |  |  | NATUS NEUROLOGY INCORPORATED 11200104 7XVQ7X2 |  |  | Active |  |  |  | Accessory | 1Y:00-MFG | 10/23/2019 | 10/23/2019 | COOPER UNIVERSITY HOSPITAL |  |  | Performance Verification | WOT00000004086261 | Debbie Hughes | Performance Verification | Completed | Kirk Lis | 10/23/2019 | 10/23/2019 | Performance Verification for NATUS NEUROLOGY INCORPORATED 11200104 7XVQ7X2 | Initial Install of Performance Verification. Device is ready for patient use. |  |  | 10/23/2019 | 10/23/2019
|  | NATUS NEUROLOGY INCORPORATED | NEUROWORKS 9X | ELECTROENCEPHALOGRAPH (EEG) | 7XWM7X2 | NEUROLOGY/EEG | Kelemen |  |  | 10/23/2019 |  | 10/23/26 |  |  | NO | YES |  |  |  |  | NATUS NEUROLOGY INCORPORATED 11200105 7XWM7X2 |  |  | Active |  |  |  | Accessory | 1Y:00-MFG | 10/23/2019 | 10/23/2019 | COOPER UNIVERSITY HOSPITAL |  |  | PAV 056 | WOT00000004086326 | Debbie Hughes | Performance Verification | Completed | Kirk Lis | 10/23/2019 | 10/23/2019 | Performance Verification for NATUS NEUROLOGY INCORPORATED 11200105 7XWM7X2 | Initial Install of Performance Verification. Device is ready for patient use. |  |  | 10/23/2019 | 10/23/2019
|  | NATUS NEUROLOGY INCORPORATED | NEUROWORKS 9X | ELECTROENCEPHALOGRAPH (EEG) | GL2V7X2 | NEUROLOGY/EEG | Kelemen |  |  | 10/23/2019 |  | 10/23/26 |  |  | NO | YES |  |  |  |  | NATUS NEUROLOGY INCORPORATED 11200108 GL2V7X2 |  |  | Active |  |  |  | Accessory | 1Y:00-MFG | 10/23/2019 | 10/23/2019 | COOPER UNIVERSITY HOSPITAL |  |  | KEL 2 | WOT00000004086573 | Debbie Hughes | Performance Verification | Completed | Kirk Lis | 10/23/2019 | 10/23/2019 | Performance Verification for NATUS NEUROLOGY INCORPORATED 11200108 GL2V7X2 | Initial Install of Performance Verification. Device is ready for patient use. |  |  | 10/23/2019 | 10/23/2019
|  | NATUS NEUROLOGY INCORPORATED | NEUROWORKS 9X | ELECTROENCEPHALOGRAPH (EEG) | 8CRTDW2 | NEUROLOGY/EEG | Kelemen |  |  | 10/23/2019 |  | 10/23/26 |  |  | NO | YES |  |  |  |  | NATUS NEUROLOGY INCORPORATED 11200107 8CRTDW2 |  |  | Active |  |  |  | Accessory | 1Y:00-MFG | 10/23/2019 | 10/23/2019 | COOPER UNIVERSITY HOSPITAL |  |  | KEL 2 | WOT00000004086490 | Debbie Hughes | Performance Verification | Completed | Kirk Lis | 10/23/2019 | 10/23/2019 | Performance Verification for NATUS NEUROLOGY INCORPORATED 11200107 8CRTDW2 | Initial Install of Performance Verification. Device is ready for patient use. |  |  | 10/23/2019 | 10/23/2019
|  | NATUS NEUROLOGY INCORPORATED | NEUROWORKS 9X | ELECTROENCEPHALOGRAPH (EEG) | GL4Y7X2 | NEUROLOGY/EEG | Kelemen |  |  | 10/23/2019 |  | 10/23/26 |  |  | NO | YES |  |  |  |  | NATUS NEUROLOGY INCORPORATED 11200103 GL4Y7X2 |  |  | Active |  |  |  | Accessory | 1Y:00-MFG | 10/23/2019 | 10/23/2019 | COOPER UNIVERSITY HOSPITAL |  |  | KEL 2 | WOT00000004086190 | Debbie Hughes | Performance Verification | Completed | Kirk Lis | 10/23/2019 | 10/23/2019 | Performance Verification for NATUS NEUROLOGY INCORPORATED 11200104 GL4Y7X2 | Initial Install of Performance Verification. Device is ready for patient use. |  |  | 10/23/2019 | 10/23/2019
|  | NATUS NEUROLOGY INCORPORATED | NEUROWORKS 9X | ELECTROENCEPHALOGRAPH (EEG) | 1MNN7X2 | NEUROLOGY/EEG | Kelemen |  |  | 10/23/2019 |  | 10/23/26 |  |  | NO | YES |  |  |  |  | NATUS NEUROLOGY INCORPORATED 11200102 1MNN7X2 |  |  | Active |  |  |  | Accessory | 1Y:00-MFG | 10/23/2019 | 10/23/2019 | COOPER UNIVERSITY HOSPITAL |  |  | KEL. 2 | WOT00000004086096 | Debbie Hughes | Performance Verification | Completed | Kirk Lis | 10/23/2019 | 10/23/2019 | Performance Verification for NATUS NEUROLOGY INCORPORATED 11200102 1MNN7X2 | Initial Install of Performance Verification. Device is ready for patient use. |  |  | 10/23/2019 | 10/23/2019
|  | CAREFUSION | NICOLET NICVUE | ELECTROENCHEPHELOGRAM (EEG) | RA110369M | NEUROLOGY/EEG | Kelemen |  |  | 04/13/2011 |  | 4/13/18 |  |  | NO | YES |  |  |  |  | CAREFUSION 10368663 RA110369M |  |  | Active |  | 00:19:0F:07:3D:86 |  | Equipment | PAAR:00-PVAR | 11/02/2019 |  | COOPER UNIVERSITY HOSPITAL |  |  | PAV 056 |  | Debbie Hughes
|  | STANDARD IMAGING | MAX 4000 | ELECTROMETER | F151191 |  | 900 Centennial Blvd | Suite D | [6 empty] | YES | YES
|  | EXCEL TECHNOLOGY, INC | NEUROMAX 1002 | ELECTROMYOGRAPH (EMG) | 104340322A2 | CHERRY HILL PHYSICAL THERAPY | 1101 N Kings Hwy |  |  | 12/11/2009 |  |  |  |  | NO | YES |  |  |  |  | EXCEL TECHNOLOGY, INC 10366091 104340322A2 |  |  | Active |  | CD:10:10:CE:D0:00 |  | Equipment | 1Y:00-MFG | 05/10/2019 | 05/01/2020 | COOPER AMBULATORY OFF-SITES |  |  | EXAM 2 |  | COURTNEY BUDD
|  | LIFE FITNESS | CLASSIC SERIES | ELLIPTICAL | CLU108169 | CHERRY HILL PHYSICAL THERAPY | 1935 NJ-70 |  |  | 10/21/2009 |  | 10/21/19 |  |  | NO | YES |  |  |  |  | LIFE FITNESS 10346125 CLU108169 |  |  | Active |  | 99:99:99:99:99:99 |  | Equipment | PAAR:00-PVAR | 11/02/2019 |  | COOPER AMBULATORY OFF-SITES |  |  | PT - Cherry Hill |  | COURTNEY BUDD
|  | LIFE FITNESS | CLASSIC SERIES | ELLIPTICAL | CLX116084 | VOORHEES ORTHOPEDICS | 901 Centennial Blvd | Building 1 |  | 10/30/2009 |  | 10/30/19 |  |  | NO | YES |  |  |  |  | LIFE FITNESS 10345001 CLX116084 |  |  | Active |  | 99:99:99:99:99:99 |  | Equipment | PAAR:00-PVAR | 11/02/2019 |  | COOPER AMBULATORY OFF-SITES |  |  | ORTHO PHYSICAL THERAPY |  | CAROL STRANTON
|  | PRECOR, INC. | EFX883 | ELLIPTICAL | AEXXB17160008 | PHYSICAL THERAPY DEPARTMENT | 221 Victoria Street |  |  | 10/31/2019 |  | 10/31/29 |  |  | NO | YES |  |  |  |  | PRECOR, INC. 11221929 AEXXB17160008 |  |  | Active |  |  |  | Equipment | PAAR:00-PVAR | 10/31/2019 | 10/31/2019 | COOPER AMBULATORY OFF-SITES |  |  | Glassboro | WOT00000002753808 | COURTNEY BUDD | Performance Verification | Closed | Josh Harris | 10/31/2019 | 10/31/2019 | CEID Record Completion for PRECOR, INC. 11221929 AEXXB17160008 | Inventoried new unit. | EXP3064879 | Labor | 10/31/2019 | 10/31/2019 | Josh Harris
|  | SPORTS ART | 805P | ELLIPTICAL |  | CHERRY HILL PHYSICAL THERAPY | 1935 NJ-70 |  |  | 03/15/2005 |  | 3/15/15 |  |  | NO | YES |  |  |  |  | SPORTS ART 10346126 91239 |  |  | Active |  | 99:99:99:99:99:99 |  | Equipment | PAAR:00-PVAR | 11/02/2019 |  | COOPER AMBULATORY OFF-SITES |  |  | PT - Cherry Hill |  | COURTNEY BUDD
|  | STORZ | ENDOFLATOR 50 UI500 | ENDOFLATOR | WS1598 | OPERATING ROOM - PAVILION | Pavilion |  |  | 12/06/2017 |  | 12/6/22 |  |  | NO | YES |  |  |  |  | STORZ 10725725 WS1598 |  |  | Active |  | 99:99:99:99:99:99 |  | Alarm | 1Y:00-MFG | 02/15/2019 | 02/01/2020 | COOPER UNIVERSITY HOSPITAL |  |  | Pav Anes Store Rm | 0012586493 | DOMINIC VENDETTA | Performance Verification | Closed | Josh Harris | 12/27/2017 | 12/27/2017 | INCOMING INVENTORY | DEVICE INVENTORIED | 3689D5C2-9079-4730-87BA-B6491914C51E | Labor | 12/27/2017 | 12/27/2017 | Josh Harris
|  | STORZ | ENDOFLATOR 50 UI500 | ENDOFLATOR | WS1567 | OPERATING ROOM - PAVILION | Pavilion |  |  | 12/06/2017 |  | 12/6/22 |  |  | NO | YES |  |  |  |  | STORZ 10725717 WS1567 |  |  | Active |  | 99:99:99:99:99:99 |  | Alarm | 1Y:00-MFG | 02/11/2019 | 02/01/2020 | COOPER UNIVERSITY HOSPITAL |  |  | P11 | 0012647431 | DOMINIC VENDETTA | Performance Verification | Closed | Josh Harris | 01/11/2018 | 01/11/2018 | INCOMING INVENTORY | DEVICE INVENTORIED | D2319785-3F66-4117-940E-2C9897761D96 | Labor | 01/11/2018 | 01/11/2018 | Josh Harris
|  | CYBEX | FITRON | ERGOMETER, ISOKINETIC | 1680M247803 | CHERRY HILL PHYSICAL THERAPY | 1101 N Kings Hwy |  |  | 01/01/1900 |  |  |  |  | NO | YES |  |  |  |  | CYBEX 10366075 1680M247803 |  |  | Active |  | 99:99:99:99:99:99 |  | Equipment | PAAR:00-PVAR | 11/02/2019 |  | COOPER AMBULATORY OFF-SITES |  |  | EXERCISE ROOM |  | COURTNEY BUDD
|  | STAMINA PRODUCTS INC. | 15-4655 | ERGOMETER, LOWER BODY |  | CHERRY HILL PHYSICAL THERAPY | 1101 N Kings Hwy |  |  | 01/01/2001 |  | 1/1/11 |  |  | NO | YES |  |  |  |  | STAMINA PRODUCTS INC. 10366085 1056957 |  |  | Active |  | 99:99:99:99:99:99 |  | Equipment | PAAR:00-PVAR | 11/02/2019 |  | COOPER AMBULATORY OFF-SITES |  |  | EXERCISE ROOM |  | COURTNEY BUDD
|  | BIODEX MEDICAL SYSTEMS | 945-130 | ERGOMETER, UPPER BODY | V9402197 | CHERRY HILL PHYSICAL THERAPY | 1101 N Kings Hwy |  |  | 01/01/1900 |  |  |  |  | NO | YES |  |  |  |  | BIODEX MEDICAL SYSTEMS 10366076 V9402197 |  |  | Active |  | 99:99:99:99:99:99 |  | Equipment | PAAR:00-PVAR | 11/02/2019 |  | COOPER AMBULATORY OFF-SITES |  |  | EXERCISE ROOM |  | COURTNEY BUDD
|  | BIODEX MEDICAL SYSTEMS | 950-130 | ERGOMETER, UPPER BODY | U020080126 | CHERRY HILL PHYSICAL THERAPY | 1935 NJ-70 |  |  | 01/01/1900 |  |  |  |  | NO | YES |  |  |  |  | BIODEX MEDICAL SYSTEMS 10346123 U020080126 |  |  | Active |  | 99:99:99:99:99:99 |  | Equipment | PAAR:00-PVAR | 11/02/2019 |  | COOPER AMBULATORY OFF-SITES |  |  | PT - Cherry Hill |  | COURTNEY BUDD
|  | BIODEX MEDICAL SYSTEMS | 950-148 | ERGOMETER, UPPER BODY |  | VOORHEES ORTHOPEDICS | 900 Centennial Blvd | 2 New Suite |  | 11/01/2019 |  | 11/1/29 |  |  | NO | YES |  |  |  |  | BIODEX MEDICAL SYSTEMS 210337330 0912024 |  |  | Active |  | 99:99:99:99:99:99 |  | Equipment | PAAR:00-PVAR | 11/01/2019 | 11/01/2019 | COOPER AMBULATORY OFF-SITES |  |  | ORTHO PHYSICAL THERAPY |  | CAROL STRANTON |  |  |  | 11/01/2019 | 11/01/2019 |  |  |  |  | 11/01/2019 | 11/01/2019
|  | MONARK AMERICA |  | ERGOMETER, UPPER BODY |  | PHYSICAL THERAPY | Kelemen |  |  | 01/01/1900 |  |  |  |  | NO | YES |  |  |  |  | MONARK AMERICA 10367455 Not Known |  |  | Active |  | 99:99:99:99:99:99 |  | Equipment | PAAR:00-PVAR | 11/02/2019 |  | COOPER UNIVERSITY HOSPITAL |  |  | PEDS PHYSICAL THERAPY | WOT00000002200079 | JOSEPHINE HONG | Disposition | Closed | Kirk Lis | 02/14/2019 | 05/15/2019 | Bulk Disposition CNL
|  | SCIFIT | PRO 1 | ERGOMETER, UPPER BODY | 610-014439 | PHYSICAL THERAPY DEPARTMENT | 221 Victoria Street |  |  | 10/31/2019 |  | 10/31/29 |  |  | NO | YES |  |  |  |  | SCIFIT 11221931 610-014439 |  |  | Active |  |  |  | Equipment | PAAR:00-PVAR | 10/31/2019 | 10/31/2019 | COOPER AMBULATORY OFF-SITES |  |  | Glassboro | WOT00000002753894 | COURTNEY BUDD | Performance Verification | Closed | Josh Harris | 10/31/2019 | 10/31/2019 | Performance Verification for SCIFIT 11221931 610-014439 | Initial Install of Performance Verification. Device is ready for patient use. |  |  | 10/31/2019 | 10/31/2019
|  | SCIFIT | PRO 1000 | ERGOMETER, UPPER BODY |  | VOORHEES ORTHOPEDICS | 901 Centennial Blvd | Building 1 |  | 11/02/2019 |  | 11/2/29 |  |  | NO | YES |  |  |  |  | SCIFIT 210337332 630006557 |  |  | Active |  | 99:99:99:99:99:99 |  | Equipment | PAAR:00-PVAR | 11/02/2019 | 11/02/2019 | COOPER AMBULATORY OFF-SITES |  |  | ORTHO PHYSICAL THERAPY |  | CAROL STRANTON |  |  |  | 11/02/2019 | 11/02/2019 |  |  |  |  | 11/02/2019 | 11/02/2019
|  | SCIFIT | PRO II | ERGOMETER, UPPER BODY |  | CHERRY HILL PHYSICAL THERAPY | 1101 N Kings Hwy |  |  | 01/01/2000 |  | 1/1/10 |  |  | NO | YES |  |  |  |  | SCIFIT 10366074 641477 |  |  | Active |  | 99:99:99:99:99:99 |  | Equipment | PAAR:00-PVAR | 11/02/2019 |  | COOPER AMBULATORY OFF-SITES |  |  | EXERCISE ROOM |  | COURTNEY BUDD
TE40265N |  | VISION SCIENCES | TNE-5000 | ESOPHAGOSCOPE, FLEXIBLE | TE40265N |  | 6200 Main St | [7 empty] | NO | YES
|  | QUANTA TECHNOLOGIES | QUANTA VAC | EVACUATOR, SURGICAL SMOKE |  | OPERATING ROOM - PAVILION | Pavilion |  |  | 02/07/2013 |  | 2/7/23 |  |  | NO | YES |  |  |  |  | QUANTA TECHNOLOGIES 10346662 800101 |  |  | Active |  | 99:99:99:99:99:99 |  | Equipment | 1Y:00-MFG | 02/23/2019 | 02/01/2020 | COOPER UNIVERSITY HOSPITAL |  |  | Pav OR STORAGE AREA |  | DOMINIC VENDETTA
|  | SHARPLAN LASERS, INC. | XPLUME | EVACUATOR, SURGICAL SMOKE | XP3139R | MARLTON-DERMATOLOGY | 10000 Sagemore Dr - Marlton |  |  | 01/01/1900 |  |  |  |  | NO | YES |  |  |  |  | SHARPLAN LASERS, INC. 10366105 XP3139R |  |  | Active |  | 99:99:99:99:99:99 |  | Equipment | 1Y:00-MFG | 05/31/2019 | 05/01/2020 | COOPER AMBULATORY OFF-SITES |  |  | ROOM 2 |  | MICHELE CANALE
|  | STACKHOUSE, INC. | AIRSAFE ES-2000 | EVACUATOR, SURGICAL SMOKE | E7058 | VOORHEES SURGERY CENTER-OPERATING ROOM | 900 Centennial Blvd | Suite E |  | 01/01/1900 |  |  |  |  | NO | YES |  |  |  |  | STACKHOUSE, INC. 10347215 E7058 |  |  | Active |  | 99:99:99:99:99:99 |  | Equipment | 1Y:00-MFG | 04/18/2019 | 04/01/2020 | COOPER AMBULATORY OFF-SITES |  |  | VOORHEES-OR |  | JENNIFER BOMBARO
|  | STACKHOUSE, INC. | AIRSAFE ES-2000 | EVACUATOR, SURGICAL SMOKE | E7054 | VOORHEES SURGERY CENTER-OPERATING ROOM | 900 Centennial Blvd | Suite E |  | 01/01/1900 |  |  |  |  | NO | YES |  |  |  |  | STACKHOUSE, INC. 10347213 E7054 |  |  | Active |  | 99:99:99:99:99:99 |  | Equipment | 1Y:00-MFG | 04/18/2019 | 04/01/2020 | COOPER AMBULATORY OFF-SITES |  |  | VOORHEES-OR |  | JENNIFER BOMBARO
|  | SURGIMEDICS, INC. | SURGIFRESH MINI TURBO | EVACUATOR, SURGICAL SMOKE |  | 6017 MAIN ST-PLASTICS | 6200 Main st |  |  | 01/01/1900 |  |  |  |  | NO | YES |  |  |  |  | SURGIMEDICS, INC. 10345760 0512114 |  |  | Disposition |  |  |  | Equipment | 1Y:00-MFG | 07/17/2015 | 10/01/2020 | COOPER AMBULATORY OFF-SITES |  |  | ORAL SIDE PROC A |  | ANNE MAIER
|  | UNIVERSAL GYM EQUIPMENT I | POWER-PAK | EXERCISE DEVICE | 79130-072504-007 | CHERRY HILL PHYSICAL THERAPY | 1935 NJ-70 |  |  | 01/01/1900 |  |  |  |  | NO | YES |  |  |  |  | UNIVERSAL GYM EQUIPMENT I 10346129 79130-072504-007 |  |  | Active |  | 99:99:99:99:99:99 |  | Equipment | PAAR:00-PVAR | 11/02/2019 |  | COOPER AMBULATORY OFF-SITES |  |  | PT - Cherry Hill |  | COURTNEY BUDD
|  | EFI SPORTS MEDICINE | TOTAL GYM 26000 | EXERCISER |  | CHERRY HILL PHYSICAL THERAPY | 1101 N Kings Hwy |  |  | 01/01/1900 |  |  |  |  | NO | YES |  |  |  |  | EFI SPORTS MEDICINE 10366087 05771 |  |  | Active |  | 99:99:99:99:99:99 |  | Equipment | PAAR:00-PVAR | 11/01/2019 |  | COOPER AMBULATORY OFF-SITES |  |  | EXERCISE ROOM |  | COURTNEY BUDD
|  | SPORTS ART | 807P | EXERCISER, ELLIPTICAL |  |  | 1935 NJ-70 | [7 empty] | NO | YES
|  | QUANTUM FITNESS CORP. | I SERIES | EXERCISER, HIP |  | VOORHEES ORTHOPEDICS | 900 Centennial Blvd | 2 New Suite |  | 08/18/2015 |  |  |  |  | NO | YES |  |  |  |  | QUANTUM FITNESS CORP. 10349267 32093 |  |  | Active |  | 99:99:99:99:99:99 |  | Equipment | PAAR:00-PVAR | 10/31/2019 |  | COOPER AMBULATORY OFF-SITES |  |  | ortho pt building #2 |  | CAROL STRANTON
|  | SPORTS ART | C510 | EXERCISER/ERGOMETER, BICYCLE | 0319414K |  | Pavilion | [7 empty] | YES | YES
|  | OLYMPUS AMERICA, INC. | LF-2 | FIBERSCOPE |  | VOORHEES SURGERY CENTER-OPERATING ROOM | 900 Centennial Blvd | Suite E |  | 10/31/2019 |  | 10/31/22 |  |  | NO | YES |  |  |  |  | OLYMPUS AMERICA, INC. 2825487 2825487 |  |  | Active |  | 99:99:99:99:99:99 |  | Equipment | PAAR:00-PVAR | 10/31/2019 | 10/31/2019 | COOPER AMBULATORY OFF-SITES |  |  | SUITE E |  | JENNIFER BOMBARO |  |  |  | 10/31/2019 | 10/31/2019 |  |  |  |  | 10/31/2019 | 10/31/2019
|  | ACCURI CYTOMETERS INC. | C6 | FLOW CYTOMETER |  |  | 401 Haddon Ave | [7 empty] | YES | YES
|  | BECTON DICKINSON BIOSCIENCES | FACSCANTO II | FLOW CYTOMETER | V33896002242 | COOPER CENTER FOR SPECIAL DIAGNOSTICS | 401 Haddon Ave |  |  | 09/01/2014 |  | 9/1/19 |  |  | NO | YES |  |  |  |  | BECTON DICKINSON BIOSCIENCES 10365672 V33896002242 |  |  | Active |  | 99:99:99:99:99:99 |  | Equipment | 6M:00-MFG | 06/07/2019 | 12/01/2019 | COOPER AMBULATORY OFF-SITES |  |  | E+R - Main Lab |  | DR. BARNOWSKY
|  | CYTOMEDIX INC | ANGEL | FLOW CYTOMETER | GB0918 | VOORHEES ORTHOPEDICS | 901 Centennial Blvd | Building 1 |  | 11/13/2013 |  |  |  |  | NO | YES |  |  |  |  | CYTOMEDIX INC 10356913 GB0918 |  |  | Active |  | 99:99:99:99:99:99 | [5 empty] | COOPER AMBULATORY OFF-SITES |  |  | ORTHO RM 1023
|  | PORTER INSTRUMENT CO | MXR 3000 | FLOWMETER |  | BUNKER HILL-ORAL SURGERY | 2 Plaza Dr |  |  | 01/01/1900 |  |  |  |  | NO | YES |  |  |  |  | PORTER INSTRUMENT CO 10366940 27409 |  |  | Active |  | 99:99:99:99:99:99 |  | Equipment | PAAR:00-PVAR | 11/01/2019 |  | COOPER AMBULATORY OFF-SITES |  |  | exam 4 |  | BARBARA DIPINTO
|  | PORTER INSTRUMENT CO | MXR 3000 | FLOWMETER |  | BUNKER HILL-ORAL SURGERY | 2 Plaza Dr |  |  | 01/01/1900 |  |  |  |  | NO | YES |  |  |  |  | PORTER INSTRUMENT CO 10366933 28152 |  |  | Active |  | 99:99:99:99:99:99 |  | Equipment | PAAR:00-PVAR | 11/02/2019 |  | COOPER AMBULATORY OFF-SITES |  |  | exam 3 |  | BARBARA DIPINTO
|  | PORTER INSTRUMENT CO | MXR 3000 | FLOWMETER | 300S-5090 | 6017 MAIN ST-PLASTICS | 6200 Main st |  |  | 01/01/1900 |  |  |  |  | NO | YES |  |  |  |  | PORTER INSTRUMENT CO 10345772 300S-5090 |  |  | Active |  | 99:99:99:99:99:99 |  | Equipment | PAAR:00-PVAR | 11/02/2019 |  | COOPER AMBULATORY OFF-SITES |  |  | ORAL SIDE PROC B | WOT00000003784138 | ANNE MAIER | Repair | Closed | Kirk Lis | 09/24/2019 | 09/26/2019 | the bag has a hole in it | CONFERRED WITH NURSE MANAGER ON ISSUE. IT IS A END USER REPLACEMENT PART. SHE IS ORDERING PART AND WILL PLACE ON UNIT UPON ARRIVAL. EQUIPMENT IS OPERATING CORRECTLY FROM A BIOMED STAND POINT. | EXP4131274 | Labor | 09/25/2019 | 09/25/2019 | Kirk Lis
|  | PORTER INSTRUMENT CO | MXR 3000 | FLOWMETER | 300S-5089 | 6017 MAIN ST-PLASTICS | 6200 Main st |  |  | 01/01/1900 |  |  |  |  | NO | YES |  |  |  |  | PORTER INSTRUMENT CO 10345756 300S-5089 |  |  | Active |  | 99:99:99:99:99:99 |  | Equipment | PAAR:00-PVAR | 11/02/2019 |  | COOPER AMBULATORY OFF-SITES |  |  | ORAL SIDE PROC A |  | ANNE MAIER
|  | DELTEX MEDICAL | CARDIOQ EDM+ | FLOWMETER, BLOOD, CARDIOVASCULAR | 31451e |  | Pavilion | [7 empty] | YES | YES
|  | HOEFER SCIENTIFIC | TK0100-115V | FLUOROMETER | 93-1097 |  | Kelemen | [7 empty] | YES | YES
|  | MEDIVATORS | SCOPE BUDDY | FLUSHING AID, ENDOSCOPE | SB885312-07 | BRACHFIELD MEDICAL ASSOCIATES-MEDICINE | 218 Sunset Rd |  |  | 03/21/2018 |  | 3/21/25 |  |  | NO | YES |  |  |  |  | MEDIVATORS 10732252 SB885312-07 |  |  | Active |  | 99:99:99:99:99:99 |  | Equipment | PAAR:00-PVAR | 10/31/2019 |  | COOPER AMBULATORY OFF-SITES |  |  |  | WOT00000000656672 | CATHY CRAWFORD | Performance Verification | Closed | Kirk Lis | 03/14/2018 | 06/05/2019 | Performance Verification for MEDIVATORS 10732252 SB885312-07 | Initial Install of Performance Verification. Device is ready for patient use.
|  | MEDIVATORS | SCOPE BUDDY | FLUSHING AID, ENDOSCOPE | Sb898299-98 | VOORHEES SURGERY CENTER-SURGERY DEPT | 6015 Main St |  |  | 04/06/2018 |  | 4/6/25 |  |  | NO | YES |  |  |  |  | MEDIVATORS 10725172 Sb898299-98 |  |  | Active |  | 99:99:99:99:99:99 |  | Equipment | PAAR:00-PVAR | 10/31/2019 |  | COOPER AMBULATORY OFF-SITES |  |  | 6015 MAIN ST. | WOT00000000770941 | Theresa Megali | Performance Verification | Closed | Kirk Lis | 04/06/2018 | 06/05/2019 | Performance Verification for MEDIVATORS 10725172 Sb898299-98 | Initial Install of Performance Verification. Device is ready for patient use.
|  | MEDIVATORS | SCOPE BUDDY | FLUSHING AID, ENDOSCOPE |  | SPECIAL TEST | Kelemen |  |  | 11/02/2019 |  | 11/2/26 |  |  | NO | YES |  |  |  |  | MINNTECH CORPORATION 30225155 204557 |  |  | Active |  | 99:99:99:99:99:99 |  | Equipment | PAAR:00-PVAR | 11/02/2019 | 11/02/2019 | COOPER UNIVERSITY HOSPITAL |  |  | ST - Decontamination | WOT00000000513067 | AMY HANNAN | Disposition | Closed | Stephen Zubrzycki | 11/02/2019 | 11/02/2019 | Bulk Disposition CNL |  |  |  | 11/02/2019 | 11/02/2019
|  | MEDIVATORS | SCOPE BUDDY | FLUSHING AID, ENDOSCOPE | SB73924395 | COOPER CANCER CENTER-MULTIDISCIPLINARY CLINIC | MD Anderson Cancer Center |  |  | 11/29/2013 |  | 11/29/20 |  |  | NO | YES |  |  |  |  | MEDIVATORS 10355353 SB73924395 |  |  | Active |  | 99:99:99:99:99:99 |  | Equipment | PAAR:00-PVAR | 11/02/2019 |  | COOPER AMBULATORY OFF-SITES |  |  | MULTI DISC - C2051 | 0012744708 | ROXANNE BERGER | Repair | Closed | Stephen Zubrzycki | 01/31/2018 | 02/08/2018 | ENDOSCOPE - FLUID INLET IS BROKEN - CANCER CENTER LAB | 1/31/2018 4:25:04 PM SJZUBRZYCKI Consultation. Customer provided ordering information on piece that broke. They said had part number kn it. Currently offsite 2/8/2018 2:11:49 PM SJZUBRZYCKI (SJZUBRZYCKI 2/8/2018 12:00 AM) REPLACED WATER INLET CONNECTOR AND VPO | 75BDC250-39A4-4DDC-A697-5125DF17A973 | Parts | 01/01/1900 | 01/01/1900 | Stephen Zubrzycki
|  | MEDIVATORS | SCOPE BUDDY | FLUSHING AID, ENDOSCOPE | SB720157-63 | SPECIAL TEST | Kelemen |  |  | 11/01/2019 |  | 11/1/26 |  |  | NO | YES |  |  |  |  | MEDIVATORS 30144428 SB720157-63 |  |  | Active |  | 99:99:99:99:99:99 |  | Equipment | PAAR:00-PVAR | 11/01/2019 | 11/01/2019 | COOPER UNIVERSITY HOSPITAL |  |  | kelemen 6 |  | AMY HANNAN |  |  |  | 11/01/2019 | 11/01/2019 |  |  |  |  | 11/01/2019 | 11/01/2019
|  | MEDIVATORS | SCOPE BUDDY | FLUSHING AID, ENDOSCOPE |  | VOORHEES SURGERY CENTER-OPERATING ROOM | 900 Centennial Blvd | Suite E |  | 06/03/2010 |  | 6/3/17 |  |  | NO | YES |  |  |  |  | MEDIVATORS 10346042 203442 |  |  | Active |  | 99:99:99:99:99:99 |  | Equipment | PAAR:00-PVAR | 11/02/2019 |  | COOPER AMBULATORY OFF-SITES |  |  | Procedure Rm Scope Processing |  | JENNIFER BOMBARO
|  | COVARIS | M220 | FOCUSED ULTRASONICATOR |  | COOPER CENTER FOR SPECIAL DIAGNOSTICS | 401 Haddon Ave |  |  | 12/13/2017 |  | 12/13/24 |  |  | NO | YES |  |  |  |  | COVARIS 10769640 004800 |  |  | Active |  | 99:99:99:99:99:99 |  | Equipment | 1Y:00-MFG | 06/18/2019 | 06/01/2020 | COOPER AMBULATORY OFF-SITES |  |  |  | 0012589673 | DR. BARNOWSKY | Performance Verification | Closed | Josh Harris | 12/28/2017 | 12/28/2017 | INCOMING INVENTORY | DEVICE INVENTORIED | 3FE2A3B3-4142-4A6A-8FEE-47A05650183A | Labor | 12/28/2017 | 12/28/2017 | Josh Harris
|  | PHILIPS MEDICAL SYSTEMS | MCS | FRAME |  |  | Kelemen | [7 empty] | YES | YES
|  | FORMA SCIENTIFIC |  | FREEZER, LABORATORY | Na |  | 401 Haddon Ave | [7 empty] | YES | YES
|  | PANASONIC | MDF-U334-PA | FREEZER, LABORATORY |  |  | Kelemen | [7 empty] | YES | YES
|  | THERMO SCIENTIFIC | FORMA | FREEZER, LABORATORY | Not able to access |  | Kelemen | [7 empty] | YES | YES
|  | THERMO SCIENTIFIC | UFP3030A19 | FREEZER, LABORATORY | T09T404188TT | COOPER CENTER FOR SPECIAL DIAGNOSTICS | 401 Haddon Ave |  |  | 09/19/2008 |  | 9/19/18 |  |  | NO | YES |  |  |  |  | THERMO SCIENTIFIC 10365692 T09T404188TT |  |  | Active |  | 99:99:99:99:99:99 |  | Equipment | 1Y:00-MFG | 06/14/2019 | 06/01/2020 | COOPER AMBULATORY OFF-SITES |  |  | E+R - Main Lab |  | DR. BARNOWSKY
|  | THERMO SCIENTIFIC | UFP3030A19 | FREEZER, LABORATORY | T09T-404188-TT | COOPER CENTER FOR SPECIAL DIAGNOSTICS | 401 Haddon Ave |  |  | 09/19/2008 |  | 9/19/18 |  |  | NO | YES |  |  |  |  | THERMO SCIENTIFIC 10365691 T09T-404188-TT |  |  | Active |  | 99:99:99:99:99:99 |  | Equipment | 1Y:00-MFG | 06/14/2019 | 06/01/2020 | COOPER AMBULATORY OFF-SITES |  |  | E+R - Main Lab |  | DR. BARNOWSKY
|  | BIO-TEMP SCIENTIFIC |  | FREEZER, LABORATORY, BUILT-IN |  |  | Kelemen | [7 empty] | YES | YES
|  | BAXTER SCIENTIFIC | CRYO-FRIDGE | FREEZER, LABORATORY, ULTRA LOW |  |  | Kelemen | [7 empty] | YES | YES
|  | HELMER INC. | IUF126 | FREEZER, LABORATORY, ULTRA LOW |  |  | Kelemen | [7 empty] | YES | YES
|  | THERMO ELECTRON CORPORATION |  | FREEZER, LABORATORY, ULTRA LOW | 811807-344 | LAB HISTOLOGY | 401 Haddon Ave |  |  | 10/04/2006 |  | 10/4/16 |  |  | NO | YES |  |  |  |  | THERMO ELECTRON CORPORATION 10367998 811807-344 |  |  | Disposition |  | 99:99:99:99:99:99 |  | Alarm | 1Y:00-MFG | 09/28/2018 | 09/01/2020 | COOPER UNIVERSITY HOSPITAL |  |  | HISTOLOGY |  | DALE MORRONE
|  | THERMO ELECTRON CORPORATION | ULT2186-9-A40 | FREEZER, LABORATORY, ULTRA LOW | V25R 233448 WR |  | 401 Haddon Ave | [7 empty] | YES | YES
|  | THERMO FISHER SCIENTIFIC | EXF32086A | FREEZER, LABORATORY, ULTRA LOW |  |  | Pavilion | Basement | [6 empty] | NO | YES
|  | THERMO FISHER SCIENTIFIC | FORMA 88-300A | FREEZER, LABORATORY, ULTRA LOW |  | OPERATING ROOM - PAVILION | Pavilion |  |  | 01/17/2017 |  | 1/17/27 |  |  | NO | YES |  |  |  |  | THERMO FISHER SCIENTIFIC 10769297 0148996301160818 |  |  | Active |  | 99:99:99:99:99:99 |  | Equipment | 1Y:00-MFG | 02/15/2019 | 02/01/2020 | COOPER UNIVERSITY HOSPITAL |  |  | 3rd Fl Pav Core | 0011488288 | DOMINIC VENDETTA | Performance Verification | Closed | Bonnie Aichroth | 04/17/2017 | 04/17/2017 | INCOMING INVENTORY | DEVICE INVENTORIED | 3181C063-1A14-4DE0-BF7D-79C6519BC572 | Labor | 04/17/2017 | 04/17/2017 | Bonnie Aichroth
|  | THERMO FISHER SCIENTIFIC | LF3030A20 | FREEZER, LABORATORY, ULTRA LOW |  | LAB HEMATOLOGY | Pavilion | Basement |  | 12/06/2010 |  | 12/6/20 |  |  | NO | YES |  |  |  |  | THERMO FISHER SCIENTIFIC 10367700 0117711401110112 |  |  | Active |  | 99:99:99:99:99:99 |  | Equipment | 1Y:00-MFG | 09/13/2019 | 09/01/2020 | COOPER UNIVERSITY HOSPITAL |  |  | HEMATOLOGY |  | DALE MORRONE
|  | THERMO SCIENTIFIC |  | FREEZER, LABORATORY, ULTRA LOW | 813239-168 | LAB MICROBIOLOGY | Pavilion | Basement | retired per gene 1/29/20 | 01/07/2008 |  | 1/7/18 |  |  | NO | YES |  |  |  |  | THERMO SCIENTIFIC 10369087 813239-168 |  |  | Active |  | 99:99:99:99:99:99 |  | Alarm | 3M:00-MFG | 10/20/2019 | 01/01/2020 | COOPER UNIVERSITY HOSPITAL |  |  | VPO |  | COURTNEY BARRY
|  | THERMO SCIENTIFIC | FORMA 903 | FREEZER, LABORATORY, ULTRA LOW | 841328-459 | OR - KELEMEN 3 | Kelemen |  |  | 01/01/1900 |  |  |  |  | NO | YES |  |  |  |  | THERMO SCIENTIFIC 10367212 841328-459 |  |  | Active |  | 99:99:99:99:99:99 |  | Equipment | 1Y:00-MFG 2Y:00-BAT | 02/23/2019 | 02/01/2020 | COOPER UNIVERSITY HOSPITAL |  |  | NEXT TO K2 |  | DOMINIC VENDETTA
|  | THERMO SCIENTIFIC | FORMA 903 | FREEZER, LABORATORY, ULTRA LOW | 819141-706 | COOPER CENTER FOR SPECIAL DIAGNOSTICS | 401 Haddon Ave |  |  | 06/14/2019 |  | 6/14/29 |  |  | NO | YES |  |  |  |  | THERMO SCIENTIFIC 30144394 819141-706 |  |  | Active |  | 99:99:99:99:99:99 |  | Equipment | 1Y:00-MFG | 06/14/2019 | 06/14/2019 | COOPER AMBULATORY OFF-SITES |  |  | SPECIAL DIAGNOSTICS |  | DR. BARNOWSKY |  |  |  | 06/14/2019 | 06/14/2019 |  |  |  |  | 06/14/2019 | 06/14/2019
|  | THERMO SCIENTIFIC | UXF-86C | FREEZER, LABORATORY, ULTRA LOW |  | LAB HEMATOLOGY | Pavilion | BASEMENT |  | 12/02/2011 |  | 12/2/21 |  |  | NO | YES |  |  |  |  | THERMO SCIENTIFIC 10367670 0123794901111026 |  |  | Active |  | 99:99:99:99:99:99 |  | Alarm | 1Y:00-MFG | 10/20/2019 | 10/01/2020 | COOPER UNIVERSITY HOSPITAL |  |  | HEMATOLOGY |  | DALE MORRONE
|  | FORMA SCIENTIFIC |  | FREEZER, LABORATORY, ULTRA-LOW | 18293-994 |  | 401 Haddon Ave | [7 empty] | YES | YES
|  |  |  | FREEZER, MEDICAL GRADE, COMPACT |  |  | 1030 Kings Highway | [7 empty] | YES | YES
|  | CME | CMEB-FRZ-1PT7-HCF-RFC12 | FREEZER, MEDICAL GRADE, COMPACT | CME111810303884PW1901 |  | 110 Marter Ave | [7 empty] | YES | YES
|  | CME | CMEB-FRZ-1PT7-HCF-RFC12 | FREEZER, MEDICAL GRADE, COMPACT | CME11908274876PW1911 |  | 123 Egg Harbor Rd | [7 empty] | YES | YES
|  | CME | CMEB-FRZ-1PT7-HCF-RFC12 | FREEZER, MEDICAL GRADE, COMPACT | CME111907134781PW1911 |  | 1050 N Kings Hwy | [7 empty] | YES | YES
|  | CME | CMEB-FRZ-4PT2-ADA-HCF | FREEZER, MEDICAL GRADE, COMPACT | cme-9097251-1910-v52 |  | Kelemen | [7 empty] | YES | YES
|  | FORMA SCIENTIFIC |  | FREEZER, MEDICAL GRADE, COMPACT | 31109-2571 |  | Kelemen | [7 empty] | YES | YES
|  | HARRIS MANUFACTURING |  | FREEZER, MEDICAL GRADE, ULTRA LOW | Y20F-318128-ZF |  | 401 Haddon Ave | [7 empty] | YES | YES
|  | SO-LOW ENVIRONMENTAL EQUIPMENT CO., INC. | C85-5 | FREEZER, ULTRA LOW |  | COOPER CANCER CENTER-COOPER DAY-CHEMO | MD Anderson Cancer Center |  |  | 08/28/2013 |  | 8/28/23 |  |  | NO | YES |  |  |  |  | SO-LOW ENVIRONMENTAL EQUIPMENT CO., INC. 10347571 12131216 |  |  | Active |  | 99:99:99:99:99:99 |  | Equipment | 1Y:00-MFG | 09/25/2019 | 09/01/2020 | COOPER AMBULATORY OFF-SITES |  |  | ROOM C3051 |  | Bonnie Aichroch
|  | STIRLING ULTRACOLD |  | FREEZER, ULTRA LOW |  | VOORHEES SURGERY CENTER-OPERATING ROOM | 900 Centennial Blvd | Suite E |  | 10/31/2019 |  | 10/31/29 |  |  | NO | YES |  |  |  |  | STIRLING ULTRACOLD 11187503 1806.00781 |  |  | Active |  | 99:99:99:99:99:99 |  | Equipment | PAAR:00-PVAR | 10/31/2019 | 10/31/2019 | COOPER AMBULATORY OFF-SITES |  |  | Voorhees OR - Storage Room | WOT00000001193173 | JENNIFER BOMBARO | Performance Verification | Closed | Stephen Zubrzycki | 10/31/2019 | 10/31/2019 | Performance Verification for UNMATCHED 11187503 1806.00781 | Initial Install of Performance Verification. Device is ready for patient use. |  |  | 10/31/2019 | 10/31/2019
|  | STIRLING ULTRACOLD |  | FREEZER, ULTRA LOW |  |  | 900 Centennial Blvd | 2 New Suite | [6 empty] | YES | YES
|  | STARLIGHT FUN CENTER |  | GAME CONSOLE |  | CHILD LIFE DEVELOPEMENT | Kelemen |  |  | 07/02/2015 |  |  |  |  | NO | YES |  |  |  |  | STARLIGHT FUN CENTER 10349166 08020197 |  |  | Disposition |  |  |  | Equipment | PAAR:00-PVAR | 10/16/2019 |  | COOPER UNIVERSITY HOSPITAL |  |  | 6 KELEMAN |  | BRITTANY SPAETH
|  | STARLIGHT FUN CENTER |  | GAME CONSOLE |  | CHILD LIFE DEVELOPEMENT | Kelemen | 7 |  | 07/01/2015 |  |  |  |  | NO | YES |  |  |  |  | STARLIGHT FUN CENTER 10349163 10050058 |  |  | Disposition |  |  |  | Equipment | PAAR:00-PVAR | 10/16/2019 |  | COOPER UNIVERSITY HOSPITAL |  |  | 6 KELEMAN |  | BRITTANY SPAETH
|  | ELEKTA, INC. | LEKSELL PERFEXION | GAMMA KNIFE | 10905/004 | 3 COOPER-GAMMA KNIFE | 3 Cooper |  |  | 09/04/2007 |  | 9/4/12 |  |  | NO | YES |  |  |  |  | ELEKTA, INC. 10345518 10905/004 |  |  | Active |  | CD:10:10:CE:D0:00 |  | High Risk | 6M:00-MFG | 09/30/2019 | 03/01/2020 | COOPER AMBULATORY OFF-SITES |  |  | GAMMA CONTROL RM/VAULT |  | ANNE BEXTON
|  | OLYMPUS AMERICA, INC. | EVIS EXERA III GIF-XP190 | GASTROSCOPE, FLEXIBLE |  | SPECIAL TEST |  |  | Serial Number Report | 10/31/2019 |  | 10/31/22 |  |  | NO | YES |  |  |  |  | OLYMPUS AMERICA, INC. 2601870 2601870 |  |  | Active |  | 99:99:99:99:99:99 |  | Equipment | PAAR:00-PVAR | 10/31/2019 | 10/31/2019 | COOPER UNIVERSITY HOSPITAL |  |  |  |  | AMY HANNAN |  |  |  | 10/31/2019 | 10/31/2019 |  |  |  |  | 10/31/2019 | 10/31/2019
|  | OLYMPUS AMERICA, INC. | GIF-2TH180 | GASTROSCOPE, FLEXIBLE |  | SPECIAL TEST |  |  | Serial Number Report | 10/31/2019 |  | 10/31/22 |  |  | NO | YES |  |  |  |  | OLYMPUS AMERICA, INC. 2611570 2611570 |  |  | Active |  | 99:99:99:99:99:99 |  | Equipment | PAAR:00-PVAR | 10/31/2019 | 10/31/2019 | COOPER UNIVERSITY HOSPITAL |  |  |  |  | AMY HANNAN |  |  |  | 10/31/2019 | 10/31/2019 |  |  |  |  | 10/31/2019 | 10/31/2019
|  | OLYMPUS AMERICA, INC. | GIF-H180 | GASTROSCOPE, FLEXIBLE |  | VOORHEES SURGERY CENTER-OPERATING ROOM | 900 Centennial Blvd | Suite E |  | 10/31/2019 |  | 10/31/22 |  |  | NO | YES |  |  |  |  | OLYMPUS AMERICA, INC. 2002083 2002083 |  |  | Active |  |  |  | Equipment | PAAR:00-PVAR | 10/31/2019 | 10/31/2019 | COOPER AMBULATORY OFF-SITES |  |  | SUITE E | WOT00000002361493 | JENNIFER BOMBARO | Performance Verification | Closed | Kenneth Krips | 10/31/2019 | 10/31/2019 | Performance Verification for OLYMPUS AMERICA, INC. 2002083 2002083 | Initial Install of Performance Verification. Device is ready for patient use. |  |  | 10/31/2019 | 10/31/2019
|  | OLYMPUS AMERICA, INC. | GIF-H180 | GASTROSCOPE, FLEXIBLE |  |  | 218 Sunset Rd | [7 empty] | NO | YES
|  | OLYMPUS AMERICA, INC. | GIF-H180J | GASTROSCOPE, FLEXIBLE |  | VOORHEES SURGERY CENTER-OPERATING ROOM | 900 Centennial Blvd | Suite E |  | 10/31/2019 |  | 10/31/22 |  |  | NO | YES |  |  |  |  | OLYMPUS AMERICA, INC. 2105328 2105328 |  |  | Active |  |  |  | Equipment | PAAR:00-PVAR | 10/31/2019 | 10/31/2019 | COOPER AMBULATORY OFF-SITES |  |  | SUITE E | WOT00000002361464 | JENNIFER BOMBARO | Performance Verification | Closed | Kenneth Krips | 10/31/2019 | 10/31/2019 | Performance Verification for OLYMPUS AMERICA, INC. 2105328 2105328 | Initial Install of Performance Verification. Device is ready for patient use. |  |  | 10/31/2019 | 10/31/2019
GIFH180J/2317964 |  | OLYMPUS AMERICA, INC. | GIF-H180J | GASTROSCOPE, FLEXIBLE |  | SPECIAL TEST |  |  | Serial Number Report | 11/02/2019 |  | 11/2/22 |  |  | NO | YES |  |  |  |  | OLYMPUS AMERICA, INC. GIFH180J/2317964 2317964 |  |  | Active |  | 99:99:99:99:99:99 |  | Equipment | PAAR:00-PVAR | 11/02/2019 | 11/02/2019 | COOPER UNIVERSITY HOSPITAL |  |  | SPECIAL TEST |  | AMY HANNAN |  |  |  | 11/02/2019 | 11/02/2019 |  |  |  |  | 11/02/2019 | 11/02/2019
|  | OLYMPUS AMERICA, INC. | GIF-H180J | GASTROSCOPE, FLEXIBLE |  |  | 501 Fellowship Rd | [7 empty] | NO | YES
|  | OLYMPUS AMERICA, INC. | GIF-H190 | GASTROSCOPE, FLEXIBLE |  |  | 501 Fellowship Rd | [7 empty] | YES | YES
|  | OLYMPUS AMERICA, INC. | GIF-H190 | GASTROSCOPE, FLEXIBLE |  |  | 501 Fellowship Rd | [7 empty] | NO | YES
|  | OLYMPUS AMERICA, INC. | GIF-H190 | GASTROSCOPE, FLEXIBLE |  |  | 218 Sunset Rd | [7 empty] | NO | YES
|  | OLYMPUS AMERICA, INC. | GIF-H190 | GASTROSCOPE, FLEXIBLE |  |  | 218 Sunset Rd | [7 empty] | NO | YES
|  | OLYMPUS AMERICA, INC. | GIF-H190 | GASTROSCOPE, FLEXIBLE |  |  | 218 Sunset Rd | [7 empty] | NO | YES
|  | OLYMPUS AMERICA, INC. | GIF-H190 | GASTROSCOPE, FLEXIBLE |  |  | 218 Sunset Rd | [7 empty] | NO | YES
|  | OLYMPUS AMERICA, INC. | GIF-H190 | GASTROSCOPE, FLEXIBLE |  |  | 501 Fellowship Rd | [7 empty] | YES | YES
|  | OLYMPUS AMERICA, INC. | GIF-H190 | GASTROSCOPE, FLEXIBLE |  |  | 501 Fellowship Rd | [7 empty] | NO | YES
|  | OLYMPUS AMERICA, INC. | GIF-H190 | GASTROSCOPE, FLEXIBLE |  |  | 501 Fellowship Rd | [7 empty] | NO | YES
|  | OLYMPUS AMERICA, INC. | GIF-H190 | GASTROSCOPE, FLEXIBLE |  |  | 501 Fellowship Rd | [7 empty] | NO | YES
|  | OLYMPUS AMERICA, INC. | GIF-H190 | GASTROSCOPE, FLEXIBLE |  |  | 501 Fellowship Rd | [7 empty] | NO | YES
|  | OLYMPUS AMERICA, INC. | GIF-HQ190 | GASTROSCOPE, FLEXIBLE |  | SPECIAL TEST |  |  | Serial Number Report | 10/31/2019 |  | 10/31/22 |  |  | NO | YES |  |  |  |  | OLYMPUS AMERICA, INC. 2625415 2625415 |  |  | Active |  | 99:99:99:99:99:99 |  | Equipment | PAAR:00-PVAR | 10/31/2019 | 10/31/2019 | COOPER UNIVERSITY HOSPITAL |  |  |  |  | AMY HANNAN |  |  |  | 10/31/2019 | 10/31/2019 |  |  |  |  | 10/31/2019 | 10/31/2019
|  | OLYMPUS AMERICA, INC. | GIF-HQ190 | GASTROSCOPE, FLEXIBLE |  | SPECIAL TEST |  |  | Serial Number Report | 10/31/2019 |  | 10/31/22 |  |  | NO | YES |  |  |  |  | OLYMPUS AMERICA, INC. 2611411 2611411 |  |  | Active |  | 99:99:99:99:99:99 |  | Equipment | PAAR:00-PVAR | 10/31/2019 | 10/31/2019 | COOPER UNIVERSITY HOSPITAL |  |  |  |  | AMY HANNAN |  |  |  | 10/31/2019 | 10/31/2019 |  |  |  |  | 10/31/2019 | 10/31/2019
|  | OLYMPUS AMERICA, INC. | GIF-HQ190 | GASTROSCOPE, FLEXIBLE |  | SPECIAL TEST |  |  | Serial Number Report | 10/31/2019 |  | 10/31/22 |  |  | NO | YES |  |  |  |  | OLYMPUS AMERICA, INC. 2611413 2611413 |  |  | Active |  | 99:99:99:99:99:99 |  | Equipment | PAAR:00-PVAR | 10/31/2019 | 10/31/2019 | COOPER UNIVERSITY HOSPITAL |  |  |  |  | AMY HANNAN |  |  |  | 10/31/2019 | 10/31/2019 |  |  |  |  | 10/31/2019 | 10/31/2019
|  | OLYMPUS AMERICA, INC. | GIF-HQ190 | GASTROSCOPE, FLEXIBLE |  | SPECIAL TEST |  |  | Serial Number Report | 10/31/2019 |  | 10/31/22 |  |  | NO | YES |  |  |  |  | OLYMPUS AMERICA, INC. 2611410 2611410 |  |  | Active |  | 99:99:99:99:99:99 |  | Equipment | PAAR:00-PVAR | 10/31/2019 | 10/31/2019 | COOPER UNIVERSITY HOSPITAL |  |  |  |  | AMY HANNAN |  |  |  | 10/31/2019 | 10/31/2019 |  |  |  |  | 10/31/2019 | 10/31/2019
|  | OLYMPUS AMERICA, INC. | GIF-HQ190 | GASTROSCOPE, FLEXIBLE |  | SPECIAL TEST |  |  | Serial Number Report | 10/31/2019 |  | 10/31/22 |  |  | NO | YES |  |  |  |  | OLYMPUS AMERICA, INC. 2611388 2611388 |  |  | Active |  | 99:99:99:99:99:99 |  | Equipment | PAAR:00-PVAR | 10/31/2019 | 10/31/2019 | COOPER UNIVERSITY HOSPITAL |  |  |  |  | AMY HANNAN |  |  |  | 10/31/2019 | 10/31/2019 |  |  |  |  | 10/31/2019 | 10/31/2019
|  | OLYMPUS AMERICA, INC. | GIF-HQ190 | GASTROSCOPE, FLEXIBLE |  | SPECIAL TEST |  |  | Serial Number Report | 10/31/2019 |  | 10/31/22 |  |  | NO | YES |  |  |  |  | OLYMPUS AMERICA, INC. 2611397 2611397 |  |  | Active |  | 99:99:99:99:99:99 |  | Equipment | PAAR:00-PVAR | 10/31/2019 | 10/31/2019 | COOPER UNIVERSITY HOSPITAL |  |  |  |  | AMY HANNAN |  |  |  | 10/31/2019 | 10/31/2019 |  |  |  |  | 10/31/2019 | 10/31/2019
|  | OLYMPUS AMERICA, INC. | GIF-HQ190 | GASTROSCOPE, FLEXIBLE |  | SPECIAL TEST |  |  | Serial Number Report | 10/31/2019 |  | 10/31/22 |  |  | NO | YES |  |  |  |  | OLYMPUS AMERICA, INC. 2611333 2611333 |  |  | Active |  | 99:99:99:99:99:99 |  | Equipment | PAAR:00-PVAR | 10/31/2019 | 10/31/2019 | COOPER UNIVERSITY HOSPITAL |  |  |  |  | AMY HANNAN |  |  |  | 10/31/2019 | 10/31/2019 |  |  |  |  | 10/31/2019 | 10/31/2019
|  | OLYMPUS AMERICA, INC. | GIF-HQ190 | GASTROSCOPE, FLEXIBLE |  | SPECIAL TEST |  |  | Serial Number Report | 10/31/2019 |  | 10/31/22 |  |  | NO | YES |  |  |  |  | OLYMPUS AMERICA, INC. 2611337 2611337 |  |  | Active |  | 99:99:99:99:99:99 |  | Equipment | PAAR:00-PVAR | 10/31/2019 | 10/31/2019 | COOPER UNIVERSITY HOSPITAL |  |  |  |  | AMY HANNAN |  |  |  | 10/31/2019 | 10/31/2019 |  |  |  |  | 10/31/2019 | 10/31/2019
|  | OLYMPUS AMERICA, INC. | GIF-HQ190 | GASTROSCOPE, FLEXIBLE |  | SPECIAL TEST |  |  | Serial Number Report | 10/31/2019 |  | 10/31/22 |  |  | NO | YES |  |  |  |  | OLYMPUS AMERICA, INC. 2511312 2511312 |  |  | Active |  | 99:99:99:99:99:99 |  | Equipment | PAAR:00-PVAR | 10/31/2019 | 10/31/2019 | COOPER UNIVERSITY HOSPITAL |  |  |  |  | AMY HANNAN |  |  |  | 10/31/2019 | 10/31/2019 |  |  |  |  | 10/31/2019 | 10/31/2019
|  | OLYMPUS AMERICA, INC. | GIF-HQ190 | GASTROSCOPE, FLEXIBLE |  | SPECIAL TEST |  |  | Serial Number Report | 10/31/2019 |  | 10/31/22 |  |  | NO | YES |  |  |  |  | OLYMPUS AMERICA, INC. 2511324 2511324 |  |  | Active |  | 99:99:99:99:99:99 |  | Equipment | PAAR:00-PVAR | 10/31/2019 | 10/31/2019 | COOPER UNIVERSITY HOSPITAL |  |  |  |  | AMY HANNAN |  |  |  | 10/31/2019 | 10/31/2019 |  |  |  |  | 10/31/2019 | 10/31/2019
|  | OLYMPUS AMERICA, INC. | GIF-HQ190 | GASTROSCOPE, FLEXIBLE | [10 empty] | YES | YES
GIF-P140/2900881 |  | OLYMPUS AMERICA, INC. | GIF-P140 | GASTROSCOPE, FLEXIBLE |  | SPECIAL TEST |  |  | Serial Number Report | 11/02/2019 |  | 11/2/22 |  |  | NO | YES |  |  |  |  | OLYMPUS AMERICA, INC. GIF-P140/2900881 2900881 |  |  | Active |  | 99:99:99:99:99:99 |  | Equipment | PAAR:00-PVAR | 11/02/2019 | 11/02/2019 | COOPER UNIVERSITY HOSPITAL |  |  | SPECIAL TEST |  | AMY HANNAN |  |  |  | 11/02/2019 | 11/02/2019 |  |  |  |  | 11/02/2019 | 11/02/2019
|  | OLYMPUS AMERICA, INC. | GIF-Q160 | GASTROSCOPE, FLEXIBLE |  |  | 900 Centennial Blvd | Suite E | [6 empty] | NO | YES
|  | OLYMPUS AMERICA, INC. | GIF-Q160 | GASTROSCOPE, FLEXIBLE |  |  | 900 Centennial Blvd | Suite E | [6 empty] | NO | YES
GIFH180J/2317946 |  | OLYMPUS AMERICA, INC. | GIF-Q180 | GASTROSCOPE, FLEXIBLE |  | SPECIAL TEST |  |  | Serial Number Report | 11/02/2019 |  | 11/2/22 |  |  | NO | YES |  |  |  |  | OLYMPUS AMERICA, INC. GIFH180J/2317946 2317969 |  |  | Active |  | 99:99:99:99:99:99 |  | Equipment | PAAR:00-PVAR | 11/02/2019 | 11/02/2019 | COOPER UNIVERSITY HOSPITAL |  |  | Central Sterilization |  | AMY HANNAN |  |  |  | 11/02/2019 | 11/02/2019 |  |  |  |  | 11/02/2019 | 11/02/2019
|  | OLYMPUS AMERICA, INC. | GIF-Q180 | GASTROSCOPE, FLEXIBLE |  |  | 900 Centennial Blvd | Suite E | [6 empty] | NO | YES | Serial Number 2602536
|  | OLYMPUS AMERICA, INC. | GIF-XP160 | GASTROSCOPE, FLEXIBLE |  |  | 501 Fellowship Rd | [7 empty] | NO | YES
|  | OLYMPUS AMERICA, INC. | GIF-XP160 | GASTROSCOPE, FLEXIBLE |  |  | 900 Centennial Blvd | Suite E | [6 empty] | YES | YES
|  | OLYMPUS AMERICA, INC. | GIF-XP180N | GASTROSCOPE, FLEXIBLE |  | SPECIAL TEST |  |  | Serial Number Report | 10/31/2019 |  | 10/31/22 |  |  | NO | YES |  |  |  |  | OLYMPUS AMERICA, INC. 2601871 2601871 |  |  | Active |  | 99:99:99:99:99:99 |  | Equipment | PAAR:00-PVAR | 10/31/2019 | 10/31/2019 | COOPER UNIVERSITY HOSPITAL |  |  |  |  | AMY HANNAN |  |  |  | 10/31/2019 | 10/31/2019 |  |  |  |  | 10/31/2019 | 10/31/2019
|  | OLYMPUS AMERICA, INC. | GIF-XP180N | GASTROSCOPE, FLEXIBLE |  |  | 900 Centennial Blvd | Suite E | [6 empty] | YES | YES
|  | OLYMPUS AMERICA, INC. | GF-UCT180 | GASTROSCOPE, FLEXIBLE, ULTRASONIC |  |  | 501 Fellowship Rd | [7 empty] | YES | YES
|  | OLYMPUS AMERICA, INC. | GF-UCT180 | GASTROSCOPE, FLEXIBLE, ULTRASONIC |  |  | 501 Fellowship Rd | [7 empty] | YES | YES
|  | OLYMPUS AMERICA, INC. | GF-UCT180 | GASTROSCOPE, FLEXIBLE, ULTRASONIC |  |  | 501 Fellowship Rd | [7 empty] | NO | YES
GFUE160-ALS/7410071 |  | OLYMPUS AMERICA, INC. | GF-UE160-AL5 | GASTROSCOPE, FLEXIBLE, ULTRASONIC |  | SPECIAL TEST |  |  | Serial Number Report | 11/02/2019 |  | 11/2/22 |  |  | NO | YES |  |  |  |  | OLYMPUS AMERICA, INC. GFUE160-ALS/7410071 7410071 |  |  | Active |  | 99:99:99:99:99:99 |  | Equipment | PAAR:00-PVAR | 11/02/2019 | 11/02/2019 | COOPER UNIVERSITY HOSPITAL |  |  | SPECIAL TEST |  | AMY HANNAN |  |  |  | 11/02/2019 | 11/02/2019 |  |  |  |  | 11/02/2019 | 11/02/2019
GF-UE160-AL5/7921909 |  | OLYMPUS AMERICA, INC. | GF-UE160-AL5 | GASTROSCOPE, FLEXIBLE, ULTRASONIC |  | SPECIAL TEST |  |  | Serial Number Report | 10/31/2019 |  | 10/31/22 |  |  | NO | YES |  |  |  |  | OLYMPUS AMERICA, INC. GF-UE160-AL5/7921909 7921909 |  |  | Active |  |  |  | Equipment | PAAR:00-PVAR | 10/31/2019 | 10/31/2019 | COOPER UNIVERSITY HOSPITAL |  |  | 6TH FLOOR KELEMEN | WOT00000003781882 | AMY HANNAN | Performance Verification | Completed | Kenneth Krips | 10/31/2019 | 10/31/2019 | Performance Verification for OLYMPUS AMERICA, INC. GF-UE160-AL5/7921909 7921909 | Initial Install of Performance Verification. Device is ready for patient use. |  |  | 10/31/2019 | 10/31/2019
|  | OLYMPUS AMERICA, INC. | GF-UE160-AL5 | GASTROSCOPE, FLEXIBLE, ULTRASONIC |  | SPECIAL TEST |  |  | Serial Number Report | 10/31/2019 |  | 10/31/22 |  |  | NO | YES |  |  |  |  | OLYMPUS AMERICA, INC. 7610787 7610787 |  |  | Active |  | 99:99:99:99:99:99 |  | Equipment | PAAR:00-PVAR | 10/31/2019 | 10/31/2019 | COOPER UNIVERSITY HOSPITAL |  |  |  |  | AMY HANNAN |  |  |  | 10/31/2019 | 10/31/2019 |  |  |  |  | 10/31/2019 | 10/31/2019
|  | OLYMPUS AMERICA, INC. | GF-UE160-AL5 | GASTROSCOPE, FLEXIBLE, ULTRASONIC |  | SPECIAL TEST |  |  | Serial Number Report | 10/31/2019 |  | 10/31/22 |  |  | NO | YES |  |  |  |  | OLYMPUS AMERICA, INC. 7610753 7610753 |  |  | Active |  | 99:99:99:99:99:99 |  | Equipment | PAAR:00-PVAR | 10/31/2019 | 10/31/2019 | COOPER UNIVERSITY HOSPITAL |  |  |  |  | AMY HANNAN |  |  |  | 10/31/2019 | 10/31/2019 |  |  |  |  | 10/31/2019 | 10/31/2019
|  | OLYMPUS AMERICA, INC. | GF-UE160-AL5 | GASTROSCOPE, FLEXIBLE, ULTRASONIC |  |  | 501 Fellowship Rd | [7 empty] | NO | YES
|  | OLYMPUS AMERICA, INC. | GF-UE160-AL5 | GASTROSCOPE, FLEXIBLE, ULTRASONIC |  |  | 501 Fellowship Rd | [7 empty] | NO | YES
|  | LUDLUM MEASUREMENTS | 14C | GEIGER COUNTER |  |  | 1210 Brace Rd | Heart Institute | [6 empty] | YES | YES
|  | STRYKER CORP. | MALIS 6700-313-500 | GENERATOR, BIPOLAR |  | OPERATING ROOM - PAVILION | Pavilion |  |  | 07/23/2019 |  | 7/23/26 |  |  | NO | YES |  |  |  |  | STRYKER CORP. 11239415 201384 |  |  | Active |  |  |  | High Risk | 6M:00-MFG | 07/23/2019 | 07/23/2019 | COOPER UNIVERSITY HOSPITAL |  |  | Performance Verification | WOT00000001958495 | DOMINIC VENDETTA | Performance Verification | Closed | Salvatore Bombara | 07/23/2019 | 07/23/2019 | Performance Verification for STRYKER CORP. 11239415 201384 | Initial Install of Performance Verification. Device is ready for patient use. |  |  | 07/23/2019 | 07/23/2019
|  | STRYKER CORP. | MALIS 6700-313-500 | GENERATOR, BIPOLAR |  | OPERATING ROOM - PAVILION | Pavilion |  |  | 02/12/2018 |  | 2/12/25 |  |  | NO | YES |  |  |  |  | STRYKER CORP. 10752595 200686 |  |  | Active |  | 99:99:99:99:99:99 |  | High Risk | 6M:00-MFG | 08/20/2019 | 02/01/2020 | COOPER UNIVERSITY HOSPITAL |  |  | P5 | WOT00000000543639 | DOMINIC VENDETTA | Performance Verification | Closed | Salvatore Bombara | 02/12/2018 | 07/30/2018 | Performance Verification for STRYKER CORP. 10752595 200686 | Initial Install of Performance Verification. Device is ready for patient use.
|  | NEUROTHERM | NT 2000 | GENERATOR, LESION | 2273-11 | SHORT PROCEDURE UNIT | Kelemen |  |  | 09/12/2011 |  | 9/12/16 |  |  | NO | YES |  |  |  |  | NEUROTHERM 10367436 2273-11 |  |  | Active |  | 99:99:99:99:99:99 |  | High Risk | 6M:00-MFG | 06/27/2019 | 12/01/2019 | COOPER UNIVERSITY HOSPITAL |  |  | SPU |  | Lisa Geoghegan
|  | NEUROTHERM | NT 2000 | GENERATOR, LESION | 2721-13 | VOORHEES SURGERY CENTER-OPERATING ROOM | 900 Centennial Blvd | Suite E |  | 10/01/2013 |  | 10/1/18 |  |  | NO | YES |  |  |  |  | NEUROTHERM 10345417 2721-13 |  |  | Active |  | 99:99:99:99:99:99 |  | High Risk | 6M:00-MFG | 10/30/2019 | 04/01/2020 | COOPER AMBULATORY OFF-SITES |  |  | PROCEDURE ROOM |  | JENNIFER BOMBARO
|  | A-M SYSTEMS |  | GENERATOR, PULSE |  |  | 401 Haddon Ave | [7 empty] | YES | YES
|  | BARRX MEDICAL | HALO FLEX | GENERATOR, RADIOFREQUENCY | FE1212 | SPECIAL TEST | Kelemen |  |  | 05/06/2013 |  | 5/6/20 |  |  | NO | YES |  |  |  |  | BARRX MEDICAL 10356477 FE1212 |  |  | Active |  | 99:99:99:99:99:99 |  | Equipment | 1Y:00-MFG | 01/16/2019 | 01/01/2020 | COOPER UNIVERSITY HOSPITAL |  |  | ENDOSCOPY 1 |  | AMY HANNAN
|  | BAYLIS MEDICAL COMPANY | RFP-100A | GENERATOR, RADIOFREQUENCY | 171011-020 | CARDIAC CATH LAB | Kelemen |  |  | 05/30/2019 |  | 5/30/24 |  |  | NO | YES |  |  |  |  | BAYLIS MEDICAL COMPANY 11239217 171011-020 |  |  | Active |  | 99:99:99:99:99:99 |  | High Risk | 6M:00-MFG | 05/30/2019 | 05/30/2019 | COOPER UNIVERSITY HOSPITAL |  |  | P2 - SD8 | WOT00000000647348 | LINDA BEAN | Performance Verification | Closed | Salvatore Bombara | 05/30/2019 | 05/30/2019 | Performance Verification for BAYLIS MEDICAL COMPANY 11239217 171011-020 | Initial Install of Performance Verification. Device is ready for patient use. |  |  | 05/30/2019 | 05/30/2019
|  | BAYLIS MEDICAL COMPANY | RFP-100A | GENERATOR, RADIOFREQUENCY | 150306-030 | CARDIAC CATH LAB | Kelemen |  |  | 05/30/2019 |  | 5/30/24 |  |  | NO | YES |  |  |  |  | BAYLIS MEDICAL COMPANY 11221511 150306-030 |  |  | Active |  | 99:99:99:99:99:99 |  | High Risk | 6M:00-MFG | 05/30/2019 | 05/30/2019 | COOPER UNIVERSITY HOSPITAL |  |  | CCL - EP1 |  | LINDA BEAN |  |  |  | 05/30/2019 | 05/30/2019 |  |  |  |  | 05/30/2019 | 05/30/2019
|  | BIOSENSE WEBSTER, INC. | STOCKERT 70 | GENERATOR, RADIOFREQUENCY | ST-1744 | CARDIAC CATH LAB | Kelemen |  |  | 05/05/2003 |  | 5/5/08 |  |  | NO | YES |  |  |  |  | BIOSENSE WEBSTER, INC. 10369211 ST-1744 |  |  | Active |  | 99:99:99:99:99:99 |  | High Risk | 6M:00-MFG | 05/30/2019 | 05/01/2020 | COOPER UNIVERSITY HOSPITAL |  |  | CCL - EP1 Glass |  | LINDA BEAN
|  | BOSTON SCIENTIFIC | MAESTRO 3000 | GENERATOR, RADIOFREQUENCY | 050409019M | CARDIAC CATH LAB | Kelemen |  |  | 10/02/2009 |  | 10/2/14 |  |  | NO | YES |  |  |  |  | BOSTON SCIENTIFIC 10369212 050409019M |  |  | Active |  | 99:99:99:99:99:99 |  | High Risk | PAAR:00-PVAR | 10/31/2019 |  | COOPER UNIVERSITY HOSPITAL |  |  | CCL - EP1 Glass |  | LINDA BEAN
|  | BOSTON SCIENTIFIC | MAESTRO 4000 | GENERATOR, RADIOFREQUENCY |  | CARDIAC CATH LAB | Kelemen |  |  | 06/12/2017 |  | 6/12/22 |  |  | NO | YES |  |  |  |  | BOSTON SCIENTIFIC 10480101 0404170431 |  |  | Active |  | 99:99:99:99:99:99 |  | Equipment | PAAR:00-PVAR | 10/31/2019 |  | COOPER UNIVERSITY HOSPITAL |  |  | CCL - EP1 | 0012155558 | LINDA BEAN | Preventative Maintenance | Closed | Zhan Kiselev | 09/13/2017 | 09/13/2017 | PERFORMANCE ASSURANCE AT INVENTORY | INVENTORIED DEVICE AND ENSURED DEVICE WAS FUNCTIONING PROPERLY. | B6F3FD1B-AD79-476B-AEBF-5EC1048EE47F | Labor | 06/12/2017 | 06/12/2017 | Zhan Kiselev
|  | COOPERSURGICAL, INC. | LEEP SYSTEM 1000 52969 | GENERATOR, RADIOFREQUENCY | 1109F4860 | 3 COOPER-WOMENS CARE CENTER | 3 Cooper |  |  | 12/06/2011 |  | 12/6/18 |  |  | NO | YES |  |  |  |  | COOPERSURGICAL, INC. 10346850 1109F4860 |  |  | Active |  | 99:99:99:99:99:99 |  | High Risk | 6M:00-MFG | 11/01/2019 | 05/01/2020 | COOPER AMBULATORY OFF-SITES |  |  | Suite 300 - Exam 1A |  | BONNIE MANNINO
|  | ESTECH USA | COBRA | GENERATOR, RADIOFREQUENCY | 060514-028 | OPERATING ROOM - PAVILION | Pavilion |  |  | 08/22/2019 |  | 8/22/26 |  |  | NO | YES |  |  |  |  | ESTECH USA 11239471 060514-028 |  |  | Active |  |  |  | High Risk | 6M:00-MFG | 08/22/2019 | 08/22/2019 | COOPER UNIVERSITY HOSPITAL |  |  | P6/P7 Placement Agreement | WOT00000002953877 | DOMINIC VENDETTA | Performance Verification | Closed | Salvatore Bombara | 08/22/2019 | 08/22/2019 | Performance Verification for ESTECH USA 11239471 060514-028 | Initial Install of Performance Verification. Device is ready for patient use. |  |  | 08/22/2019 | 08/22/2019
|  | HOLOGIC, INC. | NOVASURE 10 | GENERATOR, RADIOFREQUENCY | 34924B15DO | OPERATING ROOM - PAVILION | Pavilion |  |  | 03/31/2017 |  | 3/31/24 |  |  | NO | YES |  |  |  |  | HOLOGIC, INC. 10769448 34924B15DO |  |  | Active |  | 99:99:99:99:99:99 |  | High Risk | 1Y:00-MFG | 02/14/2019 | 02/01/2020 | COOPER UNIVERSITY HOSPITAL |  |  | SD OR Store Rm | 0011495733 | DOMINIC VENDETTA | Preventative Maintenance | Closed | Bonnie Aichroth | 04/19/2017 | 04/19/2017 | PERFORMANCE ASSURANCE AT INVENTORY | INVENTORIED DEVICE AND ENSURED DEVICE WAS FUNCTIONING PROPERLY. | 929A28F5-A541-4E3C-8864-8C98E3784AD3 | Labor | 03/31/2017 | 03/31/2017 | Salvatore Bombara
|  | HOLOGIC, INC. | NOVASURE 10 | GENERATOR, RADIOFREQUENCY | 35193F15DO | VOORHEES SURGERY CENTER-OPERATING ROOM | 900 Centennial Blvd | Suite E |  | 08/03/2015 |  | 8/3/22 |  |  | NO | YES |  |  |  |  | HOLOGIC, INC. 10349220 35193F15DO |  |  | Active |  | 99:99:99:99:99:99 |  | High Risk | 1Y:00-MFG | 04/18/2019 | 04/01/2020 | COOPER AMBULATORY OFF-SITES |  |  |  |  | JENNIFER BOMBARO
|  | MEDTRONIC INC. | AEX | GENERATOR, RADIOFREQUENCY | MTC1734096 | SAME DAY OR-2ND FL PAVILION | Pavilion |  |  | 08/27/2019 |  | 8/27/26 |  |  | NO | YES |  |  |  |  | MEDTRONIC INC. 11239094 MTC1734096 |  |  | Active |  | 99:99:99:99:99:99 |  | High Risk | 6M:00-MFG | 08/27/2019 | 08/27/2019 | COOPER UNIVERSITY HOSPITAL |  |  | SD OR 8 | WOT00000000558969 | JOE DRUCTOR | Performance Verification | Closed | Salvatore Bombara | 08/27/2019 | 08/27/2019 | Performance Verification for MEDTRONIC INC. 11239094 MTC1734096 | Initial Install of Performance Verification. Device is ready for patient use. |  |  | 08/27/2019 | 08/27/2019
|  | MEDTRONIC INC. | AEX | GENERATOR, RADIOFREQUENCY | MTC1741186 | CARDIAC CATH LAB | Kelemen |  |  | 02/02/2018 |  | 2/2/25 |  |  | NO | YES |  |  |  |  | MEDTRONIC INC. 10725166 MTC1741186 |  |  | Active |  | 99:99:99:99:99:99 |  | High Risk | 6M:00-MFG | 05/30/2019 | 05/01/2020 | COOPER UNIVERSITY HOSPITAL |  |  | CCL - EP1 | WOT00000000498295 | LINDA BEAN | Performance Verification | Closed | Stephen Zubrzycki | 02/02/2018 | 07/30/2018 | Performance Verification for MEDTRONIC INC. 10725166 MTC1741186 | Initial Install of Performance Verification. Device is ready for patient use.
|  | MEDTRONIC INC. | AEX | GENERATOR, RADIOFREQUENCY | MTC1615035 | OR - KELEMEN 3 | Kelemen |  |  | 09/08/2016 |  | 9/8/23 |  |  | NO | YES |  |  |  |  | MEDTRONIC INC. 10649832 MTC1615035 |  |  | Active |  | 99:99:99:99:99:99 |  | High Risk | 6M:00-MFG | 08/27/2019 | 02/01/2020 | COOPER UNIVERSITY HOSPITAL |  |  | Kel OR Store Rm | 0011464288 | DOMINIC VENDETTA | Preventative Maintenance | Closed | Bonnie Aichroth | 04/07/2017 | 04/07/2017 | PERFORMANCE ASSURANCE AT INVENTORY | INVENTORIED DEVICE AND ENSURED DEVICE WAS FUNCTIONING PROPERLY. | 88C11D89-E953-486A-9776-5D8FD8C7602F | Labor | 09/08/2016 | 09/08/2016 | Salvatore Bombara
|  | MEDTRONIC INC. | AEX | GENERATOR, RADIOFREQUENCY | MTC1615034 | CARDIAC CATH LAB | Kelemen |  |  | 07/26/2016 |  | 7/26/23 |  |  | NO | YES |  |  |  |  | MEDTRONIC INC. 10505349 MTC1615034 |  |  | Active |  | 99:99:99:99:99:99 |  | High Risk | 6M:00-MFG | 05/30/2019 | 05/01/2020 | COOPER UNIVERSITY HOSPITAL |  |  | CCL - EP2 |  | LINDA BEAN
|  | MEDTRONIC INC. | AQUAMANTYS | GENERATOR, RADIOFREQUENCY | TL200-4057 | OPERATING ROOM - PAVILION | Pavilion |  |  | 11/14/2014 |  | 11/14/21 |  |  | NO | YES |  |  |  |  | MEDTRONIC INC. 10368427 TL200-4057 |  |  | Active |  | 99:99:99:99:99:99 |  | High Risk | 6M:00-MFG | 08/22/2019 | 02/01/2020 | COOPER UNIVERSITY HOSPITAL |  |  | Pav OR STORE Rm |  | DOMINIC VENDETTA
|  | RF SURGICAL SYSTEMS INC. | RF ASSURE 200 | GENERATOR, RADIOFREQUENCY | 1296E | SAME DAY OR-2ND FL PAVILION | Kelemen |  |  | 10/31/2019 |  | 10/31/24 |  |  | NO | YES |  |  |  |  | RF SURGICAL SYSTEMS INC. 11239113 1296E |  |  | Active |  | 99:99:99:99:99:99 |  | Equipment | PAAR:00-PVAR | 10/31/2019 | 10/31/2019 | COOPER UNIVERSITY HOSPITAL |  |  | Performance Verification | WOT00000000562857 | JOE DRUCTOR | Performance Verification | Closed | Salvatore Bombara | 10/31/2019 | 10/31/2019 | Performance Verification for RF SURGICAL SYSTEMS INC. 11239113 1296E | Initial Install of Performance Verification. Device is ready for patient use. |  |  | 10/31/2019 | 10/31/2019
|  | RF SURGICAL SYSTEMS INC. | RF ASSURE 200 | GENERATOR, RADIOFREQUENCY | 129BB | VOORHEES SURGERY CENTER-OPERATING ROOM | 900 Centennial Blvd | Suite E |  | 10/31/2019 |  | 10/31/24 |  |  | NO | YES |  |  |  |  | RF SURGICAL SYSTEMS INC. 11239378 129BB |  |  | Active |  | 99:99:99:99:99:99 |  | Equipment | PAAR:00-PVAR | 10/31/2019 | 10/31/2019 | COOPER AMBULATORY OFF-SITES |  |  |  | WOT00000001422724 | JENNIFER BOMBARO | Performance Verification | Closed | Stephen Zubrzycki | 10/31/2019 | 10/31/2019 | Performance Verification for RF SURGICAL SYSTEMS INC. 11239378 129BB | Initial Install of Performance Verification. Device is ready for patient use. |  |  | 10/31/2019 | 10/31/2019
|  | RF SURGICAL SYSTEMS INC. | RF ASSURE 200 | GENERATOR, RADIOFREQUENCY |  | OPERATING ROOM - PAVILION | Dorrance |  |  | 10/31/2019 |  | 10/31/24 |  |  | NO | YES |  |  |  |  | RF SURGICAL SYSTEMS INC. 11239332 13035 |  |  | Active |  | 99:99:99:99:99:99 |  | Equipment | PAAR:00-PVAR | 10/31/2019 | 10/31/2019 | COOPER UNIVERSITY HOSPITAL |  |  | Performance Verification | WOT00000000958965 | DOMINIC VENDETTA | Performance Verification | Closed | Salvatore Bombara | 10/31/2019 | 10/31/2019 | Performance Verification for RF SURGICAL SYSTEMS INC. 11239332 13035 | Initial Install of Performance Verification. Device is ready for patient use. |  |  | 10/31/2019 | 10/31/2019
|  | RF SURGICAL SYSTEMS INC. | RF ASSURE 200 | GENERATOR, RADIOFREQUENCY |  | OPERATING ROOM - PAVILION | Kelemen |  |  | 10/31/2019 |  | 10/31/24 |  |  | NO | YES |  |  |  |  | RF SURGICAL SYSTEMS INC. 11239323 132E3 |  |  | Active |  | 99:99:99:99:99:99 |  | Equipment | PAAR:00-PVAR | 10/31/2019 | 10/31/2019 | COOPER UNIVERSITY HOSPITAL |  |  |  | WOT00000000909129 | DOMINIC VENDETTA | Performance Verification | Completed | Salvatore Bombara | 10/31/2019 | 10/31/2019 | Performance Verification for RF SURGICAL SYSTEMS INC. 11239323 132E3 | Initial Install of Performance Verification. Device is ready for patient use. |  |  | 10/31/2019 | 10/31/2019
|  | RF SURGICAL SYSTEMS INC. | RF ASSURE 200 | GENERATOR, RADIOFREQUENCY |  | SAME DAY OR-2ND FL PAVILION | Kelemen |  |  | 10/31/2019 |  | 10/31/24 |  |  | NO | YES |  |  |  |  | RF SURGICAL SYSTEMS INC. 11239199 13309 |  |  | Active |  | 99:99:99:99:99:99 |  | Equipment | PAAR:00-PVAR | 10/31/2019 | 10/31/2019 | COOPER UNIVERSITY HOSPITAL |  |  | SD OR | WOT00000000643398 | JOE DRUCTOR | Performance Verification | Closed | Salvatore Bombara | 10/31/2019 | 10/31/2019 | Performance Verification for RF SURGICAL SYSTEMS INC. 11239199 13309 | Initial Install of Performance Verification. Device is ready for patient use. |  |  | 10/31/2019 | 10/31/2019
|  | RF SURGICAL SYSTEMS INC. | RF ASSURE 200 | GENERATOR, RADIOFREQUENCY |  | SAME DAY OR-2ND FL PAVILION | Pavilion |  |  | 10/31/2019 |  | 10/31/24 |  |  | NO | YES |  |  |  |  | RF SURGICAL SYSTEMS INC. 11239176 12837 |  |  | Active |  | 99:99:99:99:99:99 |  | Equipment | PAAR:00-PVAR | 10/31/2019 | 10/31/2019 | COOPER UNIVERSITY HOSPITAL |  |  | SD OR 1 | WOT00000000625853 | JOE DRUCTOR | Performance Verification | Closed | Salvatore Bombara | 10/31/2019 | 10/31/2019 | Performance Verification for RF SURGICAL SYSTEMS INC. 11239176 12837 | Initial Install of Performance Verification. Device is ready for patient use. |  |  | 10/31/2019 | 10/31/2019
|  | RF SURGICAL SYSTEMS INC. | RF ASSURE 200 | GENERATOR, RADIOFREQUENCY |  | SAME DAY OR-2ND FL PAVILION | Pavilion |  |  | 10/31/2019 |  | 10/31/24 |  |  | NO | YES |  |  |  |  | RF SURGICAL SYSTEMS INC. 11239172 13043 |  |  | Active |  | 99:99:99:99:99:99 |  | Equipment | PAAR:00-PVAR | 10/31/2019 | 10/31/2019 | COOPER UNIVERSITY HOSPITAL |  |  | SD OR 6 | WOT00000000625811 | JOE DRUCTOR | Performance Verification | Closed | Salvatore Bombara | 10/31/2019 | 10/31/2019 | Performance Verification for RF SURGICAL SYSTEMS INC. 11239172 13043 | Initial Install of Performance Verification. Device is ready for patient use. |  |  | 10/31/2019 | 10/31/2019
|  | RF SURGICAL SYSTEMS INC. | RF ASSURE 200 | GENERATOR, RADIOFREQUENCY | 136DA | SAME DAY OR-2ND FL PAVILION | Pavilion |  |  | 10/31/2019 |  | 10/31/24 |  |  | NO | YES |  |  |  |  | RF SURGICAL SYSTEMS INC. 11239162 136DA |  |  | Active |  | 99:99:99:99:99:99 |  | Equipment | PAAR:00-PVAR | 10/31/2019 | 10/31/2019 | COOPER UNIVERSITY HOSPITAL |  |  | SD OR 5 | WOT00000000616814 | JOE DRUCTOR | Performance Verification | Closed | Salvatore Bombara | 10/31/2019 | 10/31/2019 | Performance Verification for RF SURGICAL SYSTEMS INC. 11239162 136DA | Initial Install of Performance Verification. Device is ready for patient use. |  |  | 10/31/2019 | 10/31/2019
|  | RF SURGICAL SYSTEMS INC. | RF ASSURE 200 | GENERATOR, RADIOFREQUENCY |  | SAME DAY OR-2ND FL PAVILION | Pavilion |  |  | 10/31/2019 |  | 10/31/24 |  |  | NO | YES |  |  |  |  | RF SURGICAL SYSTEMS INC. 11239150 16501 |  |  | Active |  | 99:99:99:99:99:99 |  | Equipment | PAAR:00-PVAR | 10/31/2019 | 10/31/2019 | COOPER UNIVERSITY HOSPITAL |  |  | SD OR 8 | WOT00000000616654 | JOE DRUCTOR | Performance Verification | Closed | Salvatore Bombara | 10/31/2019 | 10/31/2019 | Performance Verification for RF SURGICAL SYSTEMS INC. 11239150 16501 | Initial Install of Performance Verification. Device is ready for patient use. |  |  | 10/31/2019 | 10/31/2019
|  | RF SURGICAL SYSTEMS INC. | RF ASSURE 200 | GENERATOR, RADIOFREQUENCY | 133BB | SAME DAY OR-2ND FL PAVILION | Kelemen |  |  | 10/31/2019 |  | 10/31/24 |  |  | NO | YES |  |  |  |  | RF SURGICAL SYSTEMS INC. 11239110 133BB |  |  | Active |  | 99:99:99:99:99:99 |  | Equipment | PAAR:00-PVAR | 10/31/2019 | 10/31/2019 | COOPER UNIVERSITY HOSPITAL |  |  | 2nd Floor Pav OR | WOT00000000562754 | JOE DRUCTOR | Performance Verification | Closed | Salvatore Bombara | 10/31/2019 | 10/31/2019 | Performance Verification for RF SURGICAL SYSTEMS INC. 11239110 133BB | Initial Install of Performance Verification. Device is ready for patient use. |  |  | 10/31/2019 | 10/31/2019
|  | RF SURGICAL SYSTEMS INC. | RF ASSURE 200 | GENERATOR, RADIOFREQUENCY |  | SAME DAY OR-2ND FL PAVILION | Kelemen |  |  | 10/31/2019 |  | 10/31/24 |  |  | NO | YES |  |  |  |  | RF SURGICAL SYSTEMS INC. 11239093 12913 |  |  | Active |  | 99:99:99:99:99:99 |  | Equipment | PAAR:00-PVAR | 10/31/2019 | 10/31/2019 | COOPER UNIVERSITY HOSPITAL |  |  | Service Contract | WOT00000000558962 | JOE DRUCTOR | Performance Verification | Closed | Salvatore Bombara | 10/31/2019 | 10/31/2019 | Performance Verification for RF SURGICAL SYSTEMS INC. 11239093 12913 | Initial Install of Performance Verification. Device is ready for patient use. |  |  | 10/31/2019 | 10/31/2019
|  | RF SURGICAL SYSTEMS INC. | RF ASSURE 200 | GENERATOR, RADIOFREQUENCY | 1138FR | OPERATING ROOM - PAVILION | Kelemen |  |  | 10/31/2019 |  | 10/31/24 |  |  | NO | YES |  |  |  |  | RF SURGICAL SYSTEMS INC. 10769726 1138FR |  |  | Active |  | 99:99:99:99:99:99 |  | Equipment | PAAR:00-PVAR | 10/31/2019 | 10/31/2019 | COOPER UNIVERSITY HOSPITAL |  |  |  | 0011913705 | DOMINIC VENDETTA | Preventative Maintenance | Closed | Salvatore Bombara | 10/31/2019 | 10/31/2019 | PERFORMANCE ASSURANCE AT INVENTORY | INVENTORIED DEVICE AND ENSURED DEVICE WAS FUNCTIONING PROPERLY. | AA198270-B203-4796-82C9-C7C7960ABBAE | Labor | 10/31/2019 | 10/31/2019 | Salvatore Bombara
|  | RF SURGICAL SYSTEMS INC. | RF ASSURE 200 | GENERATOR, RADIOFREQUENCY |  | OPERATING ROOM - PAVILION | Kelemen |  |  | 05/03/2017 |  | 5/3/22 |  |  | NO | YES |  |  |  |  | RF SURGICAL SYSTEMS INC. 10769473 11507 |  |  | Active |  | 99:99:99:99:99:99 |  | Equipment | PAAR:00-PVAR | 10/31/2019 |  | COOPER UNIVERSITY HOSPITAL |  |  |  | 0011608360 | DOMINIC VENDETTA | Preventative Maintenance | Closed | Salvatore Bombara | 05/03/2017 | 05/03/2017 | PERFORMANCE ASSURANCE AT INVENTORY | INVENTORIED DEVICE AND ENSURED DEVICE WAS FUNCTIONING PROPERLY. | 9F134453-DA6A-477D-BD59-D07953E9065D | Labor | 05/03/2017 | 05/03/2017 | Salvatore Bombara
|  | RF SURGICAL SYSTEMS INC. | RF ASSURE 200 | GENERATOR, RADIOFREQUENCY | 12262R | OR - KELEMEN 3 | Pavilion |  |  | 04/05/2017 |  | 4/5/22 |  |  | NO | YES |  |  |  |  | RF SURGICAL SYSTEMS INC. 10769450 12262R |  |  | Active |  | 99:99:99:99:99:99 |  | Equipment | PAAR:00-PVAR | 10/31/2019 |  | COOPER UNIVERSITY HOSPITAL |  |  | OR | 0011456239 | DOMINIC VENDETTA | Performance Verification | Closed | Salvatore Bombara | 04/05/2017 | 04/05/2017 | INCOMING INVENTORY | DEVICE INVENTORIED | B3A67801-9004-4681-807B-FB69A88A58E3 | Labor | 04/05/2017 | 04/05/2017 | Salvatore Bombara
|  | RF SURGICAL SYSTEMS INC. | RF ASSURE 200 | GENERATOR, RADIOFREQUENCY |  | OPERATING ROOM - PAVILION | Pavilion |  |  | 02/07/2018 |  | 2/7/23 |  |  | NO | YES |  |  |  |  | RF SURGICAL SYSTEMS INC. 10752588 12928 |  |  | Active |  | 99:99:99:99:99:99 |  | Equipment | PAAR:00-PVAR | 10/31/2019 |  | COOPER UNIVERSITY HOSPITAL |  |  | Service Contract | WOT00000000502063 | DOMINIC VENDETTA | Performance Verification | Closed | Salvatore Bombara | 02/07/2018 | 07/30/2018 | CEID Record Completion for RF SURGICAL SYSTEMS INC. 10752588 12928 | install | EXP0114487 | Labor | 02/07/2018 | 02/07/2018 | Salvatore Bombara
|  | RF SURGICAL SYSTEMS INC. | RF ASSURE 200 | GENERATOR, RADIOFREQUENCY |  | OPERATING ROOM - PAVILION | Pavilion |  |  | 10/30/2017 |  | 10/30/22 |  |  | NO | YES |  |  |  |  | RF SURGICAL SYSTEMS INC. 10732457 16526 |  |  | Active |  | 99:99:99:99:99:99 |  | Equipment | PAAR:00-PVAR | 10/31/2019 |  | COOPER UNIVERSITY HOSPITAL |  |  |  | 0012370974 | DOMINIC VENDETTA | Performance Verification | Closed | Salvatore Bombara | 10/30/2017 | 10/30/2017 | INCOMING INVENTORY | DEVICE INVENTORIED | 56F1D35A-09E7-4296-9CD8-D1AA075E14F9 | Labor | 10/30/2017 | 10/30/2017 | Salvatore Bombara
|  | RF SURGICAL SYSTEMS INC. | RF ASSURE 200 | GENERATOR, RADIOFREQUENCY |  | OPERATING ROOM - PAVILION | Kelemen |  |  | 10/30/2017 |  | 10/30/22 |  |  | NO | YES |  |  |  |  | RF SURGICAL SYSTEMS INC. 10732455 13343 |  |  | Active |  | 99:99:99:99:99:99 |  | Equipment | PAAR:00-PVAR | 10/31/2019 |  | COOPER UNIVERSITY HOSPITAL |  |  |  | 0012370962 | DOMINIC VENDETTA | Performance Verification | Closed | Salvatore Bombara | 10/30/2017 | 10/30/2017 | INCOMING INVENTORY | DEVICE INVENTORIED | FC09DA2D-F29F-40A2-997E-3F0AEF2CFAF7 | Labor | 10/30/2017 | 10/30/2017 | Salvatore Bombara
|  | RF SURGICAL SYSTEMS INC. | RF ASSURE 200 | GENERATOR, RADIOFREQUENCY | 1162E | LABOR & DELIVERY | Dorrance |  |  | 11/01/2017 |  | 11/1/22 |  |  | NO | YES |  |  |  |  | RF SURGICAL SYSTEMS INC. 10732454 1162E |  |  | Active |  | 99:99:99:99:99:99 |  | Equipment | PAAR:00-PVAR | 10/31/2019 |  | COOPER UNIVERSITY HOSPITAL |  |  |  | 0012380018 | JOANNA HORST | Preventative Maintenance | Closed | Josh Harris | 11/02/2017 | 11/02/2017 | PERFORMANCE ASSURANCE AT INVENTORY | INVENTORIED DEVICE AND ENSURED DEVICE WAS FUNCTIONING PROPERLY. | 97406850-7FEC-49C5-924A-AA652DD73A42 | Labor | 11/01/2017 | 11/01/2017 | Josh Harris
|  | RF SURGICAL SYSTEMS INC. | RF ASSURE 200 | GENERATOR, RADIOFREQUENCY | 1200D | LABOR & DELIVERY | Dorrance |  |  | 11/01/2017 |  | 11/1/22 |  |  | NO | YES |  |  |  |  | RF SURGICAL SYSTEMS INC. 10732453 1200D |  |  | Active |  | 99:99:99:99:99:99 |  | Equipment | PAAR:00-PVAR | 10/31/2019 |  | COOPER UNIVERSITY HOSPITAL |  |  |  | 0012380025 | JOANNA HORST | Performance Verification | Closed | Josh Harris | 11/02/2017 | 11/02/2017 | INCOMING INVENTORY | DEVICE INVENTORIED | 0E4CBE27-0FDD-49CA-81D6-9D312D26671F | Labor | 11/02/2017 | 11/02/2017 | Josh Harris
|  | RF SURGICAL SYSTEMS INC. | RF ASSURE 200 | GENERATOR, RADIOFREQUENCY | 110F2 | OPERATING ROOM - PAVILION | Kelemen |  |  | 10/24/2017 |  | 10/24/22 |  |  | NO | YES |  |  |  |  | RF SURGICAL SYSTEMS INC. 10732420 110F2 |  |  | Active |  | 99:99:99:99:99:99 |  | Equipment | PAAR:00-PVAR | 10/31/2019 |  | COOPER UNIVERSITY HOSPITAL |  |  |  | 0012319246 | DOMINIC VENDETTA | Preventative Maintenance | Closed | Salvatore Bombara | 10/24/2017 | 10/24/2017 | PERFORMANCE ASSURANCE AT INVENTORY | INVENTORIED DEVICE AND ENSURED DEVICE WAS FUNCTIONING PROPERLY. | 4B7A5033-277D-4775-8D8F-3808A423AA26 | Labor | 10/24/2017 | 10/24/2017 | Salvatore Bombara
|  | RF SURGICAL SYSTEMS INC. | RF ASSURE 200 | GENERATOR, RADIOFREQUENCY |  | OR - KELEMEN 3 | Pavilion |  |  | 10/27/2017 |  | 10/27/22 |  |  | NO | YES |  |  |  |  | RF SURGICAL SYSTEMS INC. 10732423 11099 |  |  | Active |  | 99:99:99:99:99:99 |  | Equipment | PAAR:00-PVAR | 10/31/2019 |  | COOPER UNIVERSITY HOSPITAL |  |  |  | 0012367067 | DOMINIC VENDETTA | Performance Verification | Closed | Salvatore Bombara | 10/27/2017 | 10/27/2017 | INCOMING INVENTORY | DEVICE INVENTORIED | 8D8F3018-09DE-4E43-A27A-9A79965194C0 | Labor | 10/27/2017 | 10/27/2017 | Salvatore Bombara
|  | RF SURGICAL SYSTEMS INC. | RF ASSURE 200 | GENERATOR, RADIOFREQUENCY | 0-12503R | OPERATING ROOM - PAVILION | Kelemen |  |  | 10/25/2017 |  | 10/25/22 |  |  | NO | YES |  |  |  |  | RF SURGICAL SYSTEMS INC. 10732419 0-12503R |  |  | Active |  | 99:99:99:99:99:99 |  | Equipment | PAAR:00-PVAR | 10/31/2019 |  | COOPER UNIVERSITY HOSPITAL |  |  |  | 0012323155 | DOMINIC VENDETTA | Preventative Maintenance | Closed | Salvatore Bombara | 10/25/2017 | 10/25/2017 | PERFORMANCE ASSURANCE AT INVENTORY | INVENTORIED DEVICE AND ENSURED DEVICE WAS FUNCTIONING PROPERLY. | 4B801915-0013-474C-89DD-5BAF1EF44DBC | Labor | 10/25/2017 | 10/25/2017 | Salvatore Bombara
|  | RF SURGICAL SYSTEMS INC. | RF ASSURE 200 | GENERATOR, RADIOFREQUENCY | 1615E | OPERATING ROOM - PAVILION | Kelemen |  |  | 08/31/2016 |  | 8/31/21 |  |  | NO | YES |  |  |  |  | RF SURGICAL SYSTEMS INC. 10649823 1615E |  |  | Active |  | 99:99:99:99:99:99 |  | Equipment | PAAR:00-PVAR | 11/02/2019 |  | COOPER UNIVERSITY HOSPITAL |  |  |  |  | DOMINIC VENDETTA
|  | RF SURGICAL SYSTEMS INC. | RF ASSURE 200 | GENERATOR, RADIOFREQUENCY | 11544R | OPERATING ROOM - PAVILION | Pavilion |  |  | 08/29/2016 |  | 8/29/21 |  |  | NO | YES |  |  |  |  | RF SURGICAL SYSTEMS INC. 10480475 11544R |  |  | Active |  | 99:99:99:99:99:99 |  | Equipment | PAAR:00-PVAR | 10/31/2019 |  | COOPER UNIVERSITY HOSPITAL |  |  | SERVICE AGREEMENT |  | DOMINIC VENDETTA
|  | RF SURGICAL SYSTEMS INC. | RF ASSURE 200 | GENERATOR, RADIOFREQUENCY | 125C8 | OR - KELEMEN 3 | Kelemen |  |  | 05/09/2016 |  | 5/9/21 |  |  | NO | YES |  |  |  |  | RF SURGICAL SYSTEMS INC. 10480442 125C8 |  |  | Active |  | 99:99:99:99:99:99 |  | Equipment | PAAR:00-PVAR | 10/31/2019 |  | COOPER UNIVERSITY HOSPITAL |  |  |  |  | DOMINIC VENDETTA
|  | RF SURGICAL SYSTEMS INC. | RF ASSURE 200 | GENERATOR, RADIOFREQUENCY | 1211A | OPERATING ROOM - PAVILION | Pavilion |  |  | 02/18/2014 |  | 2/18/19 |  |  | NO | YES |  |  |  |  | RF SURGICAL SYSTEMS INC. 10368269 1211A |  |  | Active |  | 99:99:99:99:99:99 |  | Equipment | PAAR:00-PVAR | 11/01/2019 |  | COOPER UNIVERSITY HOSPITAL |  |  | OR 8 | WOT00000002201128 | DOMINIC VENDETTA | Disposition | Closed | Salvatore Bombara | 02/14/2019 | 05/20/2019 | Bulk Disposition CNL
|  | RF SURGICAL SYSTEMS INC. | RF ASSURE 200 | GENERATOR, RADIOFREQUENCY | 112DC | OR - KELEMEN 3 | Pavilion |  |  | 08/18/2011 |  | 8/18/16 |  |  | NO | YES |  |  |  |  | RF SURGICAL SYSTEMS INC. 10366674 112DC |  |  | Active |  | 99:99:99:99:99:99 |  | Equipment | PAAR:00-PVAR | 11/02/2019 |  | COOPER UNIVERSITY HOSPITAL |  |  | kel or 8 | WOT00000002199910 | DOMINIC VENDETTA | Disposition | Closed | Salvatore Bombara | 02/14/2019 | 05/15/2019 | Bulk Disposition CNL
|  | RF SURGICAL SYSTEMS INC. | RF ASSURE 200 | GENERATOR, RADIOFREQUENCY |  | LABOR & DELIVERY | Dorrance |  |  | 08/18/2011 |  | 8/18/16 |  |  | NO | YES |  |  |  |  | RF SURGICAL SYSTEMS INC. 10355131 11465 |  |  | Active |  | 99:99:99:99:99:99 |  | Equipment | PAAR:00-PVAR | 11/02/2019 |  | COOPER UNIVERSITY HOSPITAL |  |  | 6 DORRANCE | 0011374980 | JOANNA HORST | Repair | Closed | Salvatore Bombara | 03/24/2017 | 03/24/2017 | DETECTOR - NOT WORKING - TMX | 3/24/2017 11:03:16 AM SXBOMBARA (SXBOMBARA 3/24/2017 12:00 AM) TESTED AND PASSED FUNCTIONAL CHECK. UNABLE TO DUPLICATE ANY ERROR. | 897CC49F-0EA7-4E34-9FCA-C4732753C559 | Labor | 03/24/2017 | 03/24/2017 | Salvatore Bombara
|  | RF SURGICAL SYSTEMS INC. | RF ASSURE 200 | GENERATOR, RADIOFREQUENCY | 121F3 | LABOR & DELIVERY | Dorrance |  |  | 12/18/2013 |  | 12/18/18 |  |  | NO | YES |  |  |  |  | RF SURGICAL SYSTEMS INC. 10355119 121F3 |  |  | Active |  | 99:99:99:99:99:99 |  | Equipment | PAAR:00-PVAR | 11/02/2019 |  | COOPER UNIVERSITY HOSPITAL |  |  | 6 DORRANCE | WOT00000000509024 | JOANNA HORST | Disposition | Closed | Gene Amodei | 02/08/2018 | 05/14/2019 | Bulk Disposition CNL
|  | RF SURGICAL SYSTEMS INC. | RF ASSURE 200 | GENERATOR, RADIOFREQUENCY | 112DF | LABOR & DELIVERY | Dorrance |  |  | 08/18/2011 |  | 8/18/16 |  |  | NO | YES |  |  |  |  | RF SURGICAL SYSTEMS INC. 10355083 112DF |  |  | Active |  | 99:99:99:99:99:99 |  | Equipment | PAAR:00-PVAR | 11/02/2019 |  | COOPER UNIVERSITY HOSPITAL |  |  | ROOM 5 | WOT00000000508412 | JOANNA HORST | Disposition | Closed | Gene Amodei | 02/08/2018 | 07/05/2019 | Bulk Disposition CNL
|  | RF SURGICAL SYSTEMS INC. | RF ASSURE 200 | GENERATOR, RADIOFREQUENCY |  | LABOR & DELIVERY | Dorrance |  |  | 08/18/2011 |  | 8/18/16 |  |  | NO | YES |  |  |  |  | RF SURGICAL SYSTEMS INC. 10354968 11078 |  |  | Active |  | 99:99:99:99:99:99 |  | Equipment | PAAR:00-PVAR | 11/02/2019 |  | COOPER UNIVERSITY HOSPITAL |  |  | 6 DORRANCE | 0012028001 | JOANNA HORST | Repair | Closed | Gene Amodei | 08/10/2017 | 08/11/2017 | DETECTOR - BROKEN, DISCONNECTED FROM MACHINE - L&D DESK / ROOM 2 | 8/11/2017 11:16:13 AM GRAMODEI wand beyond repair, tracy has replacements, chcked replacement, unit ok RTS | 34858C9D-247A-48F0-8341-D360ABC00928 | Labor | 08/11/2017 | 08/11/2017 | Gene Amodei
|  | RF SURGICAL SYSTEMS INC. | RF ASSURE 200 | GENERATOR, RADIOFREQUENCY | 121C0 | VOORHEES SURGERY CENTER-OPERATING ROOM | 900 Centennial Blvd | Suite E |  | 06/27/2015 |  | 6/27/20 |  |  | NO | YES |  |  |  |  | RF SURGICAL SYSTEMS INC. 10348805 121C0 |  |  | Active |  | 99:99:99:99:99:99 |  | Equipment | PAAR:00-PVAR | 11/01/2019 |  | COOPER AMBULATORY OFF-SITES |  |  | OR 4 |  | JENNIFER BOMBARO
|  | RF SURGICAL SYSTEMS INC. | RF ASSURE 200 | GENERATOR, RADIOFREQUENCY |  | VOORHEES SURGERY CENTER-OPERATING ROOM | 900 Centennial Blvd | Suite E |  | 06/27/2015 |  | 6/27/20 |  |  | NO | YES |  |  |  |  | RF SURGICAL SYSTEMS INC. 10348798 12177 |  |  | Active |  | 99:99:99:99:99:99 |  | Equipment | PAAR:00-PVAR | 11/01/2019 |  | COOPER AMBULATORY OFF-SITES |  |  | OR 2 |  | JENNIFER BOMBARO
|  | RF SURGICAL SYSTEMS INC. | RF ASSURE 200 | GENERATOR, RADIOFREQUENCY |  | VOORHEES SURGERY CENTER-OPERATING ROOM | 900 Centennial Blvd | Suite E |  | 11/19/2014 |  | 11/19/19 |  |  | NO | YES |  |  |  |  | RF SURGICAL SYSTEMS INC. 10345500 12255 |  |  | Active |  | 99:99:99:99:99:99 |  | Equipment | PAAR:00-PVAR | 11/01/2019 |  | COOPER AMBULATORY OFF-SITES |  |  | OR 3 | 0011469986 | JENNIFER BOMBARO | Repair | Closed | Kirk Lis | 04/10/2017 | 04/17/2017 | DETECTOR - BEEPING ELECTRICAL INTERFERENCE - VSC OR 2 | 4/17/2017 10:02:32 AM KALIS (KALIS 4/11/2017 12:00 AM) INSTRUCTED STAFF TO RELOCATE WAND CONTROLLER UNIT. IT NEEDS TO BE REMOVED OFF TOP OF ESU UNIT. ELECTRICAL INTERFERENCE IS CAUSED BY ESU RF OUTPUT (KALIS 4/17/2017 12:00 AM) DOCUMENTATION | 4E789C8E-09DE-42B5-88A5-6B11BDC0A60F | Labor | 04/17/2017 | 04/17/2017 | Kirk Lis
|  | RF SURGICAL SYSTEMS INC. | RF ASSURE 200E | GENERATOR, RADIOFREQUENCY | 15AEB | OPERATING ROOM - PAVILION | Kelemen |  |  | 10/31/2019 |  | 10/31/24 |  |  | NO | YES |  |  |  |  | RF SURGICAL SYSTEMS INC. 11239501 15AEB |  |  | Active |  |  |  | Equipment | PAAR:00-PVAR | 10/31/2019 | 10/31/2019 | COOPER UNIVERSITY HOSPITAL |  |  |  | WOT00000004133478 | DOMINIC VENDETTA | Performance Verification | Completed | Salvatore Bombara | 10/31/2019 | 10/31/2019 | Performance Verification for RF SURGICAL SYSTEMS INC. 11239501 15AEB | Initial Install of Performance Verification. Device is ready for patient use. |  |  | 10/31/2019 | 10/31/2019
|  | RF SURGICAL SYSTEMS INC. | RF ASSURE 200E | GENERATOR, RADIOFREQUENCY | 12829R | OPERATING ROOM - PAVILION | Pavilion |  |  | 10/31/2019 |  | 10/31/24 |  |  | NO | YES |  |  |  |  | RF SURGICAL SYSTEMS INC. 11239492 12829R |  |  | Active |  |  |  | Equipment | PAAR:00-PVAR | 10/31/2019 | 10/31/2019 | COOPER UNIVERSITY HOSPITAL |  |  | OR | WOT00000003711630 | DOMINIC VENDETTA | Performance Verification | Completed | Salvatore Bombara | 10/31/2019 | 10/31/2019 | Performance Verification for RF SURGICAL SYSTEMS INC. 11239492 12829R | Initial Install of Performance Verification. Device is ready for patient use. |  |  | 10/31/2019 | 10/31/2019
|  | RF SURGICAL SYSTEMS INC. | RF ASSURE 200E | GENERATOR, RADIOFREQUENCY | 132D9 | OR - KELEMEN 3 | Pavilion |  |  | 10/31/2019 |  | 10/31/24 |  |  | NO | YES |  |  |  |  | RF SURGICAL SYSTEMS INC. 11239482 132D9 |  |  | Active |  |  |  | Equipment | PAAR:00-PVAR | 10/31/2019 | 10/31/2019 | COOPER UNIVERSITY HOSPITAL |  |  |  | WOT00000003512618 | DOMINIC VENDETTA | Performance Verification | Completed | Salvatore Bombara | 10/31/2019 | 10/31/2019 | Performance Verification for RF SURGICAL SYSTEMS INC. 11239482 132D9 | Initial Install of Performance Verification. Device is ready for patient use. |  |  | 10/31/2019 | 10/31/2019
|  | RF SURGICAL SYSTEMS INC. | RF ASSURE 200E | GENERATOR, RADIOFREQUENCY |  | OPERATING ROOM - PAVILION | Pavilion |  |  | 10/31/2019 |  | 10/31/24 |  |  | NO | YES |  |  |  |  | RF SURGICAL SYSTEMS INC. 11239475 12802 |  |  | Active |  |  |  | Equipment | PAAR:00-PVAR | 10/31/2019 | 10/31/2019 | COOPER UNIVERSITY HOSPITAL |  |  | Performance Verification | WOT00000003247518 | DOMINIC VENDETTA | Performance Verification | Closed | Salvatore Bombara | 10/31/2019 | 10/31/2019 | Performance Verification for RF SURGICAL SYSTEMS INC. 11239475 12802 | Initial Install of Performance Verification. Device is ready for patient use. |  |  | 10/31/2019 | 10/31/2019
|  | RF SURGICAL SYSTEMS INC. | RF ASSURE 200E | GENERATOR, RADIOFREQUENCY | 13378R | SAME DAY OR-2ND FL PAVILION | Pavilion |  |  | 10/31/2019 |  | 10/31/24 |  |  | NO | YES |  |  |  |  | RF SURGICAL SYSTEMS INC. 11239474 13378R |  |  | Active |  |  |  | Equipment | PAAR:00-PVAR | 10/31/2019 | 10/31/2019 | COOPER UNIVERSITY HOSPITAL |  |  | Performance Verification | WOT00000003247570 | JOE DRUCTOR | Performance Verification | Closed | Salvatore Bombara | 10/31/2019 | 10/31/2019 | Performance Verification for RF SURGICAL SYSTEMS INC. 11239474 13378R | Initial Install of Performance Verification. Device is ready for patient use. |  |  | 10/31/2019 | 10/31/2019
|  | RF SURGICAL SYSTEMS INC. | RF ASSURE 200E | GENERATOR, RADIOFREQUENCY | 1628A | OPERATING ROOM - PAVILION | Kelemen |  |  | 10/31/2019 |  | 10/31/24 |  |  | NO | YES |  |  |  |  | RF SURGICAL SYSTEMS INC. 11239459 1628A |  |  | Active |  |  |  | Equipment | PAAR:00-PVAR | 10/31/2019 | 10/31/2019 | COOPER UNIVERSITY HOSPITAL |  |  | Performance Verification | WOT00000002712634 | DOMINIC VENDETTA | Performance Verification | Closed | Salvatore Bombara | 10/31/2019 | 10/31/2019 | Performance Verification for RF SURGICAL SYSTEMS INC. 11239459 1628A | Initial Install of Performance Verification. Device is ready for patient use. |  |  | 10/31/2019 | 10/31/2019
|  | RF SURGICAL SYSTEMS INC. | RF ASSURE 200E | GENERATOR, RADIOFREQUENCY | 12979R | SAME DAY OR-2ND FL PAVILION | Pavilion |  |  | 10/31/2019 |  | 10/31/24 |  |  | NO | YES |  |  |  |  | RF SURGICAL SYSTEMS INC. 11239461 12979R |  |  | Active |  |  |  | Equipment | PAAR:00-PVAR | 10/31/2019 | 10/31/2019 | COOPER UNIVERSITY HOSPITAL |  |  | Performance Verification | WOT00000002713052 | JOE DRUCTOR | Performance Verification | Closed | Salvatore Bombara | 10/31/2019 | 10/31/2019 | Performance Verification for RF SURGICAL SYSTEMS INC. 11239461 12979R | Initial Install of Performance Verification. Device is ready for patient use. |  |  | 10/31/2019 | 10/31/2019
|  | RF SURGICAL SYSTEMS INC. | RF ASSURE 200E | GENERATOR, RADIOFREQUENCY | 138BB | OR - KELEMEN 3 | Pavilion |  |  | 10/31/2019 |  | 10/31/24 |  |  | NO | YES |  |  |  |  | RF SURGICAL SYSTEMS INC. 11239460 138BB |  |  | Active |  |  |  | Equipment | PAAR:00-PVAR | 10/31/2019 | 10/31/2019 | COOPER UNIVERSITY HOSPITAL |  |  | Performance Verification | WOT00000002713020 | DOMINIC VENDETTA | Performance Verification | Closed | Salvatore Bombara | 10/31/2019 | 10/31/2019 | CEID Record Completion for RF SURGICAL SYSTEMS INC. 11239460 138BB | PV complete | EXP3002295 | Labor | 10/31/2019 | 10/31/2019 | Salvatore Bombara
|  | RF SURGICAL SYSTEMS INC. | RF ASSURE 200E | GENERATOR, RADIOFREQUENCY | 15B72 | OR - KELEMEN 3 | Pavilion |  |  | 10/31/2019 |  | 10/31/24 |  |  | NO | YES |  |  |  |  | RF SURGICAL SYSTEMS INC. 11239457 15B72 |  |  | Active |  |  |  | Equipment | PAAR:00-PVAR | 10/31/2019 | 10/31/2019 | COOPER UNIVERSITY HOSPITAL |  |  | KELEMEN 3 | WOT00000002712998 | DOMINIC VENDETTA | Performance Verification | Closed | Salvatore Bombara | 10/31/2019 | 10/31/2019 | Performance Verification for RF SURGICAL SYSTEMS INC. 11239457 15B72 | Initial Install of Performance Verification. Device is ready for patient use. |  |  | 10/31/2019 | 10/31/2019
|  | RF SURGICAL SYSTEMS INC. | RF ASSURE 200E | GENERATOR, RADIOFREQUENCY | 162BC | OR - KELEMEN 3 | Pavilion |  |  | 10/31/2019 |  | 10/31/24 |  |  | NO | YES |  |  |  |  | RF SURGICAL SYSTEMS INC. 11239456 162BC |  |  | Active |  |  |  | Equipment | PAAR:00-PVAR | 10/31/2019 | 10/31/2019 | COOPER UNIVERSITY HOSPITAL |  |  | Performance Verification | WOT00000002712991 | DOMINIC VENDETTA | Performance Verification | Closed | Salvatore Bombara | 10/31/2019 | 10/31/2019 | Performance Verification for RF SURGICAL SYSTEMS INC. 11239456 162BC | Initial Install of Performance Verification. Device is ready for patient use. |  |  | 10/31/2019 | 10/31/2019
|  | RF SURGICAL SYSTEMS INC. | RF ASSURE 200E | GENERATOR, RADIOFREQUENCY | 1610A | OPERATING ROOM - PAVILION | Kelemen |  |  | 10/31/2019 |  | 10/31/24 |  |  | NO | YES |  |  |  |  | RF SURGICAL SYSTEMS INC. 11239455 1610A |  |  | Active |  |  |  | Equipment | PAAR:00-PVAR | 10/31/2019 | 10/31/2019 | COOPER UNIVERSITY HOSPITAL |  |  | Performance Verification | WOT00000002712968 | DOMINIC VENDETTA | Performance Verification | Closed | Salvatore Bombara | 10/31/2019 | 10/31/2019 | Performance Verification for RF SURGICAL SYSTEMS INC. 11239455 1610A | Initial Install of Performance Verification. Device is ready for patient use. |  |  | 10/31/2019 | 10/31/2019
|  | RF SURGICAL SYSTEMS INC. | RF ASSURE 200E | GENERATOR, RADIOFREQUENCY | 15C06 | OPERATING ROOM - PAVILION | Pavilion |  |  | 10/31/2019 |  | 10/31/24 |  |  | NO | YES |  |  |  |  | RF SURGICAL SYSTEMS INC. 11239453 15C06 |  |  | Active |  |  |  | Equipment | PAAR:00-PVAR | 10/31/2019 | 10/31/2019 | COOPER UNIVERSITY HOSPITAL |  |  | Performance Verification | WOT00000002712944 | DOMINIC VENDETTA | Performance Verification | Closed | Salvatore Bombara | 10/31/2019 | 10/31/2019 | Performance Verification for RF SURGICAL SYSTEMS INC. 11239453 15C06 | Initial Install of Performance Verification. Device is ready for patient use. |  |  | 10/31/2019 | 10/31/2019
|  | RF SURGICAL SYSTEMS INC. | RF ASSURE 200E | GENERATOR, RADIOFREQUENCY | 130C8R | OPERATING ROOM - PAVILION | Pavilion |  |  | 10/31/2019 |  | 10/31/24 |  |  | NO | YES |  |  |  |  | RF SURGICAL SYSTEMS INC. 11239452 130C8R |  |  | Active |  |  |  | Equipment | PAAR:00-PVAR | 10/31/2019 | 10/31/2019 | COOPER UNIVERSITY HOSPITAL |  |  |  | WOT00000002712931 | DOMINIC VENDETTA | Performance Verification | Closed | Salvatore Bombara | 10/31/2019 | 10/31/2019 | CEID Record Completion for RF SURGICAL SYSTEMS INC. 11239452 130C8R | PV complete | EXP3002383 | Labor | 10/31/2019 | 10/31/2019 | Salvatore Bombara
|  | RF SURGICAL SYSTEMS INC. | RF ASSURE 200E | GENERATOR, RADIOFREQUENCY | 1344F | OPERATING ROOM - PAVILION | Pavilion |  |  | 10/31/2019 |  | 10/31/24 |  |  | NO | YES |  |  |  |  | RF SURGICAL SYSTEMS INC. 11239451 1344F |  |  | Active |  |  |  | Equipment | PAAR:00-PVAR | 10/31/2019 | 10/31/2019 | COOPER UNIVERSITY HOSPITAL |  |  | Performance Verification | WOT00000002712671 | DOMINIC VENDETTA | Performance Verification | Closed | Salvatore Bombara | 10/31/2019 | 10/31/2019 | Performance Verification for RF SURGICAL SYSTEMS INC. 11239451 1344F | Initial Install of Performance Verification. Device is ready for patient use. |  |  | 10/31/2019 | 10/31/2019
|  | RF SURGICAL SYSTEMS INC. | RF ASSURE 200E | GENERATOR, RADIOFREQUENCY |  | OPERATING ROOM - PAVILION | Pavilion |  |  | 10/31/2019 |  | 10/31/24 |  |  | NO | YES |  |  |  |  | RF SURGICAL SYSTEMS INC. 11239394 12971 |  |  | Active |  | 99:99:99:99:99:99 |  | Equipment | PAAR:00-PVAR | 10/31/2019 | 10/31/2019 | COOPER UNIVERSITY HOSPITAL |  |  | Performance Verification | WOT00000001550918 | DOMINIC VENDETTA | Performance Verification | Closed | Salvatore Bombara | 10/31/2019 | 10/31/2019 | CEID Record Completion for RF SURGICAL SYSTEMS INC. 11239394 12971 | PV Completed | EXP2048848 | Labor | 10/31/2019 | 10/31/2019 | Salvatore Bombara
|  | RF SURGICAL SYSTEMS INC. | RF ASSURE 200E | GENERATOR, RADIOFREQUENCY | 1337A | OR - KELEMEN 3 | Pavilion |  |  | 10/31/2019 |  | 10/31/24 |  |  | NO | YES |  |  |  |  | RF SURGICAL SYSTEMS INC. 11239388 1337A |  |  | Active |  | 99:99:99:99:99:99 |  | Equipment | PAAR:00-PVAR | 10/31/2019 | 10/31/2019 | COOPER UNIVERSITY HOSPITAL |  |  | Performance Verification | WOT00000001426804 | DOMINIC VENDETTA | Performance Verification | Closed | Salvatore Bombara | 10/31/2019 | 10/31/2019 | Performance Verification for RF SURGICAL SYSTEMS INC. 11239388 1337A | Initial Install of Performance Verification. Device is ready for patient use. |  |  | 10/31/2019 | 10/31/2019
|  | RF SURGICAL SYSTEMS INC. | RF ASSURE 200E | GENERATOR, RADIOFREQUENCY | 127AA | OPERATING ROOM - PAVILION | Pavilion |  |  | 10/31/2019 |  | 10/31/24 |  |  | NO | YES |  |  |  |  | RF SURGICAL SYSTEMS INC. 11239389 127AA |  |  | Active |  | 99:99:99:99:99:99 |  | Equipment | PAAR:00-PVAR | 10/31/2019 | 10/31/2019 | COOPER UNIVERSITY HOSPITAL |  |  | Performance Verification | WOT00000001428249 | DOMINIC VENDETTA | Performance Verification | Closed | Salvatore Bombara | 10/31/2019 | 10/31/2019 | CEID Record Completion for RF SURGICAL SYSTEMS INC. 11239389 127AA | PV Completed | EXP2048904 | Labor | 10/31/2019 | 10/31/2019 | Salvatore Bombara
|  | RF SURGICAL SYSTEMS INC. | RF ASSURE 200E | GENERATOR, RADIOFREQUENCY | 12749r |  | Kelemen | [7 empty] | YES | YES
|  | RF SURGICAL SYSTEMS INC. | RF ASSURE 200E | GENERATOR, RADIOFREQUENCY |  |  | Kelemen | [7 empty] | YES | YES
|  | RF SURGICAL SYSTEMS INC. | RF ASSURE 200E | GENERATOR, RADIOFREQUENCY | 1385E | LABOR & DELIVERY | Dorrance |  |  | 10/31/2019 |  | 10/31/24 |  |  | NO | YES |  |  |  |  | RF SURGICAL SYSTEMS INC. 30438061 1385E |  |  | Active |  | 99:99:99:99:99:99 |  | Equipment | PAAR:00-PVAR | 10/31/2019 | 10/31/2019 | COOPER UNIVERSITY HOSPITAL |  |  | Performance Verification | WOT00000001170002 | JOANNA HORST | Performance Verification | Closed | Gene Amodei | 10/31/2019 | 10/31/2019 | Performance Verification for RF SURGICAL SYSTEMS INC. 30438061 1385E | Initial Install of Performance Verification. Device is ready for patient use. |  |  | 10/31/2019 | 10/31/2019
|  | RF SURGICAL SYSTEMS INC. | RF ASSURE 200E | GENERATOR, RADIOFREQUENCY | 1740A |  | Kelemen | [7 empty] | YES | YES
|  | RF SURGICAL SYSTEMS INC. | RF ASSURE 200E | GENERATOR, RADIOFREQUENCY | 165A2 |  | Kelemen | [7 empty] | YES | YES
|  | RF SURGICAL SYSTEMS INC. | RF ASSURE 200E | GENERATOR, RADIOFREQUENCY | 173FB |  | Kelemen | [7 empty] | YES | YES
|  | RF SURGICAL SYSTEMS INC. | RF ASSURE 200E | GENERATOR, RADIOFREQUENCY | 1741B |  | Kelemen | [7 empty] | YES | YES
|  | RF SURGICAL SYSTEMS INC. | RF ASSURE 200E | GENERATOR, RADIOFREQUENCY | 1273c |  | Kelemen | [7 empty] | YES | YES
|  | RITA MEDICAL SYSTEM INC. | 1500X | GENERATOR, RADIOFREQUENCY | A071951 | OR - KELEMEN 3 | Pavilion |  |  | 10/08/2007 |  | 10/8/12 |  |  | NO | YES |  |  |  |  | RITA MEDICAL SYSTEM INC. 10346302 A071951 |  |  | Active |  | 99:99:99:99:99:99 |  | High Risk | PAAR:00-PVAR | 10/31/2019 |  | COOPER UNIVERSITY HOSPITAL |  |  | OR STORAGE RM |  | DOMINIC VENDETTA
|  | STOCKERT GMBH | SMARTABLATE | GENERATOR, RADIOFREQUENCY | G4C-2955 | SAME DAY OR-2ND FL PAVILION | Pavilion |  |  | 05/30/2019 |  | 5/30/26 |  |  | NO | YES |  |  |  |  | STOCKERT GMBH 11187539 G4C-2955 |  |  | Active |  | 99:99:99:99:99:99 |  | High Risk | 1Y:00-MIN 2Y:00-MFG | 05/30/2019 | 05/30/2019 | COOPER UNIVERSITY HOSPITAL |  |  | P2 - SD8 | WOT00000001018438 | JOE DRUCTOR | Performance Verification | Closed | Zhan Kiselev | 05/30/2019 | 05/30/2019 | Performance Verification for STOCKERT GMBH 11208055 G4RC-2990 | Initial Install of Performance Verification. Device is ready for patient use. |  |  | 05/30/2019 | 05/30/2019
|  | STOCKERT GMBH | SMARTABLATE | GENERATOR, RADIOFREQUENCY | G4C-2632 | CARDIAC CATH LAB | Kelemen |  |  | 03/01/2018 |  | 3/1/25 |  |  | NO | YES |  |  |  |  | STOCKERT GMBH 10725230 G4C-2632 |  |  | Active |  | 99:99:99:99:99:99 |  | High Risk | 1Y:00-MIN 2Y:00-MFG | 05/30/2019 | 05/01/2020 | COOPER UNIVERSITY HOSPITAL |  |  | CCL - Lab 4 | WOT00000000649472 | LINDA BEAN | Performance Verification | Closed | Stephen Zubrzycki | 03/09/2018 | 07/30/2018 | Performance Verification for UNMATCHED 10725230 G4C-2632 | Initial Install of Performance Verification. Device is ready for patient use.
|  | STOCKERT GMBH | SMARTABLATE | GENERATOR, RADIOFREQUENCY | G4C-0461 | CARDIAC CATH LAB | Kelemen |  |  | 05/05/2016 |  | 5/5/23 |  |  | NO | YES |  |  |  |  | STOCKERT GMBH 10505025 G4C-0461 |  |  | Active |  | 99:99:99:99:99:99 |  | High Risk | 1Y:00-MIN 2Y:00-MFG | 05/30/2019 | 05/01/2020 | COOPER UNIVERSITY HOSPITAL |  |  | CCL - EP1 |  | LINDA BEAN
|  | VNUS MEDICAL TECHNOLOGIES, INC. | RFG2 | GENERATOR, RADIOFREQUENCY | 20103410BP | BUNKER HILL-SURGERY | 2 Plaza Dr |  |  | 09/20/2010 |  | 9/20/17 |  |  | NO | YES |  |  |  |  | VNUS MEDICAL TECHNOLOGIES, INC. 10366893 20103410BP |  |  | Active |  | 99:99:99:99:99:99 |  | High Risk | 6M:00-MFG | 06/01/2019 | 12/01/2019 | COOPER AMBULATORY OFF-SITES |  |  | Podiatry storage |  | ANNE MAIER
|  | SIEMENS MEDICAL | POLYDOROS IT | GENERATOR, RADIOGRAPHIC |  | RADIOLOGY DIAGNOSTICS | Kelemen |  |  | 07/21/2011 |  | 7/21/18 |  | SYSTEM COMPONENT | NO | YES |  |  |  |  | SIEMENS MEDICAL 10368159 5257 |  |  | Active |  | 99:99:99:99:99:99 |  | Equipment | 1Y:00-MFG | 01/31/2019 | 01/01/2020 | COOPER UNIVERSITY HOSPITAL |  |  | ED X-RAY |  | PAULETTE DUCKREY
|  | GETINGE/CASTLE, INC. | HS-9600 | GENERATOR, STEAM |  | COOPER CANCER CENTER-MULTIDISCIPLINARY CLINIC | MD Anderson Cancer Center |  |  | 06/10/2015 |  | 6/10/25 |  |  | NO | YES |  |  |  |  | GETINGE/CASTLE, INC. 10725004 14333418 |  |  | Disposition |  | 99:99:99:99:99:99 |  | Equipment | 1Y:00-MFG | 09/27/2018 | 09/01/2020 | COOPER AMBULATORY OFF-SITES |  |  | C2050-CLEAN UTILITY | 0011359746 | ROXANNE BERGER | Preventative Maintenance | Closed | Bonnie Aichroth | 03/20/2017 | 04/03/2017 | PERFORMANCE ASSURANCE AT INVENTORY | INVENTORIED DEVICE AND ENSURED DEVICE WAS FUNCTIONING PROPERLY. | 9BC2DF66-D846-46A8-BE63-AEC5D82B96FC | Labor | 03/20/2017 | 03/20/2017 | Stephen Zubrzycki
|  | MOPEC | MB600 | GROSSING STATION | MB600B07008 | LAB HISTOLOGY | Pavilion | Basement |  | 06/05/2015 |  | 6/5/25 |  |  | NO | YES |  |  |  |  | MOPEC 10365289 MB600B07008 |  |  | Active |  | 99:99:99:99:99:99 |  | Equipment | 1Y:00-MFG | 11/01/2019 | 11/01/2020 | COOPER UNIVERSITY HOSPITAL |  |  | HISTOLOGY |  | DALE MORRONE
|  | MOPEC | MB600 | GROSSING STATION | MB600IQ5071 | LAB HISTOLOGY | Pavilion | Basement |  | 06/05/2015 |  | 6/5/25 |  |  | NO | YES |  |  |  |  | MOPEC 10365290 MB600IQ5071 |  |  | Active |  | 99:99:99:99:99:99 |  | Equipment | 1Y:00-MFG | 11/01/2019 | 11/01/2020 | COOPER UNIVERSITY HOSPITAL |  |  | HISTOLOGY |  | DALE MORRONE
|  | COLE-PARMER INSTRUMENTS | 94460-28 | HEAT BLOCK |  |  | 401 Haddon Ave | [7 empty] | YES | YES
|  | ORTHO-CLINICAL DIAGNOSTICS | DG-225 | HEAT BLOCK |  |  | Pavilion | Basement | [6 empty] | NO | YES
|  | ORTHO-CLINICAL DIAGNOSTICS | DG-225 | HEAT BLOCK |  | LAB BLOOD BANK | Pavilion | Basement |  | 10/06/2005 |  | 10/6/12 |  |  | NO | YES |  |  |  |  | ORTHO-CLINICAL DIAGNOSTICS 10367927 2250884728 |  |  | Active |  | 99:99:99:99:99:99 |  | Equipment | 1Y:00-MFG | 01/08/2019 | 01/01/2020 | COOPER UNIVERSITY HOSPITAL |  |  | BLOOD BANK |  | Barbara Bayne
|  | ORTHO-CLINICAL DIAGNOSTICS | DG-225 | HEAT BLOCK |  | LAB BLOOD BANK | Pavilion | Basement |  | 10/06/2005 |  | 10/6/12 |  |  | NO | YES |  |  |  |  | ORTHO-CLINICAL DIAGNOSTICS 10367923 2250884727 |  |  | Active |  | 99:99:99:99:99:99 |  | Equipment | 1Y:00-MFG | 01/09/2019 | 01/01/2020 | COOPER UNIVERSITY HOSPITAL |  |  | Blood Banki |  | Barbara Bayne
|  | THERMO FISHER SCIENTIFIC | ISOTEMP 2001 | HEAT BLOCK | C1953121164059 |  | 401 Haddon Ave | [7 empty] | YES | YES
|  | VWR INTERNATIONAL | 12621-088 | HEAT BLOCK |  | LAB CHEMISTRY | Pavilion | Basement |  | 09/27/2013 |  | 9/27/20 |  |  | NO | YES |  |  |  |  | VWR INTERNATIONAL 10360278 111021001 |  |  | Disposition |  |  |  | Equipment | 1Y:00-MFG | 03/14/2017 | 03/01/2020 | COOPER UNIVERSITY HOSPITAL |  |  | PAVILION BASEMENT |  | Barbara Snyder
|  | VWR SCIENTIFIC | 13259-007 | HEAT BLOCK |  |  | Kelemen | [7 empty] | YES | YES
|  | EMERSON COMPANY, J.H. | 96-HB | HEAT LAMP |  | TRAUMA ADMIT | Kelemen |  |  | 01/01/2001 |  | 1/1/06 |  |  | NO | YES |  |  |  |  | EMERSON COMPANY, J.H. 10368181 90472 |  |  | Active |  | 99:99:99:99:99:99 |  | Equipment | PAAR:00-PVAR | 11/02/2019 |  | COOPER UNIVERSITY HOSPITAL |  |  | TRAUMA ADMIT | WOT00000000519920 | Diane Floyd | Disposition | Closed | Richard Jolly | 02/08/2018 | 05/23/2019 | Bulk Disposition CNL
|  | OLYMPUS AMERICA, INC. | HPU-20 | HEATER, ENDOSCOPE |  | VOORHEES SURGERY CENTER-OPERATING ROOM | 900 Centennial Blvd | Suite E |  | 04/21/2000 |  |  |  |  | NO | YES |  |  |  |  | OLYMPUS AMERICA, INC. 10347251 7900153 |  |  | Active |  | 99:99:99:99:99:99 |  | Equipment | 1Y:00-MFG | 04/18/2019 | 04/01/2020 | COOPER AMBULATORY OFF-SITES |  |  | Store ROOM OLYMPUS CART |  | JENNIFER BOMBARO
|  | LABCONCO CORPORATION | PURIFIER | HOOD, BIOLOGICAL SAFETY |  | LAB MICROBIOLOGY | Pavilion | BASEMENT |  | 01/01/1999 |  | 1/1/14 |  |  | NO | YES |  |  |  |  | LABCONCO CORPORATION 10367977 223950 |  |  | Active |  | 99:99:99:99:99:99 |  | Equipment | 6M:00-MIN 1Y:00-MFG 5Y:00-RPLC | 11/01/2019 | 05/01/2020 | COOPER UNIVERSITY HOSPITAL |  |  | ROOM P 41G |  | COURTNEY BARRY
|  | LABCONCO CORPORATION | PURIFIER | HOOD, BIOLOGICAL SAFETY | 080486114A | COOPER CENTER FOR SPECIAL DIAGNOSTICS | 401 Haddon Ave |  |  | 07/01/2008 |  | 7/1/23 |  |  | NO | YES |  |  |  |  | LABCONCO CORPORATION 10365689 080486114A |  |  | Active |  | 99:99:99:99:99:99 |  | Equipment | 1Y:00-MFG | 06/07/2019 | 06/01/2020 | COOPER AMBULATORY OFF-SITES |  |  | MAIN LAB |  | DR. BARNOWSKY
|  | THE BAKER COMPANY | STERILGARD III ADVANCE 303 | HOOD, BIOLOGICAL SAFETY |  | LAB CYTOLOGY | Kelemen | BASEMENT |  | 06/23/2009 |  | 6/23/24 |  |  | NO | YES |  |  |  |  | THE BAKER COMPANY 10368041 98191 |  |  | Active |  | 99:99:99:99:99:99 |  | Equipment | 1Y:00-MFG | 09/30/2019 | 09/01/2020 | COOPER UNIVERSITY HOSPITAL |  |  | CYTOLOGY |  | DALE MORRONE
|  | THERMO ELECTRON CORPORATION |  | HOOD, BIOLOGICAL SAFETY | 366765-350 | LAB MICROBIOLOGY | Pavilion | Basement |  | 10/24/2006 |  | 10/24/21 |  |  | NO | YES |  |  |  |  | THERMO ELECTRON CORPORATION 10367953 366765-350 |  |  | Active |  | 99:99:99:99:99:99 |  | Equipment | 1Y:00-MFG | 01/05/2019 | 01/01/2020 | COOPER UNIVERSITY HOSPITAL |  |  | MICROBIOLOGY |  | COURTNEY BARRY
|  | NUAIRE INC | PHARMAGARD NU-NTE797-400 | HOOD, COMPOUNDING |  |  | Kelemen | [7 empty] | YES | YES
|  | NUAIRE INC | PHARMAGARD NU-NTE800 | HOOD, COMPOUNDING |  | VOORHEES SURGERY CENTER-HEM/ONC | 900 Centennial Blvd | Suite M |  | 10/31/2019 |  | 10/31/31 |  |  | NO | YES |  |  |  |  | NUAIRE INC 11239281 182956111417 |  |  | Active |  | 99:99:99:99:99:99 |  | Equipment | PAAR:00-PVAR | 10/31/2019 | 10/31/2019 | COOPER AMBULATORY OFF-SITES |  |  | Performance Verification | WOT00000001049600 | MEGAN MCCAFFERTY | Performance Verification | Closed | Kirk Lis | 10/31/2019 | 10/31/2019 | Performance Verification for NUAIRE INC 11239281 182956111417 | Initial Install of Performance Verification. Device is ready for patient use. |  |  | 10/31/2019 | 10/31/2019
|  | NUAIRE INC | PHARMAGARD NU-NTE800 | HOOD, COMPOUNDING |  |  | 900 Centennial Blvd | 2 New Suite | [6 empty] | YES | YES
|  |  |  | HOOD, FUME |  |  | 401 Haddon Ave | [7 empty] | YES | YES
|  |  |  | HOOD, FUME |  |  | 401 Haddon Ave | [7 empty] | YES | YES
|  | BELLCO GLASS, INC. |  | HOOD, FUME | NB-244 |  | 401 Haddon Ave | [7 empty] | YES | YES
|  | FORMA SCIENTIFIC |  | HOOD, FUME | 11914-203 |  | 401 Haddon Ave | [7 empty] | YES | YES
|  | ISOTECH DESIGN |  | HOOD, FUME |  |  | Kelemen | [7 empty] | YES | YES
|  | ISOTECH DESIGN |  | HOOD, FUME |  |  | Pavilion | [7 empty] | YES | YES
|  | LABCONCO CORPORATION |  | HOOD, FUME | 190677464B |  | 401 Haddon Ave | [7 empty] | YES | YES
|  | LABCONCO CORPORATION |  | HOOD, FUME |  |  | Kelemen | [7 empty] | YES | YES
|  | LABCONCO CORPORATION | 36208-01 | HOOD, FUME |  |  | Kelemen | [7 empty] | YES | YES
|  | LABCONCO CORPORATION |  | HOOD, FUME |  |  | Kelemen | Basement | [6 empty] | YES | YES
|  | LABCONCO CORPORATION | PARAMOUNT | HOOD, FUME | 080485198D | COOPER CENTER FOR SPECIAL DIAGNOSTICS | 401 Haddon Ave |  |  | 07/01/2008 |  | 7/1/23 |  |  | NO | YES |  |  |  |  | LABCONCO CORPORATION 10365683 080485198D |  |  | Active |  | 99:99:99:99:99:99 |  | Equipment | 1Y:00-MFG | 06/10/2019 | 06/01/2020 | COOPER AMBULATORY OFF-SITES |  |  | E+R - Main Lab |  | DR. BARNOWSKY
|  | LABCONCO CORPORATION | PARAMOUNT | HOOD, FUME | 091118375A | COOPER CENTER FOR SPECIAL DIAGNOSTICS | 401 Haddon Ave |  |  | 06/03/2008 |  | 6/3/23 |  |  | NO | YES |  |  |  |  | LABCONCO CORPORATION 10365661 091118375A |  |  | Active |  | 99:99:99:99:99:99 |  | Equipment | 1Y:00-MFG | 06/14/2019 | 06/01/2020 | COOPER AMBULATORY OFF-SITES |  |  | SPECIAL DIAGNOSTICS |  | DR. BARNOWSKY
|  | LABCONCO CORPORATION | PROTECTOR | HOOD, FUME | 030789545B | LAB CYTOLOGY | Kelemen | BASEMENT |  | 09/19/2011 |  | 9/19/26 |  |  | NO | YES |  |  |  |  | LABCONCO CORPORATION 10368045 030789545B |  |  | Active |  | 99:99:99:99:99:99 |  | Equipment | 1Y:00-MFG | 11/01/2019 | 11/01/2020 | COOPER UNIVERSITY HOSPITAL |  |  | P047 - CYTOLOGY |  | DALE MORRONE
|  | LABCONCO CORPORATION | PROTECTOR | HOOD, FUME | 080789865B | LAB HISTOLOGY | Pavilion | Basement |  | 01/01/1900 |  |  |  |  | NO | YES |  |  |  |  | LABCONCO CORPORATION 10368012 080789865B |  |  | Active |  | 99:99:99:99:99:99 |  | Equipment | 1Y:00-MFG | 11/01/2019 | 11/01/2020 | COOPER UNIVERSITY HOSPITAL |  |  | HISTOLOGY |  | DALE MORRONE
|  | LABCONCO CORPORATION | PROTECTOR | HOOD, FUME |  | LAB HISTOLOGY | Pavilion | Basement |  | 01/01/1900 |  |  |  |  | NO | YES |  |  |  |  | LABCONCO CORPORATION 10367999 080587247 |  |  | Active |  | 99:99:99:99:99:99 |  | Equipment | 1Y:00-MFG | 11/01/2019 | 11/01/2020 | COOPER UNIVERSITY HOSPITAL |  |  | HISTOLOGY |  | DALE MORRONE
|  | NUAIRE | NU-340-430 | HOOD, FUME |  |  | 900 Centennial Blvd | 2 New Suite | [6 empty] | YES | YES
|  | NUAIRE INC | LABGARD | HOOD, FUME | 1.2452071171e 011 | LAB MICROBIOLOGY | Pavilion | Basement |  | 01/01/2009 |  | 1/1/24 |  |  | NO | YES |  |  |  |  | NUAIRE INC 10367966 1.2452071171e+011 |  |  | Active |  | 99:99:99:99:99:99 |  | Equipment | 1Y:00-MFG | 11/01/2019 | 11/01/2020 | COOPER UNIVERSITY HOSPITAL |  |  | MICROBIOLOGY |  | COURTNEY BARRY
|  | NUAIRE INC | LABGARD NU-560-400 | HOOD, FUME |  |  | 900 Centennial Blvd | 2 New Suite | [6 empty] | YES | YES
|  | NUAIRE INC | LABGARD NU-560-400 | HOOD, FUME |  |  | 900 Centennial Blvd | 2 New Suite | [6 empty] | YES | YES
|  | NUAIRE INC | LABGARD NU-560-600 | HOOD, FUME |  |  | 900 Centennial Blvd | 2 New Suite | [6 empty] | YES | YES
|  | NUAIRE INC | NU-301-636 | HOOD, FUME |  |  | Kelemen | [7 empty] | YES | YES
|  | NUAIRE INC | NU-301-636 | HOOD, FUME |  |  | Kelemen | [7 empty] | YES | YES
|  | NUAIRE INC | NU-301-636 | HOOD, FUME |  |  | Kelemen | [7 empty] | YES | YES
|  | NUAIRE INC | NU-301-636 | HOOD, FUME |  |  | Kelemen | [7 empty] | YES | YES
|  | NUAIRE INC | NU-408FM-400 | HOOD, FUME | 9320 QM |  | Kelemen | [7 empty] | YES | YES
|  | NUAIRE INC | NU-425-500 | HOOD, FUME |  | LAB MICROBIOLOGY | Pavilion | Basement |  | 01/20/2016 |  | 1/20/31 |  |  | NO | YES |  |  |  |  | NUAIRE INC 10349484 12481071708 |  |  | Active |  | 99:99:99:99:99:99 |  | Equipment | 1Y:00-MFG | 11/01/2019 | 11/01/2020 | COOPER UNIVERSITY HOSPITAL |  |  |  |  | COURTNEY BARRY
|  | NUAIRE INC | NU-430-400 | HOOD, FUME |  |  | Kelemen | [7 empty] | YES | YES
|  | NUAIRE INC | NU-8700 | HOOD, FUME |  |  | 401 Haddon Ave | [7 empty] | YES | YES
|  | NUAIRE INC | NU-S602-600 | HOOD, FUME |  |  | 401 Haddon Ave | [7 empty] | YES | YES
|  | NUAIRE INC | NU-S607-400 | HOOD, FUME |  |  | 401 Haddon Ave | [7 empty] | YES | YES
|  | THE BAKER COMPANY | EDGEGARD SPACE SAVER | HOOD, FUME |  | COOPER DIGESTIVE HEALTH-ENDOSCOPY | 501 Fellowship Rd |  |  | 10/10/2013 |  | 10/10/23 |  |  | NO | YES |  |  |  |  | THE BAKER COMPANY 10347072 110790 |  |  | Active |  | 99:99:99:99:99:99 |  | Equipment | 1Y:00-MFG | 02/28/2019 | 02/01/2020 | COOPER AMBULATORY OFF-SITES |  |  | GI CENTER |  | JEANNE GREER
|  | CORNING MEDICAL | PC-351 | HOT PLATE |  | LAB MICROBIOLOGY | Pavilion | BASEMENT |  | 01/01/1900 |  |  |  |  | NO | YES |  |  |  |  | CORNING MEDICAL 10367996 10367996 |  |  | Active |  | 99:99:99:99:99:99 |  | Equipment | 1Y:00-MFG | 01/05/2019 | 01/01/2020 | COOPER UNIVERSITY HOSPITAL |  |  | MICROBIOLOGY |  | COURTNEY BARRY
|  | CORNING MEDICAL | PC-351 | HOT PLATE | 296-4 |  | 401 Haddon Ave | [7 empty] | YES | YES
|  | CORNING MEDICAL | PC-420 | HOT PLATE |  |  | 401 Haddon Ave | [7 empty] | YES | YES
|  | CORNING MEDICAL | PC-420D | HOT PLATE |  | COOPER CENTER FOR SPECIAL DIAGNOSTICS | 401 Haddon Ave |  |  | 07/01/2008 |  | 7/1/18 |  |  | NO | YES |  |  |  |  | CORNING MEDICAL 10365676 033508045081 |  |  | Active |  | 99:99:99:99:99:99 |  | Equipment | PAAR:00-PVAR | 11/02/2019 |  | COOPER AMBULATORY OFF-SITES |  |  | E+R - Main Lab | WOT00000002951719 | DR. BARNOWSKY | Preventative Maintenance | Closed | Gene Amodei | 06/19/2019 | 06/19/2019 | PM: Procedure: 00-PVAR Frequency: PAAR | PASSED ESI (VERFIED WITH 10480315), READING 64C AT A 75C SET POINT | EXP3191030 | Labor | 06/18/2019 | 06/18/2019 | Stephen Zubrzycki
|  | CORNING MEDICAL | PC-420D | HOT PLATE |  | COOPER CENTER FOR SPECIAL DIAGNOSTICS | 401 Haddon Ave |  |  | 07/01/2008 |  | 7/1/18 |  |  | NO | YES |  |  |  |  | CORNING MEDICAL 10365677 033508045123 |  |  | Active |  | 99:99:99:99:99:99 |  | Equipment | PAAR:00-PVAR | 11/02/2019 |  | COOPER AMBULATORY OFF-SITES |  |  | E+R - Main Lab | WOT00000002951770 | DR. BARNOWSKY | Preventative Maintenance | Closed | Gene Amodei | 06/19/2019 | 06/19/2019 | PM: Procedure: 00-PVAR Frequency: PAAR | PASSED ESI (VERIFIED WITH 10480315), READING 66C AT A 75C SET POINT (VERIFIED WITH 659766) | EXP3191073 | Labor | 06/18/2019 | 06/18/2019 | Stephen Zubrzycki
|  | FISHER SCIENTIFIC INTERNATIONAL | ISOTEMP | HOT PLATE | C1887110836046 |  | Pavilion | Basement |  | 02/20/2012 |  | 2/20/22 |  |  | NO | YES |  |  |  |  | FISHER SCIENTIFIC INTERNATIONAL 10369093 C1887110836046 |  |  | Active |  | 99:99:99:99:99:99 |  | Equipment | 1Y:00-MFG | 09/20/2019 | 09/01/2020 | COOPER UNIVERSITY HOSPITAL |  |  |  |  | DALE MORRONE
|  | OLYMPUS AMERICA, INC. | IMH-20 | HUB, IMAGE MANAGEMENT |  | SAME DAY OR-2ND FL PAVILION | Pavilion |  |  | 10/31/2019 |  | 10/31/26 |  |  | NO | YES |  |  |  |  | OLYMPUS AMERICA, INC. 11239158 7755483 |  |  | Active |  | 99:99:99:99:99:99 |  | Equipment | PAAR:00-PVAR | 10/31/2019 | 10/31/2019 | COOPER UNIVERSITY HOSPITAL |  |  | SD OR 5 | WOT00000000616771 | JOE DRUCTOR | Performance Verification | Closed | Tom Burhart | 10/31/2019 | 10/31/2019 | Performance Verification for OLYMPUS AMERICA, INC. 11239158 7755483 | Initial Install of Performance Verification. Device is ready for patient use. |  |  | 10/31/2019 | 10/31/2019
|  | OLYMPUS AMERICA, INC. | IMH-20 | HUB, IMAGE MANAGEMENT |  | SAME DAY OR-2ND FL PAVILION | Pavilion |  |  | 10/31/2019 |  | 10/31/26 |  |  | NO | YES |  |  |  |  | OLYMPUS AMERICA, INC. 11239141 7765763 |  |  | Active |  | 99:99:99:99:99:99 |  | Equipment | PAAR:00-PVAR | 10/31/2019 | 10/31/2019 | COOPER UNIVERSITY HOSPITAL |  |  | SD OR | WOT00000000564469 | JOE DRUCTOR | Performance Verification | Closed | Salvatore Bombara | 10/31/2019 | 10/31/2019 | Performance Verification for OLYMPUS AMERICA, INC. 11239141 7765763 | Initial Install of Performance Verification. Device is ready for patient use. |  |  | 10/31/2019 | 10/31/2019
|  | OLYMPUS AMERICA, INC. | IMH-20 | HUB, IMAGE MANAGEMENT |  | SAME DAY OR-2ND FL PAVILION | Pavilion |  |  | 10/31/2019 |  | 10/31/26 |  |  | NO | YES |  |  |  |  | OLYMPUS AMERICA, INC. 11239105 7755518 |  |  | Active |  | 99:99:99:99:99:99 |  | Equipment | PAAR:00-PVAR | 10/31/2019 | 10/31/2019 | COOPER UNIVERSITY HOSPITAL |  |  | SD OR 03 | WOT00000000559087 | JOE DRUCTOR | Performance Verification | Closed | Salvatore Bombara | 10/31/2019 | 10/31/2019 | Performance Verification for OLYMPUS AMERICA, INC. 11239105 775518 | Initial Install of Performance Verification. Device is ready for patient use. |  |  | 10/31/2019 | 10/31/2019
|  | OLYMPUS AMERICA, INC. | IMH-20 | HUB, IMAGE MANAGEMENT |  | SAME DAY OR-2ND FL PAVILION | Kelemen |  |  | 10/31/2019 |  | 10/31/26 |  |  | NO | YES |  |  |  |  | OLYMPUS AMERICA, INC. 11239102 7765893 |  |  | Active |  | 99:99:99:99:99:99 |  | Equipment | PAAR:00-PVAR | 10/31/2019 | 10/31/2019 | COOPER UNIVERSITY HOSPITAL |  |  | Performance Verification | WOT00000000559056 | JOE DRUCTOR | Performance Verification | Closed | Salvatore Bombara | 10/31/2019 | 10/31/2019 | Performance Verification for OLYMPUS AMERICA, INC. 11239102 7765893 | Initial Install of Performance Verification. Device is ready for patient use. |  |  | 10/31/2019 | 10/31/2019
|  | OLYMPUS AMERICA, INC. | IMH-20 | HUB, IMAGE MANAGEMENT |  | SAME DAY OR-2ND FL PAVILION | Pavilion |  |  | 10/31/2019 |  | 10/31/26 |  |  | NO | YES |  |  |  |  | OLYMPUS AMERICA, INC. 11239084 7755514 |  |  | Active |  | 99:99:99:99:99:99 |  | Equipment | PAAR:00-PVAR | 10/31/2019 | 10/31/2019 | COOPER UNIVERSITY HOSPITAL |  |  | SD OR 2 | WOT00000000558712 | JOE DRUCTOR | Performance Verification | Closed | Salvatore Bombara | 10/31/2019 | 10/31/2019 | Performance Verification for OLYMPUS AMERICA, INC. 11239084 7755514 | Initial Install of Performance Verification. Device is ready for patient use. |  |  | 10/31/2019 | 10/31/2019
|  | OLYMPUS AMERICA, INC. | IMH-20 | HUB, IMAGE MANAGEMENT |  | SAME DAY OR-2ND FL PAVILION | Pavilion |  |  | 10/31/2019 |  | 10/31/26 |  |  | NO | YES |  |  |  |  | OLYMPUS AMERICA, INC. 11239065 7755515 |  |  | Active |  | 99:99:99:99:99:99 |  | Equipment | PAAR:00-PVAR | 10/31/2019 | 10/31/2019 | COOPER UNIVERSITY HOSPITAL |  |  | SD OR 1 | WOT00000000556283 | JOE DRUCTOR | Performance Verification | Closed | Salvatore Bombara | 10/31/2019 | 10/31/2019 | Performance Verification for OLYMPUS AMERICA, INC. 11239065 7755515 | Initial Install of Performance Verification. Device is ready for patient use. |  |  | 10/31/2019 | 10/31/2019
|  | OLYMPUS AMERICA, INC. | IMH-20 | HUB, IMAGE MANAGEMENT |  | SAME DAY OR-2ND FL PAVILION | Pavilion |  |  | 10/31/2019 |  | 10/31/26 |  |  | NO | YES |  |  |  |  | OLYMPUS AMERICA, INC. 11239062 7765810 |  |  | Active |  | 99:99:99:99:99:99 |  | Equipment | PAAR:00-PVAR | 10/31/2019 | 10/31/2019 | COOPER UNIVERSITY HOSPITAL |  |  | Performance Verification | WOT00000000556232 | JOE DRUCTOR | Performance Verification | Closed | Salvatore Bombara | 10/31/2019 | 10/31/2019 | Performance Verification for OLYMPUS AMERICA, INC. 11239062 7765810 | Initial Install of Performance Verification. Device is ready for patient use. |  |  | 10/31/2019 | 10/31/2019
|  | OLYMPUS AMERICA, INC. | IMH-20 | HUB, IMAGE MANAGEMENT |  | SAME DAY OR-2ND FL PAVILION | Pavilion |  |  | 10/31/2019 |  | 10/31/26 |  |  | NO | YES |  |  |  |  | OLYMPUS AMERICA, INC. 11239029 7765600 |  |  | Active |  | 99:99:99:99:99:99 |  | Equipment | PAAR:00-PVAR | 10/31/2019 | 10/31/2019 | COOPER UNIVERSITY HOSPITAL |  |  | Performance Verification | WOT00000000552305 | JOE DRUCTOR | Performance Verification | Closed | Salvatore Bombara | 10/31/2019 | 10/31/2019 | Performance Verification for OLYMPUS AMERICA, INC. 11239029 7765600 | Initial Install of Performance Verification. Device is ready for patient use. |  |  | 10/31/2019 | 10/31/2019
|  | OLYMPUS AMERICA, INC. | IMH-20 | HUB, IMAGE MANAGEMENT |  | SAME DAY OR-2ND FL PAVILION | Pavilion |  |  | 10/31/2019 |  | 10/31/26 |  |  | NO | YES |  |  |  |  | OLYMPUS AMERICA, INC. 11239017 7755488 |  |  | Active |  | 99:99:99:99:99:99 |  | Equipment | PAAR:00-PVAR | 10/31/2019 | 10/31/2019 | COOPER UNIVERSITY HOSPITAL |  |  | SD6 | WOT00000000552063 | JOE DRUCTOR | Performance Verification | Closed | Salvatore Bombara | 10/31/2019 | 10/31/2019 | Performance Verification for OLYMPUS AMERICA, INC. 11239017 7755488 | Initial Install of Performance Verification. Device is ready for patient use. |  |  | 10/31/2019 | 10/31/2019
|  | OLYMPUS AMERICA, INC. | IMH-20 | HUB, IMAGE MANAGEMENT |  | SAME DAY OR-2ND FL PAVILION | Pavilion |  |  | 10/31/2019 |  | 10/31/26 |  |  | NO | YES |  |  |  |  | OLYMPUS AMERICA, INC. 11239012 7765766 |  |  | Active |  | 99:99:99:99:99:99 |  | Equipment | PAAR:00-PVAR | 10/31/2019 | 10/31/2019 | COOPER UNIVERSITY HOSPITAL |  |  | Performance Verification | WOT00000000552004 | JOE DRUCTOR | Performance Verification | Closed | Salvatore Bombara | 10/31/2019 | 10/31/2019 | CEID Record Completion for OLYMPUS AMERICA, INC. 11239012 7765766 | Inventoried unit. | EXP3418736 | Labor | 10/31/2019 | 10/31/2019 | Josh Harris
|  | OLYMPUS AMERICA, INC. | IMH-20 | HUB, IMAGE MANAGEMENT |  |  | Pavilion | [7 empty] | YES | YES
|  | OLYMPUS AMERICA, INC. | IMH-20 | HUB, IMAGE MANAGEMENT |  | OPERATING ROOM - PAVILION | Pavilion |  |  | 11/08/2017 |  | 11/8/24 |  |  | NO | YES |  |  |  |  | OLYMPUS AMERICA, INC. 10732470 7655097 |  |  | Active |  | 99:99:99:99:99:99 |  | Equipment | PAAR:00-PVAR | 10/31/2019 |  | COOPER UNIVERSITY HOSPITAL |  |  |  | 0012508806 | DOMINIC VENDETTA | Performance Verification | Closed | Josh Harris | 12/15/2017 | 12/15/2017 | INCOMING INVENTORY | DEVICE INVENTORIED | 68941B12-DDEE-4985-976C-36B5ACC124D6 | Labor | 12/15/2017 | 12/15/2017 | Josh Harris
|  | OLYMPUS AMERICA, INC. | IMH-20 | HUB, IMAGE MANAGEMENT |  | OR - KELEMEN 3 | Kelemen |  |  | 09/11/2017 |  | 9/11/24 |  |  | NO | YES |  |  |  |  | OLYMPUS AMERICA, INC. 10732260 7655151 |  |  | Active |  | 99:99:99:99:99:99 |  | Equipment | PAAR:00-PVAR | 10/31/2019 |  | COOPER UNIVERSITY HOSPITAL |  |  |  | 0012379967 | DOMINIC VENDETTA | Performance Verification | Closed | Josh Harris | 11/02/2017 | 11/02/2017 | INCOMING INVENTORY | DEVICE INVENTORIED | B6BE8751-6C4C-4379-A48F-013E815E9558 | Labor | 11/02/2017 | 11/02/2017 | Josh Harris
|  | OLYMPUS AMERICA, INC. | IMH-20 | HUB, IMAGE MANAGEMENT |  | OR - KELEMEN 3 | Kelemen |  |  | 09/12/2016 |  | 9/12/23 |  |  | NO | YES |  |  |  |  | OLYMPUS AMERICA, INC. 10505435 7654409 |  |  | Active |  | 99:99:99:99:99:99 |  | Equipment | PAAR:00-PVAR | 10/31/2019 |  | COOPER UNIVERSITY HOSPITAL |  |  | KELEMEN OR RM 11 |  | DOMINIC VENDETTA
|  | OLYMPUS AMERICA, INC. | IMH-20 | HUB, IMAGE MANAGEMENT |  | OR - KELEMEN 3 | Kelemen |  |  | 09/12/2016 |  | 9/12/23 |  |  | NO | YES |  |  |  |  | OLYMPUS AMERICA, INC. 10505386 7654449 |  |  | Active |  | 99:99:99:99:99:99 |  | Equipment | PAAR:00-PVAR | 10/31/2019 |  | COOPER UNIVERSITY HOSPITAL |  |  | KELEMEN OR RM 10 |  | DOMINIC VENDETTA
|  | OLYMPUS AMERICA, INC. | IMH-20 | HUB, IMAGE MANAGEMENT |  | OR - KELEMEN 3 | Kelemen |  |  | 08/15/2016 |  | 8/15/23 |  |  | NO | YES |  |  |  |  | OLYMPUS AMERICA, INC. 10505375 7654454 |  |  | Active |  | 99:99:99:99:99:99 |  | Equipment | PAAR:00-PVAR | 10/31/2019 |  | COOPER UNIVERSITY HOSPITAL |  |  | KELEMAN OR RM 9 |  | DOMINIC VENDETTA
|  | OLYMPUS AMERICA, INC. | IMH-20 | HUB, IMAGE MANAGEMENT |  | OR - KELEMEN 3 | Kelemen |  |  | 05/06/2016 |  | 5/6/23 |  |  | NO | YES |  |  |  |  | OLYMPUS AMERICA, INC. 10480425 7554326 |  |  | Active |  | 99:99:99:99:99:99 |  | Equipment | PAAR:00-PVAR | 10/31/2019 |  | COOPER UNIVERSITY HOSPITAL |  |  | ROOM K8 |  | DOMINIC VENDETTA
|  | OLYMPUS AMERICA, INC. | IMH-20 | HUB, IMAGE MANAGEMENT |  | OR - KELEMEN 3 | Pavilion |  |  | 01/01/1900 |  |  |  |  | NO | YES |  |  |  |  | OLYMPUS AMERICA, INC. 10367792 7553548 |  |  | Active |  | 99:99:99:99:99:99 |  | Equipment | PAAR:00-PVAR | 11/01/2019 |  | COOPER UNIVERSITY HOSPITAL |  |  | PAV OR | WOT00000002200520 | DOMINIC VENDETTA | Disposition | Closed | Salvatore Bombara | 02/14/2019 | 05/14/2019 | Bulk Disposition CNL
|  | OLYMPUS AMERICA, INC. | IMH-20 | HUB, IMAGE MANAGEMENT |  | OR - KELEMEN 3 | Pavilion |  |  | 01/01/1900 |  |  |  |  | NO | YES |  |  |  |  | OLYMPUS AMERICA, INC. 10367787 7553682 |  |  | Active |  | 99:99:99:99:99:99 |  | Equipment | PAAR:00-PVAR | 11/01/2019 |  | COOPER UNIVERSITY HOSPITAL |  |  | Pav OR 6 |  | DOMINIC VENDETTA
|  | OLYMPUS AMERICA, INC. | IMH-20 | HUB, IMAGE MANAGEMENT |  | OR - KELEMEN 3 | Pavilion |  |  | 01/01/1900 |  |  |  |  | NO | YES |  |  |  |  | OLYMPUS AMERICA, INC. 10367783 7553560 |  |  | Active |  | 99:99:99:99:99:99 |  | Equipment | PAAR:00-PVAR | 11/02/2019 |  | COOPER UNIVERSITY HOSPITAL |  |  | P5 STORAGE RM |  | DOMINIC VENDETTA
|  | OLYMPUS AMERICA, INC. | IMH-20 | HUB, IMAGE MANAGEMENT |  | OR - KELEMEN 3 | Pavilion |  |  | 01/01/1900 |  |  |  |  | NO | YES |  |  |  |  | OLYMPUS AMERICA, INC. 10367779 7553550 |  |  | Active |  | 99:99:99:99:99:99 |  | Equipment | PAAR:00-PVAR | 11/02/2019 |  | COOPER UNIVERSITY HOSPITAL |  |  | pav or 7 | WOT00000001191601 | DOMINIC VENDETTA | Repair | Closed | Salvatore Bombara | 07/24/2018 | 07/30/2018 | Retrieve Photos | Acknowledged. retieved photos that did not print. | EXP0978257 | Labor | 07/24/2018 | 07/24/2018 | Salvatore Bombara
|  | OLYMPUS AMERICA, INC. | IMH-20 | HUB, IMAGE MANAGEMENT |  | OR - KELEMEN 3 | Kelemen |  |  | 01/01/1900 |  |  |  |  | NO | YES |  |  |  |  | OLYMPUS AMERICA, INC. 10367774 7553540 |  |  | Active |  | 99:99:99:99:99:99 |  | Equipment | PAAR:00-PVAR | 11/02/2019 |  | COOPER UNIVERSITY HOSPITAL |  |  | Kel OR | WOT00000002200462 | DOMINIC VENDETTA | Disposition | Closed | Salvatore Bombara | 02/14/2019 | 05/17/2019 | Bulk Disposition CNL
|  | OLYMPUS AMERICA, INC. | IMH-20 | HUB, IMAGE MANAGEMENT |  | OR - KELEMEN 3 | Kelemen |  |  | 01/01/1900 |  |  |  |  | NO | YES |  |  |  |  | OLYMPUS AMERICA, INC. 10367768 7553563 |  |  | Active |  | 99:99:99:99:99:99 |  | Equipment | PAAR:00-PVAR | 11/01/2019 |  | COOPER UNIVERSITY HOSPITAL |  |  | spu closet K5 | WOT00000001067940 | DOMINIC VENDETTA | Repair | Closed | Salvatore Bombara | 06/22/2018 | 07/18/2018 | Video Tower - reads memory is full, won't take message off screen | Confirmed error. Worked with Ashley. Deleted older files. unit is now working correctly. | EXP0793891 | Labor | 06/22/2018 | 06/22/2018 | Salvatore Bombara
|  | OLYMPUS AMERICA, INC. | IMH-20 | HUB, IMAGE MANAGEMENT |  | OR - KELEMEN 3 | Pavilion |  |  | 01/01/1900 |  |  |  |  | NO | YES |  |  |  |  | OLYMPUS AMERICA, INC. 10367763 7553677 |  |  | Active |  | 99:99:99:99:99:99 |  | Equipment | PAAR:00-PVAR | 11/02/2019 |  | COOPER UNIVERSITY HOSPITAL |  |  | PAV OR |  | DOMINIC VENDETTA
|  | OLYMPUS AMERICA, INC. | IMH-20 | HUB, IMAGE MANAGEMENT |  | OR - KELEMEN 3 | Kelemen |  |  | 01/01/1900 |  |  |  |  | NO | YES |  |  |  |  | OLYMPUS AMERICA, INC. 10367602 7553683 |  |  | Active |  | 99:99:99:99:99:99 |  | Equipment | PAAR:00-PVAR | 11/02/2019 |  | COOPER UNIVERSITY HOSPITAL |  |  | L&D | WOT00000000518998 | DOMINIC VENDETTA | Disposition | Closed | Salvatore Bombara | 02/08/2018 | 05/14/2019 | Bulk Disposition CNL
|  | OLYMPUS AMERICA, INC. | IMH-20 | HUB, IMAGE MANAGEMENT |  | OR - KELEMEN 3 | Pavilion |  |  | 01/01/1900 |  |  |  |  | NO | YES |  |  |  |  | OLYMPUS AMERICA, INC. 10367591 7553545 |  |  | Active |  | 99:99:99:99:99:99 |  | Equipment | PAAR:00-PVAR | 11/02/2019 |  | COOPER UNIVERSITY HOSPITAL |  |  | P3 OR |  | DOMINIC VENDETTA
|  | OLYMPUS AMERICA, INC. | IMH-20 | HUB, IMAGE MANAGEMENT |  | OR - KELEMEN 3 | Pavilion |  |  | 01/01/1900 |  |  |  |  | NO | YES |  |  |  |  | OLYMPUS AMERICA, INC. 10367582 7553544 |  |  | Active |  | 99:99:99:99:99:99 |  | Equipment | PAAR:00-PVAR | 11/01/2019 |  | COOPER UNIVERSITY HOSPITAL |  |  | P OR |  | DOMINIC VENDETTA
|  | OLYMPUS AMERICA, INC. | IMH-20 | HUB, IMAGE MANAGEMENT |  | OR - KELEMEN 3 | Pavilion |  |  | 01/01/1900 |  |  |  |  | NO | YES |  |  |  |  | OLYMPUS AMERICA, INC. 10355460 7553553 |  |  | Active |  | 99:99:99:99:99:99 |  | Equipment | PAAR:00-PVAR | 11/01/2019 |  | COOPER UNIVERSITY HOSPITAL |  |  | P OR | WOT00000002202028 | DOMINIC VENDETTA | Disposition | Closed | Salvatore Bombara | 02/14/2019 | 05/17/2019 | Bulk Disposition CNL
|  | WESTMED | ANAPOD | HUMIDIFER, HEATED |  |  | 60 Fostertown Rd | Cooper 2 | [6 empty] | NO | YES | Serial Number 11416
|  | WESTMED | ANAPOD | HUMIDIFER, HEATED |  |  | 60 Fostertown Rd | Cooper 2 | [6 empty] | YES | YES
|  | FISHER-PAYKEL | MR850JHU | HUMIDIFIER, HEATED |  |  | Pavilion | [7 empty] | YES | YES
|  | FISHER-PAYKEL | MR850JHU | HUMIDIFIER, HEATED | N/A |  | Kelemen | [7 empty] | YES | YES
|  | FISHER-PAYKEL | MR850JHU | HUMIDIFIER, HEATED | See pic |  | Kelemen | [7 empty] | YES | YES
|  | FISHER-PAYKEL | MR850JHU | HUMIDIFIER, HEATED |  |  | Kelemen | [7 empty] | YES | YES
|  | FISHER-PAYKEL | MR850JHU | HUMIDIFIER, HEATED |  |  | Kelemen | [7 empty] | YES | YES
|  | FISHER-PAYKEL | MR850JHU | HUMIDIFIER, HEATED |  |  | Pavilion | [7 empty] | YES | YES
|  | FISHER-PAYKEL | MR850JHU | HUMIDIFIER, HEATED |  | RESPIRATORY | Pavilion |  |  | 10/31/2019 |  |  |  |  | NO | YES |  |  |  |  | FISHER-PAYKEL 11208138 150714258080 |  |  | Active |  | 99:99:99:99:99:99 |  | Equipment | PAAR:00-PVAR | 10/31/2019 | 10/31/2019 | COOPER UNIVERSITY HOSPITAL |  |  |  | WOT00000001166406 | KATHY LOFLAND | Performance Verification | Closed | Michael Youch | 10/31/2019 | 10/31/2019 | Performance Verification for FISHER-PAYKEL 11208138 150714258080 | Initial Install of Performance Verification. Device is ready for patient use. |  |  | 10/31/2019 | 10/31/2019
|  | FISHER-PAYKEL | MR850JHU | HUMIDIFIER, HEATED |  | RESPIRATORY | Kelemen |  |  | 10/31/2019 |  |  |  |  | NO | YES |  |  |  |  | FISHER-PAYKEL 11208140 150707256663 |  |  | Active |  | 99:99:99:99:99:99 |  | Equipment | PAAR:00-PVAR | 10/31/2019 | 10/31/2019 | COOPER UNIVERSITY HOSPITAL |  |  |  | WOT00000001166430 | KATHY LOFLAND | Performance Verification | Closed | Michael Youch | 10/31/2019 | 10/31/2019 | Performance Verification for FISHER-PAYKEL 11208140 150707256663 | Initial Install of Performance Verification. Device is ready for patient use. |  |  | 10/31/2019 | 10/31/2019
|  | FISHER-PAYKEL | MR850JHU | HUMIDIFIER, HEATED |  | RESPIRATORY | Pavilion |  |  | 10/31/2019 |  |  |  |  | NO | YES |  |  |  |  | FISHER-PAYKEL 11208139 150707256893 |  |  | Active |  | 99:99:99:99:99:99 |  | Equipment | PAAR:00-PVAR | 10/31/2019 | 10/31/2019 | COOPER UNIVERSITY HOSPITAL |  |  |  | WOT00000001166415 | KATHY LOFLAND | Performance Verification | Closed | Michael Youch | 10/31/2019 | 10/31/2019 | Performance Verification for FISHER-PAYKEL 11208139 150707256893 | Initial Install of Performance Verification. Device is ready for patient use. |  |  | 10/31/2019 | 10/31/2019
|  | FISHER-PAYKEL | MR850JHU | HUMIDIFIER, HEATED |  | RESPIRATORY | Kelemen |  |  | 10/31/2019 |  |  |  |  | NO | YES |  |  |  |  | FISHER-PAYKEL 11208136 150714258063 |  |  | Active |  | 99:99:99:99:99:99 |  | Equipment | PAAR:00-PVAR | 10/31/2019 | 10/31/2019 | COOPER UNIVERSITY HOSPITAL |  |  |  | WOT00000001166385 | KATHY LOFLAND | Performance Verification | Closed | Michael Youch | 10/31/2019 | 10/31/2019 | Performance Verification for FISHER-PAYKEL 11208136 150714258063 | Initial Install of Performance Verification. Device is ready for patient use. |  |  | 10/31/2019 | 10/31/2019
|  | FISHER-PAYKEL | MR850JHU | HUMIDIFIER, HEATED |  | RESPIRATORY | Pavilion |  |  | 10/31/2019 |  |  |  |  | NO | YES |  |  |  |  | FISHER-PAYKEL 11208137 150714258084 |  |  | Active |  | 99:99:99:99:99:99 |  | Equipment | PAAR:00-PVAR | 10/31/2019 | 10/31/2019 | COOPER UNIVERSITY HOSPITAL |  |  |  | WOT00000001166399 | KATHY LOFLAND | Performance Verification | Closed | Michael Youch | 10/31/2019 | 10/31/2019 | Performance Verification for FISHER-PAYKEL 11208137 150714258084 | Initial Install of Performance Verification. Device is ready for patient use. |  |  | 10/31/2019 | 10/31/2019
|  | FISHER-PAYKEL | MR850JHU | HUMIDIFIER, HEATED |  | RESPIRATORY | Kelemen |  |  | 10/31/2019 |  |  |  |  | NO | YES |  |  |  |  | FISHER-PAYKEL 11208135 150714258047 |  |  | Active |  | 99:99:99:99:99:99 |  | Equipment | PAAR:00-PVAR | 10/31/2019 | 10/31/2019 | COOPER UNIVERSITY HOSPITAL |  |  |  | WOT00000001166363 | KATHY LOFLAND | Performance Verification | Closed | Michael Youch | 10/31/2019 | 10/31/2019 | Performance Verification for FISHER-PAYKEL 11208135 150714258047 | Initial Install of Performance Verification. Device is ready for patient use. |  |  | 10/31/2019 | 10/31/2019
|  | FISHER-PAYKEL | MR850JHU | HUMIDIFIER, HEATED |  | RESPIRATORY | Kelemen |  |  | 10/31/2019 |  |  |  |  | NO | YES |  |  |  |  | FISHER-PAYKEL 11208134 150114258089 |  |  | Active |  | 99:99:99:99:99:99 |  | Equipment | PAAR:00-PVAR | 10/31/2019 | 10/31/2019 | COOPER UNIVERSITY HOSPITAL |  |  |  | WOT00000001166349 | KATHY LOFLAND | Performance Verification | Closed | Michael Youch | 10/31/2019 | 10/31/2019 | Performance Verification for FISHER-PAYKEL 11208134 150114258089 | Initial Install of Performance Verification. Device is ready for patient use. |  |  | 10/31/2019 | 10/31/2019
|  | FISHER-PAYKEL | MR850JHU | HUMIDIFIER, HEATED |  | RESPIRATORY | Pavilion |  |  | 10/31/2019 |  |  |  |  | NO | YES |  |  |  |  | FISHER-PAYKEL 11208132 150714258049 |  |  | Active |  | 99:99:99:99:99:99 |  | Equipment | PAAR:00-PVAR | 10/31/2019 | 10/31/2019 | COOPER UNIVERSITY HOSPITAL |  |  |  | WOT00000001166286 | KATHY LOFLAND | Performance Verification | Closed | Michael Youch | 10/31/2019 | 10/31/2019 | Performance Verification for FISHER-PAYKEL 11208132 150714258049 | Initial Install of Performance Verification. Device is ready for patient use. |  |  | 10/31/2019 | 10/31/2019
|  | FISHER-PAYKEL | MR850JHU | HUMIDIFIER, HEATED |  |  | Pavilion | [7 empty] | YES | YES
|  | FISHER-PAYKEL | MR850JHU | HUMIDIFIER, HEATED |  |  | Pavilion | [7 empty] | YES | YES
|  | FISHER-PAYKEL | MR850JHU | HUMIDIFIER, HEATED | N/A |  | Kelemen | [7 empty] | YES | YES
|  | FISHER-PAYKEL | MR850JHU | HUMIDIFIER, HEATED |  |  | Kelemen | [7 empty] | YES | YES
|  | FISHER-PAYKEL | MR850JHU | HUMIDIFIER, HEATED | See pic |  | Pavilion | [7 empty] | YES | YES
|  | FISHER-PAYKEL | MR850JHU | HUMIDIFIER, HEATED |  |  | Pavilion | [7 empty] | YES | YES
|  | FISHER-PAYKEL | MR850JHU | HUMIDIFIER, HEATED |  |  | Pavilion | [7 empty] | YES | YES
|  | FISHER-PAYKEL | MR850JHU | HUMIDIFIER, HEATED |  |  | Dorrance | [7 empty] | YES | YES
|  | FISHER-PAYKEL | MR850JHU | HUMIDIFIER, HEATED |  |  | Kelemen | [7 empty] | YES | YES
|  | FISHER-PAYKEL | MR850JHU | HUMIDIFIER, HEATED |  |  | Kelemen | [7 empty] | YES | YES
|  | FISHER-PAYKEL | MR850JHU | HUMIDIFIER, HEATED | NA |  | Kelemen | [7 empty] | YES | YES
|  | FISHER-PAYKEL | MR850JHU | HUMIDIFIER, HEATED |  | RESPIRATORY | Kelemen |  |  | 04/13/2017 |  |  |  |  | NO | YES |  |  |  |  | FISHER-PAYKEL 10725536 161130303800 |  |  | Active |  | 99:99:99:99:99:99 |  | Equipment | PAAR:00-PVAR | 10/31/2019 |  | COOPER UNIVERSITY HOSPITAL |  |  |  | 0011983773 | KATHY LOFLAND | Preventative Maintenance | Closed | Bonnie Aichroth | 07/27/2017 | 07/27/2017 | PERFORMANCE ASSURANCE AT INVENTORY | INVENTORIED DEVICE AND ENSURED DEVICE WAS FUNCTIONING PROPERLY. | 007DF012-28A8-4C3A-91AA-15381F7FB7B6 | Labor | 04/13/2017 | 04/13/2017 | Michael Youch
|  | FISHER-PAYKEL | MR850JHU | HUMIDIFIER, HEATED |  | RESPIRATORY | Kelemen |  |  | 04/13/2017 |  |  |  |  | NO | YES |  |  |  |  | FISHER-PAYKEL 10725516 161130303757 |  |  | Active |  | 99:99:99:99:99:99 |  | Equipment | PAAR:00-PVAR | 10/31/2019 |  | COOPER UNIVERSITY HOSPITAL |  |  |  | 0011984111 | KATHY LOFLAND | Preventative Maintenance | Closed | Bonnie Aichroth | 07/27/2017 | 07/27/2017 | PERFORMANCE ASSURANCE AT INVENTORY | INVENTORIED DEVICE AND ENSURED DEVICE WAS FUNCTIONING PROPERLY. | DCF44AE9-FCD7-4074-BE5D-990658F96504 | Labor | 04/13/2017 | 04/13/2017 | Michael Youch
|  | FISHER-PAYKEL | MR850JHU | HUMIDIFIER, HEATED |  | RESPIRATORY | Pavilion |  |  | 04/13/2017 |  |  |  |  | NO | YES |  |  |  |  | FISHER-PAYKEL 10725514 161130303767 |  |  | Active |  | 99:99:99:99:99:99 |  | Equipment | PAAR:00-PVAR | 10/31/2019 |  | COOPER UNIVERSITY HOSPITAL |  |  |  | 0011983837 | KATHY LOFLAND | Preventative Maintenance | Closed | Bonnie Aichroth | 07/27/2017 | 07/27/2017 | PERFORMANCE ASSURANCE AT INVENTORY | INVENTORIED DEVICE AND ENSURED DEVICE WAS FUNCTIONING PROPERLY. | C1748DFC-77AD-48B6-AEC5-2286B037E798 | Labor | 04/13/2017 | 04/13/2017 | Michael Youch
|  | FISHER-PAYKEL | MR850JHU | HUMIDIFIER, HEATED |  | RESPIRATORY | Dorrance |  |  | 04/13/2017 |  |  |  |  | NO | YES |  |  |  |  | FISHER-PAYKEL 10725513 161130303820 |  |  | Active |  | 99:99:99:99:99:99 |  | Equipment | PAAR:00-PVAR | 10/31/2019 |  | COOPER UNIVERSITY HOSPITAL |  |  |  | 0011983826 | KATHY LOFLAND | Preventative Maintenance | Closed | Bonnie Aichroth | 07/27/2017 | 07/27/2017 | PERFORMANCE ASSURANCE AT INVENTORY | INVENTORIED DEVICE AND ENSURED DEVICE WAS FUNCTIONING PROPERLY. | 76E97EDF-028C-42C0-B2FF-5719638DBA49 | Labor | 04/13/2017 | 04/13/2017 | Michael Youch
|  | FISHER-PAYKEL | MR850JHU | HUMIDIFIER, HEATED |  | RESPIRATORY | Dorrance |  |  | 04/13/2017 |  |  |  |  | NO | YES |  |  |  |  | FISHER-PAYKEL 10725509 161130303792 |  |  | Active |  | 99:99:99:99:99:99 |  | Equipment | PAAR:00-PVAR | 10/31/2019 |  | COOPER UNIVERSITY HOSPITAL |  |  |  | 0011983759 | KATHY LOFLAND | Performance Verification | Closed | Bonnie Aichroth | 07/27/2017 | 07/27/2017 | INCOMING INVENTORY | DEVICE INVENTORIED | 046DBFFD-66CC-4550-A235-C45AD094E52C | Labor | 07/27/2017 | 07/27/2017 | Bonnie Aichroth
|  | FISHER-PAYKEL | MR850JHU | HUMIDIFIER, HEATED |  | RESPIRATORY | Dorrance |  |  | 04/13/2017 |  |  |  |  | NO | YES |  |  |  |  | FISHER-PAYKEL 10725508 161130303784 |  |  | Active |  | 99:99:99:99:99:99 |  | Equipment | PAAR:00-PVAR | 10/31/2019 |  | COOPER UNIVERSITY HOSPITAL |  |  |  | 0011983751 | KATHY LOFLAND | Performance Verification | Closed | Bonnie Aichroth | 07/27/2017 | 07/27/2017 | INCOMING INVENTORY | DEVICE INVENTORIED | 26946C66-CA6A-482D-9384-244569D7AE05 | Labor | 07/27/2017 | 07/27/2017 | Bonnie Aichroth
|  | FISHER-PAYKEL | MR850JHU | HUMIDIFIER, HEATED |  |  | Kelemen | [7 empty] | NO | YES
|  | FISHER-PAYKEL | MR850JHU | HUMIDIFIER, HEATED |  |  | Pavilion | [7 empty] | YES | YES
|  | FISHER-PAYKEL | MR850JHU | HUMIDIFIER, HEATED | MR850JHU |  | Kelemen | [7 empty] | YES | YES
|  | FISHER-PAYKEL | MR850JHU | HUMIDIFIER, HEATED | NA |  | Kelemen | [7 empty] | YES | YES
|  | FISHER-PAYKEL | MR850JHU | HUMIDIFIER, HEATED |  |  | Pavilion | [7 empty] | YES | YES
|  | FISHER-PAYKEL | MR850JHU | HUMIDIFIER, HEATED |  |  | Dorrance | [7 empty] | YES | YES
|  | FISHER-PAYKEL | MR850JHU | HUMIDIFIER, HEATED |  | RESPIRATORY | Dorrance |  |  | 01/01/1900 |  |  |  |  | NO | YES |  |  |  |  | FISHER-PAYKEL 10369372 130318172355 |  |  | Disposition |  | 99:99:99:99:99:99 |  | Equipment | 1Y:00-MFG | 02/18/2019 | 03/01/2020 | COOPER UNIVERSITY HOSPITAL |  |  | RESPIRATORY |  | KATHY LOFLAND
|  | FISHER-PAYKEL | MR850JHU | HUMIDIFIER, HEATED |  |  | Pavilion | [7 empty] | YES | YES
|  | FISHER-PAYKEL | MR850JHU | HUMIDIFIER, HEATED | N/a |  | Kelemen | [7 empty] | YES | YES
|  | FISHER-PAYKEL | MR850JHU | HUMIDIFIER, HEATED |  |  | Kelemen | [7 empty] | YES | YES
|  | FISHER-PAYKEL | MR850JHU | HUMIDIFIER, HEATED |  |  | Kelemen | [7 empty] | YES | YES
|  | FISHER-PAYKEL | MR850JHU | HUMIDIFIER, HEATED |  | RESPIRATORY | Kelemen |  |  | 01/01/1900 |  |  |  |  | NO | YES |  |  |  |  | FISHER-PAYKEL 10366410 130318172335 |  |  | Disposition |  |  |  | Equipment | 1Y:00-MFG | 03/29/2017 | 03/01/2020 | COOPER UNIVERSITY HOSPITAL |  |  | KELEMEM 3RD |  | KATHY LOFLAND
|  | FISHER-PAYKEL | MR850JHU | HUMIDIFIER, HEATED |  | RESPIRATORY | Kelemen |  |  | 01/01/1900 |  |  |  |  | NO | YES |  |  |  |  | FISHER-PAYKEL 10366404 130318172352 |  |  | Disposition |  |  |  | Equipment | 1Y:00-MFG | 03/29/2017 | 03/01/2020 | COOPER UNIVERSITY HOSPITAL |  |  | KELEMEN-3RD |  | KATHY LOFLAND
|  | FISHER-PAYKEL | MR850JHU | HUMIDIFIER, HEATED |  | RESPIRATORY | Kelemen |  |  | 01/01/1900 |  |  |  |  | NO | YES |  |  |  |  | FISHER-PAYKEL 10366402 130307171158 |  |  | Disposition |  |  |  | Equipment | 1Y:00-MFG | 03/29/2017 | 03/01/2020 | COOPER UNIVERSITY HOSPITAL |  |  | KELEMEN -3RD |  | KATHY LOFLAND
|  | FISHER-PAYKEL | MR850JHU | HUMIDIFIER, HEATED |  | RESPIRATORY | Dorrance |  |  | 01/01/1900 |  |  |  |  | NO | YES |  |  |  |  | FISHER-PAYKEL 10366391 040315002481 |  |  | Disposition |  | 99:99:99:99:99:99 |  | Equipment | 1Y:00-MFG | 02/18/2019 | 03/01/2020 | COOPER UNIVERSITY HOSPITAL |  |  | KELEMEN-3 |  | KATHY LOFLAND
|  | FISHER-PAYKEL | MR850JHU | HUMIDIFIER, HEATED |  | RESPIRATORY | Dorrance |  |  | 01/01/1900 |  |  |  |  | NO | YES |  |  |  |  | FISHER-PAYKEL 10366348 130318172337 |  |  | Disposition |  | 99:99:99:99:99:99 |  | Equipment | 1Y:00-MFG | 02/18/2019 | 03/01/2020 | COOPER UNIVERSITY HOSPITAL |  |  | ICU old CN 24397 |  | KATHY LOFLAND
|  | FISHER-PAYKEL | MR850JHU | HUMIDIFIER, HEATED | Cant access |  | Pavilion | [7 empty] | YES | YES
|  | FISHER-PAYKEL | MR850JHU | HUMIDIFIER, HEATED |  |  | Kelemen | [7 empty] | YES | YES
|  | FISHER-PAYKEL | MR850JHU | HUMIDIFIER, HEATED |  |  | Dorrance | [7 empty] | YES | YES
|  | FISHER-PAYKEL | MR850JHU | HUMIDIFIER, HEATED |  | RESPIRATORY | Kelemen |  |  | 10/21/2009 |  |  |  |  | NO | YES |  |  |  |  | FISHER-PAYKEL 10365323 090717055064 |  |  | Disposition |  |  |  | Equipment | 1Y:00-MFG | 03/29/2017 | 03/01/2020 | COOPER UNIVERSITY HOSPITAL |  |  | BIOMED |  | KATHY LOFLAND
|  | FISHER-PAYKEL | MR850JHU | HUMIDIFIER, HEATED |  | RESPIRATORY | Kelemen |  |  | 10/21/2009 |  |  |  |  | NO | YES |  |  |  |  | FISHER-PAYKEL 10365321 090710054430 |  |  | Disposition |  |  |  | Equipment | 1Y:00-MFG | 03/29/2017 | 03/01/2020 | COOPER UNIVERSITY HOSPITAL |  |  | OUTSIDE BIOMED SHOP |  | KATHY LOFLAND
|  | FISHER-PAYKEL | MR850JHU | HUMIDIFIER, HEATED |  | RESPIRATORY | Kelemen |  |  | 01/01/1900 |  |  |  |  | NO | YES |  |  |  |  | FISHER-PAYKEL 10365320 110629114378 |  |  | Disposition |  |  |  | Equipment | 1Y:00-MFG | 04/01/2016 | 03/01/2020 | COOPER UNIVERSITY HOSPITAL |  |  | OUTSIDE BIOMED SHOP |  | KATHY LOFLAND
|  | FISHER-PAYKEL | MR850JHU | HUMIDIFIER, HEATED | N/A |  | Kelemen | [7 empty] | YES | YES
|  | FISHER-PAYKEL | MR850JHU | HUMIDIFIER, HEATED |  | RESPIRATORY | Kelemen |  |  | 10/21/2009 |  |  |  |  | NO | YES |  |  |  |  | FISHER-PAYKEL 10360427 090618052805 |  |  | Disposition |  | 99:99:99:99:99:99 |  | Equipment | 1Y:00-MFG | 02/18/2019 | 03/01/2020 | COOPER UNIVERSITY HOSPITAL |  |  | PICU/ RM 4 |  | KATHY LOFLAND
|  | FISHER-PAYKEL | MR850JHU | HUMIDIFIER, HEATED |  |  | Pavilion | [7 empty] | YES | YES
|  | FISHER-PAYKEL | MR850JHU | HUMIDIFIER, HEATED |  |  | Pavilion | [7 empty] | YES | YES
|  | FISHER-PAYKEL | MR850JHU | HUMIDIFIER, HEATED |  | RESPIRATORY | Dorrance |  |  | 10/31/2019 |  |  |  |  | NO | YES |  |  |  |  | FISHER-PAYKEL 30212686 150523248309 |  |  | Active |  |  |  | Equipment | PAAR:00-PVAR | 10/31/2019 | 10/31/2019 | COOPER UNIVERSITY HOSPITAL |  |  | 3100A AHW01057 | WOT00000001983403 | KATHY LOFLAND | Performance Verification | Closed | Michael Youch | 10/31/2019 | 10/31/2019 | Performance Verification for FISHER-PAYKEL 30212686 150523248309 | Initial Install of Performance Verification. Device is ready for patient use. |  |  | 10/31/2019 | 10/31/2019
|  | FISHER-PAYKEL | MR850JHU | HUMIDIFIER, HEATED |  | RESPIRATORY | Dorrance |  |  | 10/31/2019 |  |  |  |  | NO | YES |  |  |  |  | FISHER-PAYKEL 30212685 150707256726 |  |  | Active |  |  |  | Equipment | PAAR:00-PVAR | 10/31/2019 | 10/31/2019 | COOPER UNIVERSITY HOSPITAL |  |  | 3100A TMA08184 | WOT00000001983511 | KATHY LOFLAND | Performance Verification | Closed | Michael Youch | 10/31/2019 | 10/31/2019 | Performance Verification for FISHER-PAYKEL 30212685 150707256726 | Initial Install of Performance Verification. Device is ready for patient use. |  |  | 10/31/2019 | 10/31/2019
|  | FISHER-PAYKEL | MR850JHU | HUMIDIFIER, HEATED | 1.3031817238e 011 | RESPIRATORY | Dorrance |  |  | 06/01/2013 |  |  |  |  | NO | YES |  |  |  |  | FISHER-PAYKEL 10354890 1.3031817238e+011 |  |  | Active |  | 99:99:99:99:99:99 |  | Equipment | 1Y:00-MFG | 03/26/2019 | 03/01/2020 | COOPER UNIVERSITY HOSPITAL |  |  | Drager 4 |  | KATHY LOFLAND
|  | FISHER-PAYKEL | MR850JHU | HUMIDIFIER, HEATED |  | RESPIRATORY | Dorrance |  |  | 12/09/2008 |  |  |  |  | NO | YES |  |  |  |  | FISHER-PAYKEL 10354858 081021034820 |  |  | Active |  |  |  | Equipment | 1Y:00-MFG | 02/27/2019 | 03/01/2020 | COOPER UNIVERSITY HOSPITAL |  |  | Needs Pics 3100A BAW01211 |  | KATHY LOFLAND
|  | FISHER-PAYKEL | MR850JHU | HUMIDIFIER, HEATED |  | RESPIRATORY | Dorrance |  |  | 11/20/2009 |  |  |  |  | NO | YES |  |  |  |  | FISHER-PAYKEL 10354812 090611052309 |  |  | Disposition |  |  |  | Equipment | 1Y:00-MFG | 11/24/2017 |  | COOPER UNIVERSITY HOSPITAL |  |  | NICU STOR WITH BIRDS |  | KATHY LOFLAND
|  | FISHER-PAYKEL | MR850JHU | HUMIDIFIER, HEATED |  | RESPIRATORY | Kelemen |  |  | 01/01/1900 |  |  |  |  | NO | YES |  |  |  |  | FISHER-PAYKEL 10354772 040315002511 |  |  | Disposition |  |  |  | Equipment | 1Y:00-MFG | 03/29/2017 | 03/01/2020 | COOPER UNIVERSITY HOSPITAL |  |  | ICN |  | KATHY LOFLAND
|  | FISHER-PAYKEL | MR850JHU | HUMIDIFIER, HEATED |  |  | Pavilion | [7 empty] | YES | YES
|  | FISHER-PAYKEL | MR850JHU | HUMIDIFIER, HEATED |  |  | Pavilion | [7 empty] | YES | YES
|  | FISHER-PAYKEL | MR850JHU | HUMIDIFIER, HEATED |  |  | Kelemen | [7 empty] | NO | YES
|  | FISHER-PAYKEL | MR850JHU | HUMIDIFIER, HEATED |  | RESPIRATORY | Kelemen |  |  | 10/21/2009 |  |  |  |  | NO | YES |  |  |  |  | FISHER-PAYKEL 10346471 090710054439 |  |  | Disposition |  | 99:99:99:99:99:99 |  | Equipment | 1Y:00-MFG | 02/18/2019 | 03/01/2020 | COOPER UNIVERSITY HOSPITAL |  |  | RESPIRATORY |  | KATHY LOFLAND
|  | FISHER-PAYKEL | MR850JHU | HUMIDIFIER, HEATED |  |  | Kelemen | [7 empty] | NO | YES
|  | FISHER-PAYKEL | MR850JHU | HUMIDIFIER, HEATED |  |  | Kelemen | [7 empty] | YES | YES
|  | FISHER-PAYKEL | MR850JHU | HUMIDIFIER, HEATED |  |  | Kelemen | [7 empty] | YES | YES
|  | FISHER-PAYKEL | MR850JHU | HUMIDIFIER, HEATED |  |  | Kelemen | [7 empty] | YES | YES
|  | FISHER-PAYKEL | MR850JHU | HUMIDIFIER, HEATED |  |  | Kelemen | [7 empty] | YES | YES
|  | WESTMED | ANAPOD | HUMIDIFIER, HEATER |  |  | MILLVILLE | [7 empty] | YES | YES
|  | VAPOTHERM INC | PRECISION FLOW | HUMIDIFIER, RESPIRATORY GAS | PF00028694-E | RESPIRATORY | Pavilion |  |  | 06/06/2019 |  | 6/6/27 |  |  | NO | YES |  |  |  |  | VAPOTHERM INC 50036185 PF00028694-E |  |  | Active |  | 99:99:99:99:99:99 |  | Life Support | 6M:00-FIL 1Y:00-RPLC 2Y:00-BAT | 06/06/2019 | 06/06/2019 | COOPER UNIVERSITY HOSPITAL |  |  |  | WOT00000001068602 | KATHY LOFLAND | Performance Verification | Closed | Michael Youch | 06/06/2019 | 06/06/2019 | Performance Verification for VAPOTHERM INC 50036185 PF00028694-E | Initial Install of Performance Verification. Device is ready for patient use. |  |  | 06/06/2019 | 06/06/2019
|  | VAPOTHERM INC | PRECISION FLOW | HUMIDIFIER, RESPIRATORY GAS | PF00025054-E | RESPIRATORY | Kelemen |  |  | 06/06/2019 |  | 6/6/27 |  |  | NO | YES |  |  |  |  | VAPOTHERM INC 50036184 PF00025054-E |  |  | Active |  | 99:99:99:99:99:99 |  | Life Support | 6M:00-FIL 1Y:00-RPLC 2Y:00-BAT | 06/06/2019 | 06/06/2019 | COOPER UNIVERSITY HOSPITAL |  |  |  | WOT00000001068580 | KATHY LOFLAND | Performance Verification | Closed | Michael Youch | 06/06/2019 | 06/06/2019 | Performance Verification for VAPOTHERM INC 50036184 PF00025054-E | Initial Install of Performance Verification. Device is ready for patient use. |  |  | 06/06/2019 | 06/06/2019
|  | VAPOTHERM INC | PRECISION FLOW | HUMIDIFIER, RESPIRATORY GAS | PF00028695-E | RESPIRATORY | Dorrance |  |  | 06/06/2019 |  | 6/6/27 |  |  | NO | YES |  |  |  |  | VAPOTHERM INC 50036183 PF00028695-E |  |  | Active |  | 99:99:99:99:99:99 |  | Life Support | 6M:00-FIL 1Y:00-RPLC 2Y:00-BAT | 06/06/2019 | 06/06/2019 | COOPER UNIVERSITY HOSPITAL |  |  |  | WOT00000001068508 | KATHY LOFLAND | Performance Verification | Closed | Michael Youch | 06/06/2019 | 06/06/2019 | Performance Verification for VAPOTHERM INC 50036183 PFOOO28695-E | Initial Install of Performance Verification. Device is ready for patient use. |  |  | 06/06/2019 | 06/06/2019
|  | VAPOTHERM INC | PRECISION FLOW | HUMIDIFIER, RESPIRATORY GAS | PF00021285-E | RESPIRATORY | Kelemen |  |  | 06/06/2019 |  | 6/6/27 |  |  | NO | YES |  |  |  |  | VAPOTHERM INC 50036181 PF00021285-E |  |  | Active |  | 99:99:99:99:99:99 |  | Life Support | 6M:00-FIL 1Y:00-RPLC 2Y:00-BAT | 06/06/2019 | 06/06/2019 | COOPER UNIVERSITY HOSPITAL |  |  | with battery backup | WOT00000001068407 | KATHY LOFLAND | Performance Verification | Closed | Michael Youch | 06/06/2019 | 06/06/2019 | Performance Verification for VAPOTHERM INC 50036181 PF00021285-E | Initial Install of Performance Verification. Device is ready for patient use. |  |  | 06/06/2019 | 06/06/2019
|  | VAPOTHERM INC | PRECISION FLOW | HUMIDIFIER, RESPIRATORY GAS | PF00027661-E | RESPIRATORY | Pavilion |  |  | 06/06/2019 |  | 6/6/27 |  |  | NO | YES |  |  |  |  | VAPOTHERM INC 50035794 PF00027661-E |  |  | Active |  | 99:99:99:99:99:99 |  | Life Support | 6M:00-FIL 1Y:00-RPLC 2Y:00-BAT | 06/06/2019 | 06/06/2019 | COOPER UNIVERSITY HOSPITAL |  |  | # 15 | 0011367763 | KATHY LOFLAND | Performance Verification | Closed | Bonnie Aichroth | 06/06/2019 | 06/06/2019 | INCOMING INVENTORY | DEVICE INVENTORIED | 1FEB43C4-00EB-48A8-BF20-6A588108B682 | Labor | 06/06/2019 | 06/06/2019 | Bonnie Aichroth
|  | VAPOTHERM INC | PRECISION FLOW | HUMIDIFIER, RESPIRATORY GAS | PF00027708-E | RESPIRATORY | Kelemen |  |  | 06/06/2019 |  | 6/6/27 |  |  | NO | YES |  |  |  |  | VAPOTHERM INC 50035795 PF00027708-E |  |  | Active |  | 99:99:99:99:99:99 |  | Life Support | 6M:00-FIL 1Y:00-RPLC 2Y:00-BAT | 06/06/2019 | 06/06/2019 | COOPER UNIVERSITY HOSPITAL |  |  | # 20 | 0011367773 | KATHY LOFLAND | Preventative Maintenance | Closed | Bonnie Aichroth | 06/06/2019 | 06/06/2019 | PERFORMANCE ASSURANCE AT INVENTORY | INVENTORIED DEVICE AND ENSURED DEVICE WAS FUNCTIONING PROPERLY. | D7744E36-533E-4E44-888C-C73E9811220A | Labor | 06/06/2019 | 06/06/2019 | Josh Harris
|  | VAPOTHERM INC | PRECISION FLOW | HUMIDIFIER, RESPIRATORY GAS | PF00027719-E | RESPIRATORY | Pavilion |  |  | 06/06/2019 |  | 6/6/27 |  |  | NO | YES |  |  |  |  | VAPOTHERM INC 50035796 PF00027719-E |  |  | Active |  | 99:99:99:99:99:99 |  | Life Support | 6M:00-FIL 1Y:00-RPLC 2Y:00-BAT | 06/06/2019 | 06/06/2019 | COOPER UNIVERSITY HOSPITAL |  |  | # 25 | 0011367782 | KATHY LOFLAND | Preventative Maintenance | Closed | Bonnie Aichroth | 06/06/2019 | 06/06/2019 | PERFORMANCE ASSURANCE AT INVENTORY | INVENTORIED DEVICE AND ENSURED DEVICE WAS FUNCTIONING PROPERLY. | E601B279-264B-429F-8CDB-1D01C2279499 | Labor | 06/06/2019 | 06/06/2019 | Josh Harris
|  | VAPOTHERM INC | PRECISION FLOW | HUMIDIFIER, RESPIRATORY GAS | PF00027653-E | RESPIRATORY | Dorrance |  |  | 06/06/2019 |  | 6/6/27 |  |  | NO | YES |  |  |  |  | VAPOTHERM INC 50035793 PF00027653-E |  |  | Active |  | 99:99:99:99:99:99 |  | Life Support | 6M:00-FIL 1Y:00-RPLC 2Y:00-BAT | 06/06/2019 | 06/06/2019 | COOPER UNIVERSITY HOSPITAL |  |  | # 10 | 0011367755 | KATHY LOFLAND | Performance Verification | Closed | Bonnie Aichroth | 06/06/2019 | 06/06/2019 | INCOMING INVENTORY | DEVICE INVENTORIED | 6CCDE37F-EA81-42A8-9E6E-EF4B394582BA | Labor | 06/06/2019 | 06/06/2019 | Bonnie Aichroth
|  | VAPOTHERM INC | PRECISION FLOW | HUMIDIFIER, RESPIRATORY GAS | PF00027652-E | RESPIRATORY | Pavilion |  |  | 06/06/2019 |  | 6/6/27 |  |  | NO | YES |  |  |  |  | VAPOTHERM INC 50035788 PF00027652-E |  |  | Active |  | 99:99:99:99:99:99 |  | Life Support | 6M:00-FIL 1Y:00-RPLC 2Y:00-BAT | 06/06/2019 | 06/06/2019 | COOPER UNIVERSITY HOSPITAL |  |  | # 9 | 0011367673 | KATHY LOFLAND | Performance Verification | Closed | Bonnie Aichroth | 06/06/2019 | 06/06/2019 | INCOMING INVENTORY | DEVICE INVENTORIED | 54DCF8B7-602E-49E4-9430-595CA319BAD8 | Labor | 06/06/2019 | 06/06/2019 | Bonnie Aichroth
|  | VAPOTHERM INC | PRECISION FLOW | HUMIDIFIER, RESPIRATORY GAS | PF00027658-E | RESPIRATORY | Dorrance |  |  | 06/06/2019 |  | 6/6/27 |  |  | NO | YES |  |  |  |  | VAPOTHERM INC 50035789 PF00027658-E |  |  | Active |  | 99:99:99:99:99:99 |  | Life Support | 6M:00-FIL 1Y:00-RPLC 2Y:00-BAT | 06/06/2019 | 06/06/2019 | COOPER UNIVERSITY HOSPITAL |  |  | # 14 | 0011367678 | KATHY LOFLAND | Preventative Maintenance | Closed | Bonnie Aichroth | 06/06/2019 | 06/06/2019 | PERFORMANCE ASSURANCE AT INVENTORY | INVENTORIED DEVICE AND ENSURED DEVICE WAS FUNCTIONING PROPERLY. | C1482058-05BB-4CDC-B72D-466CA84D7754 | Labor | 06/06/2019 | 06/06/2019 | Josh Harris
|  | VAPOTHERM INC | PRECISION FLOW | HUMIDIFIER, RESPIRATORY GAS | PF00027702-E | RESPIRATORY | Kelemen | BASEMENT |  | 06/06/2019 |  | 6/6/27 |  |  | NO | YES |  |  |  |  | VAPOTHERM INC 50035790 PF00027702-E |  |  | Active |  | 99:99:99:99:99:99 |  | Life Support | 6M:00-FIL 1Y:00-RPLC 2Y:00-BAT | 06/06/2019 | 06/06/2019 | COOPER UNIVERSITY HOSPITAL |  |  | # 14 | 0011367744 | KATHY LOFLAND | Preventative Maintenance | Closed | Bonnie Aichroth | 06/06/2019 | 06/06/2019 | PERFORMANCE ASSURANCE AT INVENTORY | INVENTORIED DEVICE AND ENSURED DEVICE WAS FUNCTIONING PROPERLY. | 78AD1BD8-469D-4C54-8CCC-63F4BFD531D3 | Labor | 06/06/2019 | 06/06/2019 | Josh Harris
|  | VAPOTHERM INC | PRECISION FLOW | HUMIDIFIER, RESPIRATORY GAS | PF00027644-E | RESPIRATORY | Kelemen | BASEMENT |  | 06/06/2019 |  | 6/6/27 |  |  | NO | YES |  |  |  |  | VAPOTHERM INC 50035792 PF00027644-E |  |  | Active |  | 99:99:99:99:99:99 |  | Life Support | 6M:00-FIL 1Y:00-RPLC 2Y:00-BAT | 06/06/2019 | 06/06/2019 | COOPER UNIVERSITY HOSPITAL |  |  | # 5 | 0011367752 | KATHY LOFLAND | Performance Verification | Closed | Bonnie Aichroth | 06/06/2019 | 06/06/2019 | INCOMING INVENTORY | DEVICE INVENTORIED | 23A01DDD-8178-442C-9D4F-8CD7B854E5A6 | Labor | 06/06/2019 | 06/06/2019 | Bonnie Aichroth
|  | VAPOTHERM INC | PRECISION FLOW | HUMIDIFIER, RESPIRATORY GAS | PF00027718-E | RESPIRATORY | Kelemen |  |  | 06/06/2019 |  | 6/6/27 |  |  | NO | YES |  |  |  |  | VAPOTHERM INC 50035791 PF00027718-E |  |  | Active |  | 99:99:99:99:99:99 |  | Life Support | 6M:00-FIL 1Y:00-RPLC 2Y:00-BAT | 06/06/2019 | 06/06/2019 | COOPER UNIVERSITY HOSPITAL |  |  | # 24 | 0011367748 | KATHY LOFLAND | Performance Verification | Closed | Bonnie Aichroth | 06/06/2019 | 06/06/2019 | INCOMING INVENTORY | DEVICE INVENTORIED | EB558BCE-0C86-47AB-B977-248743A74EE3 | Labor | 06/06/2019 | 06/06/2019 | Bonnie Aichroth
|  | VAPOTHERM INC | PRECISION FLOW | HUMIDIFIER, RESPIRATORY GAS | PF00027717-E | RESPIRATORY | Kelemen |  |  | 06/06/2019 |  | 6/6/27 |  |  | NO | YES |  |  |  |  | VAPOTHERM INC 50035786 PF00027717-E |  |  | Active |  | 99:99:99:99:99:99 |  | Life Support | 6M:00-FIL 1Y:00-RPLC 2Y:00-BAT | 06/06/2019 | 06/06/2019 | COOPER UNIVERSITY HOSPITAL |  |  |  | 0011367668 | KATHY LOFLAND | Performance Verification | Closed | Bonnie Aichroth | 06/06/2019 | 06/06/2019 | INCOMING INVENTORY | DEVICE INVENTORIED | DB19EABC-528B-4A0C-AA45-4940472167D9 | Labor | 06/06/2019 | 06/06/2019 | Bonnie Aichroth
|  | VAPOTHERM INC | PRECISION FLOW | HUMIDIFIER, RESPIRATORY GAS | PF00027640-E | RESPIRATORY | Kelemen |  |  | 06/06/2019 |  | 6/6/27 |  |  | NO | YES |  |  |  |  | VAPOTHERM INC 50035787 PF00027640-E |  |  | Active |  | 99:99:99:99:99:99 |  | Life Support | 6M:00-FIL 1Y:00-RPLC 2Y:00-BAT | 06/06/2019 | 06/06/2019 | COOPER UNIVERSITY HOSPITAL |  |  | # 4 | 0011367671 | KATHY LOFLAND | Performance Verification | Closed | Bonnie Aichroth | 06/06/2019 | 06/06/2019 | INCOMING INVENTORY | DEVICE INVENTORIED | 1F07EAD7-C700-4BB7-A641-0D3224611F16 | Labor | 06/06/2019 | 06/06/2019 | Bonnie Aichroth
|  | VAPOTHERM INC | PRECISION FLOW | HUMIDIFIER, RESPIRATORY GAS | PF00027701-E | RESPIRATORY | Kelemen |  |  | 06/06/2019 |  | 6/6/27 |  |  | NO | YES |  |  |  |  | VAPOTHERM INC 50035785 PF00027701-E |  |  | Active |  | 99:99:99:99:99:99 |  | Life Support | 6M:00-FIL 1Y:00-RPLC 2Y:00-BAT | 06/06/2019 | 06/06/2019 | COOPER UNIVERSITY HOSPITAL |  |  |  | 0011367664 | KATHY LOFLAND | Performance Verification | Closed | Bonnie Aichroth | 06/06/2019 | 06/06/2019 | INCOMING INVENTORY | DEVICE INVENTORIED | 78EE9D65-14AA-40C8-BA2F-EFAD36DCCEC1 | Labor | 06/06/2019 | 06/06/2019 | Bonnie Aichroth
|  | VAPOTHERM INC | PRECISION FLOW | HUMIDIFIER, RESPIRATORY GAS | PF00027656-E | RESPIRATORY | Kelemen |  |  | 06/06/2019 |  | 6/6/27 |  |  | NO | YES |  |  |  |  | VAPOTHERM INC 50035784 PF00027656-E |  |  | Active |  | 99:99:99:99:99:99 |  | Life Support | 6M:00-FIL 1Y:00-RPLC 2Y:00-BAT | 06/06/2019 | 06/06/2019 | COOPER UNIVERSITY HOSPITAL |  |  | # 26 | 0011367660 | KATHY LOFLAND | Performance Verification | Closed | Bonnie Aichroth | 06/06/2019 | 06/06/2019 | INCOMING INVENTORY | DEVICE INVENTORIED | 54E5E143-AE52-49C2-8F4A-F17F5CE7FA64 | Labor | 06/06/2019 | 06/06/2019 | Bonnie Aichroth
|  | VAPOTHERM INC | PRECISION FLOW | HUMIDIFIER, RESPIRATORY GAS | PF00027651-E | RESPIRATORY | Dorrance |  |  | 06/06/2019 |  | 6/6/27 |  |  | NO | YES |  |  |  |  | VAPOTHERM INC 50035783 PF00027651-E |  |  | Active |  | 99:99:99:99:99:99 |  | Life Support | 6M:00-FIL 1Y:00-RPLC 2Y:00-BAT | 06/06/2019 | 06/06/2019 | COOPER UNIVERSITY HOSPITAL |  |  | # 8 | 0011367658 | KATHY LOFLAND | Preventative Maintenance | Closed | Bonnie Aichroth | 06/06/2019 | 06/06/2019 | PERFORMANCE ASSURANCE AT INVENTORY | INVENTORIED DEVICE AND ENSURED DEVICE WAS FUNCTIONING PROPERLY. | AE11C782-7248-404D-8F09-9531E8B646FA | Labor | 06/06/2019 | 06/06/2019 | Josh Harris
|  | VAPOTHERM INC | PRECISION FLOW | HUMIDIFIER, RESPIRATORY GAS | PF00027639-E | RESPIRATORY | Kelemen |  |  | 06/06/2019 |  | 6/6/27 |  |  | NO | YES |  |  |  |  | VAPOTHERM INC 50035782 PF00027639-E |  |  | Active |  | 99:99:99:99:99:99 |  | Life Support | 6M:00-FIL 1Y:00-RPLC 2Y:00-BAT | 06/06/2019 | 06/06/2019 | COOPER UNIVERSITY HOSPITAL |  |  | # 3 | 0011367655 | KATHY LOFLAND | Performance Verification | Closed | Bonnie Aichroth | 06/06/2019 | 06/06/2019 | INCOMING INVENTORY | DEVICE INVENTORIED | 2B68F2CF-0E35-400E-BB07-A7AD89929906 | Labor | 06/06/2019 | 06/06/2019 | Bonnie Aichroth
|  | VAPOTHERM INC | PRECISION FLOW | HUMIDIFIER, RESPIRATORY GAS | PF00027712-E | RESPIRATORY | Kelemen | BASEMENT |  | 06/06/2019 |  | 6/6/27 |  |  | NO | YES |  |  |  |  | VAPOTHERM INC 50035781 PF00027712-E |  |  | Active |  | 99:99:99:99:99:99 |  | Life Support | 6M:00-FIL 1Y:00-RPLC 2Y:00-BAT | 06/06/2019 | 06/06/2019 | COOPER UNIVERSITY HOSPITAL |  |  | # 22 | 0011367651 | KATHY LOFLAND | Preventative Maintenance | Closed | Bonnie Aichroth | 06/06/2019 | 06/06/2019 | PERFORMANCE ASSURANCE AT INVENTORY | INVENTORIED DEVICE AND ENSURED DEVICE WAS FUNCTIONING PROPERLY. | 6E1C8869-D554-467D-9A92-FAE591961AF3 | Labor | 06/06/2019 | 06/06/2019 | Josh Harris
|  | VAPOTHERM INC | PRECISION FLOW | HUMIDIFIER, RESPIRATORY GAS | PF00027665-E | RESPIRATORY | Pavilion |  |  | 06/06/2019 |  | 6/6/27 |  |  | NO | YES |  |  |  |  | VAPOTHERM INC 50035780 PF00027665-E |  |  | Active |  | 99:99:99:99:99:99 |  | Life Support | 6M:00-FIL 1Y:00-RPLC 2Y:00-BAT | 06/06/2019 | 06/06/2019 | COOPER UNIVERSITY HOSPITAL |  |  | # 17 | 0011367627 | KATHY LOFLAND | Preventative Maintenance | Closed | Bonnie Aichroth | 06/06/2019 | 06/06/2019 | PERFORMANCE ASSURANCE AT INVENTORY | INVENTORIED DEVICE AND ENSURED DEVICE WAS FUNCTIONING PROPERLY. | 5CB7DC75-87ED-4A5C-B4C4-8F96E76F1AC8 | Labor | 06/06/2019 | 06/06/2019 | Josh Harris
|  | VAPOTHERM INC | PRECISION FLOW | HUMIDIFIER, RESPIRATORY GAS | PF00027655-E | RESPIRATORY | Kelemen |  |  | 06/06/2019 |  | 6/6/27 |  |  | NO | YES |  |  |  |  | VAPOTHERM INC 50035779 PF00027655-E |  |  | Active |  | 99:99:99:99:99:99 |  | Life Support | 6M:00-FIL 1Y:00-RPLC 2Y:00-BAT | 06/06/2019 | 06/06/2019 | COOPER UNIVERSITY HOSPITAL |  |  |  | 0011367621 | KATHY LOFLAND | Performance Verification | Closed | Bonnie Aichroth | 06/06/2019 | 06/06/2019 | INCOMING INVENTORY | DEVICE INVENTORIED | DB66305D-443D-4838-983A-658CD6A3C74B | Labor | 06/06/2019 | 06/06/2019 | Bonnie Aichroth
|  | VAPOTHERM INC | PRECISION FLOW | HUMIDIFIER, RESPIRATORY GAS | PF00027650-E | RESPIRATORY | Kelemen |  |  | 06/06/2019 |  | 6/6/27 |  |  | NO | YES |  |  |  |  | VAPOTHERM INC 50035778 PF00027650-E |  |  | Active |  | 99:99:99:99:99:99 |  | Life Support | 6M:00-FIL 1Y:00-RPLC 2Y:00-BAT | 06/06/2019 | 06/06/2019 | COOPER UNIVERSITY HOSPITAL |  |  | # 7 | 0011367619 | KATHY LOFLAND | Preventative Maintenance | Closed | Bonnie Aichroth | 06/06/2019 | 06/06/2019 | PERFORMANCE ASSURANCE AT INVENTORY | INVENTORIED DEVICE AND ENSURED DEVICE WAS FUNCTIONING PROPERLY. | FE40C00A-5913-46E1-862D-6A5486920B4F | Labor | 06/06/2019 | 06/06/2019 | Josh Harris
|  | VAPOTHERM INC | PRECISION FLOW | HUMIDIFIER, RESPIRATORY GAS | PF00027612-E | RESPIRATORY | Dorrance |  |  | 06/06/2019 |  | 6/6/27 |  |  | NO | YES |  |  |  |  | VAPOTHERM INC 50035777 PF00027612-E |  |  | Active |  | 99:99:99:99:99:99 |  | Life Support | 6M:00-FIL 1Y:00-RPLC 2Y:00-BAT | 06/06/2019 | 06/06/2019 | COOPER UNIVERSITY HOSPITAL |  |  | # 2 | 0011367613 | KATHY LOFLAND | Performance Verification | Closed | Bonnie Aichroth | 06/06/2019 | 06/06/2019 | INCOMING INVENTORY | DEVICE INVENTORIED | 423C5071-0244-4777-BD30-E0107803724A | Labor | 06/06/2019 | 06/06/2019 | Bonnie Aichroth
|  | VAPOTHERM INC | PRECISION FLOW | HUMIDIFIER, RESPIRATORY GAS | PF00027664-E | RESPIRATORY | Kelemen |  |  | 06/06/2019 |  | 6/6/27 |  |  | NO | YES |  |  |  |  | VAPOTHERM INC 50035775 PF00027664-E |  |  | Active |  | 99:99:99:99:99:99 |  | Life Support | 6M:00-FIL 1Y:00-RPLC 2Y:00-BAT | 06/06/2019 | 06/06/2019 | COOPER UNIVERSITY HOSPITAL |  |  | # 16 | 0011367591 | KATHY LOFLAND | Performance Verification | Closed | Bonnie Aichroth | 06/06/2019 | 06/06/2019 | INCOMING INVENTORY | DEVICE INVENTORIED | 19D422D7-EABA-433D-8C8B-BE1BDDCC2E9A | Labor | 06/06/2019 | 06/06/2019 | Bonnie Aichroth
|  | VAPOTHERM INC | PRECISION FLOW | HUMIDIFIER, RESPIRATORY GAS | PF00027709-E | RESPIRATORY | Kelemen |  |  | 06/06/2019 |  | 6/6/27 |  |  | NO | YES |  |  |  |  | VAPOTHERM INC 50035776 PF00027709-E |  |  | Active |  | 99:99:99:99:99:99 |  | Life Support | 6M:00-FIL 1Y:00-RPLC 2Y:00-BAT | 06/06/2019 | 06/06/2019 | COOPER UNIVERSITY HOSPITAL |  |  | # 21 | 0011367609 | KATHY LOFLAND | Performance Verification | Closed | Bonnie Aichroth | 06/06/2019 | 06/06/2019 | INCOMING INVENTORY | DEVICE INVENTORIED | F8565BB8-1B42-43A3-A761-AA0ED81939CB | Labor | 06/06/2019 | 06/06/2019 | Bonnie Aichroth
|  | VAPOTHERM INC | PRECISION FLOW | HUMIDIFIER, RESPIRATORY GAS | PF00027654-E | RESPIRATORY | Kelemen |  |  | 06/05/2019 |  | 6/5/27 |  |  | NO | YES |  |  |  |  | VAPOTHERM INC 50035774 PF00027654-E |  |  | Active |  | 99:99:99:99:99:99 |  | Life Support | 6M:00-FIL 1Y:00-RPLC 2Y:00-BAT | 06/05/2019 | 06/05/2019 | COOPER UNIVERSITY HOSPITAL |  |  | # 11 | 0011367588 | KATHY LOFLAND | Performance Verification | Closed | Bonnie Aichroth | 06/05/2019 | 06/05/2019 | INCOMING INVENTORY | DEVICE INVENTORIED | F0DD4440-B354-4036-B45B-4BEA3B90B7D8 | Labor | 06/05/2019 | 06/05/2019 | Bonnie Aichroth
|  | VAPOTHERM INC | PRECISION FLOW | HUMIDIFIER, RESPIRATORY GAS | PF00027649-E | RESPIRATORY | Pavilion |  |  | 06/06/2019 |  | 6/6/27 |  |  | NO | YES |  |  |  |  | VAPOTHERM INC 50035773 PF00027649-E |  |  | Active |  | 99:99:99:99:99:99 |  | Life Support | 6M:00-FIL 1Y:00-RPLC 2Y:00-BAT | 06/06/2019 | 06/06/2019 | COOPER UNIVERSITY HOSPITAL |  |  | # 6 | 0011367577 | KATHY LOFLAND | Performance Verification | Closed | Bonnie Aichroth | 06/06/2019 | 06/06/2019 | INCOMING INVENTORY | DEVICE INVENTORIED | C0BC7FC0-D8F5-4588-915A-FB481E68A28B | Labor | 06/06/2019 | 06/06/2019 | Bonnie Aichroth
|  | VAPOTHERM INC | PRECISION FLOW | HUMIDIFIER, RESPIRATORY GAS | PF00027606-E | RESPIRATORY | Dorrance |  |  | 06/06/2019 |  | 6/6/27 |  |  | NO | YES |  |  |  |  | VAPOTHERM INC 50035772 PF00027606-E |  |  | Active |  | 99:99:99:99:99:99 |  | Life Support | 6M:00-FIL 1Y:00-RPLC 2Y:00-BAT | 06/06/2019 | 06/06/2019 | COOPER UNIVERSITY HOSPITAL |  |  | # 1 | 0011367572 | KATHY LOFLAND | Performance Verification | Closed | Bonnie Aichroth | 06/06/2019 | 06/06/2019 | INCOMING INVENTORY | DEVICE INVENTORIED | 86D64B7B-54DD-4DAB-BBAC-2F0ED5F6A1D4 | Labor | 06/06/2019 | 06/06/2019 | Bonnie Aichroth
|  | VAPOTHERM INC | PRECISION FLOW | HUMIDIFIER, RESPIRATORY GAS | PFH00801017-S |  | Kelemen | [7 empty] | YES | YES
|  | VAPOTHERM INC | PRECISION FLOW | HUMIDIFIER, RESPIRATORY GAS | Pf00022017-E |  | Kelemen | [7 empty] | NO | YES
|  | NORTEC | NH-EL-1 | HUMIDIFIER, STEAM, ELECTRODE |  |  | 900 Centennial Blvd | Suite B | [6 empty] | YES | YES
|  | CHATTANOOGA GROUP, INC. |  | HYDROCOLLATOR, HEATED |  | VOORHEES ORTHOPEDICS | 901 Centennial Blvd | Building 2 |  | 04/25/2005 |  | 4/25/15 |  |  | NO | YES |  |  |  |  | CHATTANOOGA GROUP, INC. 10356902 60948 |  |  | Active |  | 99:99:99:99:99:99 |  | Equipment | PAAR:00-PVAR | 11/01/2019 |  | COOPER AMBULATORY OFF-SITES |  |  | ORTHO HYDRO THERAPY |  | CAROL STRANTON
|  | CHATTANOOGA GROUP, INC. |  | HYDROCOLLATOR, HEATED |  | VOORHEES ORTHOPEDICS | 901 Centennial Blvd | Building 2 |  | 01/01/1900 |  |  |  |  | NO | YES |  |  |  |  | CHATTANOOGA GROUP, INC. 10356903 56975 |  |  | Active |  | 99:99:99:99:99:99 |  | Equipment | PAAR:00-PVAR | 10/31/2019 |  | COOPER AMBULATORY OFF-SITES |  |  | ORTHOPEDICS - BLDG 2 |  | CAROL STRANTON
|  | CHATTANOOGA GROUP, INC. | M-2 | HYDROCOLLATOR, HEATED |  | PHYSICAL THERAPY | Kelemen |  |  | 01/01/1900 |  |  |  |  | NO | YES |  |  |  |  | CHATTANOOGA GROUP, INC. 10367464 45640 |  |  | Active |  | 99:99:99:99:99:99 |  | Equipment | PAAR:00-PVAR | 11/02/2019 |  | COOPER UNIVERSITY HOSPITAL |  |  | 5 KELEMEN | WOT00000002200097 | JOSEPHINE HONG | Disposition | Closed | Kirk Lis | 02/14/2019 | 05/15/2019 | Bulk Disposition CNL
|  | CHATTANOOGA GROUP, INC. | M-2 | HYDROCOLLATOR, HEATED |  |  | 1101 N Kings Hwy | [7 empty] | NO | YES
|  | CHATTANOOGA GROUP, INC. | M-2 | HYDROCOLLATOR, HEATED |  | CHERRY HILL PHYSICAL THERAPY | 1101 N Kings Hwy |  |  | 01/01/1900 |  |  |  |  | NO | YES |  |  |  |  | CHATTANOOGA GROUP, INC. 10366081 21585 |  |  | Active |  | 99:99:99:99:99:99 |  | Equipment | PAAR:00-PVAR | 11/02/2019 |  | COOPER AMBULATORY OFF-SITES |  |  | EXERCISE ROOM |  | COURTNEY BUDD
|  | CHATTANOOGA GROUP, INC. | M-4 | HYDROCOLLATOR, HEATED |  | CHERRY HILL PHYSICAL THERAPY | 1935 NJ-70 |  |  | 01/01/1900 |  |  |  |  | NO | YES |  |  |  |  | CHATTANOOGA GROUP, INC. 10346132 6805 |  |  | Active |  | 99:99:99:99:99:99 |  | Equipment | PAAR:00-PVAR | 11/02/2019 |  | COOPER AMBULATORY OFF-SITES |  |  | PT - Cherry Hill |  | COURTNEY BUDD
|  | CHATTANOOGA GROUP, INC. | SS-2 | HYDROCOLLATOR, HEATED | T6394C | VOORHEES ORTHOPEDICS | 901 Centennial Blvd | Building 1 |  | 10/31/2019 |  | 10/31/29 |  |  | NO | YES |  |  |  |  | CHATTANOOGA GROUP, INC. 11187527 T6394C |  |  | Active |  | 99:99:99:99:99:99 |  | Equipment | PAAR:00-PVAR | 10/31/2019 | 10/31/2019 | COOPER AMBULATORY OFF-SITES |  |  |  | WOT00000001678751 | CAROL STRANTON | Performance Verification | Closed | Stephen Zubrzycki | 10/31/2019 | 10/31/2019 | Performance Verification for CHATTANOOGA GROUP, INC. 11187527 T6394C | Initial Install of Performance Verification. Device is ready for patient use. |  |  | 10/31/2019 | 10/31/2019
|  | CHATTANOOGA GROUP, INC. | SS-2 | HYDROCOLLATOR, HEATED |  | PHYSICAL THERAPY | Kelemen |  |  | 01/01/1900 |  |  |  |  | NO | YES |  |  |  |  | CHATTANOOGA GROUP, INC. 10369404 14342 |  |  | Active |  | 99:99:99:99:99:99 |  | Equipment | PAAR:00-PVAR | 11/02/2019 |  | COOPER UNIVERSITY HOSPITAL |  |  | 5TH pav | WOT00000000510752 | JOSEPHINE HONG | Disposition | Closed | Kirk Lis | 02/08/2018 | 05/17/2019 | Bulk Disposition CNL
|  | SAMMONS PRESTON | TROPIC M2 | HYDROCOLLATOR, HEATED | T3819 | PHYSICAL THERAPY DEPARTMENT | 221 Victoria Street |  |  | 06/08/2016 |  | 6/8/26 |  |  | NO | YES |  |  |  |  | SAMMONS PRESTON 10732358 T3819 |  |  | Active |  | 99:99:99:99:99:99 |  | Equipment | PAAR:00-PVAR | 10/31/2019 |  | COOPER AMBULATORY OFF-SITES |  |  | Glassboro Bone & Joint | 0012265950 | COURTNEY BUDD | Performance Verification | Closed | Josh Harris | 10/05/2017 | 10/05/2017 | INCOMING INVENTORY | DEVICE INVENTORIED | DD816033-1238-45A0-AA9E-CEE4C0A32300 | Labor | 10/05/2017 | 10/05/2017 | Josh Harris
|  | CHATTANOOGA GROUP, INC. | COLPAC C-2 | HYDROCOLLATOR, REFRIGERATED |  |  | Kelemen | [7 empty] | NO | YES
|  | CHATTANOOGA GROUP, INC. | COLPAC C-2 | HYDROCOLLATOR, REFRIGERATED |  | CHERRY HILL PHYSICAL THERAPY | 1101 N Kings Hwy |  |  | 01/01/1900 |  |  |  |  | NO | YES |  |  |  |  | CHATTANOOGA GROUP, INC. 10366080 9875 |  |  | Active |  | 99:99:99:99:99:99 |  | Equipment | PAAR:00-PVAR | 11/02/2019 |  | COOPER AMBULATORY OFF-SITES |  |  | EXERCISE ROOM |  | COURTNEY BUDD
|  | CHATTANOOGA GROUP, INC. | COLPAC C-6 | HYDROCOLLATOR, REFRIGERATED |  | PHYSICAL THERAPY | Kelemen |  |  | 01/01/1900 |  |  |  |  | NO | YES |  |  |  |  | CHATTANOOGA GROUP, INC. 10367459 8771 |  |  | Active |  | 99:99:99:99:99:99 |  | Equipment | PAAR:00-PVAR | 11/01/2019 |  | COOPER UNIVERSITY HOSPITAL |  |  | 5 KELEMEN | WOT00000002200088 | JOSEPHINE HONG | Disposition | Closed | Kirk Lis | 02/14/2019 | 05/17/2019 | Bulk Disposition CNL
|  | BIRTCHER CORP. | HYFRECATOR PLUS 7-797 | HYFRECATOR | 96CGH217 | CLEMENTON INTERNAL MEDICINE | 222 Gibbsboro Rd |  |  | 06/10/2015 |  |  |  |  | NO | YES |  |  |  |  | BIRTCHER CORP 10480239 96CGH217 |  |  | Active |  | 99:99:99:99:99:99 |  | High Risk | 6M:00-MFG | 09/09/2019 | 03/01/2020 | COOPER AMBULATORY OFF-SITES |  |  |  | WOT00000000646870 | GLORIA CRUZ | Performance Verification | Closed | Kirk Lis | 03/08/2018 | 06/05/2019 | Performance Verification for BIRTCHER CORP 10480239 96CGH217 | Initial Install of Performance Verification. Device is ready for patient use.
|  | BIRTCHER CORP. | HYFRECATOR PLUS 7-797 | HYFRECATOR | 97AGH033 | LINCOLN DRIVE-FAMILY MEDICINE | 701 NJ-73 |  |  | 01/01/1900 |  |  |  |  | NO | YES |  |  |  |  | CONMED CORP. 10346091 97AGH033 |  |  | Active |  | 99:99:99:99:99:99 |  | High Risk | 6M:00-MFG | 10/08/2019 | 04/01/2020 | COOPER AMBULATORY OFF-SITES |  |  | 701 Rt 73N - Clean Utility |  | SCOTT GROFF
|  | CINCINNATI SUB-ZERO | BLANKETROL II | HYPO-HYPERTHERMIA UNIT, GENERAL | 124-2-00481 | SPD | Kelemen |  |  | 12/13/2012 |  | 12/13/22 |  |  | NO | YES |  |  |  |  | CINCINNATI SUB-ZERO 10769507 124-2-00481 |  |  | Active |  | 99:99:99:99:99:99 |  | Equipment | 6M:00-MFG | 10/01/2019 | 04/01/2020 | COOPER UNIVERSITY HOSPITAL |  |  | UHS |  | David Frye
|  | CINCINNATI SUB-ZERO | BLANKETROL II | HYPO-HYPERTHERMIA UNIT, GENERAL | 124-2-00479 | SPD | Kelemen |  |  | 12/13/2012 |  | 12/13/22 |  |  | NO | YES |  |  |  |  | CINCINNATI SUB-ZERO 10369283 124-2-00479 |  |  | Active |  | 99:99:99:99:99:99 |  | Equipment | 6M:00-MFG | 10/01/2019 | 04/01/2020 | COOPER UNIVERSITY HOSPITAL |  |  | UHS |  | David Frye
|  | CINCINNATI SUB-ZERO | BLANKETROL II | HYPO-HYPERTHERMIA UNIT, GENERAL | 093-19771 | SPD | Kelemen |  |  | 10/14/2009 |  | 10/14/19 |  |  | NO | YES |  |  |  |  | CINCINNATI SUB-ZERO 10368401 093-19771 |  |  | Active |  | 99:99:99:99:99:99 |  | Equipment | 6M:00-MFG | 10/01/2019 | 04/01/2020 | COOPER UNIVERSITY HOSPITAL |  |  | OR K5 |  | David Frye
|  | CINCINNATI SUB-ZERO | BLANKETROL II | HYPO-HYPERTHERMIA UNIT, GENERAL | 124-2-00478 | SPD | Kelemen |  |  | 12/13/2012 |  | 12/13/22 |  |  | NO | YES |  |  |  |  | CINCINNATI SUB-ZERO 10367648 124-2-00478 |  |  | Active |  | 99:99:99:99:99:99 |  | Equipment | 6M:00-MFG | 10/30/2019 | 04/01/2020 | COOPER UNIVERSITY HOSPITAL |  |  | Kelleman Trauma OR |  | David Frye
|  | CINCINNATI SUB-ZERO | BLANKETROL II | HYPO-HYPERTHERMIA UNIT, GENERAL | 124-2-00480 | SPD | Kelemen |  |  | 12/13/2012 |  | 12/13/22 |  |  | NO | YES |  |  |  |  | CINCINNATI SUB-ZERO 10360457 124-2-00480 |  |  | Active |  | 99:99:99:99:99:99 |  | Equipment | 6M:00-MFG | 10/01/2019 | 04/01/2020 | COOPER UNIVERSITY HOSPITAL |  |  | UHS |  | David Frye
|  | CINCINNATI SUB-ZERO | BLANKETROL III | HYPO-HYPERTHERMIA UNIT, GENERAL | 082-3-00582 | SPD | Kelemen |  |  | 11/26/2008 |  | 11/26/18 |  |  | NO | YES |  |  |  |  | CINCINNATI SUB-ZERO 10367280 082-3-00582 |  |  | Active |  | 99:99:99:99:99:99 |  | Equipment | 6M:00-MFG | 10/01/2019 | 04/01/2020 | COOPER UNIVERSITY HOSPITAL |  |  |  |  | David Frye
|  | CINCINNATI SUB-ZERO | BLANKETROL III | HYPO-HYPERTHERMIA UNIT, GENERAL | 094-3-01274 | INTENSIVE CARE NURSERY | Dorrance |  |  | 12/03/2009 |  | 12/3/19 |  |  | NO | YES |  |  |  |  | CINCINNATI SUB-ZERO 10365019 094-3-01274 |  |  | Active |  | 99:99:99:99:99:99 |  | Equipment | 6M:00-MFG | 10/01/2019 | 04/01/2020 | COOPER UNIVERSITY HOSPITAL |  |  | ICN D5 |  | JOANNE FOX
|  | CINCINNATI SUB-ZERO | BLANKETROL III | HYPO-HYPERTHERMIA UNIT, GENERAL | 0943-02175 | INTENSIVE CARE NURSERY | Dorrance |  |  | 12/03/2009 |  | 12/3/19 |  |  | NO | YES |  |  |  |  | CINCINNATI SUB-ZERO 10365020 0943-02175 |  |  | Active |  | 99:99:99:99:99:99 |  | Equipment | 1Y:00-MFG | 08/22/2019 | 08/01/2020 | COOPER UNIVERSITY HOSPITAL |  |  | ICN D5 |  | JOANNE FOX
|  | CINCINNATI SUB-ZERO | BLANKETROL III | HYPO-HYPERTHERMIA UNIT, GENERAL | 082-3-00580 | SPD | Pavilion |  |  | 11/26/2008 |  | 11/26/18 |  |  | NO | YES |  |  |  |  | CINCINNATI SUB-ZERO 10345008 082-3-00580 |  |  | Active |  | 99:99:99:99:99:99 |  | Equipment | 6M:00-MFG | 10/01/2019 | 04/01/2020 | COOPER UNIVERSITY HOSPITAL |  |  | CCU clean utility |  | David Frye
|  | STORZ | 264315 20 | HYSTEROFLATOR | TX14436B | VOORHEES SURGERY CENTER-OPERATING ROOM | 900 Centennial Blvd | Suite E |  | 09/07/2012 |  | 9/7/17 |  |  | NO | YES |  |  |  |  | STORZ 10347173 TX14436B |  |  | Active |  | 99:99:99:99:99:99 |  | Alarm | 1Y:00-MFG | 04/18/2019 | 04/01/2020 | COOPER AMBULATORY OFF-SITES |  |  |  |  | JENNIFER BOMBARO
|  | MAMMOMASK | MM4 | ILLUMINATOR | H314/0006 | VOORHEES SURGERY CENTER-RADIOLOGY | 900 Centennial Blvd | Suite B |  | 01/01/1900 |  |  |  |  | NO | YES |  |  |  |  | MAMMO MASK 10348037 H314/0006 |  |  | Active |  | 99:99:99:99:99:99 |  | Equipment | PAAR:00-PVAR | 11/02/2019 |  | COOPER AMBULATORY OFF-SITES |  |  | OFFICE 193 READING ROOM |  | PAT STIENES
|  | GE HEALTHCARE | IMAGEQUANT 300 | IMAGER, GEL PROTEIN |  |  | 401 Haddon Ave | [7 empty] | YES | YES
|  | THERMO ELECTRON CORPORATION |  | INCUBATOR, CO2 | 304526-1266 | LAB MICROBIOLOGY | Pavilion | Basement |  | 10/20/2005 |  | 10/20/15 |  |  | NO | YES |  |  |  |  | THERMO ELECTRON CORPORATION 10367952 304526-1266 |  |  | Active |  | 99:99:99:99:99:99 |  | Equipment | 1Y:00-MFG | 01/05/2019 | 01/01/2020 | COOPER UNIVERSITY HOSPITAL |  |  | MICROBIOLOGY |  | COURTNEY BARRY
|  | THERMO SCIENTIFIC | HERACELL 160i | INCUBATOR, CO2 |  |  | 401 Haddon Ave | [7 empty] | YES | YES
|  | THERMO SCIENTIFIC | HERACELL 160i | INCUBATOR, CO2 |  |  | 401 Haddon Ave | [7 empty] | YES | YES
|  | THERMO SCIENTIFIC | HERACELL 240I | INCUBATOR, CO2 |  |  | Pavilion | Basement | [6 empty] | NO | YES
|  | THERMO SCIENTIFIC | HERACELL 240I | INCUBATOR, CO2 |  | LAB MICROBIOLOGY | Pavilion | Basement |  | 06/03/2008 |  | 6/3/18 |  |  | NO | YES |  |  |  |  | THERMO SCIENTIFIC 10367958 40854626 |  |  | Active |  | 99:99:99:99:99:99 |  | Equipment | 1Y:00-MFG | 01/05/2019 | 01/01/2020 | COOPER UNIVERSITY HOSPITAL |  |  | Microbiology - back room |  | COURTNEY BARRY
|  | THERMO SCIENTIFIC | HERACELL VIOS 160I | INCUBATOR, CO2 |  |  | Kelemen | [7 empty] | YES | YES
|  | THERMO SCIENTIFIC | HERACELL VIOS 160I | INCUBATOR, CO2 |  |  | Kelemen | [7 empty] | YES | YES
|  | THERMO SCIENTIFIC | HERATHERM IMH180-S | INCUBATOR, CO2 |  |  | Pavilion | Basement | [6 empty] | YES | YES
|  | VIASENSOR | G100 | INCUBATOR, CO2, HANDHELD | IN06222 | LAB MICROBIOLOGY | Pavilion | Basement |  | 01/01/1900 |  |  |  |  | NO | YES |  |  |  |  | VIASENSOR 10367974 IN06222 |  |  | Active |  | 99:99:99:99:99:99 |  | Test Equipment | 1Y:00-VEN | 07/24/2019 | 01/01/2020 | COOPER UNIVERSITY HOSPITAL |  |  |  |  | COURTNEY BARRY
|  | VIASENSOR | G100 | INCUBATOR, CO2, HANDHELD | 1N04011 | LAB MICROBIOLOGY | Pavilion | Basement |  | 07/16/2019 |  | 7/16/26 |  |  | NO | YES |  |  |  |  | VIASENSOR 30142103 1N04011 |  |  | Active |  | 99:99:99:99:99:99 |  | Test Equipment | 1Y:00-VEN | 07/16/2019 | 07/16/2019 | COOPER UNIVERSITY HOSPITAL |  |  | lab micro |  | COURTNEY BARRY |  |  |  | 07/16/2019 | 07/16/2019 |  |  |  |  | 07/16/2019 | 07/16/2019
|  | THERMO SCIENTIFIC |  | INCUBATOR, CONVECTION | 127748CB1802 | LAB HISTOLOGY | Pavilion | BASEMENT |  | 10/31/2019 |  | 10/31/29 |  |  | NO | YES |  |  |  |  | THERMO SCIENTIFIC 11239247 127748CB1802 |  |  | Active |  |  |  | Equipment | PAAR:00-PVAR | 10/31/2019 | 10/31/2019 | COOPER UNIVERSITY HOSPITAL |  |  | Performance Verification | WOT00000002405116 | DALE MORRONE | Repair | Closed | Gene Amodei | 10/31/2019 | 10/31/2019 | oven - not holding temp, has a green light but still not getting to temp, CEID 11239247 did not pull | arrived and unit was holding temp, I suspect unit too a power hit and briefly lost temp setting | EXP2618357 | Labor | 10/31/2019 | 10/31/2019 | Gene Amodei
|  | THERMO SCIENTIFIC | HERATHERM IMC 18 | INCUBATOR, CONVECTION | IMC40477959 |  | Kelemen | [7 empty] | YES | YES
|  | LAB-LINE INSTRUMENTS |  | INCUBATOR, GRAVITY CONVECTION | 0191-0692 | 127 CHURCH - SURGERY | 127 Church Rd |  |  | 01/01/1900 |  |  |  |  | NO | YES |  |  |  |  | LAB-LINE INSTRUMENTS 10365961 0191-0692 |  |  | Active |  | 99:99:99:99:99:99 |  | Equipment | 1Y:00-MFG | 06/05/2019 | 06/01/2020 | COOPER AMBULATORY OFF-SITES |  |  | Dirty Room |  | Carmen Rivera
|  | THERMO SCIENTIFIC | IGS60 | INCUBATOR, GRAVITY CONVECTION |  |  | Kelemen | [7 empty] | YES | YES
|  | GE HEALTHCARE | GIRAFFE OMNIBED 6650-004-901 | INCUBATOR, INFANT | HDGS51599 | INTENSIVE CARE NURSERY | Dorrance |  |  | 11/01/2019 |  | 11/1/29 |  |  | NO | YES |  |  |  |  | OHMEDA 11207560 HDGS51599 |  |  | Active |  | 99:99:99:99:99:99 |  | Life Support | 1Y:00-MFG 2Y:00-BAT 3Y:00-CAL | 11/01/2019 | 11/01/2019 | COOPER UNIVERSITY HOSPITAL |  |  | D5 |  | JOANNE FOX |  |  |  | 11/01/2019 | 11/01/2019 |  |  |  |  | 11/01/2019 | 11/01/2019
|  | GE HEALTHCARE | GIRAFFE OMNIBED 6650-004-901 | INCUBATOR, INFANT | HDGN50389 | INTENSIVE CARE NURSERY | Dorrance |  |  | 11/01/2019 |  | 11/1/29 |  |  | NO | YES |  |  |  |  | GE MEDICAL SYSTEMS 11207552 HDGN50389 |  |  | Active |  | 99:99:99:99:99:99 |  | Life Support | 1Y:00-MFG 2Y:00-BAT 3Y:00-CAL | 11/01/2019 | 11/01/2019 | COOPER UNIVERSITY HOSPITAL |  |  | Nicu |  | JOANNE FOX |  |  |  | 11/01/2019 | 11/01/2019 |  |  |  |  | 11/01/2019 | 11/01/2019
|  | GE HEALTHCARE | GIRAFFE OMNIBED 6650-004-901 | INCUBATOR, INFANT | HDGV60222 | INTENSIVE CARE NURSERY | Dorrance |  |  | 04/26/2016 |  | 4/26/26 |  |  | NO | YES |  |  |  |  | GE MEDICAL SYSTEMS 10649989 HDGV60222 |  |  | Active |  | 99:99:99:99:99:99 |  | High Risk | 1Y:00-MFG 2Y:00-BAT 3Y:00-CAL | 11/01/2019 | 11/01/2020 | COOPER UNIVERSITY HOSPITAL |  |  |  |  | JOANNE FOX
|  | GE HEALTHCARE | GIRAFFE OMNIBED 6650-004-901 | INCUBATOR, INFANT | HDGV60140 | INTENSIVE CARE NURSERY | Dorrance |  |  | 04/26/2016 |  | 4/26/26 |  |  | NO | YES |  |  |  |  | GE MEDICAL SYSTEMS 10505278 HDGV60140 |  |  | Active |  | 99:99:99:99:99:99 |  | High Risk | 1Y:00-MFG 2Y:00-BAT 3Y:00-CAL | 11/01/2019 | 11/01/2020 | COOPER UNIVERSITY HOSPITAL |  |  | Nicu |  | JOANNE FOX
|  | GE HEALTHCARE | GIRAFFE OMNIBED 6650-004-901 | INCUBATOR, INFANT | HDGV60209 | INTENSIVE CARE NURSERY | Dorrance |  |  | 04/26/2016 |  | 4/26/26 |  |  | NO | YES |  |  |  |  | GE MEDICAL SYSTEMS 10505279 HDGV60209 |  |  | Active |  | 99:99:99:99:99:99 |  | High Risk | 1Y:00-MFG 2Y:00-BAT 3Y:00-CAL | 11/01/2019 | 11/01/2020 | COOPER UNIVERSITY HOSPITAL |  |  | nicu |  | JOANNE FOX
|  | GE HEALTHCARE | GIRAFFE OMNIBED 6650-004-901 | INCUBATOR, INFANT | HDGV60221 | INTENSIVE CARE NURSERY | Dorrance |  |  | 04/26/2016 |  | 4/26/26 |  |  | NO | YES |  |  |  |  | GE MEDICAL SYSTEMS 10505276 HDGV60221 |  |  | Active |  | 99:99:99:99:99:99 |  | High Risk | 1Y:00-MFG 2Y:00-BAT 3Y:00-CAL | 11/01/2019 | 11/01/2020 | COOPER UNIVERSITY HOSPITAL |  |  |  |  | JOANNE FOX
|  | GE HEALTHCARE | GIRAFFE OMNIBED 6650-004-901 | INCUBATOR, INFANT | HDGV60213 | INTENSIVE CARE NURSERY | Dorrance |  |  | 04/26/2016 |  | 4/26/26 |  |  | NO | YES |  |  |  |  | GE MEDICAL SYSTEMS 10505275 HDGV60213 |  |  | Active |  | 99:99:99:99:99:99 |  | High Risk | 1Y:00-MFG 2Y:00-BAT 3Y:00-CAL | 11/01/2019 | 11/01/2020 | COOPER UNIVERSITY HOSPITAL |  |  |  |  | JOANNE FOX
|  | GE HEALTHCARE | GIRAFFE OMNIBED 6650-004-901 | INCUBATOR, INFANT | HDGV60139 | INTENSIVE CARE NURSERY | Dorrance |  |  | 04/26/2016 |  | 4/26/26 |  |  | NO | YES |  |  |  |  | GE MEDICAL SYSTEMS 10505274 HDGV60139 |  |  | Active |  | 99:99:99:99:99:99 |  | High Risk | 1Y:00-MFG 2Y:00-BAT 3Y:00-CAL | 11/01/2019 | 11/01/2020 | COOPER UNIVERSITY HOSPITAL |  |  |  |  | JOANNE FOX
|  | GE HEALTHCARE | GIRAFFE OMNIBED 6650-004-901 | INCUBATOR, INFANT | HDGS51594 |  | Dorrance | [7 empty] | NO | YES
|  | GE HEALTHCARE | GIRAFFE OMNIBED 6650-004-901 | INCUBATOR, INFANT | HDGS951586 | INTENSIVE CARE NURSERY | Dorrance |  |  | 07/25/2013 |  | 7/25/23 |  |  | NO | YES |  |  |  |  | OHMEDA 10355230 HDGS951586 |  |  | Active |  | 99:99:99:99:99:99 |  | Life Support | 1Y:00-MFG 2Y:00-BAT 3Y:00-CAL | 11/01/2019 | 11/01/2020 | COOPER UNIVERSITY HOSPITAL |  |  | D5 nicu |  | JOANNE FOX
|  | GE HEALTHCARE | GIRAFFE OMNIBED 6650-004-901 | INCUBATOR, INFANT | HDHG60087 | INTENSIVE CARE NURSERY | Dorrance |  |  | 06/24/2004 |  | 6/24/14 |  |  | NO | YES |  |  |  |  | OHMEDA 10355183 HDHG60087 |  |  | Active |  | 99:99:99:99:99:99 |  | Life Support | 1Y:00-MFG 2Y:00-BAT 3Y:00-CAL | 11/01/2019 | 11/01/2020 | COOPER UNIVERSITY HOSPITAL |  |  | SEVENTH FLOOR DORRANCE STORAGE |  | JOANNE FOX
|  | GE HEALTHCARE | GIRAFFE OMNIBED 6650-004-901 | INCUBATOR, INFANT | HDGQ50225 | INTENSIVE CARE NURSERY | Dorrance |  |  | 01/01/2011 |  | 1/1/21 |  |  | NO | YES |  |  |  |  | OHMEDA 10355132 HDGQ50225 |  |  | Active |  | 99:99:99:99:99:99 |  | Life Support | 1Y:00-MFG 2Y:00-BAT 3Y:00-CAL | 11/01/2019 | 11/01/2020 | COOPER UNIVERSITY HOSPITAL |  |  | ICN |  | JOANNE FOX
|  | GE HEALTHCARE | GIRAFFE OMNIBED 6650-004-901 | INCUBATOR, INFANT | HDGQ50224 | INTENSIVE CARE NURSERY | Dorrance |  |  | 01/01/2011 |  | 1/1/21 |  |  | NO | YES |  |  |  |  | OHMEDA 10354894 HDGQ50224 |  |  | Active |  | 99:99:99:99:99:99 |  | Life Support | 1Y:00-MFG 2Y:00-BAT 3Y:00-CAL | 11/01/2019 | 11/01/2020 | COOPER UNIVERSITY HOSPITAL |  |  | NICU-DOV12 |  | JOANNE FOX
|  | GE HEALTHCARE | GIRAFFE OMNIBED 6650-004-901 | INCUBATOR, INFANT | HDHE50004 | INTENSIVE CARE NURSERY | Dorrance |  |  | 06/01/2003 |  | 6/1/13 |  |  | NO | YES |  |  |  |  | OHMEDA 10354869 HDHE50004 |  |  | Active |  | 99:99:99:99:99:99 |  | Life Support | 1Y:00-MFG 2Y:00-BAT 3Y:00-CAL | 11/01/2019 | 11/01/2020 | COOPER UNIVERSITY HOSPITAL |  |  | 5th floor |  | JOANNE FOX
|  | GE HEALTHCARE | GIRAFFE OMNIBED 6650-004-901 | INCUBATOR, INFANT | HDGS51572 | INTENSIVE CARE NURSERY | Dorrance |  |  | 07/25/2013 |  | 7/25/23 |  |  | NO | YES |  |  |  |  | GE MEDICAL SYSTEMS 10354860 HDGS51572 |  |  | Active |  | 99:99:99:99:99:99 |  | Life Support | 1Y:00-MFG 2Y:00-BAT 3Y:00-CAL | 11/01/2019 | 11/01/2020 | COOPER UNIVERSITY HOSPITAL |  |  | Dove Nursery |  | JOANNE FOX
|  | GE HEALTHCARE | GIRAFFE OMNIBED 6650-004-901 | INCUBATOR, INFANT | HDGQ50223 | INTENSIVE CARE NURSERY | Dorrance |  |  | 01/01/2011 |  | 1/1/21 |  |  | NO | YES |  |  |  |  | OHMEDA 10354850 HDGQ50223 |  |  | Active |  | 99:99:99:99:99:99 |  | Life Support | 1Y:00-MFG 2Y:00-BAT 3Y:00-CAL | 11/01/2019 | 11/01/2020 | COOPER UNIVERSITY HOSPITAL |  |  | ICN |  | JOANNE FOX
|  | GE HEALTHCARE | GIRAFFE OMNIBED 6650-004-901 | INCUBATOR, INFANT | HDGS51589 | INTENSIVE CARE NURSERY | Dorrance |  |  | 07/25/2013 |  | 7/25/23 |  |  | NO | YES |  |  |  |  | OHMEDA 10354825 HDGS51589 |  |  | Active |  | 99:99:99:99:99:99 |  | Life Support | 1Y:00-MFG 2Y:00-BAT 3Y:00-CAL | 11/01/2019 | 11/01/2020 | COOPER UNIVERSITY HOSPITAL |  |  | NICU-DOV12 |  | JOANNE FOX
|  | OHMEDA | CARE PLUS | INCUBATOR, INFANT | HCEG00313 | KELEMEN N6 | Kelemen |  |  | 08/26/2019 |  | 8/26/29 |  |  | NO | YES |  |  |  |  | OHMEDA 30143401 HCEG00313 |  |  | Active |  | 99:99:99:99:99:99 |  | Life Support | 6M:00-MFG | 08/26/2019 | 08/26/2019 | COOPER UNIVERSITY HOSPITAL |  |  | NICU |  | Susan Cannon |  |  |  | 08/26/2019 | 08/26/2019 |  |  |  |  | 08/26/2019 | 08/26/2019
|  | OHMEDA | CARE PLUS ACCESS 4000 | INCUBATOR, INFANT | HH00052 | INTENSIVE CARE NURSERY | Dorrance |  |  | 06/01/2004 |  | 6/1/14 |  |  | NO | YES |  |  |  |  | OHMEDA 10355207 HH00052 |  |  | Disposition |  |  |  | Life Support | 6M:00-MFG | 05/12/2016 |  | COOPER UNIVERSITY HOSPITAL |  |  | NICU |  | JOANNE FOX
|  | OHMEDA | CARE PLUS ACCESS 4000 | INCUBATOR, INFANT | HCDG00199 | INTENSIVE CARE NURSERY | Kelemen |  | removed from service | 06/01/2003 |  | 6/1/13 |  |  | NO | YES |  |  |  |  | OHMEDA 10355176 HCDG00199 |  |  | Active |  | 99:99:99:99:99:99 |  | Life Support | 6M:00-MFG | 11/01/2019 | 05/01/2020 | COOPER UNIVERSITY HOSPITAL |  |  | SEVENTH FLOOR DORRANCE STORAGE |  | JOANNE FOX
|  | OHMEDA | CARE PLUS ACCESS 4000 | INCUBATOR, INFANT | HCEG00314 | INTENSIVE CARE NURSERY | Dorrance |  |  | 06/01/2003 |  | 6/1/13 |  |  | NO | YES |  |  |  |  | OHMEDA 10354986 HCEG00314 |  |  | Disposition |  | 99:99:99:99:99:99 |  | Life Support | 6M:00-MFG | 05/30/2019 |  | COOPER UNIVERSITY HOSPITAL |  |  | BUMBLEEBEE BED 2 |  | JOANNE FOX
|  | SCIGENE | HYBEX | INCUBATOR, PCR | HY183136 | LAB FLOW CYTOMETRY | 401 Haddon Ave |  |  | 10/31/2019 |  |  |  |  | NO | YES |  |  |  |  | SCIGENE 11207563 HY183136 |  |  | Active |  | 99:99:99:99:99:99 |  | Equipment | PAAR:00-PVAR | 10/31/2019 | 10/31/2019 | COOPER UNIVERSITY HOSPITAL |  |  | Performance Verification | WOT00000001840639 | JIM RENNA | Performance Verification | Closed | Gene Amodei | 10/31/2019 | 10/31/2019 | Performance Verification for SCIGENE 11207563 HY183136 | Initial Install of Performance Verification. Device is ready for patient use. |  |  | 10/31/2019 | 10/31/2019
|  | SCIGENE | HYBEX | INCUBATOR, PCR | HY183134 | COOPER CENTER FOR SPECIAL DIAGNOSTICS | 401 Haddon Ave |  |  | 10/31/2019 |  |  |  |  | NO | YES |  |  |  |  | SCIGENE 11207566 HY183134 |  |  | Active |  |  |  | Equipment | PAAR:00-PVAR | 10/31/2019 | 10/31/2019 | COOPER AMBULATORY OFF-SITES |  |  | E&R BUILDING | WOT00000002952442 | DR. BARNOWSKY | Performance Verification | Closed | Josh Harris | 10/31/2019 | 10/31/2019 | Performance Verification for SCIGENE 11207566 HY183134 | Initial Install of Performance Verification. Device is ready for patient use. |  |  | 10/31/2019 | 10/31/2019
|  | SCIGENE | HYBEX | INCUBATOR, PCR | HY183135 | COOPER CENTER FOR SPECIAL DIAGNOSTICS | 401 Haddon Ave |  |  | 10/31/2019 |  |  |  |  | NO | YES |  |  |  |  | SCIGENE 11207567 HY183135 |  |  | Active |  |  |  | Equipment | PAAR:00-PVAR | 10/31/2019 | 10/31/2019 | COOPER AMBULATORY OFF-SITES |  |  | E&R BUILDING | WOT00000002952468 | DR. BARNOWSKY | Performance Verification | Closed | Josh Harris | 10/31/2019 | 10/31/2019 | Performance Verification for SCIGENE 11207567 HY183135 | Initial Install of Performance Verification. Device is ready for patient use. |  |  | 10/31/2019 | 10/31/2019
|  | HELMER INC. | PC3200I | INCUBATOR, PLATELET |  | LAB BLOOD BANK | Pavilion | BASEMENT |  | 07/25/2016 |  | 7/25/26 |  |  | NO | YES |  |  |  |  | HELMER INC. 10505315 1021152 |  |  | Active |  | 99:99:99:99:99:99 |  | Equipment | 1Y:00-MFG | 01/09/2019 | 01/01/2020 | COOPER UNIVERSITY HOSPITAL |  |  |  |  | Barbara Bayne
|  | HELMER INC. | PC900I | INCUBATOR, PLATELET |  | LAB BLOOD BANK | Pavilion | BASEMENT |  | 12/08/2010 |  | 12/8/20 |  |  | NO | YES |  |  |  |  | HELMER INC. 10367906 997637 |  |  | Active |  | 99:99:99:99:99:99 |  | Equipment | 3M:00-MFG | 10/18/2019 | 01/01/2020 | COOPER UNIVERSITY HOSPITAL |  |  | BLOOD BANK P022 |  | Barbara Bayne
|  | HELMER INC. | PC900I | INCUBATOR, PLATELET |  | LAB BLOOD BANK | Pavilion | BASEMENT |  | 04/25/2008 |  | 4/25/18 |  |  | NO | YES |  |  |  |  | HELMER INC. 10367905 980416 |  |  | Active |  | 99:99:99:99:99:99 |  | Equipment | 3M:00-MFG | 10/18/2019 | 01/01/2020 | COOPER UNIVERSITY HOSPITAL |  |  | BLOOD BANK |  | Barbara Bayne
|  | AIRBORNE LIFE SUPPORT | VOYAGER | INCUBATOR, TRANSPORT, INFANT | N2682 | INTENSIVE CARE NURSERY | Dorrance |  |  | 12/12/2016 |  | 12/12/26 |  |  | NO | YES |  |  |  |  | AIRBORNE LIFE SUPPORT 10505415 N2682 |  |  | Active |  | 99:99:99:99:99:99 |  | Life Support | 6M:00-MFG | 11/01/2019 | 05/01/2020 | COOPER UNIVERSITY HOSPITAL |  |  | nicu | 0011355858 | JOANNE FOX | Performance Verification | Closed | Bonnie Aichroth | 03/17/2017 | 03/17/2017 | INCOMING INVENTORY | DEVICE INVENTORIED | 81F6B89B-9547-46C6-A3B3-DAE8333901A7 | Labor | 03/17/2017 | 03/17/2017 | Bonnie Aichroth
|  | DRAEGER | ISOLETTE TI500 | INCUBATOR, TRANSPORT, INFANT | 12C070047 | INTENSIVE CARE NURSERY | Dorrance |  |  | 09/20/2012 |  | 9/20/22 |  |  | NO | YES |  |  |  |  | DRAEGER 10365005 12C070047 |  |  | Active |  | 99:99:99:99:99:99 |  | Life Support | 6M:00-MFG | 11/01/2019 | 05/01/2020 | COOPER UNIVERSITY HOSPITAL |  |  | ICN |  | JOANNE FOX
|  | DRAEGER | ISOLETTE TI500 | INCUBATOR, TRANSPORT, INFANT | CM10082 | LABOR & DELIVERY | Dorrance |  |  | 09/12/2014 |  | 9/12/24 |  |  | NO | YES |  |  |  |  | DRAEGER 10355111 CM10082 |  |  | Active |  | 99:99:99:99:99:99 |  | Life Support | 6M:00-MFG | 10/27/2019 | 04/01/2020 | COOPER UNIVERSITY HOSPITAL |  |  | L&D |  | JOANNA HORST
|  | DRAEGER | ISOLETTE TI500 | INCUBATOR, TRANSPORT, INFANT | CM10083 | LABOR & DELIVERY | Dorrance |  |  | 09/12/2014 |  | 9/12/24 |  |  | NO | YES |  |  |  |  | DRAEGER 10355110 CM10083 |  |  | Active |  | 99:99:99:99:99:99 |  | Life Support | 6M:00-MFG | 10/24/2019 | 04/01/2020 | COOPER UNIVERSITY HOSPITAL |  |  | D6 |  | JOANNA HORST
|  | FORMA SCIENTIFIC |  | INCUBATOR, WATER JACKETED | 31109-2572 |  | 401 Haddon Ave | [7 empty] | YES | YES
|  | FORMA SCIENTIFIC |  | INCUBATOR, WATER JACKETED |  |  | 401 Haddon Ave | [7 empty] | YES | YES
|  | MEDRAD, INC. | MARK 7 ARTERION | INJECTOR, CONTRAST | 60728362 204872 | OPERATING ROOM PAVILION 2ND FLOOR | Kelemen |  |  | 02/01/2019 |  | 2/1/29 |  |  | NO | YES |  |  |  |  | MEDRAD, INC. 10725740 60728362 204872 |  |  | Active |  |  |  | High Risk | 1Y:00-MFG | 08/30/2019 | 08/01/2020 | COOPER UNIVERSITY HOSPITAL |  |  | SD07 | WOT00000002138660 | JOE DRUCTOR | Performance Verification | Closed | Michael Youch | 02/11/2019 | 06/29/2019 | CEID Record Completion for MEDRAD, INC. 10725740 60728362 204872 | Inventoried, safety, and documentation . | EXP3101446 | Labor | 02/11/2019 | 02/11/2019 | Michael Youch
|  | MEDRAD, INC. | MARK 7 ARTERION | INJECTOR, CONTRAST | 60765217 201543 |  | Kelemen | [7 empty] | YES | YES
|  | MEDRAD, INC. | MARK V | INJECTOR, CONTRAST |  | CARDIAC CATH LAB | Kelemen |  |  | 01/01/1900 |  |  |  |  | NO | YES |  |  |  |  | MEDRAD, INC. 10367834 92986 |  |  | Disposition |  |  |  | High Risk | 1Y:00-MFG | 06/27/2017 | 06/01/2020 | COOPER UNIVERSITY HOSPITAL |  |  | OR P1 antiroom |  | LINDA BEAN
|  | MEDRAD, INC. | MARK V | INJECTOR, CONTRAST |  | CARDIAC CATH LAB | Kelemen |  |  | 05/10/2010 |  | 5/10/20 |  |  | NO | YES |  |  |  |  | MEDRAD, INC. 10367826 108339 |  |  | Active |  | 99:99:99:99:99:99 |  | High Risk | 1Y:00-MFG | 08/28/2019 | 08/01/2020 | COOPER UNIVERSITY HOSPITAL |  |  | CCL - Lab 1 Control Room |  | LINDA BEAN
|  | MEDRAD, INC. | MARK V PLUS | INJECTOR, CONTRAST |  | CARDIAC CATH LAB | Kelemen |  |  | 08/18/2005 |  | 8/18/15 |  |  | NO | YES |  |  |  |  | MEDRAD, INC. 10347587 100730 |  |  | Disposition |  | 99:99:99:99:99:99 |  | High Risk | PAAR:00-PVAR | 10/16/2019 |  | COOPER UNIVERSITY HOSPITAL |  |  | LAB 4 |  | LINDA BEAN
|  | MEDRAD, INC. | MARK V PROVIS | INJECTOR, CONTRAST |  | CARDIAC CATH LAB | Pavilion |  |  | 01/27/2011 |  | 1/27/21 |  |  | NO | YES |  |  |  |  | MEDRAD, INC. 10369192 35176 |  |  | Active |  | 99:99:99:99:99:99 |  | High Risk | 1Y:00-MFG | 08/29/2019 | 08/01/2020 | COOPER UNIVERSITY HOSPITAL |  |  | CCL - Lab 2 |  | LINDA BEAN
|  | MEDRAD, INC. | MARK V PROVIS | INJECTOR, CONTRAST |  | CARDIAC CATH LAB | Kelemen |  |  | 01/27/2011 |  | 1/27/21 |  |  | NO | YES |  |  |  |  | MEDRAD, INC. 10367872 111067 |  |  | Active |  | 99:99:99:99:99:99 |  | High Risk | 1Y:00-MFG | 08/29/2019 | 08/01/2020 | COOPER UNIVERSITY HOSPITAL |  |  | CCL - Lab 2 Control Room |  | LINDA BEAN
|  | MEDRAD, INC. | MARK V PROVIS | INJECTOR, CONTRAST |  | ANGIOGRAPHY | Kelemen | BASEMENT |  | 02/14/2007 |  | 2/14/17 |  |  | NO | YES |  |  |  |  | MEDRAD, INC. 10366232 102324 |  |  | Active |  | 99:99:99:99:99:99 |  | High Risk | 1Y:00-MFG | 05/28/2019 | 05/01/2020 | COOPER UNIVERSITY HOSPITAL |  |  | LAB 2 CONTROL ROOM |  | PAULETTE DUCKREY
|  | MEDRAD, INC. | MARK V PROVIS | INJECTOR, CONTRAST |  | ANGIOGRAPHY | Kelemen | BASEMENT |  | 02/14/2007 |  | 2/14/17 |  |  | NO | YES |  |  |  |  | MEDRAD, INC. 10347565 100615 |  |  | Active |  | 99:99:99:99:99:99 |  | High Risk | 1Y:00-MFG | 05/28/2019 | 05/01/2020 | COOPER UNIVERSITY HOSPITAL |  |  | CONTROL 1 |  | PAULETTE DUCKREY
|  | MEDRAD, INC. | MARK V PROVIS | INJECTOR, CONTRAST |  | OR - KELEMEN 3 | Pavilion |  |  | 07/08/2002 |  | 7/8/12 |  |  | NO | YES |  |  |  |  | MEDRAD, INC. 10346306 93999 |  |  | Active |  | 99:99:99:99:99:99 |  | High Risk | 1Y:00-MFG | 02/15/2019 | 02/01/2020 | COOPER UNIVERSITY HOSPITAL |  |  | OR STORAGE RM |  | DOMINIC VENDETTA
|  | MEDRAD, INC. | MARK V PROVIS | INJECTOR, CONTRAST |  | OPERATING ROOM - PAVILION | Pavilion |  |  | 02/24/2010 |  | 2/24/20 |  |  | NO | YES |  |  |  |  | MEDRAD, INC. 10346287 107975 |  |  | Active |  | 99:99:99:99:99:99 |  | High Risk | 1Y:00-MFG | 08/30/2019 | 08/01/2020 | COOPER UNIVERSITY HOSPITAL |  |  | OR 1 CATH |  | DOMINIC VENDETTA
|  | MEDRAD, INC. | SPECTRIS-SOLARIS EP | INJECTOR, CONTRAST |  | MRI | Kelemen | Basement |  | 06/29/2015 |  | 6/29/25 |  |  | NO | YES |  |  |  |  | MEDRAD, INC. 10369478 83920386101705 |  |  | Active |  | 99:99:99:99:99:99 |  | High Risk | 1Y:00-MFG | 04/29/2019 | 04/01/2020 | COOPER UNIVERSITY HOSPITAL |  |  |  |  | ELLIOT VASQUEZ
|  | MEDRAD, INC. | SPECTRIS-SOLARIS EP | INJECTOR, CONTRAST |  | MRI | Kelemen | Basement |  | 03/09/2012 |  | 3/9/22 |  |  | NO | YES |  |  |  |  | MEDRAD, INC. 10366412 301201447392 |  |  | Active |  | 99:99:99:99:99:99 |  | High Risk | 1Y:00-MFG | 04/29/2019 | 04/01/2020 | COOPER UNIVERSITY HOSPITAL |  |  | B12 |  | ELLIOT VASQUEZ
|  | MEDRAD, INC. | SPECTRIS-SOLARIS EP | INJECTOR, CONTRAST |  | 3 COOPER - SURGERY DEPARTMENT | Pavilion | [7 empty] | NO | YES
|  | MEDRAD, INC. | SPECTRIS-SOLARIS EP | INJECTOR, CONTRAST | 3012014 47372 |  | Kelemen | [7 empty] | YES | YES
|  | MEDRAD, INC. | SPECTRIS-SOLARIS EP | INJECTOR, CONTRAST |  | VOORHEES SURGERY CENTER-RADIOLOGY | 900 Centennial Blvd | Suite B |  | 08/21/2006 |  | 8/21/16 |  |  | NO | YES |  |  |  |  | MEDRAD, INC. 10344957 40573 |  |  | Active |  | 99:99:99:99:99:99 |  | High Risk | 1Y:00-MFG | 04/29/2019 | 04/01/2020 | COOPER AMBULATORY OFF-SITES |  |  | MRI SUITE B |  | PAT STIENES
|  | MEDRAD, INC. | STELLANT | INJECTOR, CONTRAST |  | VOORHEES SURGERY CENTER-RADIOLOGY | 900 Centennial Blvd | Suite B |  | 04/26/2019 |  | 4/26/29 |  |  | NO | YES |  |  |  |  | MEDRAD, INC. 210337323 3014226 |  |  | Active |  | 11:11:11:11:11:11 |  | High Risk | 1Y:00-MFG | 04/26/2019 | 04/26/2019 | COOPER AMBULATORY OFF-SITES |  |  | SUITE B CT |  | PAT STIENES |  |  |  | 04/26/2019 | 04/26/2019 |  |  |  |  | 04/26/2019 | 04/26/2019
|  | MEDRAD, INC. | STELLANT | INJECTOR, CONTRAST | 3007039 62381 |  | Kelemen | [7 empty] | YES | YES
|  | MEDRAD, INC. | STELLANT | INJECTOR, CONTRAST | 3014227 36984 | OPERATING ROOM - PAVILION | Pavilion |  |  | 04/15/2015 |  | 4/15/25 |  |  | NO | YES |  |  |  |  | MEDRAD, INC. 10725744 3014227 36984 |  |  | Active |  | 11:11:11:11:11:11 |  | High Risk | 1Y:00-MFG | 02/13/2019 | 02/01/2020 | COOPER UNIVERSITY HOSPITAL |  |  | PAV OR5, sys ID 11307007, sys SN 31563 | WOT00000001845528 | DOMINIC VENDETTA | Repair | Closed | Michael Youch | 12/18/2018 | 07/29/2019 | CT Scan Injector - plugged back in, screen on injector is all white, tried troubleshooting | They brought the head down but it needs to be evaluated in the room as it could be the cable, power supply or main board. . Trying to get into the room when it is available. Moved to CT1, replaced head cable, verified, RTS. | EXP2709405 | Labor | 03/29/2019 | 03/29/2019 | Michael Youch
|  | MEDRAD, INC. | STELLANT | INJECTOR, CONTRAST |  | VOORHEES SURGERY CENTER-RADIATION/ONC | 900 Centennial Blvd | Suite D |  | 11/14/2016 |  | 11/14/26 |  |  | NO | YES |  |  |  |  | BAYER HEALTHCARE 10649900 200558 |  |  | Active |  | 00:0B:AB:A4:DB:64 |  | High Risk | 1Y:00-MFG | 11/01/2019 | 11/01/2020 | COOPER AMBULATORY OFF-SITES |  |  | CT Sim Room | 0011483787 | COLLEEN TEGELER | Performance Verification | Closed | Bonnie Aichroth | 04/14/2017 | 04/14/2017 | INCOMING INVENTORY | DEVICE INVENTORIED | CC2F5674-706D-4BB4-97C7-2265E8124EE2 | Labor | 04/14/2017 | 04/14/2017 | Bonnie Aichroth
|  | MEDRAD, INC. | STELLANT | INJECTOR, CONTRAST |  | COOPER CANCER CENTER | MD Anderson Cancer Center |  |  | 06/10/2015 |  | 6/10/25 |  |  | NO | YES |  |  |  |  | MEDRAD, INC. 10369490 40423 |  |  | Active |  | 11:11:11:11:11:11 |  | High Risk | 1Y:00-MFG | 09/24/2019 | 09/01/2020 | COOPER AMBULATORY OFF-SITES |  |  | pet ct |  | COLLEEN TEGELER
|  | MEDRAD, INC. | STELLANT | INJECTOR, CONTRAST |  | CAT SCAN | Kelemen |  |  | 06/02/2006 |  | 6/2/16 |  |  | NO | YES |  |  |  |  | MEDRAD, INC. 10368153 40039 |  |  | Disposition |  |  |  | High Risk | 1Y:00-MFG | 07/01/2016 | 07/01/2020 | COOPER UNIVERSITY HOSPITAL |  |  | ED110A/CT CONTROL |  | PAULETTE DUCKREY
|  | MEDRAD, INC. | STELLANT | INJECTOR, CONTRAST |  | VOORHEES SURGERY CENTER-RADIOLOGY | 900 Centennial Blvd | Suite B |  | 08/14/2012 |  | 8/14/22 |  |  | NO | YES |  |  |  |  | MEDRAD, INC. 10356895 38793 |  |  | Active |  | 11:11:11:11:11:11 |  | High Risk | 1Y:00-MFG | 04/26/2019 | 04/01/2020 | COOPER AMBULATORY OFF-SITES |  |  | SUITE B STEREOTACTIC |  | PAT STIENES
|  | MEDRAD, INC. | STELLANT | INJECTOR, CONTRAST | 100972 | VOORHEES SURGERY CENTER-RADIOLOGY | 900 Centennial Blvd | Suite B |  | 01/01/2015 |  | 1/1/25 |  |  | NO | YES |  |  |  |  | MEDRAD, INC. 10356878 100972 |  |  | Active |  | 11:11:11:11:11:11 |  | High Risk | 1Y:00-MFG | 04/26/2019 | 04/01/2020 | COOPER AMBULATORY OFF-SITES |  |  | SUITE B MAMMO B |  | PAT STIENES
|  | MEDRAD, INC. | STELLANT | INJECTOR, CONTRAST |  | VOORHEES SURGERY CENTER-RADIOLOGY | 900 Centennial Blvd | Suite B |  | 06/27/2015 |  | 6/27/25 |  |  | NO | YES |  |  |  |  | MEDRAD, INC. 10355975 300703322835 |  |  | Active |  | 11:11:11:11:11:11 |  | High Risk | 1Y:00-MFG | 04/26/2019 | 04/01/2020 | COOPER AMBULATORY OFF-SITES |  |  | CT RM 169 HEAD SECTION |  | PAT STIENES
|  | MEDRAD, INC. | STELLANT | INJECTOR, CONTRAST |  |  | Kelemen | [7 empty] | YES | YES
|  | MEDRAD, INC. | STELLANT | INJECTOR, CONTRAST |  | 3 COOPER-RADIOLOGY | 3 Cooper |  |  | 10/02/2007 |  | 10/2/17 |  |  | NO | YES |  |  |  |  | MEDRAD, INC. 10345995 08072552408 |  |  | Active |  | 11:11:11:11:11:11 |  | High Risk | 1Y:00-MFG | 05/31/2019 | 05/01/2020 | COOPER AMBULATORY OFF-SITES |  |  | CT/ ROOM 178 28652 |  | JUDY ADIRZONE
|  | MEDRAD, INC. | STELLANT | INJECTOR, CONTRAST |  | VOORHEES SURGERY CENTER-RADIATION/ONC | 900 Centennial Blvd | Suite B |  | 12/30/2011 |  | 12/30/21 |  |  | NO | YES |  |  |  |  | MEDRAD, INC. 10344951 3014227 |  |  | Active |  | 11:11:11:11:11:11 |  | High Risk | 1Y:00-MFG | 04/25/2019 | 04/01/2020 | COOPER AMBULATORY OFF-SITES |  |  | SUITE B pet |  | COLLEEN TEGELER
|  | MEDRAD, INC. | STELLANT D-CE | INJECTOR, CONTRAST |  | COOPER CANCER CENTER | MD Anderson Cancer Center |  |  | 05/31/2019 |  | 5/31/29 |  |  | NO | YES |  |  |  |  | MEDRAD, INC. 11222051 203569 |  |  | Active |  |  |  | High Risk | 1Y:00-MFG | 05/31/2019 | 05/31/2019 | COOPER AMBULATORY OFF-SITES |  |  | Camden Cancer Center 1st Fl Mammo Room | WOT00000002385489 | COLLEEN TEGELER | Performance Verification | Closed | Charles Santomero | 05/31/2019 | 05/31/2019 | Performance Verification for MEDRAD, INC. 11222051 203569 | Initial Install of Performance Verification. Device is ready for patient use. |  |  | 05/31/2019 | 05/31/2019
|  | MEDRAD, INC. | STELLANT D-CE | INJECTOR, CONTRAST |  |  | MD Anderson Cancer Center | [7 empty] | YES | YES
|  | MEDRAD, INC. | STELLANT FLEX | INJECTOR, CONTRAST |  |  | Kelemen | Basement | [6 empty] | YES | YES
|  | MEDRAD, INC. | STELLANT FLEX | INJECTOR, CONTRAST |  |  | Kelemen | Basement | [6 empty] | YES | YES
|  | OLYMPUS AMERICA, INC. | UHI-3 | INSUFFLATOR |  | OPERATING ROOM - PAVILION | Pavilion |  |  | 01/15/2009 |  | 1/15/14 |  |  | NO | YES |  |  |  |  | OLYMPUS AMERICA, INC. 10367365 7809975 |  |  | Active |  | 99:99:99:99:99:99 |  | Alarm | 1Y:00-MFG | 02/23/2019 | 02/01/2020 | COOPER UNIVERSITY HOSPITAL |  |  | P08 |  | DOMINIC VENDETTA
|  | OLYMPUS AMERICA, INC. | UHI-4 | INSUFFLATOR |  | SAME DAY OR-2ND FL PAVILION | Pavilion |  |  | 01/11/2019 |  | 1/11/24 |  |  | NO | YES |  |  |  |  | OLYMPUS AMERICA, INC. 11239138 7741845 |  |  | Active |  | 99:99:99:99:99:99 |  | Alarm | 1Y:00-MFG | 01/11/2019 | 01/11/2019 | COOPER UNIVERSITY HOSPITAL |  |  | SD OR | WOT00000000564441 | JOE DRUCTOR | Performance Verification | Closed | Salvatore Bombara | 01/11/2019 | 01/11/2019 | Performance Verification for OLYMPUS AMERICA, INC. 11239138 7741845 | Initial Install of Performance Verification. Device is ready for patient use. |  |  | 01/11/2019 | 01/11/2019
|  | OLYMPUS AMERICA, INC. | UHI-4 | INSUFFLATOR |  | SAME DAY OR-2ND FL PAVILION | Kelemen |  |  | 01/08/2019 |  | 1/8/24 |  |  | NO | YES |  |  |  |  | OLYMPUS AMERICA, INC. 11239099 7741866 |  |  | Active |  | 99:99:99:99:99:99 |  | Alarm | 1Y:00-MFG | 01/08/2019 | 01/08/2019 | COOPER UNIVERSITY HOSPITAL |  |  | Kel OR | WOT00000000559029 | JOE DRUCTOR | Performance Verification | Closed | Salvatore Bombara | 01/08/2019 | 01/08/2019 | Performance Verification for OLYMPUS AMERICA, INC. 11239099 7741866 | Initial Install of Performance Verification. Device is ready for patient use. |  |  | 01/08/2019 | 01/08/2019
|  | OLYMPUS AMERICA, INC. | UHI-4 | INSUFFLATOR |  | SAME DAY OR-2ND FL PAVILION | Pavilion |  |  | 01/08/2019 |  | 1/8/24 |  |  | NO | YES |  |  |  |  | OLYMPUS AMERICA, INC. 11239059 7741851 |  |  | Active |  | 99:99:99:99:99:99 |  | Alarm | 1Y:00-MFG | 01/08/2019 | 01/08/2019 | COOPER UNIVERSITY HOSPITAL |  |  | Pav OR 8 | WOT00000000556205 | JOE DRUCTOR | Performance Verification | Closed | Salvatore Bombara | 01/08/2019 | 01/08/2019 | Performance Verification for OLYMPUS AMERICA, INC. 11239059 77411851 | Initial Install of Performance Verification. Device is ready for patient use. |  |  | 01/08/2019 | 01/08/2019
|  | OLYMPUS AMERICA, INC. | UHI-4 | INSUFFLATOR |  | SAME DAY OR-2ND FL PAVILION | Pavilion |  |  | 01/08/2019 |  | 1/8/24 |  |  | NO | YES |  |  |  |  | OLYMPUS AMERICA, INC. 11239026 7741856 |  |  | Active |  | 99:99:99:99:99:99 |  | Alarm | 1Y:00-MFG | 01/08/2019 | 01/08/2019 | COOPER UNIVERSITY HOSPITAL |  |  | SD OR 3 | WOT00000000552195 | JOE DRUCTOR | Performance Verification | Closed | Salvatore Bombara | 01/08/2019 | 01/08/2019 | Performance Verification for OLYMPUS AMERICA, INC. 11239026 7741856 | Initial Install of Performance Verification. Device is ready for patient use. |  |  | 01/08/2019 | 01/08/2019
|  | OLYMPUS AMERICA, INC. | UHI-4 | INSUFFLATOR |  | OPERATING ROOM - PAVILION | Kelemen |  |  | 01/29/2019 |  | 1/29/24 |  |  | NO | YES |  |  |  |  | OLYMPUS AMERICA, INC. 11239014 7741852 |  |  | Active |  |  |  | Alarm | 1Y:00-MFG | 01/29/2019 | 01/29/2019 | COOPER UNIVERSITY HOSPITAL |  |  | OR - PAVILION | WOT00000002026388 | DOMINIC VENDETTA | Performance Verification | Closed | Salvatore Bombara | 01/29/2019 | 01/29/2019 | Performance Verification for OLYMPUS AMERICA, INC. 11239014 7741852 | Initial Install of Performance Verification. Device is ready for patient use. |  |  | 01/29/2019 | 01/29/2019
|  | OLYMPUS AMERICA, INC. | UHI-4 | INSUFFLATOR |  | OR - KELEMEN 3 | Kelemen |  |  | 09/12/2016 |  | 9/12/21 |  |  | NO | YES |  |  |  |  | OLYMPUS AMERICA, INC. 10505427 7638086 |  |  | Active |  | 99:99:99:99:99:99 |  | Alarm | 1Y:00-MFG | 02/11/2019 | 02/01/2020 | COOPER UNIVERSITY HOSPITAL |  |  | KELEMEN OR RM 11 |  | DOMINIC VENDETTA
|  | OLYMPUS AMERICA, INC. | UHI-4 | INSUFFLATOR |  | OR - KELEMEN 3 | Pavilion |  |  | 05/06/2016 |  | 5/6/21 |  |  | NO | YES |  |  |  |  | OLYMPUS AMERICA, INC. 10480422 7637906 |  |  | Active |  | 99:99:99:99:99:99 |  | Alarm | 1Y:00-MFG | 02/11/2019 | 02/01/2020 | COOPER UNIVERSITY HOSPITAL |  |  | Kel OR Store Room |  | DOMINIC VENDETTA
|  | OLYMPUS AMERICA, INC. | UHI-4 | INSUFFLATOR |  | OR - KELEMEN 3 | Pavilion |  |  | 01/01/1900 |  |  |  |  | NO | YES |  |  |  |  | OLYMPUS AMERICA, INC. 10367789 7535465 |  |  | Active |  | 99:99:99:99:99:99 |  | Alarm | 1Y:00-MFG | 12/26/2018 | 12/01/2019 | COOPER UNIVERSITY HOSPITAL |  |  | P OR |  | DOMINIC VENDETTA
|  | OLYMPUS AMERICA, INC. | UHI-4 | INSUFFLATOR |  | OR - KELEMEN 3 | Pavilion |  |  | 01/01/1900 |  |  |  |  | NO | YES |  |  |  |  | OLYMPUS AMERICA, INC. 10367784 7535469 |  |  | Active |  | 99:99:99:99:99:99 |  | Alarm | 1Y:00-MFG | 12/26/2018 | 12/01/2019 | COOPER UNIVERSITY HOSPITAL |  |  | P OR |  | DOMINIC VENDETTA
|  | OLYMPUS AMERICA, INC. | UHI-4 | INSUFFLATOR |  | OR - KELEMEN 3 | Kelemen |  |  | 01/01/1900 |  |  |  |  | NO | YES |  |  |  |  | OLYMPUS AMERICA, INC. 10367771 7435269 |  |  | Active |  | 99:99:99:99:99:99 |  | Alarm | 1Y:00-MFG | 12/27/2018 | 12/01/2019 | COOPER UNIVERSITY HOSPITAL |  |  | P5 STORAGE RM |  | DOMINIC VENDETTA
|  | OLYMPUS AMERICA, INC. | UHI-4 | INSUFFLATOR |  | OR - KELEMEN 3 | Pavilion |  |  | 01/01/1900 |  |  |  |  | NO | YES |  |  |  |  | OLYMPUS AMERICA, INC. 10367776 7435258 |  |  | Active |  | 99:99:99:99:99:99 |  | Alarm | 1Y:00-MFG | 12/26/2018 | 12/01/2019 | COOPER UNIVERSITY HOSPITAL |  |  | P OR |  | DOMINIC VENDETTA
|  | OLYMPUS AMERICA, INC. | UHI-4 | INSUFFLATOR |  | OR - KELEMEN 3 | Pavilion |  |  | 01/01/1900 |  |  |  |  | NO | YES |  |  |  |  | OLYMPUS AMERICA, INC. 10367760 7535462 |  |  | Active |  | 99:99:99:99:99:99 |  | Alarm | 1Y:00-MFG | 12/26/2018 | 12/01/2019 | COOPER UNIVERSITY HOSPITAL |  |  | P5 STORAGE RM |  | DOMINIC VENDETTA
|  | OLYMPUS AMERICA, INC. | UHI-4 | INSUFFLATOR |  | OR - KELEMEN 3 | Kelemen |  |  | 01/01/1900 |  |  |  |  | NO | YES |  |  |  |  | OLYMPUS AMERICA, INC. 10367765 7535377 |  |  | Active |  | 99:99:99:99:99:99 |  | Alarm | 1Y:00-MFG | 12/26/2018 | 12/01/2019 | COOPER UNIVERSITY HOSPITAL |  |  | spu closet K5 |  | DOMINIC VENDETTA
|  | OLYMPUS AMERICA, INC. | UHI-4 | INSUFFLATOR |  | OR - KELEMEN 3 | Pavilion |  |  | 01/01/1900 |  |  |  |  | NO | YES |  |  |  |  | OLYMPUS AMERICA, INC. 10367764 7535383 |  |  | Active |  | 99:99:99:99:99:99 |  | Alarm | 1Y:00-MFG | 12/26/2018 | 12/01/2019 | COOPER UNIVERSITY HOSPITAL |  |  | P OR |  | DOMINIC VENDETTA
|  | OLYMPUS AMERICA, INC. | UHI-4 | INSUFFLATOR |  | OR - KELEMEN 3 | Pavilion |  |  | 01/01/1900 |  |  |  |  | NO | YES |  |  |  |  | OLYMPUS AMERICA, INC. 10367588 7435272 |  |  | Active |  | 99:99:99:99:99:99 |  | Alarm | 1Y:00-MFG | 12/26/2018 | 12/01/2019 | COOPER UNIVERSITY HOSPITAL |  |  | P OR |  | DOMINIC VENDETTA
|  | OLYMPUS AMERICA, INC. | UHI-4 | INSUFFLATOR |  | OR - KELEMEN 3 | Pavilion |  |  | 01/01/1900 |  |  |  |  | NO | YES |  |  |  |  | OLYMPUS AMERICA, INC. 10367579 7535381 |  |  | Active |  | 99:99:99:99:99:99 |  | Alarm | 1Y:00-MFG | 12/26/2018 | 12/01/2019 | COOPER UNIVERSITY HOSPITAL |  |  | P OR |  | DOMINIC VENDETTA
|  | OLYMPUS AMERICA, INC. | UHI-4 | INSUFFLATOR |  | OR - KELEMEN 3 | Pavilion |  |  | 01/01/1900 |  |  |  |  | NO | YES |  |  |  |  | OLYMPUS AMERICA, INC. 10355440 71435364 |  |  | Active |  | 99:99:99:99:99:99 |  | Alarm | 1Y:00-MFG | 12/26/2018 | 12/01/2019 | COOPER UNIVERSITY HOSPITAL |  |  | P5 STORAGE RM |  | DOMINIC VENDETTA
|  | OLYMPUS AMERICA, INC. | UHI-4 | INSUFFLATOR |  | OPERATING ROOM - PAVILION | Kelemen |  |  | 09/06/2012 |  | 9/6/17 |  |  | NO | YES |  |  |  |  | OLYMPUS AMERICA, INC. 10346629 7211081 |  |  | Active |  | 99:99:99:99:99:99 |  | Alarm | 1Y:00-MFG | 02/23/2019 | 02/01/2020 | COOPER UNIVERSITY HOSPITAL |  |  | Tower 11 |  | DOMINIC VENDETTA
|  | STORZ |  | INSUFFLATOR | TT21394 | OPERATING ROOM - PAVILION | Kelemen |  |  | 01/12/2017 |  | 1/12/22 |  |  | NO | YES |  |  |  |  | STORZ 10769269 TT21394 |  |  | Active |  | 99:99:99:99:99:99 |  | Alarm | 1Y:00-MFG | 02/15/2019 | 02/01/2020 | COOPER UNIVERSITY HOSPITAL |  |  | Pav Anes Store Rm | 0011488987 | DOMINIC VENDETTA | Performance Verification | Closed | Bonnie Aichroth | 04/17/2017 | 04/17/2017 | INCOMING INVENTORY | DEVICE INVENTORIED | BBC2F240-0F00-4AA3-953B-D59BD0CB0DAB | Labor | 04/17/2017 | 04/17/2017 | Bonnie Aichroth
|  | STORZ |  | INSUFFLATOR | TT21386 | OPERATING ROOM - PAVILION | Kelemen |  |  | 01/12/2017 |  | 1/12/22 |  |  | NO | YES |  |  |  |  | STORZ 10769268 TT21386 |  |  | Active |  | 99:99:99:99:99:99 |  | Alarm | 1Y:00-MFG | 02/15/2019 | 02/01/2020 | COOPER UNIVERSITY HOSPITAL |  |  | Pav Anes Store Rm | 0011488975 | DOMINIC VENDETTA | Preventative Maintenance | Closed | Bonnie Aichroth | 04/17/2017 | 04/17/2017 | PERFORMANCE ASSURANCE AT INVENTORY | INVENTORIED DEVICE AND ENSURED DEVICE WAS FUNCTIONING PROPERLY. | 558DE766-9580-4B53-B34E-1C17108BFE8A | Labor | 01/12/2017 | 01/12/2017 | Salvatore Bombara
|  | SURGIQUEST | AIRSEAL | INSUFFLATOR | 1602CE0321 | OR - KELEMEN 3 | Kelemen |  |  | 02/11/2019 |  | 2/11/24 |  |  | NO | YES |  |  |  |  | SURGIQUEST 11239419 1602CE0321 |  |  | Active |  | 99:99:99:99:99:99 |  | High Risk | 1Y:00-MFG | 02/11/2019 | 02/11/2019 | COOPER UNIVERSITY HOSPITAL |  |  | KEL OR 9 | 0011352659 | DOMINIC VENDETTA | Preventative Maintenance | Closed | Salvatore Bombara | 02/11/2019 | 02/11/2019 | PERFORMANCE ASSURANCE AT INVENTORY | INVENTORIED DEVICE AND ENSURED DEVICE WAS FUNCTIONING PROPERLY. | 4A3ABE7B-CD60-4E7D-AD4F-F80805E1E96D | Labor | 02/11/2019 | 02/11/2019 | Salvatore Bombara
|  | SURGIQUEST | AIRSEAL | INSUFFLATOR | 1709CE0838 | OR - KELEMEN 3 | Kelemen |  |  | 01/17/2018 |  | 1/17/23 |  |  | NO | YES |  |  |  |  | SURGIQUEST 10752519 1709CE0838 |  |  | Active |  | 99:99:99:99:99:99 |  | High Risk | 1Y:00-MFG | 02/11/2019 | 02/01/2020 | COOPER UNIVERSITY HOSPITAL |  |  | P9 | 0012659015 | DOMINIC VENDETTA | Performance Verification | Closed | Salvatore Bombara | 01/17/2018 | 01/17/2018 | INCOMING INVENTORY | DEVICE INVENTORIED | E0DE1BB9-5A99-48F4-97E6-11A9191B152E | Labor | 01/17/2018 | 01/17/2018 | Salvatore Bombara
|  | BERCHTOLD CORPORATION | CHROMOPHARE | INTENSITY CONTROLLER |  |  | Pavilion | [7 empty] | YES | YES
|  | BERCHTOLD CORPORATION | CHROMOPHARE | INTENSITY CONTROLLER |  |  | Pavilion |  |  | 01/01/1900 |  |  |  |  | NO | YES |  |  |  |  | BERCHTOLD CORPORATION 10346637 Not Known |  |  | Active |  | 99:99:99:99:99:99 |  | Equipment | PAAR:00-PVAR | 11/02/2019 |  | COOPER UNIVERSITY HOSPITAL |  |  | OR P01 |  | DOMINIC VENDETTA
|  | GE HEALTHCARE | UNITY NETWORK ID | INTERFACE | sfm11411440ga | TRAUMA ICU | Pavilion |  |  | 01/01/1900 |  |  |  |  | NO | YES |  |  |  |  | GE MEDICAL SYSTEMS 10368219 sfm11411440ga |  |  | Active |  | 99:99:99:99:99:99 |  | Equipment | PAAR:00-PVAR | 11/02/2019 |  | COOPER UNIVERSITY HOSPITAL |  |  | L | WOT00000000534273 | Diane Floyd | Disposition | Closed | Richard Jolly | 02/08/2018 | 05/23/2019 | Bulk Disposition CNL
|  | GE HEALTHCARE | UNITY NETWORK ID | INTERFACE | Not Known | TRAUMA ICU | Pavilion |  |  | 01/01/1900 |  |  |  |  | NO | YES |  |  |  |  | GE MEDICAL SYSTEMS 10368069 Not Known |  |  | Active |  | 99:99:99:99:99:99 |  | Equipment | PAAR:00-PVAR | 11/02/2019 |  | COOPER UNIVERSITY HOSPITAL |  |  | L | WOT00000000529386 | Diane Floyd | Disposition | Closed | Richard Jolly | 02/08/2018 | 05/23/2019 | Bulk Disposition CNL
|  | GE HEALTHCARE | UNITY NETWORK ID | INTERFACE | SFM11411442GA | TRAUMA ICU | Pavilion |  |  | 01/01/1900 |  |  |  |  | NO | YES |  |  |  |  | GE MEDICAL SYSTEMS 10366637 SFM11411442GA |  |  | Active |  | 99:99:99:99:99:99 |  | Equipment | PAAR:00-PVAR | 11/01/2019 |  | COOPER UNIVERSITY HOSPITAL |  |  | L | WOT00000000534275 | Diane Floyd | Disposition | Closed | Richard Jolly | 02/08/2018 | 05/24/2019 | Bulk Disposition CNL
|  | GE HEALTHCARE | UNITY NETWORK ID | INTERFACE | sfm11411441ga | TRAUMA ICU | Pavilion |  |  | 10/01/2011 |  |  |  |  | NO | YES |  |  |  |  | GE MEDICAL SYSTEMS 10346502 sfm11411441ga |  |  | Active |  | 99:99:99:99:99:99 |  | Equipment | PAAR:00-PVAR | 11/01/2019 |  | COOPER UNIVERSITY HOSPITAL |  |  | L | WOT00000000534274 | Diane Floyd | Disposition | Closed | Richard Jolly | 02/08/2018 | 05/14/2019 | Bulk Disposition CNL
|  | GE HEALTHCARE | UNITY NETWORK ID | INTERFACE | OF0361765GA | TRAUMA ICU | Pavilion |  |  | 11/06/2008 |  |  |  |  | NO | YES |  |  |  |  | GE MEDICAL SYSTEMS 10346481 OF0361765GA |  |  | Active |  | 99:99:99:99:99:99 |  | Equipment | PAAR:00-PVAR | 11/01/2019 |  | COOPER UNIVERSITY HOSPITAL |  |  | L | 0011609819 | Diane Floyd | Repair | Closed | Richard Jolly | 05/03/2017 | 05/09/2017 | UNITY BOX - NOT WORKING, NOT ALARMING, NOT CONNECTING TO VENT - TRAUMA ICU BED 3 | 5/3/2017 2:49:33 PM RCJOLLY (RCJOLLY 5/3/2017 10:00 AM) THE DEVICE IS WORKING FINE BUT THE DICCA ON THE VENT IS BROKE AND WILL NEED TO BE REPLACED | 7BC562FE-AC64-4F98-9464-EA1E64306ADC | Parts | 01/01/1900 | 01/01/1900 | Richard Jolly
|  | GE HEALTHCARE | UNITY NETWORK ID | INTERFACE | sa907035096ga | TRAUMA ICU | Pavilion |  |  | 01/01/2007 |  |  |  |  | NO | YES |  |  |  |  | GE MEDICAL SYSTEMS 10346470 sa907035096ga |  |  | Active |  | 99:99:99:99:99:99 |  | Equipment | PAAR:00-PVAR | 11/02/2019 |  | COOPER UNIVERSITY HOSPITAL |  |  | L | WOT00000000533947 | Diane Floyd | Disposition | Closed | Richard Jolly | 02/08/2018 | 05/17/2019 | Bulk Disposition CNL
|  | GE HEALTHCARE | UNITY NETWORK ID | INTERFACE | MR160529980GA | ANESTHESIOLOGY | Kelemen |  |  | 10/31/2019 |  |  |  |  | NO | YES |  |  |  |  | GE MEDICAL SYSTEMS 30126209 MR160529980GA |  |  | Active |  | 99:99:99:99:99:99 |  | Equipment | PAAR:00-PVAR | 10/31/2019 | 10/31/2019 | COOPER UNIVERSITY HOSPITAL |  |  | OPERATING ROOM K11 |  | GIACINTA ROUPAS |  |  |  | 10/31/2019 | 10/31/2019 |  |  |  |  | 10/31/2019 | 10/31/2019
|  | GE HEALTHCARE | UNITY NETWORK ID | INTERFACE | SA905523088GA | ANESTHESIOLOGY | Kelemen |  |  | 10/31/2019 |  |  |  |  | NO | YES |  |  |  |  | GE MEDICAL SYSTEMS 11239435 SA905523088GA |  |  | Active |  |  |  | Equipment | PAAR:00-PVAR | 10/31/2019 | 10/31/2019 | COOPER UNIVERSITY HOSPITAL |  |  | Kel OR 5 | WOT00000002391147 | GIACINTA ROUPAS | Performance Verification | Closed | Salvatore Bombara | 10/31/2019 | 10/31/2019 | CEID Record Completion for GE MEDICAL SYSTEMS 11239435 SA905523088GA | PV complete | EXP2518937 | Labor | 10/31/2019 | 10/31/2019 | Salvatore Bombara
|  | GE HEALTHCARE | UNITY NETWORK ID | INTERFACE | SMR16233867GA |  | Pavilion | [7 empty] | YES | YES
|  | GE HEALTHCARE | UNITY NETWORK ID | INTERFACE | SPE17480089SA | ANESTHESIOLOGY | Pavilion |  |  | 10/31/2019 |  |  |  |  | NO | YES |  |  |  |  | GE MEDICAL SYSTEMS 11239157 SPE17480089SA |  |  | Active |  | 99:99:99:99:99:99 |  | Equipment | PAAR:00-PVAR | 10/31/2019 | 10/31/2019 | COOPER UNIVERSITY HOSPITAL |  |  | SD OR 5 | WOT00000000616760 | GIACINTA ROUPAS | Performance Verification | Closed | Salvatore Bombara | 10/31/2019 | 10/31/2019 | Performance Verification for GE MEDICAL SYSTEMS 11239157 SPE17480089SA | Initial Install of Performance Verification. Device is ready for patient use. |  |  | 10/31/2019 | 10/31/2019
|  | GE HEALTHCARE | UNITY NETWORK ID | INTERFACE | SPE17480091SA | ANESTHESIOLOGY | Pavilion |  |  | 10/31/2019 |  |  |  |  | NO | YES |  |  |  |  | GE MEDICAL SYSTEMS 11239146 SPE17480091SA |  |  | Active |  | 99:99:99:99:99:99 |  | Equipment | PAAR:00-PVAR | 10/31/2019 | 10/31/2019 | COOPER UNIVERSITY HOSPITAL |  |  | SD OR 8 | WOT00000000616580 | GIACINTA ROUPAS | Performance Verification | Closed | Tom Burhart | 10/31/2019 | 10/31/2019 | Performance Verification for GE MEDICAL SYSTEMS 11239146 SPE17480091SA | Initial Install of Performance Verification. Device is ready for patient use. |  |  | 10/31/2019 | 10/31/2019
|  | GE HEALTHCARE | UNITY NETWORK ID | INTERFACE | SPE17480096SA | ANESTHESIOLOGY | Kelemen |  |  | 10/31/2019 |  |  |  |  | NO | YES |  |  |  |  | GE MEDICAL SYSTEMS 11239135 SPE17480096SA |  |  | Active |  | 99:99:99:99:99:99 |  | Equipment | PAAR:00-PVAR | 10/31/2019 | 10/31/2019 | COOPER UNIVERSITY HOSPITAL |  |  | SD OR Spare Anes Work Room | WOT00000000564415 | GIACINTA ROUPAS | Performance Verification | Closed | Salvatore Bombara | 10/31/2019 | 10/31/2019 | Performance Verification for GE MEDICAL SYSTEMS 11239135 SPE17480096SA | Initial Install of Performance Verification. Device is ready for patient use. |  |  | 10/31/2019 | 10/31/2019
|  | GE HEALTHCARE | UNITY NETWORK ID | INTERFACE | SPE17480093SA | ANESTHESIOLOGY | Kelemen |  |  | 10/31/2019 |  |  |  |  | NO | YES |  |  |  |  | GE MEDICAL SYSTEMS 11239132 SPE17480093SA |  |  | Active |  | 99:99:99:99:99:99 |  | Equipment | PAAR:00-PVAR | 10/31/2019 | 10/31/2019 | COOPER UNIVERSITY HOSPITAL |  |  | Kel OR K5 | WOT00000000564348 | GIACINTA ROUPAS | Performance Verification | Closed | Salvatore Bombara | 10/31/2019 | 10/31/2019 | Performance Verification for GE MEDICAL SYSTEMS 11239132 SPE17480093SA | Initial Install of Performance Verification. Device is ready for patient use. |  |  | 10/31/2019 | 10/31/2019
|  | GE HEALTHCARE | UNITY NETWORK ID | INTERFACE | SPE17480090SA | ANESTHESIOLOGY | Pavilion |  |  | 10/31/2019 |  |  |  |  | NO | YES |  |  |  |  | GE MEDICAL SYSTEMS 11239080 SPE17480090SA |  |  | Active |  | 99:99:99:99:99:99 |  | Equipment | PAAR:00-PVAR | 10/31/2019 | 10/31/2019 | COOPER UNIVERSITY HOSPITAL |  |  | SD OR 2 | WOT00000000558687 | GIACINTA ROUPAS | Performance Verification | Closed | Salvatore Bombara | 10/31/2019 | 10/31/2019 | Performance Verification for GE MEDICAL SYSTEMS 11239080 SPE17480090SA | Initial Install of Performance Verification. Device is ready for patient use. |  |  | 10/31/2019 | 10/31/2019
|  | GE HEALTHCARE | UNITY NETWORK ID | INTERFACE | SPE17480088SA | ANESTHESIOLOGY | Kelemen |  |  | 10/31/2019 |  |  |  |  | NO | YES |  |  |  |  | GE MEDICAL SYSTEMS 11239064 SPE17480088SA |  |  | Active |  | 99:99:99:99:99:99 |  | Equipment | PAAR:00-PVAR | 10/31/2019 | 10/31/2019 | COOPER UNIVERSITY HOSPITAL |  |  | SD OR 1 | WOT00000000556254 | GIACINTA ROUPAS | Performance Verification | Closed | Salvatore Bombara | 10/31/2019 | 10/31/2019 | Performance Verification for GE MEDICAL SYSTEMS 11239064 SPE17480088SA | Initial Install of Performance Verification. Device is ready for patient use. |  |  | 10/31/2019 | 10/31/2019
|  | GE HEALTHCARE | UNITY NETWORK ID | INTERFACE | SPE17480095SA | ANESTHESIOLOGY | Pavilion |  |  | 10/31/2019 |  |  |  |  | NO | YES |  |  |  |  | GE MEDICAL SYSTEMS 11239008 SPE17480095SA |  |  | Active |  | 99:99:99:99:99:99 |  | Equipment | PAAR:00-PVAR | 10/31/2019 | 10/31/2019 | COOPER UNIVERSITY HOSPITAL |  |  | SD6 | WOT00000000551955 | GIACINTA ROUPAS | Performance Verification | Closed | Salvatore Bombara | 10/31/2019 | 10/31/2019 | Performance Verification for GE MEDICAL SYSTEMS 11239008 SPE17480095SA | Initial Install of Performance Verification. Device is ready for patient use. |  |  | 10/31/2019 | 10/31/2019
|  | GE HEALTHCARE | UNITY NETWORK ID | INTERFACE |  |  | Pavilion | [7 empty] | YES | YES
|  | GE HEALTHCARE | UNITY NETWORK ID | INTERFACE | SPE17480092SA |  | Pavilion | [7 empty] | YES | YES
|  | GE HEALTHCARE | UNITY NETWORK ID | INTERFACE | Sdf08351705ga |  | Pavilion | [7 empty] | NO | YES
|  | GE HEALTHCARE | UNITY NETWORK ID | INTERFACE | SDF08361738GA |  | Pavilion | [7 empty] | NO | YES
|  | GE HEALTHCARE | UNITY NETWORK ID | INTERFACE | SMR16203692GA | ANESTHESIOLOGY | Dorrance |  |  | 05/01/2017 |  |  |  |  | NO | YES |  |  |  |  | GE MEDICAL SYSTEMS 10769471 SMR16203692GA |  |  | Active |  | 99:99:99:99:99:99 |  | Equipment | PAAR:00-PVAR | 10/31/2019 |  | COOPER UNIVERSITY HOSPITAL |  |  |  | 0012418256 | GIACINTA ROUPAS | Performance Verification | Closed | Josh Harris | 11/21/2017 | 11/21/2017 | INCOMING INVENTORY | DEVICE INVENTORIED | B31894C0-329F-4155-827F-0938FD808CF7 | Labor | 11/21/2017 | 11/21/2017 | Josh Harris
|  | GE HEALTHCARE | UNITY NETWORK ID | INTERFACE | SMR16233833GA | ANESTHESIOLOGY | Dorrance |  |  | 05/01/2017 |  |  |  |  | NO | YES |  |  |  |  | GE MEDICAL SYSTEMS 10769469 SMR16233833GA |  |  | Active |  | 99:99:99:99:99:99 |  | Equipment | PAAR:00-PVAR | 10/31/2019 |  | COOPER UNIVERSITY HOSPITAL |  |  |  | 0012418252 | GIACINTA ROUPAS | Performance Verification | Closed | Josh Harris | 11/21/2017 | 11/21/2017 | INCOMING INVENTORY | DEVICE INVENTORIED | 1064E280-41CA-4DBB-9DAA-65914491DF1A | Labor | 11/21/2017 | 11/21/2017 | Josh Harris
|  | GE HEALTHCARE | UNITY NETWORK ID | INTERFACE | SMR16233843GA | ANESTHESIOLOGY | Kelemen |  |  | 04/12/2017 |  |  |  |  | NO | YES |  |  |  |  | GE MEDICAL SYSTEMS 10769453 SMR16233843GA |  |  | Active |  | 99:99:99:99:99:99 |  | Equipment | PAAR:00-PVAR | 10/31/2019 |  | COOPER UNIVERSITY HOSPITAL |  |  |  | 0011495263 | GIACINTA ROUPAS | Preventative Maintenance | Closed | Bonnie Aichroth | 04/19/2017 | 04/19/2017 | PERFORMANCE ASSURANCE AT INVENTORY | INVENTORIED DEVICE AND ENSURED DEVICE WAS FUNCTIONING PROPERLY. | 3DB7F805-82B6-4964-A7F0-48F97BDE4E57 | Labor | 04/12/2017 | 04/12/2017 | Salvatore Bombara
|  | GE HEALTHCARE | UNITY NETWORK ID | INTERFACE | SMR16203691GA | ANESTHESIOLOGY | Kelemen |  |  | 03/01/2017 |  |  |  |  | NO | YES |  |  |  |  | GE MEDICAL SYSTEMS 10769400 SMR16203691GA |  |  | Active |  | 99:99:99:99:99:99 |  | Equipment | PAAR:00-PVAR | 10/31/2019 |  | COOPER UNIVERSITY HOSPITAL |  |  |  | 0011983277 | GIACINTA ROUPAS | Performance Verification | Closed | Bonnie Aichroth | 07/27/2017 | 07/27/2017 | INCOMING INVENTORY | DEVICE INVENTORIED | 342B14C8-9783-43DE-AC0C-1B70B115AD95 | Labor | 07/27/2017 | 07/27/2017 | Bonnie Aichroth
|  | GE HEALTHCARE | UNITY NETWORK ID | INTERFACE | SMR16203689GA | ANESTHESIOLOGY | Pavilion |  |  | 02/07/2017 |  |  |  |  | NO | YES |  |  |  |  | GE MEDICAL SYSTEMS 10769397 SMR16203689GA |  |  | Active |  | 99:99:99:99:99:99 |  | Equipment | PAAR:00-PVAR | 10/31/2019 |  | COOPER UNIVERSITY HOSPITAL |  |  | P 10 | 0011615031 | GIACINTA ROUPAS | Performance Verification | Closed | Bonnie Aichroth | 05/05/2017 | 05/05/2017 | INCOMING INVENTORY | DEVICE INVENTORIED | 758B3622-69C3-4114-9610-73FF7152A7FE | Labor | 05/05/2017 | 05/05/2017 | Bonnie Aichroth
|  | GE HEALTHCARE | UNITY NETWORK ID | INTERFACE | SMR16233874GA | ANESTHESIOLOGY | Kelemen |  |  | 02/07/2017 |  |  |  |  | NO | YES |  |  |  |  | GE MEDICAL SYSTEMS 10769396 SMR16233874GA |  |  | Active |  | 99:99:99:99:99:99 |  | Equipment | PAAR:00-PVAR | 10/31/2019 |  | COOPER UNIVERSITY HOSPITAL |  |  |  | 0011615025 | GIACINTA ROUPAS | Performance Verification | Closed | Bonnie Aichroth | 05/05/2017 | 05/05/2017 | INCOMING INVENTORY | DEVICE INVENTORIED | 166031F6-D402-4353-ACF9-4421F935CC0F | Labor | 05/05/2017 | 05/05/2017 | Bonnie Aichroth
|  | GE HEALTHCARE | UNITY NETWORK ID | INTERFACE | SMR16203681GA | ANESTHESIOLOGY | Kelemen |  |  | 02/07/2017 |  |  |  |  | NO | YES |  |  |  |  | GE MEDICAL SYSTEMS 10769367 SMR16203681GA |  |  | Active |  | 99:99:99:99:99:99 |  | Equipment | PAAR:00-PVAR | 10/31/2019 |  | COOPER UNIVERSITY HOSPITAL |  |  | Biomec Shop | 0011615010 | GIACINTA ROUPAS | Performance Verification | Closed | Bonnie Aichroth | 05/05/2017 | 05/05/2017 | INCOMING INVENTORY | DEVICE INVENTORIED | A478F21A-BC56-4387-BF33-B52CC77B0AC9 | Labor | 05/05/2017 | 05/05/2017 | Bonnie Aichroth
|  | GE HEALTHCARE | UNITY NETWORK ID | INTERFACE | SMR16203693GA | ANESTHESIOLOGY | Pavilion |  |  | 02/07/2017 |  |  |  |  | NO | YES |  |  |  |  | GE MEDICAL SYSTEMS 10769365 SMR16203693GA |  |  | Active |  | 99:99:99:99:99:99 |  | Equipment | PAAR:00-PVAR | 10/31/2019 |  | COOPER UNIVERSITY HOSPITAL |  |  |  | 0011615042 | GIACINTA ROUPAS | Preventative Maintenance | Closed | Bonnie Aichroth | 05/05/2017 | 05/05/2017 | PERFORMANCE ASSURANCE AT INVENTORY | INVENTORIED DEVICE AND ENSURED DEVICE WAS FUNCTIONING PROPERLY. | E8A8C84C-A04D-40AE-8EA4-F2E6EEA07E0F | Labor | 02/07/2017 | 02/07/2017 | Salvatore Bombara
|  | GE HEALTHCARE | UNITY NETWORK ID | INTERFACE | SMR1612036B5GA | ANESTHESIOLOGY | Pavilion |  |  | 02/08/2017 |  |  |  |  | NO | YES |  |  |  |  | GE MEDICAL SYSTEMS 10769361 SMR1612036B5GA |  |  | Active |  | 99:99:99:99:99:99 |  | Equipment | PAAR:00-PVAR | 10/31/2019 |  | COOPER UNIVERSITY HOSPITAL |  |  |  | 0011498273 | GIACINTA ROUPAS | Performance Verification | Closed | Bonnie Aichroth | 04/20/2017 | 04/20/2017 | INCOMING INVENTORY | DEVICE INVENTORIED | 2C465CAE-A4F8-4FB1-BDDF-C5981A71B5F5 | Labor | 04/20/2017 | 04/20/2017 | Bonnie Aichroth
|  | GE HEALTHCARE | UNITY NETWORK ID | INTERFACE | SMR16203686GA | ANESTHESIOLOGY | Kelemen |  |  | 02/07/2017 |  |  |  |  | NO | YES |  |  |  |  | GE MEDICAL SYSTEMS 10769363 SMR16203686GA |  |  | Active |  | 99:99:99:99:99:99 |  | Equipment | PAAR:00-PVAR | 10/31/2019 |  | COOPER UNIVERSITY HOSPITAL |  |  |  | 0011615037 | GIACINTA ROUPAS | Performance Verification | Closed | Bonnie Aichroth | 05/05/2017 | 05/05/2017 | INCOMING INVENTORY | DEVICE INVENTORIED | F89A809A-D09C-4B0A-8F8A-5EA8325B3675 | Labor | 05/05/2017 | 05/05/2017 | Bonnie Aichroth
|  | GE HEALTHCARE | UNITY NETWORK ID | INTERFACE | SMR16203702GA | ANESTHESIOLOGY | Pavilion |  |  | 02/07/2017 |  |  |  |  | NO | YES |  |  |  |  | GE MEDICAL SYSTEMS 10769334 SMR16203702GA |  |  | Active |  | 99:99:99:99:99:99 |  | Equipment | PAAR:00-PVAR | 10/31/2019 |  | COOPER UNIVERSITY HOSPITAL |  |  | OR - P3 | 0011313389 | GIACINTA ROUPAS | Performance Verification | Closed | Bonnie Aichroth | 03/03/2017 | 03/03/2017 | INCOMING INVENTORY | DEVICE INVENTORIED | C13021EA-AA4B-4172-8C75-2B37B5B8E062 | Labor | 03/03/2017 | 03/03/2017 | Bonnie Aichroth
|  | GE HEALTHCARE | UNITY NETWORK ID | INTERFACE | SMR16143463GA | ANESTHESIOLOGY | Kelemen |  |  | 02/07/2017 |  |  |  |  | NO | YES |  |  |  |  | GE MEDICAL SYSTEMS 10769333 SMR16143463GA |  |  | Active |  | 99:99:99:99:99:99 |  | Equipment | PAAR:00-PVAR | 10/31/2019 |  | COOPER UNIVERSITY HOSPITAL |  |  |  | 0011609087 | GIACINTA ROUPAS | Performance Verification | Closed | Bonnie Aichroth | 05/03/2017 | 05/03/2017 | INCOMING INVENTORY | DEVICE INVENTORIED | 756AC826-1DCD-463E-B939-A86CFB402426 | Labor | 05/03/2017 | 05/03/2017 | Bonnie Aichroth
|  | GE HEALTHCARE | UNITY NETWORK ID | INTERFACE | SMR16203696GA | ANESTHESIOLOGY | Kelemen |  |  | 02/07/2017 |  |  |  |  | NO | YES |  |  |  |  | GE MEDICAL SYSTEMS 10769332 SMR16203696GA |  |  | Active |  | 99:99:99:99:99:99 |  | Equipment | PAAR:00-PVAR | 10/31/2019 |  | COOPER UNIVERSITY HOSPITAL |  |  |  | 0011609093 | GIACINTA ROUPAS | Preventative Maintenance | Closed | Bonnie Aichroth | 05/03/2017 | 05/03/2017 | PERFORMANCE ASSURANCE AT INVENTORY | INVENTORIED DEVICE AND ENSURED DEVICE WAS FUNCTIONING PROPERLY. | 1416F1D1-01FB-4FA2-ADD0-DFBE4F455C38 | Labor | 02/07/2017 | 02/07/2017 | Salvatore Bombara
|  | GE HEALTHCARE | UNITY NETWORK ID | INTERFACE | SMR16233829GA | ANESTHESIOLOGY | Kelemen |  |  | 02/07/2017 |  |  |  |  | NO | YES |  |  |  |  | GE MEDICAL SYSTEMS 10769331 SMR16233829GA |  |  | Active |  | 99:99:99:99:99:99 |  | Equipment | PAAR:00-PVAR | 10/31/2019 |  | COOPER UNIVERSITY HOSPITAL |  |  |  | 0011609097 | GIACINTA ROUPAS | Performance Verification | Closed | Bonnie Aichroth | 05/03/2017 | 05/03/2017 | INCOMING INVENTORY | DEVICE INVENTORIED | 11B2D81E-49A1-4146-B6B0-324358E52A96 | Labor | 05/03/2017 | 05/03/2017 | Bonnie Aichroth
|  | GE HEALTHCARE | UNITY NETWORK ID | INTERFACE | SMR16203687GA | ANESTHESIOLOGY | Pavilion |  |  | 02/07/2017 |  |  |  |  | NO | YES |  |  |  |  | GE MEDICAL SYSTEMS 10769330 SMR16203687GA |  |  | Active |  | 99:99:99:99:99:99 |  | Equipment | PAAR:00-PVAR | 10/31/2019 |  | COOPER UNIVERSITY HOSPITAL |  |  |  | 0011609261 | GIACINTA ROUPAS | Preventative Maintenance | Closed | Bonnie Aichroth | 05/03/2017 | 05/03/2017 | PERFORMANCE ASSURANCE AT INVENTORY | INVENTORIED DEVICE AND ENSURED DEVICE WAS FUNCTIONING PROPERLY. | 4DFCA55E-2D7B-4F0C-AF86-F3642B8E280B | Labor | 02/07/2017 | 02/07/2017 | Salvatore Bombara
|  | GE HEALTHCARE | UNITY NETWORK ID | INTERFACE | SMR16233842GA | ANESTHESIOLOGY | Pavilion |  |  | 01/25/2017 |  |  |  |  | NO | YES |  |  |  |  | GE MEDICAL SYSTEMS 10769300 SMR16233842GA |  |  | Active |  | 99:99:99:99:99:99 |  | Equipment | PAAR:00-PVAR | 10/31/2019 |  | COOPER UNIVERSITY HOSPITAL |  |  |  | 0011658409 | GIACINTA ROUPAS | Performance Verification | Closed | Bonnie Aichroth | 05/23/2017 | 05/23/2017 | INCOMING INVENTORY | DEVICE INVENTORIED | 049911AB-E7A1-4AD3-A50C-80A0CE3455B1 | Labor | 05/23/2017 | 05/23/2017 | Bonnie Aichroth
|  | GE HEALTHCARE | UNITY NETWORK ID | INTERFACE | SPE17480097SA | ANESTHESIOLOGY | Pavilion |  |  | 02/12/2018 |  |  |  |  | NO | YES |  |  |  |  | GE MEDICAL SYSTEMS 10725222 SPE17480097SA |  |  | Active |  | 99:99:99:99:99:99 |  | Equipment | PAAR:00-PVAR | 10/31/2019 |  | COOPER UNIVERSITY HOSPITAL |  |  | SD 07 | WOT00000000549183 | GIACINTA ROUPAS | Performance Verification | Closed | Salvatore Bombara | 02/15/2018 | 07/22/2019 | Performance Verification for GE MEDICAL SYSTEMS 10725222 SPE17480097SA | Initial Install of Performance Verification. Device is ready for patient use.
|  | GE HEALTHCARE | UNITY NETWORK ID | INTERFACE | SDF08361736GA |  | Pavilion | [7 empty] | NO | YES
|  | GE HEALTHCARE | UNITY NETWORK ID | INTERFACE | SPE18020017SA |  | Pavilion | [7 empty] | YES | YES
|  | GE HEALTHCARE | UNITY NETWORK ID | INTERFACE | Spe18020011sa |  | Kelemen | [7 empty] | YES | YES
|  | GE HEALTHCARE | UNITY NETWORK ID | INTERFACE | SDF08361739GA | INTENSIVE CARE UNIT | Pavilion |  |  | 01/12/2009 |  |  |  |  | NO | YES |  |  |  |  | GE MEDICAL SYSTEMS 10369323 SDF08361739GA |  |  | Active |  | 99:99:99:99:99:99 |  | Equipment | PAAR:00-PVAR | 11/01/2019 |  | COOPER UNIVERSITY HOSPITAL |  |  | ICU 29 | WOT00000000534069 | CAROLYN RUMELL | Disposition | Closed | Richard Jolly | 02/08/2018 | 05/15/2019 | Bulk Disposition CNL
|  | GE HEALTHCARE | UNITY NETWORK ID | INTERFACE | SFM11381363GA | INTENSIVE CARE UNIT | Pavilion |  |  | 01/01/1900 |  |  |  |  | NO | YES |  |  |  |  | GE MEDICAL SYSTEMS 10368251 SFM11381363GA |  |  | Active |  | 99:99:99:99:99:99 |  | Equipment | PAAR:00-PVAR | 11/02/2019 |  | COOPER UNIVERSITY HOSPITAL |  |  | BED 18 | WOT00000000534267 | CAROLYN RUMELL | Disposition | Closed | Richard Jolly | 02/08/2018 | 05/15/2019 | Bulk Disposition CNL
|  | GE HEALTHCARE | UNITY NETWORK ID | INTERFACE | SDF08351684GA | INTENSIVE CARE UNIT | Pavilion |  |  | 01/12/2009 |  |  |  |  | NO | YES |  |  |  |  | GE MEDICAL SYSTEMS 10368247 SDF08351684GA |  |  | Active |  | 99:99:99:99:99:99 |  | Equipment | PAAR:00-PVAR | 11/02/2019 |  | COOPER UNIVERSITY HOSPITAL |  |  | ICU | WOT00000000534047 | CAROLYN RUMELL | Disposition | Closed | Richard Jolly | 02/08/2018 | 05/15/2019 | Bulk Disposition CNL
|  | GE HEALTHCARE | UNITY NETWORK ID | INTERFACE | SOF08361770GA | TRAUMA ICU | Kelemen | BASEMENT |  | 11/06/2008 |  |  |  |  | NO | YES |  |  |  |  | GE MEDICAL SYSTEMS 10368055 SOF08361770GA |  |  | Active |  | 99:99:99:99:99:99 |  | Equipment | PAAR:00-PVAR | 11/02/2019 |  | COOPER UNIVERSITY HOSPITAL |  |  | TICU-BED6 | WOT00000000534560 | Diane Floyd | Disposition | Closed | Richard Jolly | 02/08/2018 | 05/24/2019 | Bulk Disposition CNL
|  | GE HEALTHCARE | UNITY NETWORK ID | INTERFACE | SPE18020030SA |  | Kelemen | [7 empty] | YES | YES
|  | GE HEALTHCARE | UNITY NETWORK ID | INTERFACE | SPE18190051SA | ANESTHESIOLOGY | Pavilion |  |  | 10/31/2019 |  |  |  |  | NO | YES |  |  |  |  | GE MEDICAL SYSTEMS 30294960 SPE18190051SA |  |  | Active |  | 99:99:99:99:99:99 |  | Equipment | PAAR:00-PVAR | 10/31/2019 | 10/31/2019 | COOPER UNIVERSITY HOSPITAL |  |  | Performance Verification | WOT00000001060645 | GIACINTA ROUPAS | Performance Verification | Closed | Salvatore Bombara | 10/31/2019 | 10/31/2019 | Performance Verification for GE MEDICAL SYSTEMS 30294960 SPE18190051SA | Initial Install of Performance Verification. Device is ready for patient use. |  |  | 10/31/2019 | 10/31/2019
|  | GE HEALTHCARE | UNITY NETWORK ID | INTERFACE | SPE18190055SA | ANESTHESIOLOGY | Pavilion |  |  | 10/31/2019 |  |  |  |  | NO | YES |  |  |  |  | GE MEDICAL SYSTEMS 30294959 SPE18190055SA |  |  | Active |  | 99:99:99:99:99:99 |  | Equipment | PAAR:00-PVAR | 10/31/2019 | 10/31/2019 | COOPER UNIVERSITY HOSPITAL |  |  | Performance Verification | WOT00000001060598 | GIACINTA ROUPAS | Performance Verification | Closed | Salvatore Bombara | 10/31/2019 | 10/31/2019 | Performance Verification for GE MEDICAL SYSTEMS 30294959 SPE18190055SA | Initial Install of Performance Verification. Device is ready for patient use. |  |  | 10/31/2019 | 10/31/2019
|  | GE HEALTHCARE | UNITY NETWORK ID | INTERFACE | SMR16203707GA | ANESTHESIOLOGY | Pavilion |  |  | 10/31/2019 |  |  |  |  | NO | YES |  |  |  |  | GE MEDICAL SYSTEMS 30294773 SMR16203707GA |  |  | Active |  | 99:99:99:99:99:99 |  | Equipment | PAAR:00-PVAR | 10/31/2019 | 10/31/2019 | COOPER UNIVERSITY HOSPITAL |  |  |  | 0011609105 | GIACINTA ROUPAS | Preventative Maintenance | Closed | Bonnie Aichroth | 10/31/2019 | 10/31/2019 | PERFORMANCE ASSURANCE AT INVENTORY | INVENTORIED DEVICE AND ENSURED DEVICE WAS FUNCTIONING PROPERLY. | 00DF170A-E8ED-47F6-9187-B4EB4DB4C848 | Labor | 10/31/2019 | 10/31/2019 | Salvatore Bombara
|  | GE HEALTHCARE | UNITY NETWORK ID | INTERFACE | SDF08351702GA | INTENSIVE CARE UNIT | Pavilion |  |  | 01/12/2009 |  |  |  |  | NO | YES |  |  |  |  | GE MEDICAL SYSTEMS 10365397 SDF08351702GA |  |  | Active |  | 99:99:99:99:99:99 |  | Equipment | PAAR:00-PVAR | 11/02/2019 |  | COOPER UNIVERSITY HOSPITAL |  |  | ICU Bed 16 |  | CAROLYN RUMELL
|  | GE HEALTHCARE | UNITY NETWORK ID | INTERFACE | SDF08351687GA | INTENSIVE CARE UNIT | Pavilion |  |  | 01/12/2009 |  |  |  |  | NO | YES |  |  |  |  | GE MEDICAL SYSTEMS 10365280 SDF08351687GA |  |  | Active |  | 99:99:99:99:99:99 |  | Equipment | PAAR:00-PVAR | 11/01/2019 |  | COOPER UNIVERSITY HOSPITAL |  |  | ICU 12 4TH FL | WOT00000002204963 | CAROLYN RUMELL | Disposition | Closed | Richard Jolly | 02/14/2019 | 05/21/2019 | Bulk Disposition CNL
|  | GE HEALTHCARE | UNITY NETWORK ID | INTERFACE | SDF08351695GA | INTENSIVE CARE UNIT | Pavilion |  |  | 01/12/2009 |  |  |  |  | NO | YES |  |  |  |  | GE MEDICAL SYSTEMS 10365166 SDF08351695GA |  |  | Active |  | 99:99:99:99:99:99 |  | Equipment | PAAR:00-PVAR | 11/01/2019 |  | COOPER UNIVERSITY HOSPITAL |  |  | ICU | WOT00000000534051 | CAROLYN RUMELL | Disposition | Closed | Richard Jolly | 02/08/2018 | 05/16/2019 | Bulk Disposition CNL
|  | GE HEALTHCARE | UNITY NETWORK ID | INTERFACE | SDF08351706GA | INTENSIVE CARE UNIT | Pavilion |  |  | 01/12/2009 |  |  |  |  | NO | YES |  |  |  |  | GE MEDICAL SYSTEMS 10365146 SDF08351706GA |  |  | Active |  | 99:99:99:99:99:99 |  | Equipment | PAAR:00-PVAR | 10/31/2019 |  | COOPER UNIVERSITY HOSPITAL |  |  |  |  | CAROLYN RUMELL
|  | GE HEALTHCARE | UNITY NETWORK ID | INTERFACE | SDF08361733GA | INTENSIVE CARE UNIT | Kelemen |  |  | 01/12/2009 |  |  |  |  | NO | YES |  |  |  |  | GE MEDICAL SYSTEMS 10365135 SDF08361733GA |  |  | Active |  | 99:99:99:99:99:99 |  | Equipment | PAAR:00-PVAR | 11/02/2019 |  | COOPER UNIVERSITY HOSPITAL |  |  | ICU | WOT00000000534062 | CAROLYN RUMELL | Disposition | Closed | Richard Jolly | 02/08/2018 | 05/17/2019 | Bulk Disposition CNL
|  | GE HEALTHCARE | UNITY NETWORK ID | INTERFACE | SDF08351708GA | INTENSIVE CARE UNIT | Pavilion |  |  | 01/12/2009 |  |  |  |  | NO | YES |  |  |  |  | GE MEDICAL SYSTEMS 10365120 SDF08351708GA |  |  | Active |  | 99:99:99:99:99:99 |  | Equipment | PAAR:00-PVAR | 11/02/2019 |  | COOPER UNIVERSITY HOSPITAL |  |  | pavilion 4 icu | WOT00000000534057 | CAROLYN RUMELL | Disposition | Closed | Richard Jolly | 02/08/2018 | 05/15/2019 | Bulk Disposition CNL
|  | GE HEALTHCARE | UNITY NETWORK ID | INTERFACE | SDF08341681GA | INTENSIVE CARE UNIT | Pavilion |  |  | 01/12/2009 |  |  |  |  | NO | YES |  |  |  |  | GE MEDICAL SYSTEMS 10365102 SDF08341681GA |  |  | Active |  | 99:99:99:99:99:99 |  | Equipment | PAAR:00-PVAR | 11/01/2019 |  | COOPER UNIVERSITY HOSPITAL |  |  | pavilion 4 icu | WOT00000000534046 | CAROLYN RUMELL | Disposition | Closed | Richard Jolly | 02/08/2018 | 05/16/2019 | Bulk Disposition CNL
|  | GE HEALTHCARE | UNITY NETWORK ID | INTERFACE | SDF08351727GA | INTENSIVE CARE UNIT | Pavilion |  |  | 01/12/2009 |  |  |  |  | NO | YES |  |  |  |  | GE MEDICAL SYSTEMS 10365084 SDF08351727GA |  |  | Active |  | 99:99:99:99:99:99 |  | Equipment | PAAR:00-PVAR | 11/02/2019 |  | COOPER UNIVERSITY HOSPITAL |  |  | pavilion 4 icu 26 | WOT00000002204805 | CAROLYN RUMELL | Disposition | Closed | Richard Jolly | 02/14/2019 | 05/21/2019 | Bulk Disposition CNL
|  | GE HEALTHCARE | UNITY NETWORK ID | INTERFACE | SDF08351707GA | INTENSIVE CARE UNIT | Pavilion |  |  | 01/12/2009 |  |  |  |  | NO | YES |  |  |  |  | GE MEDICAL SYSTEMS 10365074 SDF08351707GA |  |  | Active |  | 99:99:99:99:99:99 |  | Equipment | PAAR:00-PVAR | 11/02/2019 |  | COOPER UNIVERSITY HOSPITAL |  |  | pavilion 4 icu | WOT00000000534056 | CAROLYN RUMELL | Disposition | Closed | Richard Jolly | 02/08/2018 | 05/21/2019 | Bulk Disposition CNL
|  | GE HEALTHCARE | UNITY NETWORK ID | INTERFACE | SDF08361734GA | INTENSIVE CARE UNIT | Pavilion |  |  | 01/12/2009 |  |  |  |  | NO | YES |  |  |  |  | GE MEDICAL SYSTEMS 10365070 SDF08361734GA |  |  | Active |  | 99:99:99:99:99:99 |  | Equipment | PAAR:00-PVAR | 11/02/2019 |  | COOPER UNIVERSITY HOSPITAL |  |  | pavilion 4 icu | WOT00000000534063 | CAROLYN RUMELL | Disposition | Closed | Richard Jolly | 02/08/2018 | 05/15/2019 | Bulk Disposition CNL
|  | GE HEALTHCARE | UNITY NETWORK ID | INTERFACE |  | SPD | Pavilion |  |  | 11/16/2004 |  |  |  |  | NO | YES |  |  |  |  | CAREFUSION 10365056 4127363 |  |  | Disposition |  |  |  | High Risk | 1Y:00-MFG 2Y:00-BAT | 01/01/1900 | 12/01/2019 | COOPER UNIVERSITY HOSPITAL |  |  | pavilion 4 icu |  | David Frye
|  | GE HEALTHCARE | UNITY NETWORK ID | INTERFACE | SDF08351731GA | INTENSIVE CARE UNIT | Pavilion |  |  | 01/12/2009 |  |  |  |  | NO | YES |  |  |  |  | GE MEDICAL SYSTEMS 10365041 SDF08351731GA |  |  | Active |  | 99:99:99:99:99:99 |  | Equipment | PAAR:00-PVAR | 11/01/2019 |  | COOPER UNIVERSITY HOSPITAL |  |  | pavilion 4 icu |  | CAROLYN RUMELL
|  | GE HEALTHCARE | UNITY NETWORK ID | INTERFACE | SDF08351699GA | BIOMEDICAL | Kelemen |  |  | 01/12/2009 |  |  |  |  | NO | YES |  |  |  |  | GE MEDICAL SYSTEMS 10364996 SDF08351699GA |  |  | Active |  | 99:99:99:99:99:99 |  | Equipment | PAAR:00-PVAR | 11/02/2019 |  | COOPER UNIVERSITY HOSPITAL |  |  | BIOMED | WOT00000002204648 | Bonnie Aichroch | Disposition | Closed | Michael Youch | 02/14/2019 | 05/17/2019 | Bulk Disposition CNL
|  | GE HEALTHCARE | UNITY NETWORK ID | INTERFACE | SDF08351730GA | INTENSIVE CARE UNIT | Pavilion |  |  | 01/12/2009 |  |  |  |  | NO | YES |  |  |  |  | GE MEDICAL SYSTEMS 10364964 SDF08351730GA |  |  | Active |  | 99:99:99:99:99:99 |  | Equipment | PAAR:00-PVAR | 11/02/2019 |  | COOPER UNIVERSITY HOSPITAL |  |  | PAVILION ICU BED 10 | WOT00000000534058 | CAROLYN RUMELL | Disposition | Closed | Richard Jolly | 02/08/2018 | 05/16/2019 | Bulk Disposition CNL
|  | GE HEALTHCARE | UNITY NETWORK ID | INTERFACE | SDF08351686GA | INTENSIVE CARE UNIT | Pavilion |  |  | 01/12/2009 |  |  |  |  | NO | YES |  |  |  |  | GE MEDICAL SYSTEMS 10364955 SDF08351686GA |  |  | Active |  | 99:99:99:99:99:99 |  | Equipment | PAAR:00-PVAR | 11/01/2019 |  | COOPER UNIVERSITY HOSPITAL |  |  | PAVILION icu bed 8 | WOT00000000534049 | CAROLYN RUMELL | Disposition | Closed | Richard Jolly | 02/08/2018 | 05/15/2019 | Bulk Disposition CNL
|  | GE HEALTHCARE | UNITY NETWORK ID | INTERFACE | SDF08361732GA | INTENSIVE CARE UNIT | Pavilion |  |  | 01/12/2009 |  |  |  |  | NO | YES |  |  |  |  | GE MEDICAL SYSTEMS 10364938 SDF08361732GA |  |  | Active |  | 99:99:99:99:99:99 |  | Equipment | PAAR:00-PVAR | 11/02/2019 |  | COOPER UNIVERSITY HOSPITAL |  |  | PAVILION ICU BED 6 | WOT00000000534061 | CAROLYN RUMELL | Disposition | Closed | Richard Jolly | 02/08/2018 | 05/14/2019 | Bulk Disposition CNL
|  | GE HEALTHCARE | UNITY NETWORK ID | INTERFACE | SDF08351698GA | INTENSIVE CARE UNIT | Pavilion |  |  | 01/12/2009 |  |  |  |  | NO | YES |  |  |  |  | GE MEDICAL SYSTEMS 10364925 SDF08351698GA |  |  | Active |  | 99:99:99:99:99:99 |  | Equipment | PAAR:00-PVAR | 11/01/2019 |  | COOPER UNIVERSITY HOSPITAL |  |  | PAVILION ICU BED 6 | WOT00000000534053 | CAROLYN RUMELL | Disposition | Closed | Richard Jolly | 02/08/2018 | 05/15/2019 | Bulk Disposition CNL
|  | GE HEALTHCARE | UNITY NETWORK ID | INTERFACE | SDF08351685GA | INTENSIVE CARE UNIT | Kelemen |  |  | 01/12/2009 |  |  |  |  | NO | YES |  |  |  |  | GE MEDICAL SYSTEMS 10364914 SDF08351685GA |  |  | Active |  | 99:99:99:99:99:99 |  | Equipment | PAAR:00-PVAR | 11/02/2019 |  | COOPER UNIVERSITY HOSPITAL |  |  | ICU BED 3 | WOT00000000534048 | CAROLYN RUMELL | Disposition | Closed | Richard Jolly | 02/08/2018 | 05/20/2019 | Bulk Disposition CNL
|  | GE HEALTHCARE | UNITY NETWORK ID | INTERFACE | SDF08351688GA | INTENSIVE CARE UNIT | Pavilion |  |  | 01/12/2009 |  |  |  |  | NO | YES |  |  |  |  | GE MEDICAL SYSTEMS 10364899 SDF08351688GA |  |  | Active |  | 99:99:99:99:99:99 |  | Equipment | PAAR:00-PVAR | 11/02/2019 |  | COOPER UNIVERSITY HOSPITAL |  |  | ICU BED 1 |  | CAROLYN RUMELL
|  | GE HEALTHCARE | UNITY NETWORK ID | INTERFACE | SDF08351700GA | INTENSIVE CARE UNIT | Pavilion |  |  | 01/12/2009 |  |  |  |  | NO | YES |  |  |  |  | GE MEDICAL SYSTEMS 10364880 SDF08351700GA |  |  | Active |  | 99:99:99:99:99:99 |  | Equipment | PAAR:00-PVAR | 11/02/2019 |  | COOPER UNIVERSITY HOSPITAL |  |  | pavilion 4 icu | WOT00000000534054 | CAROLYN RUMELL | Disposition | Closed | Richard Jolly | 02/08/2018 | 05/16/2019 | Bulk Disposition CNL
|  | GE HEALTHCARE | UNITY NETWORK ID | INTERFACE | SDF08351704GA | INTENSIVE CARE UNIT | Pavilion |  |  | 01/12/2009 |  |  |  |  | NO | YES |  |  |  |  | GE MEDICAL SYSTEMS 10357215 SDF08351704GA |  |  | Active |  | 99:99:99:99:99:99 |  | Equipment | PAAR:00-PVAR | 10/31/2019 |  | COOPER UNIVERSITY HOSPITAL |  |  | ICU |  | CAROLYN RUMELL
|  | GE HEALTHCARE | UNITY NETWORK ID | INTERFACE | SDF08351697GA | INTENSIVE CARE UNIT | Pavilion |  |  | 01/12/2009 |  |  |  |  | NO | YES |  |  |  |  | GE MEDICAL SYSTEMS 10357200 SDF08351697GA |  |  | Active |  | 99:99:99:99:99:99 |  | Equipment | PAAR:00-PVAR | 11/02/2019 |  | COOPER UNIVERSITY HOSPITAL |  |  | ICU | WOT00000000534052 | CAROLYN RUMELL | Disposition | Closed | Richard Jolly | 02/08/2018 | 05/17/2019 | Bulk Disposition CNL
|  | GE HEALTHCARE | UNITY NETWORK ID | INTERFACE | SDF08361735GA | INTENSIVE CARE UNIT | Pavilion |  |  | 01/12/2009 |  |  |  |  | NO | YES |  |  |  |  | GE MEDICAL SYSTEMS 10357191 SDF08361735GA |  |  | Active |  | 99:99:99:99:99:99 |  | Equipment | PAAR:00-PVAR | 11/02/2019 |  | COOPER UNIVERSITY HOSPITAL |  |  | ICU | WOT00000000534064 | CAROLYN RUMELL | Disposition | Closed | Richard Jolly | 02/08/2018 | 05/16/2019 | Bulk Disposition CNL
|  | GE HEALTHCARE | UNITY NETWORK ID | INTERFACE | SDF08361737GA | INTENSIVE CARE UNIT | Pavilion |  |  | 01/12/2009 |  |  |  |  | NO | YES |  |  |  |  | GE MEDICAL SYSTEMS 10357156 SDF08361737GA |  |  | Active |  | 99:99:99:99:99:99 |  | Equipment | PAAR:00-PVAR | 11/02/2019 |  | COOPER UNIVERSITY HOSPITAL |  |  | ICU | WOT00000000534067 | CAROLYN RUMELL | Disposition | Closed | Richard Jolly | 02/08/2018 | 05/15/2019 | Bulk Disposition CNL
|  | GE HEALTHCARE | UNITY NETWORK ID | INTERFACE | SDF08351701GA | INTENSIVE CARE UNIT | Pavilion |  |  | 01/12/2009 |  |  |  |  | NO | YES |  |  |  |  | GE MEDICAL SYSTEMS 10357129 SDF08351701GA |  |  | Active |  | 99:99:99:99:99:99 |  | Equipment | PAAR:00-PVAR | 10/31/2019 |  | COOPER UNIVERSITY HOSPITAL |  |  |  |  | CAROLYN RUMELL
|  | GE HEALTHCARE | UNITY NETWORK ID | INTERFACE | MR16053000GA | ANESTHESIOLOGY | Kelemen |  |  | 10/31/2019 |  |  |  |  | NO | YES |  |  |  |  | GE MEDICAL SYSTEMS 30146339 MR16053000GA |  |  | Active |  | 99:99:99:99:99:99 |  | Equipment | PAAR:00-PVAR | 10/31/2019 | 10/31/2019 | COOPER UNIVERSITY HOSPITAL |  |  | OPERATING ROOM K10 |  | GIACINTA ROUPAS |  |  |  | 10/31/2019 | 10/31/2019 |  |  |  |  | 10/31/2019 | 10/31/2019
|  | GE HEALTHCARE | UNITY NETWORK ID | INTERFACE | MR160252997G1 | ANESTHESIOLOGY | Kelemen |  |  | 10/31/2019 |  |  |  |  | NO | YES |  |  |  |  | GE MEDICAL SYSTEMS 30146330 MR160252997G1 |  |  | Active |  | 99:99:99:99:99:99 |  | Equipment | PAAR:00-PVAR | 10/31/2019 | 10/31/2019 | COOPER UNIVERSITY HOSPITAL |  |  | OPERATING ROOM K12 |  | GIACINTA ROUPAS |  |  |  | 10/31/2019 | 10/31/2019 |  |  |  |  | 10/31/2019 | 10/31/2019
|  | GE HEALTHCARE | UNITY NETWORK ID | INTERFACE | MR16053001GA | ANESTHESIOLOGY | Kelemen |  |  | 10/31/2019 |  |  |  |  | NO | YES |  |  |  |  | GE MEDICAL SYSTEMS 30146324 MR16053001GA |  |  | Active |  | 99:99:99:99:99:99 |  | Equipment | PAAR:00-PVAR | 10/31/2019 | 10/31/2019 | COOPER UNIVERSITY HOSPITAL |  |  | ROOM K9 |  | GIACINTA ROUPAS |  |  |  | 10/31/2019 | 10/31/2019 |  |  |  |  | 10/31/2019 | 10/31/2019
|  | GE HEALTHCARE | UNITY NETWORK ID | INTERFACE | SMR16052999GA | ANESTHESIOLOGY | Kelemen |  |  | 10/31/2019 |  |  |  |  | NO | YES |  |  |  |  | GE MEDICAL SYSTEMS 30146312 SMR16052999GA |  |  | Active |  | 99:99:99:99:99:99 |  | Equipment | PAAR:00-PVAR | 10/31/2019 | 10/31/2019 | COOPER UNIVERSITY HOSPITAL |  |  | ROOM 8 OR KELEMEN |  | GIACINTA ROUPAS |  |  |  | 10/31/2019 | 10/31/2019 |  |  |  |  | 10/31/2019 | 10/31/2019
|  | GE HEALTHCARE | UNITY NETWORK ID | INTERFACE | SPE18020020SA |  | Pavilion | [7 empty] | YES | YES
|  | GE HEALTHCARE | UNITY NETWORK ID | INTERFACE | SA907035097GA | TRAUMA ICU | Kelemen |  |  | 01/01/2007 |  |  |  |  | NO | YES |  |  |  |  | GE MEDICAL SYSTEMS 10346501 SA907035097GA |  |  | Active |  | 99:99:99:99:99:99 |  | Equipment | PAAR:00-PVAR | 11/02/2019 |  | COOPER UNIVERSITY HOSPITAL |  |  | TICU-BED15 |  | Diane Floyd
|  | GE HEALTHCARE | UNITY NETWORK ID | INTERFACE | SOF08361769GA | TRAUMA ICU | Kelemen |  |  | 11/06/2008 |  |  |  |  | NO | YES |  |  |  |  | GE MEDICAL SYSTEMS 10346499 SOF08361769GA |  |  | Active |  | 99:99:99:99:99:99 |  | Equipment | PAAR:00-PVAR | 11/02/2019 |  | COOPER UNIVERSITY HOSPITAL |  |  | TICU-BED14 | WOT00000000534559 | Diane Floyd | Disposition | Closed | Richard Jolly | 02/08/2018 | 05/15/2019 | Bulk Disposition CNL
|  | GE HEALTHCARE | UNITY NETWORK ID | INTERFACE | SA90652504GA | TRAUMA ICU | Kelemen |  |  | 12/01/2006 |  |  |  |  | NO | YES |  |  |  |  | GE MEDICAL SYSTEMS 10346494 SA90652504GA |  |  | Active |  | 99:99:99:99:99:99 |  | Equipment | PAAR:00-PVAR | 11/02/2019 |  | COOPER UNIVERSITY HOSPITAL |  |  | TICU-BED12 | WOT00000000533946 | Diane Floyd | Disposition | Closed | Richard Jolly | 02/08/2018 | 05/15/2019 | Bulk Disposition CNL
|  | GE HEALTHCARE | UNITY NETWORK ID | INTERFACE | sfm11411439ga | TRAUMA ICU | Kelemen |  |  | 01/01/1900 |  |  |  |  | NO | YES |  |  |  |  | GE MEDICAL SYSTEMS 10346489 sfm11411439ga |  |  | Active |  | 99:99:99:99:99:99 |  | Equipment | PAAR:00-PVAR | 11/02/2019 |  | COOPER UNIVERSITY HOSPITAL |  |  | TICU-BED11 | 0011642130 | Diane Floyd | Repair | Closed | Richard Jolly | 05/17/2017 | 05/17/2017 | VENT - UNIT BOX NOT SENDING OVER TO MONITOR - TRAUMA ICU BED 17 | 5/17/2017 9:11:37 AM RCJOLLY (RCJOLLY 5/17/2017 8:00 AM) RECONNECT POWER | 0B9371BE-F0E6-40AF-9939-A9040E5F5ECE | Labor | 05/17/2017 | 05/17/2017 | Richard Jolly
|  | GE HEALTHCARE | UNITY NETWORK ID | INTERFACE | sfm11381364ga | TRAUMA ICU | Kelemen |  |  | 09/01/2011 |  |  |  |  | NO | YES |  |  |  |  | GE MEDICAL SYSTEMS 10346464 sfm11381364ga |  |  | Active |  | 99:99:99:99:99:99 |  | Equipment | PAAR:00-PVAR | 11/02/2019 |  | COOPER UNIVERSITY HOSPITAL |  |  | TICU-BED10 | WOT00000000534269 | Diane Floyd | Disposition | Closed | Richard Jolly | 02/08/2018 | 05/17/2019 | Bulk Disposition CNL
|  | GE HEALTHCARE | UNITY NETWORK ID | INTERFACE | sfm11381394ga | TRAUMA ICU | Kelemen | BASEMENT |  | 09/01/2011 |  |  |  |  | NO | YES |  |  |  |  | GE MEDICAL SYSTEMS 10346442 sfm11381394ga |  |  | Active |  | 99:99:99:99:99:99 |  | Equipment | PAAR:00-PVAR | 11/02/2019 |  | COOPER UNIVERSITY HOSPITAL |  |  | TICU-BED04 | WOT00000000534271 | Diane Floyd | Disposition | Closed | Richard Jolly | 02/08/2018 | 05/17/2019 | Bulk Disposition CNL
|  | GE HEALTHCARE | UNITY NETWORK ID | INTERFACE | sfm11411438ga | TRAUMA ICU | Kelemen |  |  | 10/01/2011 |  |  |  |  | NO | YES |  |  |  |  | GE MEDICAL SYSTEMS 10346433 sfm11411438ga |  |  | Active |  | 99:99:99:99:99:99 |  | Equipment | PAAR:00-PVAR | 11/01/2019 |  | COOPER UNIVERSITY HOSPITAL |  |  | TICU-BED03 | WOT00000000534272 | Diane Floyd | Disposition | Closed | Richard Jolly | 02/08/2018 | 05/15/2019 | Bulk Disposition CNL
|  | GE HEALTHCARE | UNITY NETWORK ID | INTERFACE | SFM11381367GA | TRAUMA ICU | Kelemen |  |  | 09/01/2011 |  |  |  |  | NO | YES |  |  |  |  | GE MEDICAL SYSTEMS 10346415 SFM11381367GA |  |  | Active |  | 99:99:99:99:99:99 |  | Equipment | PAAR:00-PVAR | 11/01/2019 |  | COOPER UNIVERSITY HOSPITAL |  |  | RM 2 |  | Diane Floyd
|  | KONICA MEDICAL CORPORATION | AERODR | INTERFACE | A6PD-50871 | CHERRY HILL URGENT CARE | 2001 Route 70 East |  |  | 10/31/2019 |  | 10/31/26 |  |  | NO | YES |  |  |  |  | KONICA MEDICAL CORPORATION 30143178 A6PD-50871 |  |  | Active |  | 99:99:99:99:99:99 |  | Equipment | PAAR:00-PVAR | 10/31/2019 | 10/31/2019 | COOPER AMBULATORY OFF-SITES |  |  | ALPHA IMAGING |  | MELISSA PORTOBANCO |  |  |  | 10/31/2019 | 10/31/2019 |  |  |  |  | 10/31/2019 | 10/31/2019
|  |  |  | INTERFACE, NURSE CALL |  |  | 900 Centennial Blvd | Suite K | [6 empty] | YES | YES
|  | RAULAND | RESPONDER 5 | INTERFACE, NURSE CALL |  |  | Kelemen | [7 empty] | YES | YES
|  | RAULAND | RESPONDER 5 | INTERFACE, NURSE CALL | M573440201708703033 |  | Dorrance | [7 empty] | YES | YES
|  | RAULAND | RESPONDER 5 | INTERFACE, NURSE CALL |  |  | Dorrance | [7 empty] | YES | YES
|  | RAULAND | RESPONDER 5 | INTERFACE, NURSE CALL |  |  | Pavilion | [7 empty] | YES | YES
|  | RAULAND | RESPONDER 5 | INTERFACE, NURSE CALL |  |  | Kelemen | [7 empty] | YES | YES
|  | RAULAND | RESPONDER 5 | INTERFACE, NURSE CALL | M1132351200 |  | Pavilion | [7 empty] | YES | YES
|  | RAULAND | RESPONDER 5 | INTERFACE, NURSE CALL |  |  | Kelemen | [7 empty] | YES | YES
|  | RAULAND | RESPONDER 5 | INTERFACE, NURSE CALL |  |  | Kelemen | [7 empty] | YES | YES
|  | RAULAND | RESPONDER 5 | INTERFACE, NURSE CALL |  |  | Pavilion | [7 empty] | YES | YES
|  | RAULAND | RESPONDER 5 | INTERFACE, NURSE CALL |  |  | Kelemen | BASEMENT | [6 empty] | YES | YES
|  | RAULAND | RESPONDER 5 | INTERFACE, NURSE CALL |  |  | Kelemen | [7 empty] | YES | YES
|  | RAULAND | RESPONDER 5 | INTERFACE, NURSE CALL |  |  | Dorrance | [7 empty] | YES | YES
|  | RAULAND | RESPONDER 5 | INTERFACE, NURSE CALL |  |  | Pavilion | [7 empty] | YES | YES
|  | RAULAND | RESPONDER 5 | INTERFACE, NURSE CALL |  |  | Kelemen | [7 empty] | YES | YES
|  | RAULAND | RESPONDER 5 | INTERFACE, NURSE CALL |  |  | Kelemen | [7 empty] | YES | YES
|  | RAULAND | RESPONDER 5 | INTERFACE, NURSE CALL |  |  | Kelemen | [7 empty] | YES | YES
|  | RAULAND | RESPONDER 5 | INTERFACE, NURSE CALL |  |  | Kelemen | [7 empty] | YES | YES
|  | RAULAND | RESPONDER 5 | INTERFACE, NURSE CALL |  |  | Kelemen | [7 empty] | YES | YES
|  | RAULAND | RESPONDER 5 | INTERFACE, NURSE CALL |  |  | Kelemen | [7 empty] | YES | YES
|  | RAULAND | RESPONDER 5 | INTERFACE, NURSE CALL | M57266020178202938 |  | Dorrance | [7 empty] | YES | YES
|  | RAULAND | RESPONDER 5 | INTERFACE, NURSE CALL |  |  | Kelemen | [7 empty] | YES | YES
|  | RAULAND | RESPONDER 5 | INTERFACE, NURSE CALL |  |  | Kelemen | [7 empty] | YES | YES
|  | RAULAND | RESPONDER 5 | INTERFACE, NURSE CALL |  |  | Kelemen | [7 empty] | YES | YES
|  | RAULAND | RESPONDER 5 | INTERFACE, NURSE CALL |  |  | Kelemen | [7 empty] | YES | YES
|  | RAULAND | RESPONDER 5 | INTERFACE, NURSE CALL |  |  | Kelemen | [7 empty] | YES | YES
|  | RAULAND | RESPONDER 5 | INTERFACE, NURSE CALL |  |  | Pavilion | [7 empty] | YES | YES
|  | RAULAND | RESPONDER 5 | INTERFACE, NURSE CALL |  |  | Kelemen | [7 empty] | YES | YES
|  | RAULAND | RESPONDER 5 | INTERFACE, NURSE CALL | K4152351200 |  | Pavilion | [7 empty] | YES | YES
|  | RAULAND | RESPONDER 5 | INTERFACE, NURSE CALL | M649960201811709212 |  | Kelemen | [7 empty] | YES | YES
|  | RAULAND | RESPONDER 5 | INTERFACE, NURSE CALL |  |  | Kelemen | [7 empty] | YES | YES
|  | RAULAND | RESPONDER 5 | INTERFACE, NURSE CALL |  |  | Kelemen | [7 empty] | YES | YES
|  | RAULAND | RESPONDER 5 | INTERFACE, NURSE CALL |  |  | Kelemen | [7 empty] | YES | YES
|  | RAULAND | RESPONDER 5 | INTERFACE, NURSE CALL |  |  | Dorrance | [7 empty] | YES | YES
|  | RAULAND | RESPONDER 5 | INTERFACE, NURSE CALL |  |  | Kelemen | [7 empty] | YES | YES
|  | RAULAND | RESPONDER IV | INTERFACE, NURSE CALL |  |  | Pavilion | [7 empty] | YES | YES | [18 empty] | L
|  | RAULAND | RESPONDER IV | INTERFACE, NURSE CALL |  |  | Kelemen | [7 empty] | YES | YES
|  | RAULAND | RESPONDER IV | INTERFACE, NURSE CALL |  |  | Pavilion | [7 empty] | YES | YES
|  | RAULAND | RESPONDER IV | INTERFACE, NURSE CALL | D1081NCTSM |  | Pavilion | [7 empty] | YES | YES
|  | RAULAND | RESPONDER IV | INTERFACE, NURSE CALL |  |  | Pavilion | [7 empty] | YES | YES
|  | RAULAND | RESPONDER IV | INTERFACE, NURSE CALL |  |  | Pavilion | [7 empty] | YES | YES
|  | RAULAND | RESPONDER IV | INTERFACE, NURSE CALL | D1081NCTSM 122930020 |  | Kelemen | [7 empty] | YES | YES
|  | RAULAND | RESPONDER IV | INTERFACE, NURSE CALL | B1112NCTSM 130170068 |  | Kelemen | [7 empty] | YES | YES
|  | RAULAND | RESPONDER IV | INTERFACE, NURSE CALL |  |  | Pavilion | [7 empty] | YES | YES
|  | RAULAND | RESPONDER IV | INTERFACE, NURSE CALL |  |  | Pavilion | [7 empty] | YES | YES
|  | RAULAND | RESPONDER IV | INTERFACE, NURSE CALL |  |  | Kelemen | [7 empty] | YES | YES
|  | RAULAND | RESPONDER IV | INTERFACE, NURSE CALL |  |  | Kelemen | [7 empty] | YES | YES
|  | RAULAND | RESPONDER IV | INTERFACE, NURSE CALL |  |  | Pavilion | [7 empty] | YES | YES
|  | RAULAND | RESPONDER IV | INTERFACE, NURSE CALL |  |  | Kelemen | [7 empty] | YES | YES
|  | ARTHREX INC. | SYNERGY UHD4 | INTERFACE, TABLET | RF2G8093SOX | OR - KELEMEN 3 | Kelemen |  |  | 01/20/2017 |  | 1/20/22 |  |  | NO | YES |  |  |  |  | ARTHREX INC. 10769298 RF2G8093SOX |  |  | Active |  | D0:39:72:59:B3:CE |  | Accessory | PAAR:00-PVAR | 10/31/2019 |  | COOPER UNIVERSITY HOSPITAL |  |  |  | 0011658609 | DOMINIC VENDETTA | Performance Verification | Closed | Bonnie Aichroth | 05/23/2017 | 05/23/2017 | INCOMING INVENTORY | DEVICE INVENTORIED | 739817D4-7F8D-4238-B9E6-129B28ADF3EE | Labor | 05/23/2017 | 05/23/2017 | Bonnie Aichroth
|  | PENTAX MEDICAL | FI-7P | INTUBATION SCOPE, FLEXIBLE | A01065 | [9 empty] | YES | YES
|  | CIS-US, INC. | IBL 437C | IRRADIATOR | 90-322 | LAB BLOOD BANK | Pavilion | BASEMENT |  | 01/05/2001 |  | 1/5/09 |  |  | NO | YES |  |  |  |  | CIS-US, INC. 10367903 90-322 |  |  | Active |  | 99:99:99:99:99:99 |  | Equipment | 1Y:00-MFG | 11/01/2019 | 11/01/2020 | COOPER UNIVERSITY HOSPITAL |  |  | BLOOD BANK |  | Barbara Bayne
|  | STRYKER CORP. | MALIS 6700-313-732 | IRRIGATOR |  | OPERATING ROOM - PAVILION | Pavilion |  |  | 02/12/2018 |  | 2/12/23 |  |  | NO | YES |  |  |  |  | STRYKER CORP. 10752594 200370 |  |  | Active |  | 99:99:99:99:99:99 |  | High Risk | 6M:00-MFG | 08/22/2019 | 02/01/2020 | COOPER UNIVERSITY HOSPITAL |  |  | Pav OR 5 | WOT00000000543619 | DOMINIC VENDETTA | Performance Verification | Closed | Salvatore Bombara | 02/12/2018 | 07/30/2018 | Performance Verification for STRYKER CORP. 10752594 200370 | Initial Install of Performance Verification. Device is ready for patient use.
|  | STRYKER CORP. | MALIS 6700-313-732 | IRRIGATOR |  | OPERATING ROOM - PAVILION | Pavilion |  |  | 08/22/2019 |  | 8/22/24 |  |  | NO | YES |  |  |  |  | STRYKER CORP. 30294982 200773 |  |  | Active |  |  |  | High Risk | 6M:00-MFG | 08/22/2019 | 08/22/2019 | COOPER UNIVERSITY HOSPITAL |  |  | P 4 | WOT00000001958552 | DOMINIC VENDETTA | Performance Verification | Closed | Salvatore Bombara | 08/22/2019 | 08/22/2019 | Performance Verification for STRYKER CORP. 30294982 200773 | Initial Install of Performance Verification. Device is ready for patient use. |  |  | 08/22/2019 | 08/22/2019
|  | MICROMEDICAL TECHNOLOGIES INC | AIR FX | IRRIGATOR, CALORIC | AFX1-0361 | BUNKER HILL-SURGERY | 400 Medical Center Dr |  |  | 01/01/1900 |  |  |  |  | NO | YES |  |  |  |  | MICROMEDICAL TECHNOLOGIES INC 10366917 AFX1-0361 |  |  | Active |  | 99:99:99:99:99:99 |  | Equipment | 1Y:00-MFG | 12/20/2018 | 12/01/2019 | COOPER AMBULATORY OFF-SITES |  |  | Podiatry PROCEDURE RM |  | ANNE MAIER
|  | ARTHROCARE CORPORATION |  | IRRIGATOR, LAVAGE | R000000336 | OR - KELEMEN 3 | Pavilion |  |  | 02/15/2019 |  | 2/15/24 |  |  | NO | YES |  |  |  |  | ARTHROCARE CORPORATION 30294963 61121 |  |  | Active |  | 99:99:99:99:99:99 |  | Equipment | 1Y:00-MFG | 02/15/2019 | 02/15/2019 | COOPER UNIVERSITY HOSPITAL |  |  | Kel OR Store Rm | WOT00000001165107 | DOMINIC VENDETTA | Performance Verification | Closed | Salvatore Bombara | 02/15/2019 | 02/15/2019 | Performance Verification for ARTHROCARE CORPORATION 30294963 61121 | Initial Install of Performance Verification. Device is ready for patient use. |  |  | 02/15/2019 | 02/15/2019
|  | BOSTON SCIENTIFIC | SPYGLASS | IRRIGATOR, LAVAGE | Not Known | SPECIAL TEST | Kelemen |  |  | 11/02/2019 |  | 11/2/24 |  |  | NO | YES |  |  |  |  | BOSTON SCIENTIFIC 30144943 Not Known |  |  | Active |  | 99:99:99:99:99:99 |  | Equipment | PAAR:00-PVAR | 11/02/2019 | 11/02/2019 | COOPER UNIVERSITY HOSPITAL |  |  | SPECIAL TEST K6 | WOT00000000529978 | AMY HANNAN | Disposition | Closed | Gene Amodei | 11/02/2019 | 11/02/2019 | Bulk Disposition CNL |  |  |  | 11/02/2019 | 11/02/2019
|  | A-DEC |  | LAMP, DENTAL, CEILING | 13B61060 | 6017 MAIN ST-PLASTICS | 6200 Main St |  |  | 01/08/2013 |  | 1/8/23 |  |  | NO | YES |  |  |  |  | A-DEC 10345779 13B61060 |  |  | Active |  | 99:99:99:99:99:99 |  | Equipment | PAAR:00-PVAR | 11/02/2019 |  | COOPER AMBULATORY OFF-SITES |  |  | ORAL SIDE EXAM ROOM 2 |  | ANNE MAIER
|  | A-DEC |  | LAMP, DENTAL, CEILING | 13B66095 | 6017 MAIN ST-PLASTICS | 6200 Main st |  |  | 01/08/2013 |  | 1/8/23 |  |  | NO | YES |  |  |  |  | A-DEC 10345778 13B66095 |  |  | Active |  | 99:99:99:99:99:99 |  | Equipment | PAAR:00-PVAR | 11/02/2019 |  | COOPER AMBULATORY OFF-SITES |  |  | ORAL SIDE EXAM 1 |  | ANNE MAIER
|  | BELMONT | AL505T | LAMP, DENTAL, CEILING | Q12172 | MOORESTOWN-CLEFT PALATE | 110 Marter Ave |  |  | 01/01/1900 |  |  |  |  | NO | YES |  |  |  |  | BELMONT 10366163 Q12172 |  |  | Active |  | 99:99:99:99:99:99 |  | Equipment | PAAR:00-PVAR | 11/02/2019 |  | COOPER AMBULATORY OFF-SITES |  |  | EXAM 2 |  | MARILYN COHEN
|  | BELMONT | AL505T | LAMP, DENTAL, CEILING | Q12167 | MOORESTOWN-CLEFT PALATE | 110 Marter Ave |  |  | 01/01/2009 |  | 1/1/19 |  |  | NO | YES |  |  |  |  | BELMONT 10366159 Q12167 |  |  | Active |  | 99:99:99:99:99:99 |  | Equipment | PAAR:00-PVAR | 11/02/2019 |  | COOPER AMBULATORY OFF-SITES |  |  | EXAM 1 |  | MARILYN COHEN
|  | PELTON CRANE | LFT II | LAMP, DENTAL, CEILING | HBT-47670 | BUNKER HILL-ORAL SURGERY | 2 Plaza Dr |  |  | 01/01/1900 |  |  |  |  | NO | YES |  |  |  |  | PELTON CRANE 10366956 HBT-47670 |  |  | Active |  | 99:99:99:99:99:99 |  | Equipment | PAAR:00-PVAR | 11/02/2019 |  | COOPER AMBULATORY OFF-SITES |  |  | EXAM 1 |  | BARBARA DIPINTO
|  | PELTON CRANE | LFT II | LAMP, DENTAL, CEILING | HBT-45745 | BUNKER HILL-ORAL SURGERY | 2 Plaza Dr |  |  | 01/01/1900 |  |  |  |  | NO | YES |  |  |  |  | PELTON CRANE 10366949 HBT-45745 |  |  | Active |  | 99:99:99:99:99:99 |  | Equipment | PAAR:00-PVAR | 11/02/2019 |  | COOPER AMBULATORY OFF-SITES |  |  | EXAM 2 |  | BARBARA DIPINTO
|  | SKYTRON | IN9 | LAMP, MINOR PROCEDURE |  | LABOR & DELIVERY | Kelemen |  |  | 01/01/1900 |  |  |  |  | NO | YES |  |  |  |  | SKYTRON 10354972 980030 |  |  | Active |  | 99:99:99:99:99:99 |  | Equipment | PAAR:00-PVAR | 10/31/2019 |  | COOPER UNIVERSITY HOSPITAL |  |  | LABOR & DEL |  | JOANNA HORST
|  | SKYTRON | ST9 | LAMP, MINOR PROCEDURE |  |  | Dorrance | [7 empty] | NO | YES
|  | SKYTRON | ST9S | LAMP, MINOR PROCEDURE |  | LABOR & DELIVERY | Dorrance |  |  | 09/15/2005 |  | 9/15/15 |  |  | NO | YES |  |  |  |  | SKYTRON 10369458 04101213 |  |  | Active |  | 99:99:99:99:99:99 |  | Equipment | PAAR:00-PVAR | 10/31/2019 |  | COOPER UNIVERSITY HOSPITAL |  |  |  |  | JOANNA HORST
|  | SKYTRON | ST9S | LAMP, MINOR PROCEDURE |  | LABOR & DELIVERY | Dorrance |  |  | 02/28/2012 |  | 2/28/22 |  |  | NO | YES |  |  |  |  | SKYTRON 10355121 11127912 |  |  | Active |  | 99:99:99:99:99:99 |  | Equipment | PAAR:00-PVAR | 11/02/2019 |  | COOPER UNIVERSITY HOSPITAL |  |  | L |  | JOANNA HORST
|  | SKYTRON | ST9S | LAMP, MINOR PROCEDURE |  | LABOR & DELIVERY | Dorrance |  |  | 04/27/2009 |  | 4/27/19 |  |  | NO | YES |  |  |  |  | SKYTRON 10354965 09035407 |  |  | Active |  | 99:99:99:99:99:99 |  | Equipment | PAAR:00-PVAR | 11/02/2019 |  | COOPER UNIVERSITY HOSPITAL |  |  | L | 0012314979 | JOANNA HORST | Repair | Closed | Gene Amodei | 10/23/2017 | 10/24/2017 | EXAM LIGHT - THE PLUG HAS FALLEN APART - L/D IN THE HALLWAY | 10/24/2017 8:50:39 AM GRAMODEI repaired unit AC cord, VPO RTS | 83F48BDF-EBE5-4691-B7E7-E311479F5256 | Labor | 10/23/2017 | 10/23/2017 | Gene Amodei
|  | SKYTRON | ST9S | LAMP, MINOR PROCEDURE |  | LABOR & DELIVERY | Dorrance |  |  | 10/31/2019 |  | 10/31/29 |  |  | NO | YES |  |  |  |  | SKYTRON 30143208 09035406 |  |  | Active |  | 99:99:99:99:99:99 |  | Equipment | PAAR:00-PVAR | 10/31/2019 | 10/31/2019 | COOPER UNIVERSITY HOSPITAL |  |  | L&D |  | JOANNA HORST |  |  |  | 10/31/2019 | 10/31/2019 |  |  |  |  | 10/31/2019 | 10/31/2019
|  | MIDMARK CORP. |  | LAMP, MINOR PROCEDURE, CEILING | MS005696 |  | 1935 NJ-70 | [7 empty] | YES | YES
|  | MIDMARK CORP. |  | LAMP, MINOR PROCEDURE, CEILING | V1484796 | BUNKER HILL-ORAL SURGERY | 2 Plaza Dr |  |  | 10/31/2019 |  | 10/31/29 |  |  | NO | YES |  |  |  |  | RITTER 11208004 V1484796 |  |  | Active |  |  |  | Equipment | PAAR:00-PVAR | 10/31/2019 | 10/31/2019 | COOPER AMBULATORY OFF-SITES |  |  | Rm 1 | WOT00000003241769 | BARBARA DIPINTO | Performance Verification | Closed | Michael Youch | 10/31/2019 | 10/31/2019 | Performance Verification for RITTER 11208004 V1484796 | Initial Install of Performance Verification. Device is ready for patient use. |  |  | 10/31/2019 | 10/31/2019
|  | MIDMARK CORP. |  | LAMP, MINOR PROCEDURE, CEILING | V1484754 | BUNKER HILL-ORAL SURGERY | 2 Plaza Dr |  |  | 10/31/2019 |  | 10/31/29 |  |  | NO | YES |  |  |  |  | RITTER 11208003 V1484754 |  |  | Active |  |  |  | Equipment | PAAR:00-PVAR | 10/31/2019 | 10/31/2019 | COOPER AMBULATORY OFF-SITES |  |  | Rm 4 | WOT00000003235404 | BARBARA DIPINTO | Repair | Closed | Michael Youch | 10/31/2019 | 10/31/2019 | Surgical Light - light bulb is out, doesn't turn on, Maintenance referred to Biomed | Isolated problem to failed transformer, ordered and replaced. Verified, and RTS. | EXP3485685 | Parts | 10/31/2019 | 10/31/2019 | Michael Youch
VI484796 |  | MIDMARK CORP. |  | LAMP, MINOR PROCEDURE, CEILING | VI484796 |  | 2 Plaza Dr | [7 empty] | YES | YES
|  | MIDMARK CORP. |  | LAMP, MINOR PROCEDURE, CEILING |  |  | 127 Church Rd | [7 empty] | YES | YES
|  | MIDMARK CORP. |  | LAMP, MINOR PROCEDURE, CEILING | V1360015 | 6017 MAIN ST-PLASTICS | 6200 Main st |  |  | 12/18/2012 |  | 12/18/22 |  |  | NO | YES | Serial Number V1360015 |  |  |  | RITTER 10345754 V1360015 |  |  | Active |  | 99:99:99:99:99:99 |  | Equipment | PAAR:00-PVAR | 11/02/2019 |  | COOPER AMBULATORY OFF-SITES |  |  | ORAL SIDE PROC A |  | ANNE MAIER
|  | MEDELA | BILIBED | LAMP, PHOTOTHERAPY |  | MOTHER INFANT UNIT | Dorrance |  |  | 04/18/2018 |  | 4/18/28 |  |  | NO | YES |  |  |  |  | MEDELA 10732273 1619515 |  |  | Active |  |  |  | Equipment | 1Y:00-MFG | 05/30/2019 | 05/01/2020 | COOPER UNIVERSITY HOSPITAL |  |  | L | WOT00000002342744 | Christina Smith | Repair | Closed | Gene Amodei | 03/04/2019 | 03/15/2019 | billi bed - lights needs to be replaced , CEID 10732273 did not pull | arrived and checked meter, it stated 598.6 hrs, it was being mis interpeted as 5498 hrs, spec states at 1500 hours, bulb should be replaced | EXP2412973 | Labor | 03/04/2019 | 03/04/2019 | Gene Amodei
|  | OLYMPIC MEDICAL | MINI BILI-LITE 77 | LAMP, PHOTOTHERAPY | 80-80193 | INTENSIVE CARE NURSERY | Dorrance |  |  | 01/01/1900 |  |  |  |  | NO | YES |  |  |  |  | OLYMPIC MEDICAL 10355147 80-80193 |  |  | Active |  | 99:99:99:99:99:99 |  | Equipment | 1Y:00-MFG | 10/27/2019 | 10/01/2020 | COOPER UNIVERSITY HOSPITAL |  |  | SEVENTH FLOOR STORAGE |  | JOANNE FOX
|  | RESPIRONICS | WALLABY 3 | LAMP, PHOTOTHERAPY |  | INTENSIVE CARE NURSERY | Dorrance |  |  | 07/13/2005 |  | 7/13/15 |  |  | NO | YES |  |  |  |  | RESPIRONICS 10365011 8675 |  |  | Active |  | 99:99:99:99:99:99 |  | Equipment | 1Y:00-MFG | 08/27/2019 | 08/01/2020 | COOPER UNIVERSITY HOSPITAL |  |  | ICN |  | JOANNE FOX
|  | CARL ZEISS | SL 120 | LAMP, SLIT |  | EMERGENCY ROOM | Kelemen |  |  | 10/31/2019 |  | 10/31/29 |  |  | NO | YES |  |  |  |  | CARL ZEISS 10769690 1184931 |  |  | Active |  | 99:99:99:99:99:99 |  | Equipment | PAAR:00-PVAR | 10/31/2019 | 10/31/2019 | COOPER UNIVERSITY HOSPITAL |  |  |  | 0012586376 | KAREN GRUBER | Performance Verification | Closed | Josh Harris | 10/31/2019 | 10/31/2019 | INCOMING INVENTORY | DEVICE INVENTORIED | FFE93B1E-BA80-4D06-AEF8-CD467CA2A509 | Labor | 10/31/2019 | 10/31/2019 | Josh Harris
|  | MAQUET CORP | LUCEA LED 100 | LAMP, SURGICAL |  | LABOR & DELIVERY | Dorrance |  |  | 10/31/2019 |  | 10/31/34 |  |  | NO | YES |  |  |  |  | MAQUET CORP 30142229 5000 |  |  | Active |  | 99:99:99:99:99:99 |  | Equipment | PAAR:00-PVAR | 10/31/2019 | 10/31/2019 | COOPER UNIVERSITY HOSPITAL |  |  |  |  | JOANNA HORST |  |  |  | 10/31/2019 | 10/31/2019 |  |  |  |  | 10/31/2019 | 10/31/2019
|  | BERCHTOLD CORPORATION | CHROMOPHARE D660 | LAMP, SURGICAL, CEILING | 0038-075-0908-1302 | OPERATING ROOM - PAVILION | Pavilion |  |  | 02/06/2009 |  | 2/6/24 |  |  | NO | YES |  |  |  |  | BERCHTOLD CORPORATION 10367329 0038-075-0908-1302 |  |  | Active |  | 99:99:99:99:99:99 |  | Equipment | PAAR:00-PVAR | 11/02/2019 |  | COOPER UNIVERSITY HOSPITAL |  |  | PO5 |  | DOMINIC VENDETTA
|  | BERCHTOLD CORPORATION | CHROMOPHARE D660 | LAMP, SURGICAL, CEILING |  | OPERATING ROOM - PAVILION | Pavilion |  |  | 02/04/2009 |  | 2/4/24 |  |  | NO | YES |  |  |  |  | BERCHTOLD CORPORATION 10367330 004107509081301 |  |  | Active |  | 99:99:99:99:99:99 |  | Equipment | PAAR:00-PVAR | 11/02/2019 |  | COOPER UNIVERSITY HOSPITAL |  |  | Pav OR 5 |  | DOMINIC VENDETTA
|  | BERCHTOLD CORPORATION | CHROMOPHARE D660 | LAMP, SURGICAL, CEILING |  | OPERATING ROOM - PAVILION | Pavilion |  |  | 02/04/2009 |  | 2/4/24 |  |  | NO | YES |  |  |  |  | BERCHTOLD CORPORATION 10346571 003807509081304 |  |  | Active |  | 99:99:99:99:99:99 |  | Equipment | PAAR:00-PVAR | 11/02/2019 |  | COOPER UNIVERSITY HOSPITAL |  |  | OR P04 |  | DOMINIC VENDETTA
|  | BERCHTOLD CORPORATION | CHROMOPHARE D660 | LAMP, SURGICAL, CEILING | 0038-075-09081303 | OPERATING ROOM - PAVILION | Pavilion |  |  | 02/06/2009 |  | 2/6/24 |  |  | NO | YES |  |  |  |  | BERCHTOLD CORPORATION 10346570 0038-075-09081303 |  |  | Active |  | 99:99:99:99:99:99 |  | Equipment | PAAR:00-PVAR | 11/02/2019 |  | COOPER UNIVERSITY HOSPITAL |  |  | OR P04 |  | DOMINIC VENDETTA
|  | BERCHTOLD CORPORATION | CHROMOPHARE E558 | LAMP, SURGICAL, CEILING | 7506180-T11280 | CARDIAC CATH LAB | Kelemen |  |  | 01/27/2011 |  | 1/27/26 |  |  | NO | YES |  |  |  |  | BERCHTOLD CORPORATION 10725050 7506180-T11280 |  |  | Active |  | 99:99:99:99:99:99 |  | Equipment | PAAR:00-PVAR | 10/31/2019 |  | COOPER UNIVERSITY HOSPITAL |  |  | CCL - Lab 2 |  | LINDA BEAN
|  | BERCHTOLD CORPORATION | CHROMOPHARE E558 | LAMP, SURGICAL, CEILING | 7530180-T11546 | OPERATING ROOM - PAVILION | Pavilion |  |  | 02/29/2012 |  | 3/1/27 |  |  | NO | YES |  |  |  |  | BERCHTOLD CORPORATION 10367844 7530180-T11546 |  |  | Active |  | 99:99:99:99:99:99 |  | Equipment | PAAR:00-PVAR | 10/31/2019 |  | COOPER UNIVERSITY HOSPITAL |  |  | Pav OR Storage | WOT00000000518980 | DOMINIC VENDETTA | Disposition | Closed | Stephen Zubrzycki | 02/08/2018 | 05/23/2018 | Bulk Disposition CNL | CNL for 2 years. I checked all the Berchtold lights and CNL. All Lab 3 equipment has been replaced 2 years back. | EXP0609281 | Labor | 05/22/2018 | 05/22/2018 | Stephen Zubrzycki
|  | BERCHTOLD CORPORATION | CHROMOPHARE E668 | LAMP, SURGICAL, CEILING | 7616110-Q10206 | OPERATING ROOM - PAVILION | Pavilion |  |  | 09/02/2009 |  | 9/2/24 |  |  | NO | YES |  |  |  |  | BERCHTOLD CORPORATION 10367400 7616110-Q10206 |  |  | Active |  | 99:99:99:99:99:99 |  | Equipment | PAAR:00-PVAR | 11/02/2019 |  | COOPER UNIVERSITY HOSPITAL |  |  | P3-OR 1 |  | DOMINIC VENDETTA
|  | BERCHTOLD CORPORATION | CHROMOPHARE E668 | LAMP, SURGICAL, CEILING | 7606110-Q10245 | OPERATING ROOM - PAVILION | Pavilion |  |  | 09/02/2009 |  | 9/2/24 |  |  | NO | YES |  |  |  |  | BERCHTOLD CORPORATION 10346641 7606110-Q10246 |  |  | Active |  | 99:99:99:99:99:99 |  | Equipment | PAAR:00-PVAR | 11/02/2019 |  | COOPER UNIVERSITY HOSPITAL |  |  | OR P01 |  | DOMINIC VENDETTA
|  | BERCHTOLD CORPORATION | CHROMOPHARE F528 | LAMP, SURGICAL, CEILING | 7808180-T 11907 | CARDIAC CATH LAB | Kelemen |  |  | 08/04/2012 |  | 8/4/27 |  |  | NO | YES |  |  |  |  | BERCHTOLD CORPORATION 10369190 7808180-T 11908 |  |  | Active |  | 99:99:99:99:99:99 |  | Equipment | PAAR:00-PVAR | 11/02/2019 |  | COOPER UNIVERSITY HOSPITAL |  |  | CCL - EP1 |  | LINDA BEAN
|  | BERCHTOLD CORPORATION | CHROMOPHARE F528 | LAMP, SURGICAL, CEILING | 7808180-T-11907 | CARDIAC CATH LAB | Kelemen |  |  | 08/07/2012 |  | 8/7/27 |  |  | NO | YES |  |  |  |  | BERCHTOLD CORPORATION 10368392 7808180-T-11907 |  |  | Active |  | 99:99:99:99:99:99 |  | Equipment | PAAR:00-PVAR | 11/02/2019 |  | COOPER UNIVERSITY HOSPITAL |  |  | CCL - EP2 | WOT00000002014255 | LINDA BEAN | Alert | Closed | Stephen Zubrzycki | 01/24/2019 | 05/13/2019 | ALT001288 - Stryker - Berchtold Chromophare Ceiling Mounted Surgical Light System | This unit is not a ceiling-mounted surgical light. It is a portable surgical light and is not affected by this alert. | EXP2255067 | Labor | 02/11/2019 | 02/11/2019 | Stephen Zubrzycki
|  | BURTON MEDICAL | AIM | LAMP, SURGICAL, CEILING |  | 3 COOPER - MEDICINE DEPARTMENT | 3 Cooper |  |  | 01/01/2001 |  | 1/1/11 |  |  | NO | YES |  |  |  |  | BURTON MEDICAL 10346924 026431 |  |  | Active |  | 99:99:99:99:99:99 |  | Equipment | PAAR:00-PVAR | 11/02/2019 |  | COOPER AMBULATORY OFF-SITES |  |  | SUITE 215 - EXAM 1 |  | NANCY LOUIS
|  | BURTON MEDICAL | AIM | LAMP, SURGICAL, CEILING |  | 6017 MAIN ST-PLASTICS | 6200 Main St |  |  | 01/08/2013 |  | 1/8/23 |  |  | NO | YES |  |  |  |  | BURTON MEDICAL 10345791 6270743 |  |  | Active |  | 99:99:99:99:99:99 |  | Equipment | PAAR:00-PVAR | 11/02/2019 |  | COOPER AMBULATORY OFF-SITES |  |  | PROCEDURE ROOM D |  | ANNE MAIER
|  | BURTON MEDICAL | AIM | LAMP, SURGICAL, CEILING | SN6786708 | 3 COOPER-MULTISPECIALTY CENTER | 3 Cooper |  |  | 02/25/2013 |  | 2/25/23 |  |  | NO | YES |  |  |  |  | BURTON MEDICAL 10345589 SN6786708 |  |  | Active |  | 99:99:99:99:99:99 |  | Equipment | PAAR:00-PVAR | 11/02/2019 |  | COOPER AMBULATORY OFF-SITES |  |  | SUITE 104 - EXAM 169 |  | MARGIE OUTLER
|  | BURTON MEDICAL | AIM-100 | LAMP, SURGICAL, CEILING |  | WILLINGBORO COOPER UNIVERSITY PHYSICIANS | 6015 Main St |  |  | 03/10/2010 |  | 3/10/20 |  |  | NO | YES |  |  |  |  | BURTON MEDICAL 10367125 5243027 |  |  | Active |  | 99:99:99:99:99:99 |  | Equipment | PAAR:00-PVAR | 11/02/2019 |  | COOPER AMBULATORY OFF-SITES |  |  | INT MED PROCEDURE RM 3 |  | PATTY LEWIS
|  | BURTON MEDICAL | AIM-100 | LAMP, SURGICAL, CEILING |  | SICKLERVILLE SURGERY CENTER | 500 Berlin-Cross Keys Rd |  |  | 03/10/2010 |  | 3/10/20 |  |  | NO | YES |  |  |  |  | BURTON MEDICAL 10367119 5243028 |  |  | Active |  | 99:99:99:99:99:99 |  | Equipment | PAAR:00-PVAR | 11/02/2019 |  | COOPER AMBULATORY OFF-SITES |  |  | PROCEDURE ROOM |  | Leslie Harrop
|  | BURTON MEDICAL | AIM-100 | LAMP, SURGICAL, CEILING |  | WILLINGBORO COOPER UNIVERSITY PHYSICIANS | 651 John F Kennedy Way |  |  | 03/10/2010 |  | 3/10/20 |  |  | NO | YES |  |  |  |  | BURTON MEDICAL 10367105 5243029 |  |  | Active |  | 99:99:99:99:99:99 |  | Equipment | PAAR:00-PVAR | 11/01/2019 |  | COOPER AMBULATORY OFF-SITES |  |  | INT MED PROCEDURE RM 1 |  | PATTY LEWIS
|  | BURTON MEDICAL | AIM-100 | LAMP, SURGICAL, CEILING | A12452 | BUNKER HILL-SURGERY | 2 Plaza Dr |  |  | 06/04/2008 |  | 6/4/18 |  |  | NO | YES |  |  |  |  | BURTON MEDICAL 10366918 A12452 |  |  | Active |  | 99:99:99:99:99:99 |  | Equipment | PAAR:00-PVAR | 11/02/2019 |  | COOPER AMBULATORY OFF-SITES |  |  | PROCEDURE ROOM |  | ANNE MAIER
|  | BURTON MEDICAL | AIM-100 | LAMP, SURGICAL, CEILING | SN6790376 | COOPER CANCER CENTER-MULTIDISCIPLINARY CLINIC | MD Anderson Cancer Center |  |  | 11/02/2019 |  | 11/2/29 |  |  | NO | YES |  |  |  |  | BURTON MEDICAL 30225031 SN6790376 |  |  | Active |  | 99:99:99:99:99:99 |  | Equipment | PAAR:00-PVAR | 11/02/2019 | 11/02/2019 | COOPER AMBULATORY OFF-SITES |  |  | Multi Disc - C2049 |  | ROXANNE BERGER |  |  |  | 11/02/2019 | 11/02/2019 |  |  |  |  | 11/02/2019 | 11/02/2019
|  | BURTON MEDICAL | AIM-100 | LAMP, SURGICAL, CEILING | A12095 | 6017 MAIN ST-PLASTICS | 6200 Main St |  |  | 09/13/2007 |  | 9/13/17 |  |  | NO | YES |  |  |  |  | BURTON MEDICAL 10345799 A12095 |  |  | Active |  | 99:99:99:99:99:99 |  | Equipment | PAAR:00-PVAR | 11/02/2019 |  | COOPER AMBULATORY OFF-SITES |  |  | PROCEDURE ROOM C |  | ANNE MAIER
|  | BURTON MEDICAL | AIM-100 | LAMP, SURGICAL, CEILING |  | VOORHEES SURGERY CENTER-SURGERY DEPT | 6015 Main St |  |  | 01/01/1900 |  |  |  |  | NO | YES |  |  |  |  | BURTON MEDICAL 10344859 5253639 |  |  | Active |  | 99:99:99:99:99:99 |  | Equipment | PAAR:00-PVAR | 11/02/2019 |  | COOPER AMBULATORY OFF-SITES |  |  | SUITE G PROC RM A | WOT00000002952161 | Theresa Megali | Repair | Closed | Stephen Zubrzycki | 06/19/2019 | 06/21/2019 | Not working, not sure if bulb is burned out or what is wrong | Analyzed unit. Got dim when swiveled light from top joint. Disassembled unit and found issue to be that first connection point from ceiling was loose and slightly pulling out. Secured hardware and VPO. If issue reoccurs, will have to replace hardware with bigger sheet metal screws or replace the plastic piece that it screws into. | EXP3215974 | Labor | 06/21/2019 | 06/21/2019 | Stephen Zubrzycki
|  | BURTON MEDICAL | AIM-100 | LAMP, SURGICAL, CEILING |  | VOORHEES SURGERY CENTER-SURGERY DEPT | 6015 Main St |  |  | 11/05/2010 |  | 11/5/20 |  |  | NO | YES |  |  |  |  | BURTON MEDICAL 10344846 5251717 |  |  | Active |  | 99:99:99:99:99:99 |  | Equipment | PAAR:00-PVAR | 11/02/2019 |  | COOPER AMBULATORY OFF-SITES |  |  | SUITE G PROC RM B |  | Theresa Megali
|  | BURTON MEDICAL | OUTPATIENT II | LAMP, SURGICAL, CEILING |  |  | Pavilion | Basement | [6 empty] | YES | YES
|  | BURTON MEDICAL | OUTPATIENT II | LAMP, SURGICAL, CEILING |  |  | Pavilion | Basement | [6 empty] | YES | YES
|  | CASTLE SYBRON |  | LAMP, SURGICAL, CEILING | Not Known | PENNSVILLE-MEDICINE | 390 N Broadway |  |  | 01/01/1900 |  |  |  |  | NO | YES |  |  |  |  | CASTLE SYBRON 10345958 Not Known |  |  | Active |  | 99:99:99:99:99:99 |  | Equipment | PAAR:00-PVAR | 11/02/2019 |  | COOPER AMBULATORY OFF-SITES |  |  | Procto Room |  | Heather Rhodes
|  | CASTLE SYBRON | CASTLE SYBRON EXAM LIGHT | LAMP, SURGICAL, CEILING |  | BUNKER HILL-SURGERY | 2 Plaza Dr |  |  | 01/01/1900 |  |  |  |  | NO | YES |  |  |  |  | CASTLE SYBRON 10366869 Not Known |  |  | Active |  | 99:99:99:99:99:99 |  | Equipment | PAAR:00-PVAR | 11/02/2019 |  | COOPER AMBULATORY OFF-SITES |  |  | PROCEDURE RM | WOT00000000827851 | ANNE MAIER | Repair | Closed | Michael Youch | 04/27/2018 | 10/30/2018 | Light is out, patient in room | evaluated and ordered bulb replaced bulb, verified, RTS. | EXP0505671 | Parts |  |  | Michael Youch
|  | CENTURION |  | LAMP, SURGICAL, CEILING |  |  | 401 Haddon Ave | [7 empty] | YES | YES
|  | CENTURION |  | LAMP, SURGICAL, CEILING |  |  | 401 Haddon Ave | [7 empty] | YES | YES
|  | CENTURION |  | LAMP, SURGICAL, CEILING |  |  | 401 Haddon Ave | [7 empty] | YES | YES
|  | CENTURION |  | LAMP, SURGICAL, CEILING |  |  | 401 Haddon Ave | [7 empty] | YES | YES
|  | CENTURION |  | LAMP, SURGICAL, CEILING |  |  | 401 Haddon Ave | [7 empty] | YES | YES
|  | CENTURION |  | LAMP, SURGICAL, CEILING |  |  | 401 Haddon Ave | [7 empty] | YES | YES
|  | CENTURION |  | LAMP, SURGICAL, CEILING |  |  | 401 Haddon Ave | [7 empty] | YES | YES
|  | CENTURION |  | LAMP, SURGICAL, CEILING |  |  | 401 Haddon Ave | [7 empty] | YES | YES
|  | DR MACH | D-85560 | LAMP, SURGICAL, CEILING |  |  | Kelemen | Basement | [6 empty] | NO | YES
|  | MAVIG | MACH 130F | LAMP, SURGICAL, CEILING |  | CARDIAC CATH LAB | Kelemen |  |  | 11/01/2017 |  | 11/1/32 |  |  | NO | YES |  |  |  |  | MAVIG 10732458 1111048 |  |  | Active |  | 99:99:99:99:99:99 |  | Equipment | PAAR:00-PVAR | 10/31/2019 |  | COOPER UNIVERSITY HOSPITAL |  |  | CCL - Lab 2 | 0012586351 | LINDA BEAN | Preventative Maintenance | Closed | Josh Harris | 12/27/2017 | 12/27/2017 | PERFORMANCE ASSURANCE AT INVENTORY | INVENTORIED DEVICE AND ENSURED DEVICE WAS FUNCTIONING PROPERLY. | 0DDAD3D6-D710-4798-BF2B-52F2723202EB | Labor | 11/01/2017 | 11/01/2017 | Stephen Zubrzycki
|  | MAVIG | MACH 130F | LAMP, SURGICAL, CEILING | 0906-12801 | ANGIOGRAPHY | Kelemen | BASEMENT |  | 02/14/2007 |  | 2/14/22 |  |  | NO | YES |  |  |  |  | MAVIG 10649876 0906-12801 |  |  | Active |  | 99:99:99:99:99:99 | [5 empty] | COOPER UNIVERSITY HOSPITAL |  |  | B35 - Lab 1
|  | MAVIG | PORTEGRA 2 | LAMP, SURGICAL, CEILING |  | CARDIAC CATH LAB | Kelemen |  |  | 05/10/2010 |  | 5/10/25 |  |  | NO | YES |  |  |  |  | MAVIG 10725051 1608247 |  |  | Active |  | 99:99:99:99:99:99 | [5 empty] | COOPER UNIVERSITY HOSPITAL |  |  | CCL - Lab 3
|  | MIDMARK CORP. | 354-037 | LAMP, SURGICAL, CEILING | V1360015 | 6017 MAIN ST-PLASTICS | 6200 Main st |  |  | 01/01/1900 |  |  |  |  | NO | YES | Serial Number V1360015 |  |  |  | RITTER 10345765 Not Known |  |  | Active |  | 99:99:99:99:99:99 |  | Equipment | PAAR:00-PVAR | 11/02/2019 |  | COOPER AMBULATORY OFF-SITES |  |  | ORAL SIDE PROC B |  | ANNE MAIER
|  | MIDMARK CORP. | 354-037 | LAMP, SURGICAL, CEILING | V1359748 | 6017 MAIN ST-PLASTICS | 6200 Main st |  |  | 01/01/1900 |  |  |  |  | NO | YES |  |  |  |  | RITTER 10345757 Not Known |  |  | Active |  | 99:99:99:99:99:99 |  | Equipment | PAAR:00-PVAR | 11/02/2019 |  | COOPER AMBULATORY OFF-SITES |  |  | ORAL SIDE PROC A | WOT00000000561921 | ANNE MAIER | Repair | Closed | Kirk Lis | 02/27/2018 | 07/30/2018 | Light - bulb is out | replaced procedure lamp bulb. part # 6438hlx | EXP0171927 | Labor | 02/27/2018 | 02/27/2018 | Kirk Lis
|  | MIDMARK CORP. | 354-040 | LAMP, SURGICAL, CEILING | V225633 | 127 CHURCH - SURGERY | 1935 NJ-70 |  |  | 03/16/2006 |  | 3/16/16 |  |  | NO | YES |  |  |  |  | RITTER 10365946 V225633 |  |  | Active |  | 99:99:99:99:99:99 |  | Equipment | PAAR:00-PVAR | 11/02/2019 |  | COOPER AMBULATORY OFF-SITES |  |  | EXAM 2 | 0011622999 | Carmen Rivera | Repair | Closed | Kirk Lis | 05/09/2017 | 05/17/2017 | PROCEDURE LIGHT - LIGHT BULB NEEDS REPLACED - 127 CHURCH RD SUITE 400 SURGERY UROLOGY | 5/9/2017 4:19:15 PM KALIS (KALIS 5/9/2017 12:00 AM) TRAVEL TIME (KALIS 5/9/2017 12:00 AM) TRACED PROBLEM TO BAD LAMP. SEARCHED VAN SUPPLY AND SITE LAMP SUPPLY. NEED TO ORDER. CONTACTED BIOMED TO RESEARCH PARTS STOCK. 5/12/2017 9:27:22 AM KALIS (KALIS 5/12/2017 12:00 AM) RESEARCHED REPLACEMENT LAMP IN BIOMED STOCK 5/17/2017 9:37:27 AM KALIS (KALIS 5/12/2017 12:00 AM) TRAVEL TIME 5/17/2017 9:38:14 AM KALIS (KALIS 5/12/2017 12:00 AM) INSTALLED NEW BULB IN UNITI | A4ABC33E-AAF8-4339-B9B9-F1D0DF525D88 | Parts | 01/01/1900 | 01/01/1900 | Kirk Lis
|  | MIDMARK CORP. | 354-040 | LAMP, SURGICAL, CEILING | V2261998 | 127 CHURCH - SURGERY | 127 Church Rd |  |  | 03/16/2006 |  | 3/16/16 |  |  | NO | YES |  |  |  |  | RITTER 10365935 V2261998 |  |  | Active |  | 99:99:99:99:99:99 |  | Equipment | PAAR:00-PVAR | 11/02/2019 |  | COOPER AMBULATORY OFF-SITES |  |  | EXAM 5 |  | Carmen Rivera
|  | MIDMARK CORP. | 355-025 | LAMP, SURGICAL, CEILING |  |  | 1935 NJ-70 | [7 empty] | YES | YES
|  | MIDMARK CORP. | 355-025 | LAMP, SURGICAL, CEILING | MS005681 |  | 1935 NJ-70 | [7 empty] | YES | YES
|  | MIDMARK CORP. | 355-025 | LAMP, SURGICAL, CEILING | V175759 |  | 1935 NJ-70 | [7 empty] | YES | YES
|  | SKYTRON | AURORA ASTRO 3 | LAMP, SURGICAL, CEILING |  | OPERATING ROOM - PAVILION | Kelemen |  |  | 01/01/2015 |  | 1/1/30 |  |  | NO | YES |  |  |  |  | SKYTRON 10366669 10002230 |  |  | Active |  | 99:99:99:99:99:99 |  | Equipment | PAAR:00-PVAR | 11/02/2019 |  | COOPER UNIVERSITY HOSPITAL |  |  | OPERATING ROOM K2 | WOT00000001181076 | DOMINIC VENDETTA | Repair | Closed | Michael Youch | 07/19/2018 | 11/06/2018 | OR Boom - Nitrogen control knob is missing, see notes | ordered replacement knob and installed when it arrived. | EXP1035412 | Labor | 07/26/2018 | 07/26/2018 | Michael Youch
|  | SKYTRON | AURORA ASTRO 4 AUA5 | LAMP, SURGICAL, CEILING | 212017-11-3793 | SAME DAY OR-2ND FL PAVILION | Pavilion |  |  | 10/31/2019 |  | 10/31/34 |  |  | NO | YES |  |  |  |  | SKYTRON 11239151 212017-11-3793 |  |  | Active |  | 99:99:99:99:99:99 |  | Equipment | PAAR:00-PVAR | 10/31/2019 | 10/31/2019 | COOPER UNIVERSITY HOSPITAL |  |  | SD Or 8 | WOT00000000616647 | JOE DRUCTOR | Performance Verification | Closed | Tom Burhart | 10/31/2019 | 10/31/2019 | Performance Verification for SKYTRON 11239151 212017-11-3793 | Initial Install of Performance Verification. Device is ready for patient use. |  |  | 10/31/2019 | 10/31/2019
|  | SKYTRON | AURORA ASTRO 4 AUA5 | LAMP, SURGICAL, CEILING | 212017-11-3775 | SAME DAY OR-2ND FL PAVILION | Pavilion |  |  | 10/31/2019 |  | 10/31/34 |  |  | NO | YES |  |  |  |  | SKYTRON 11239148 212017-11-3775 |  |  | Active |  | 99:99:99:99:99:99 |  | Equipment | PAAR:00-PVAR | 10/31/2019 | 10/31/2019 | COOPER UNIVERSITY HOSPITAL |  |  | SD Or 8 | WOT00000000616613 | JOE DRUCTOR | Performance Verification | Closed | Tom Burhart | 10/31/2019 | 10/31/2019 | Performance Verification for SKYTRON 11239148 212017-11-3775 | Initial Install of Performance Verification. Device is ready for patient use. |  |  | 10/31/2019 | 10/31/2019
|  | SKYTRON | AURORA ASTRO 4 AUA5 | LAMP, SURGICAL, CEILING | 212017-09-3651 | SAME DAY OR-2ND FL PAVILION | Pavilion |  |  | 10/31/2019 |  | 10/31/34 |  |  | NO | YES |  |  |  |  | SKYTRON 11239125 212017-09-3651 |  |  | Active |  | 99:99:99:99:99:99 |  | Equipment | PAAR:00-PVAR | 10/31/2019 | 10/31/2019 | COOPER UNIVERSITY HOSPITAL |  |  | SD OR 4 | WOT00000000564197 | JOE DRUCTOR | Performance Verification | Closed | Salvatore Bombara | 10/31/2019 | 10/31/2019 | Performance Verification for SKYTRON 11239125 212017-09-3651 | Initial Install of Performance Verification. Device is ready for patient use. |  |  | 10/31/2019 | 10/31/2019
|  | SKYTRON | AURORA ASTRO 4 AUA5 | LAMP, SURGICAL, CEILING | 212017-10-3713 | SAME DAY OR-2ND FL PAVILION | Pavilion |  |  | 10/31/2019 |  | 10/31/34 |  |  | NO | YES |  |  |  |  | SKYTRON 11239124 212017-10-3713 |  |  | Active |  | 99:99:99:99:99:99 |  | Equipment | PAAR:00-PVAR | 10/31/2019 | 10/31/2019 | COOPER UNIVERSITY HOSPITAL |  |  | SD OR 4 | WOT00000000564171 | JOE DRUCTOR | Performance Verification | Closed | Salvatore Bombara | 10/31/2019 | 10/31/2019 | Performance Verification for SKYTRON 11239124 212017-10-3713 | Initial Install of Performance Verification. Device is ready for patient use. |  |  | 10/31/2019 | 10/31/2019
|  | SKYTRON | AURORA ASTRO 4 AUA5 | LAMP, SURGICAL, CEILING | 212017-10-3691 | SAME DAY OR-2ND FL PAVILION | Pavilion |  |  | 10/31/2019 |  | 10/31/34 |  |  | NO | YES |  |  |  |  | SKYTRON 11239116 212017-10-3691 |  |  | Active |  | 99:99:99:99:99:99 |  | Equipment | PAAR:00-PVAR | 10/31/2019 | 10/31/2019 | COOPER UNIVERSITY HOSPITAL |  |  | SD OR 3 | WOT00000000562880 | JOE DRUCTOR | Performance Verification | Closed | Salvatore Bombara | 10/31/2019 | 10/31/2019 | Performance Verification for SKYTRON 11239116 212017-10-3691 | Initial Install of Performance Verification. Device is ready for patient use. |  |  | 10/31/2019 | 10/31/2019
|  | SKYTRON | AURORA ASTRO 4 AUA5 | LAMP, SURGICAL, CEILING | 212017-09-3663 | SAME DAY OR-2ND FL PAVILION | Pavilion |  |  | 10/31/2019 |  | 10/31/34 |  |  | NO | YES |  |  |  |  | SKYTRON 11239117 212017-09-3663 |  |  | Active |  | 99:99:99:99:99:99 |  | Equipment | PAAR:00-PVAR | 10/31/2019 | 10/31/2019 | COOPER UNIVERSITY HOSPITAL |  |  | SD OR 3 | WOT00000000562887 | JOE DRUCTOR | Performance Verification | Closed | Salvatore Bombara | 10/31/2019 | 10/31/2019 | Performance Verification for SKYTRON 11239117 212017-09-3663 | Initial Install of Performance Verification. Device is ready for patient use. |  |  | 10/31/2019 | 10/31/2019
|  | SKYTRON | AURORA ASTRO 4 AUA5 | LAMP, SURGICAL, CEILING | 212017-10-3690 | SAME DAY OR-2ND FL PAVILION | Pavilion |  |  | 10/31/2019 |  | 10/31/34 |  |  | NO | YES |  |  |  |  | SKYTRON 11239090 212017-10-3690 |  |  | Active |  | 99:99:99:99:99:99 |  | Equipment | PAAR:00-PVAR | 10/31/2019 | 10/31/2019 | COOPER UNIVERSITY HOSPITAL |  |  | SD OR 2 | WOT00000000558759 | JOE DRUCTOR | Performance Verification | Closed | Salvatore Bombara | 10/31/2019 | 10/31/2019 | Performance Verification for SKYTRON 11239090 212017-10-3690 | Initial Install of Performance Verification. Device is ready for patient use. |  |  | 10/31/2019 | 10/31/2019
|  | SKYTRON | AURORA ASTRO 4 AUA5 | LAMP, SURGICAL, CEILING | 212017-10-3728 | SAME DAY OR-2ND FL PAVILION | Pavilion |  |  | 10/31/2019 |  | 10/31/34 |  |  | NO | YES |  |  |  |  | SKYTRON 11239091 212017-10-3728 |  |  | Active |  | 99:99:99:99:99:99 |  | Equipment | PAAR:00-PVAR | 10/31/2019 | 10/31/2019 | COOPER UNIVERSITY HOSPITAL |  |  | SD OR 2 | WOT00000000558768 | JOE DRUCTOR | Performance Verification | Closed | Salvatore Bombara | 10/31/2019 | 10/31/2019 | Performance Verification for SKYTRON 11239091 212017-10-3728 | Initial Install of Performance Verification. Device is ready for patient use. |  |  | 10/31/2019 | 10/31/2019
|  | SKYTRON | AURORA ASTRO 4 AUA5 | LAMP, SURGICAL, CEILING | 212017-11-3785 | SAME DAY OR-2ND FL PAVILION | Pavilion |  |  | 10/31/2019 |  | 10/31/34 |  |  | NO | YES |  |  |  |  | SKYTRON 11239074 212017-11-3785 |  |  | Active |  | 99:99:99:99:99:99 |  | Equipment | PAAR:00-PVAR | 10/31/2019 | 10/31/2019 | COOPER UNIVERSITY HOSPITAL |  |  | SD OR 1 | WOT00000000556388 | JOE DRUCTOR | Performance Verification | Closed | Salvatore Bombara | 10/31/2019 | 10/31/2019 | CEID Record Completion for SKYTRON 11239074 212017-11-3785 | Inventoried unit. | EXP3417663 | Labor | 10/31/2019 | 10/31/2019 | Josh Harris
|  | SKYTRON | AURORA ASTRO 4 AUA5 | LAMP, SURGICAL, CEILING | 212017-09-3661 | SAME DAY OR-2ND FL PAVILION | Pavilion |  |  | 10/31/2019 |  | 10/31/34 |  |  | NO | YES |  |  |  |  | SKYTRON 11239075 212017-09-3661 |  |  | Active |  | 99:99:99:99:99:99 |  | Equipment | PAAR:00-PVAR | 10/31/2019 | 10/31/2019 | COOPER UNIVERSITY HOSPITAL |  |  | SD OR 1 | WOT00000000556396 | JOE DRUCTOR | Performance Verification | Closed | Salvatore Bombara | 10/31/2019 | 10/31/2019 | Performance Verification for SKYTRON 11239075 212017-09-3661 | Initial Install of Performance Verification. Device is ready for patient use. |  |  | 10/31/2019 | 10/31/2019
|  | SKYTRON | AURORA ASTRO 4 AUA5 | LAMP, SURGICAL, CEILING | 212017-09-3637 | SAME DAY OR-2ND FL PAVILION | Pavilion |  |  | 10/31/2019 |  | 10/31/34 |  |  | NO | YES |  |  |  |  | SKYTRON 11239021 212017-09-3637 |  |  | Active |  | 99:99:99:99:99:99 |  | Equipment | PAAR:00-PVAR | 10/31/2019 | 10/31/2019 | COOPER UNIVERSITY HOSPITAL |  |  | SD6 | WOT00000000552124 | JOE DRUCTOR | Performance Verification | Closed | Salvatore Bombara | 10/31/2019 | 10/31/2019 | Performance Verification for SKYTRON 11239021 212017-09-3637 | Initial Install of Performance Verification. Device is ready for patient use. |  |  | 10/31/2019 | 10/31/2019
|  | SKYTRON | AURORA ASTRO 4 AUA5 | LAMP, SURGICAL, CEILING | 212017-11-3790 | SAME DAY OR-2ND FL PAVILION | Pavilion |  |  | 10/31/2019 |  | 10/31/34 |  |  | NO | YES |  |  |  |  | SKYTRON 11239020 212017-11-3790 |  |  | Active |  | 99:99:99:99:99:99 |  | Equipment | PAAR:00-PVAR | 10/31/2019 | 10/31/2019 | COOPER UNIVERSITY HOSPITAL |  |  | SD6 | WOT00000000552109 | JOE DRUCTOR | Performance Verification | Closed | Salvatore Bombara | 10/31/2019 | 10/31/2019 | Performance Verification for SKYTRON 11239020 212017-11-3790 | Initial Install of Performance Verification. Device is ready for patient use. |  |  | 10/31/2019 | 10/31/2019
|  | SKYTRON | AURORA ASTRO 4 AUA5 | LAMP, SURGICAL, CEILING | 212017-09-3664 | SAME DAY OR-2ND FL PAVILION | Pavilion |  |  | 10/31/2019 |  | 10/31/34 |  |  | NO | YES |  |  |  |  | SKYTRON 11239003 212017-09-3664 |  |  | Active |  | 99:99:99:99:99:99 |  | Equipment | PAAR:00-PVAR | 10/31/2019 | 10/31/2019 | COOPER UNIVERSITY HOSPITAL |  |  | SD7 | WOT00000000551824 | JOE DRUCTOR | Performance Verification | Closed | Salvatore Bombara | 10/31/2019 | 10/31/2019 | Performance Verification for SKYTRON 11239003 212017-09-3664 | Initial Install of Performance Verification. Device is ready for patient use. |  |  | 10/31/2019 | 10/31/2019
|  | SKYTRON | AURORA ASTRO 4 AUA5 | LAMP, SURGICAL, CEILING | 2016-03-1821 | LABOR & DELIVERY | Dorrance |  |  | 10/31/2019 |  | 10/31/34 |  |  | NO | YES |  |  |  |  | SKYTRON 11207514 2016-03-1821 |  |  | Active |  | 99:99:99:99:99:99 |  | Equipment | PAAR:00-PVAR | 10/31/2019 | 10/31/2019 | COOPER UNIVERSITY HOSPITAL |  |  | Performance Verification | WOT00000001335341 | JOANNA HORST | Performance Verification | Closed | Gene Amodei | 10/31/2019 | 10/31/2019 | CEID Record Completion for SKYTRON 11207514 2016-03-1821 | vpo | EXP2323749 | Labor | 10/31/2019 | 10/31/2019 | Gene Amodei
|  | SKYTRON | AURORA ASTRO 4 AUA5 | LAMP, SURGICAL, CEILING | 2016-02-1744 | LABOR & DELIVERY | Dorrance |  |  | 10/31/2019 |  | 10/31/34 |  |  | NO | YES |  |  |  |  | SKYTRON 11207513 2016-02-1744 |  |  | Active |  | 99:99:99:99:99:99 |  | Equipment | PAAR:00-PVAR | 10/31/2019 | 10/31/2019 | COOPER UNIVERSITY HOSPITAL |  |  | Performance Verification | WOT00000001335255 | JOANNA HORST | Repair | Closed | Gene Amodei | 10/31/2019 | 10/31/2019 | Power button in OR not working - maintenance referred caller to Biomed | switched ordered and replaced by Sal part was installed by SAL | EXP1452697 | Labor | 10/31/2019 | 10/31/2019 | Gene Amodei
|  | SKYTRON | AURORA ASTRO 4 AUA5 | LAMP, SURGICAL, CEILING | 2016-09-2517 | VOORHEES SURGERY CENTER-OPERATING ROOM | 900 Centennial Blvd | Suite E |  | 04/05/2017 |  | 4/5/32 |  |  | NO | YES |  |  |  |  | SKYTRON 10769413 2016-09-2517 |  |  | Active |  | 99:99:99:99:99:99 |  | Equipment | PAAR:00-PVAR | 10/31/2019 |  | COOPER AMBULATORY OFF-SITES |  |  |  | 0011495482 | JENNIFER BOMBARO | Performance Verification | Closed | Bonnie Aichroth | 04/19/2017 | 04/19/2017 | INCOMING INVENTORY | DEVICE INVENTORIED | 48021E99-5E8A-4AC8-91F8-0CAE09EC320D | Labor | 04/19/2017 | 04/19/2017 | Bonnie Aichroth
|  | SKYTRON | AURORA ASTRO 4 AUA5 | LAMP, SURGICAL, CEILING | 2016-9-2527 | VOORHEES SURGERY CENTER-OPERATING ROOM | 900 Centennial Blvd | Suite E |  | 04/05/2017 |  | 4/5/32 |  |  | NO | YES |  |  |  |  | SKYTRON 10769412 2016-9-2527 |  |  | Active |  | 99:99:99:99:99:99 |  | Equipment | PAAR:00-PVAR | 10/31/2019 |  | COOPER AMBULATORY OFF-SITES |  |  |  | 0011495480 | JENNIFER BOMBARO | Preventative Maintenance | Closed | Bonnie Aichroth | 04/19/2017 | 04/19/2017 | PERFORMANCE ASSURANCE AT INVENTORY | INVENTORIED DEVICE AND ENSURED DEVICE WAS FUNCTIONING PROPERLY. | 7BF683D2-DADF-4132-B2A6-E19213447CF9 | Labor | 04/05/2017 | 04/05/2017 | Kirk Lis
|  | SKYTRON | AURORA ASTRO 4 AUA5 | LAMP, SURGICAL, CEILING | 2016-09-2511 | VOORHEES SURGERY CENTER-OPERATING ROOM | 900 Centennial Blvd | Suite E |  | 04/05/2017 |  | 4/5/32 |  |  | NO | YES |  |  |  |  | SKYTRON 10769408 2016-09-2511 |  |  | Active |  | 99:99:99:99:99:99 |  | Equipment | PAAR:00-PVAR | 10/31/2019 |  | COOPER AMBULATORY OFF-SITES |  |  |  | 0011495455 | JENNIFER BOMBARO | Performance Verification | Closed | Bonnie Aichroth | 04/19/2017 | 04/19/2017 | INCOMING INVENTORY | DEVICE INVENTORIED | A3F29566-6E36-40E0-B458-5D08B164F064 | Labor | 04/19/2017 | 04/19/2017 | Bonnie Aichroth
|  | SKYTRON | AURORA ASTRO 4 AUA5 | LAMP, SURGICAL, CEILING | 2016-09-2566 | VOORHEES SURGERY CENTER-OPERATING ROOM | 900 Centennial Blvd | Suite E |  | 04/05/2017 |  | 4/5/32 |  |  | NO | YES |  |  |  |  | SKYTRON 10769411 2016-09-2566 |  |  | Active |  | 99:99:99:99:99:99 |  | Equipment | PAAR:00-PVAR | 10/31/2019 |  | COOPER AMBULATORY OFF-SITES |  |  |  | 0011495474 | JENNIFER BOMBARO | Preventative Maintenance | Closed | Bonnie Aichroth | 04/19/2017 | 04/19/2017 | PERFORMANCE ASSURANCE AT INVENTORY | INVENTORIED DEVICE AND ENSURED DEVICE WAS FUNCTIONING PROPERLY. | A587330B-5303-4EA5-9AF6-6708C0B29962 | Labor | 04/05/2017 | 04/05/2017 | Kirk Lis
|  | SKYTRON | AURORA ASTRO 4 AUA5 | LAMP, SURGICAL, CEILING | 2016-07-2279 | VOORHEES SURGERY CENTER-OPERATING ROOM | 900 Centennial Blvd | Suite E |  | 04/05/2017 |  | 4/5/32 |  |  | NO | YES |  |  |  |  | SKYTRON 10769410 2016-07-2279 |  |  | Active |  | 99:99:99:99:99:99 |  | Equipment | PAAR:00-PVAR | 10/31/2019 |  | COOPER AMBULATORY OFF-SITES |  |  |  | 0011495465 | JENNIFER BOMBARO | Performance Verification | Closed | Bonnie Aichroth | 04/19/2017 | 04/19/2017 | INCOMING INVENTORY | DEVICE INVENTORIED | AA061ECC-C5F3-4C82-BC2D-196DBF63A955 | Labor | 04/19/2017 | 04/19/2017 | Bonnie Aichroth
|  | SKYTRON | AURORA ASTRO 4 AUA5 | LAMP, SURGICAL, CEILING | 2016-09-2520 | VOORHEES SURGERY CENTER-OPERATING ROOM | 900 Centennial Blvd | Suite E |  | 04/05/2017 |  | 4/5/32 |  |  | NO | YES |  |  |  |  | SKYTRON 10769409 2016-09-2520 |  |  | Active |  | 99:99:99:99:99:99 |  | Equipment | PAAR:00-PVAR | 10/31/2019 |  | COOPER AMBULATORY OFF-SITES |  |  |  | 0011495451 | JENNIFER BOMBARO | Performance Verification | Closed | Bonnie Aichroth | 04/19/2017 | 04/19/2017 | INCOMING INVENTORY | DEVICE INVENTORIED | D60ACBD2-7DDF-47D6-9255-2852258326CA | Labor | 04/19/2017 | 04/19/2017 | Bonnie Aichroth
|  | SKYTRON | AURORA ASTRO 4 AUA5 | LAMP, SURGICAL, CEILING | 2016-07-2296 | VOORHEES SURGERY CENTER-OPERATING ROOM | 900 Centennial Blvd | Suite E |  | 04/05/2017 |  | 4/5/32 |  |  | NO | YES |  |  |  |  | SKYTRON 10769407 2016-07-2296 |  |  | Active |  | 99:99:99:99:99:99 |  | Equipment | PAAR:00-PVAR | 10/31/2019 |  | COOPER AMBULATORY OFF-SITES |  |  |  | 0011495486 | JENNIFER BOMBARO | Performance Verification | Closed | Bonnie Aichroth | 04/19/2017 | 04/19/2017 | INCOMING INVENTORY | DEVICE INVENTORIED | FEDCBDED-07A2-41A9-B4BC-EF41AD242D97 | Labor | 04/19/2017 | 04/19/2017 | Bonnie Aichroth
|  | SKYTRON | AURORA ASTRO 4 AUA5 | LAMP, SURGICAL, CEILING | 2016-11-2767 | VOORHEES SURGERY CENTER-OPERATING ROOM | 900 Centennial Blvd | Suite E |  | 04/05/2017 |  | 4/5/32 |  |  | NO | YES |  |  |  |  | SKYTRON 10769406 2016-11-2767 |  |  | Active |  | 99:99:99:99:99:99 |  | Equipment | PAAR:00-PVAR | 10/31/2019 |  | COOPER AMBULATORY OFF-SITES |  |  |  | 0011495490 | JENNIFER BOMBARO | Performance Verification | Closed | Bonnie Aichroth | 04/19/2017 | 04/19/2017 | INCOMING INVENTORY | DEVICE INVENTORIED | 73077037-4BF2-4DEF-A3A9-21E1CD2C656C | Labor | 04/19/2017 | 04/19/2017 | Bonnie Aichroth
|  | SKYTRON | AURORA ASTRO 4 AUA5 | LAMP, SURGICAL, CEILING | 212017-11-3776 | SAME DAY OR-2ND FL PAVILION | Pavilion |  |  | 02/19/2018 |  | 2/19/33 |  |  | NO | YES |  |  |  |  | SKYTRON 10752642 212017-11-3776 |  |  | Active |  | 99:99:99:99:99:99 |  | Equipment | PAAR:00-PVAR | 10/31/2019 |  | COOPER UNIVERSITY HOSPITAL |  |  | SD7 | WOT00000000551814 | JOE DRUCTOR | Performance Verification | Closed | Salvatore Bombara | 02/19/2018 | 07/22/2019 | Performance Verification for SKYTRON 10752642 212017-11-3776 | Initial Install of Performance Verification. Device is ready for patient use.
|  | SKYTRON | AURORA FOUR AUA7 | LAMP, SURGICAL, CEILING | 212017-11-3774 | SAME DAY OR-2ND FL PAVILION | Pavilion |  |  | 10/31/2019 |  | 10/31/34 |  |  | NO | YES |  |  |  |  | SKYTRON 11239167 212017-11-3774 |  |  | Active |  | 99:99:99:99:99:99 |  | Equipment | PAAR:00-PVAR | 10/31/2019 | 10/31/2019 | COOPER UNIVERSITY HOSPITAL |  |  | SD OR 5 | WOT00000000616861 | JOE DRUCTOR | Performance Verification | Closed | Tom Burhart | 10/31/2019 | 10/31/2019 | Performance Verification for SKYTRON 11239167 212017-11-3774 | Initial Install of Performance Verification. Device is ready for patient use. |  |  | 10/31/2019 | 10/31/2019
|  | SKYTRON | AURORA FOUR AUA7 | LAMP, SURGICAL, CEILING | 2017-10-3730 | SAME DAY OR-2ND FL PAVILION | Pavilion |  |  | 10/31/2019 |  | 10/31/34 |  |  | NO | YES |  |  |  |  | SKYTRON 11239165 2017-10-3730 |  |  | Active |  | 99:99:99:99:99:99 |  | Equipment | PAAR:00-PVAR | 10/31/2019 | 10/31/2019 | COOPER UNIVERSITY HOSPITAL |  |  | SD OR 5 | WOT00000000616842 | JOE DRUCTOR | Performance Verification | Closed | Tom Burhart | 10/31/2019 | 10/31/2019 | Performance Verification for SKYTRON 11239165 212017-10-3730 | Initial Install of Performance Verification. Device is ready for patient use. |  |  | 10/31/2019 | 10/31/2019
|  | SKYTRON | AURORA LED 5 | LAMP, SURGICAL, CEILING | 2016-01-1570 | OR - KELEMEN 3 | Kelemen |  |  | 01/12/2017 |  | 1/12/32 |  |  | NO | YES |  |  |  |  | SKYTRON 10769262 2016-01-1570 |  |  | Active |  | 99:99:99:99:99:99 |  | Equipment | PAAR:00-PVAR | 10/31/2019 |  | COOPER UNIVERSITY HOSPITAL |  |  |  | 0011489202 | DOMINIC VENDETTA | Performance Verification | Closed | Bonnie Aichroth | 04/17/2017 | 04/17/2017 | INCOMING INVENTORY | DEVICE INVENTORIED | A6552142-A757-4508-BF45-2D578ABC6760 | Labor | 04/17/2017 | 04/17/2017 | Bonnie Aichroth
|  | SKYTRON | AURORA LED 5 | LAMP, SURGICAL, CEILING | 2016-01-1545 | OR - KELEMEN 3 | Kelemen |  |  | 01/12/2017 |  | 1/12/32 |  |  | NO | YES |  |  |  |  | SKYTRON 10769261 2016-01-1545 |  |  | Active |  | 99:99:99:99:99:99 |  | Equipment | PAAR:00-PVAR | 10/31/2019 |  | COOPER UNIVERSITY HOSPITAL |  |  |  | 0011489198 | DOMINIC VENDETTA | Preventative Maintenance | Closed | Bonnie Aichroth | 04/17/2017 | 04/17/2017 | PERFORMANCE ASSURANCE AT INVENTORY | INVENTORIED DEVICE AND ENSURED DEVICE WAS FUNCTIONING PROPERLY. | 60D34258-3FF8-4A2E-BF9D-BF376D20EA24 | Labor | 01/12/2017 | 01/12/2017 | Salvatore Bombara
|  | SKYTRON | AURORA LED 5 | LAMP, SURGICAL, CEILING | 2016-01-1575 | OR - KELEMEN 3 | Kelemen |  |  | 01/12/2017 |  | 1/12/32 |  |  | NO | YES |  |  |  |  | SKYTRON 10769260 2016-01-1575 |  |  | Active |  | 99:99:99:99:99:99 |  | Equipment | PAAR:00-PVAR | 10/31/2019 |  | COOPER UNIVERSITY HOSPITAL |  |  |  | 0011489190 | DOMINIC VENDETTA | Preventative Maintenance | Closed | Bonnie Aichroth | 04/17/2017 | 04/17/2017 | PERFORMANCE ASSURANCE AT INVENTORY | INVENTORIED DEVICE AND ENSURED DEVICE WAS FUNCTIONING PROPERLY. | 21FE4E41-B6C9-4713-8F50-3AED7EF1160E | Labor | 01/12/2017 | 01/12/2017 | Salvatore Bombara
|  | SKYTRON | AURORA LED 5 | LAMP, SURGICAL, CEILING | 2016-09-2535 | OR - KELEMEN 3 | Kelemen |  |  | 09/11/2017 |  | 9/11/32 |  |  | NO | YES |  |  |  |  | SKYTRON 10732254 2016-09-2535 |  |  | Active |  | 99:99:99:99:99:99 |  | Equipment | PAAR:00-PVAR | 10/31/2019 |  | COOPER UNIVERSITY HOSPITAL |  |  |  | 0012379891 | DOMINIC VENDETTA | Performance Verification | Closed | Josh Harris | 11/02/2017 | 11/02/2017 | INCOMING INVENTORY | DEVICE INVENTORIED | 75A74EB3-75F3-4D9D-A481-06E1E65FB91C | Labor | 11/02/2017 | 11/02/2017 | Josh Harris
|  | SKYTRON | AURORA LED 5 | LAMP, SURGICAL, CEILING | 2016-12-1077 | OR - KELEMEN 3 | Kelemen |  |  | 09/11/2017 |  | 9/11/32 |  |  | NO | YES | Serial Number 2016-12-1077 |  |  |  | SKYTRON 10732255 2016-12-1077 |  |  | Active |  | 99:99:99:99:99:99 |  | Equipment | PAAR:00-PVAR | 10/31/2019 |  | COOPER UNIVERSITY HOSPITAL |  |  |  | 0012379899 | DOMINIC VENDETTA | Performance Verification | Closed | Josh Harris | 11/02/2017 | 11/02/2017 | INCOMING INVENTORY | DEVICE INVENTORIED | BBDE55EA-6632-4ECF-8378-F57E76D0C9C3 | Labor | 11/02/2017 | 11/02/2017 | Josh Harris
|  | SKYTRON | AURORA LED 5 | LAMP, SURGICAL, CEILING | 2016-01-1540 | OR - KELEMEN 3 | Kelemen |  |  | 09/12/2016 |  | 9/12/31 |  |  | NO | YES |  |  |  |  | SKYTRON 10505432 2016-01-1540 |  |  | Active |  | 99:99:99:99:99:99 |  | Equipment | PAAR:00-PVAR | 10/31/2019 |  | COOPER UNIVERSITY HOSPITAL |  |  | KELEMEN OR RM 11 |  | DOMINIC VENDETTA
|  | SKYTRON | AURORA LED 5 | LAMP, SURGICAL, CEILING | 2016-01-1578 | OR - KELEMEN 3 | Kelemen |  |  | 09/12/2016 |  | 9/12/31 |  |  | NO | YES |  |  |  |  | SKYTRON 10505383 2016-01-1578 |  |  | Active |  | 99:99:99:99:99:99 |  | Equipment | PAAR:00-PVAR | 10/31/2019 |  | COOPER UNIVERSITY HOSPITAL |  |  | KELEMEN OR RM 10 |  | DOMINIC VENDETTA
|  | SKYTRON | AURORA LED 5 | LAMP, SURGICAL, CEILING | 2016-04-1993 | OR - KELEMEN 3 | Kelemen |  |  | 09/12/2016 |  | 9/12/31 |  |  | NO | YES |  |  |  |  | SKYTRON 10505384 2016-04-1993 |  |  | Active |  | 99:99:99:99:99:99 |  | Equipment | PAAR:00-PVAR | 10/31/2019 |  | COOPER UNIVERSITY HOSPITAL |  |  | KELEMEN OR RM 10 |  | DOMINIC VENDETTA
|  | SKYTRON | AURORA LED 5 | LAMP, SURGICAL, CEILING | 2016-04-1989 | OR - KELEMEN 3 | Kelemen |  |  | 09/12/2016 |  | 9/12/31 |  |  | NO | YES |  |  |  |  | SKYTRON 10505371 2016-04-1989 |  |  | Active |  | 99:99:99:99:99:99 |  | Equipment | PAAR:00-PVAR | 10/31/2019 |  | COOPER UNIVERSITY HOSPITAL |  |  | KELEMAN OR RM 9 |  | DOMINIC VENDETTA
|  | SKYTRON | AURORA LED 5 | LAMP, SURGICAL, CEILING | 2016-01-1577 | OR - KELEMEN 3 | Kelemen |  |  | 09/12/2016 |  | 9/12/31 |  |  | NO | YES |  |  |  |  | SKYTRON 10505370 2016-01-1577 |  |  | Active |  | 99:99:99:99:99:99 |  | Equipment | PAAR:00-PVAR | 10/31/2019 |  | COOPER UNIVERSITY HOSPITAL |  |  | KELEMAN OR RM 9 |  | DOMINIC VENDETTA
|  | SKYTRON | AURORA LED 5 | LAMP, SURGICAL, CEILING |  |  | Kelemen | [7 empty] | NO | YES
|  | SKYTRON | AURORA LED 5 | LAMP, SURGICAL, CEILING |  | OPERATING ROOM - PAVILION | Pavilion |  |  | 06/28/2015 |  | 6/28/30 |  |  | NO | YES |  |  |  |  | SKYTRON 10368961 08050861 |  |  | Active |  | 99:99:99:99:99:99 |  | Equipment | PAAR:00-PVAR | 11/02/2019 |  | COOPER UNIVERSITY HOSPITAL |  |  | OR P11 |  | DOMINIC VENDETTA
|  | SKYTRON | AURORA LED 5 | LAMP, SURGICAL, CEILING |  | OPERATING ROOM - PAVILION | Pavilion |  |  | 12/02/2008 |  | 12/2/23 |  |  | NO | YES |  |  |  |  | SKYTRON 10367335 08010138 |  |  | Active |  | 99:99:99:99:99:99 |  | Equipment | PAAR:00-PVAR | 11/02/2019 |  | COOPER UNIVERSITY HOSPITAL |  |  | P8 | WOT00000001265151 | DOMINIC VENDETTA | Repair | Closed | Salvatore Bombara | 08/02/2018 | 10/03/2018 | LED POD Out | Acknowledged. confirmed error. replaced pod. tested and passed full functional check. Part from existing stock | EXP1041463 | Labor | 08/02/2018 | 08/02/2018 | Salvatore Bombara
|  | SKYTRON | AURORA LED 5 | LAMP, SURGICAL, CEILING |  | OPERATING ROOM - PAVILION | Pavilion |  |  | 12/02/2008 |  | 12/2/23 |  |  | NO | YES |  |  |  |  | SKYTRON 10367334 08050778 |  |  | Active |  | 99:99:99:99:99:99 |  | Equipment | PAAR:00-PVAR | 11/01/2019 |  | COOPER UNIVERSITY HOSPITAL |  |  | PO8 | 0011324506 | DOMINIC VENDETTA | Repair | Closed | Salvatore Bombara | 03/08/2017 | 03/08/2017 | OR LIGHT - LED POD OUT | 3/8/2017 11:19:41 AM SXBOMBARA (SXBOMBARA 3/8/2017 12:00 AM) REPLACED LED POD. TESTED AND PASSED FULL FUNCTIONAL CHECK. PART FROM STOCK. | 7A4A6A7A-93D1-46C0-80DB-FE4C0A6115E0 | Labor | 03/08/2017 | 03/08/2017 | Salvatore Bombara
|  | SKYTRON | AURORA LED 5 | LAMP, SURGICAL, CEILING |  | OPERATING ROOM - PAVILION | Pavilion |  |  | 12/02/2008 |  | 12/2/23 |  |  | NO | YES |  |  |  |  | SKYTRON 10367333 07100107 |  |  | Active |  | 99:99:99:99:99:99 |  | Equipment | PAAR:00-PVAR | 11/02/2019 |  | COOPER UNIVERSITY HOSPITAL |  |  | ROOM P8 | 0011032213 | DOMINIC VENDETTA | Repair | Closed | Salvatore Bombara | 01/06/2017 | 02/23/2017 | SURGICAL LIGHT - LED POD OUT - TMX | 1/6/2017 11:05:25 AM SXBOMBARA (SXBOMBARA 1/6/2017 12:00 AM) CONFIRMED 2 LED POD ARE OUT. ORDERED REPLACEMENT LED PODS. 1/16/2017 11:27:16 AM SXBOMBARA (SXBOMBARA 1/16/2017 12:00 AM) PART IS ON BACKORDER FROM SKYTRON TILL FEB 02. 2/1/2017 11:12:42 AM SXBOMBARA (SXBOMBARA 2/1/2017 12:00 AM) NO UPDATE AT THIS TIME 2/23/2017 2:02:44 PM SXBOMBARA (SXBOMBARA 2/23/2017 12:00 AM) RECEIVED LED PODS. PARTS WILL BE REPLACED. | 5E90D058-DCAE-4AB4-9B27-C85577CBD2EB | Labor | 01/06/2017 | 01/06/2017 | Salvatore Bombara
|  | SKYTRON | AURORA LED 5 | LAMP, SURGICAL, CEILING |  | OPERATING ROOM - PAVILION | Kelemen |  |  | 06/05/2015 |  | 6/5/30 |  |  | NO | YES |  |  |  |  | SKYTRON 10366656 10062227 |  |  | Active |  | 99:99:99:99:99:99 |  | Equipment | PAAR:00-PVAR | 11/02/2019 |  | COOPER UNIVERSITY HOSPITAL |  |  | OPERATING ROOM K3 | 0012262684 | DOMINIC VENDETTA | Repair | Closed | Michael Youch | 10/04/2017 | 10/04/2017 | LIGHT - WATER COMING OUT OF JOINT - OR K3 | 10/4/2017 9:06:07 AM MDYOUCH (MDYOUCH 10/4/2017 6:45 AM) MADE SURE THAT SEAN NOTIFIED MAINTENANCE IN CASE THERE WAS AN EVENT ON THE FLOOR ABOVE THAT NEEDED CORRECTED. FORWARDED THE CALL TO SAL WHO WOULD BE GETTING THERE FIRST. 10/4/2017 9:07:49 AM MDYOUCH (SXBOMBARA 10/4/2017 8:00 AM) FOUND THAT SOMEONE HAD SPRAYED TOO MUCH CLEANING SOLUTION INTO FIXTURE AND IT WAS STILL DRIPPING. CLEANED UP EXCESS, VERIFIED AND RTS. 10/4/2017 9:08:36 AM MDYOUCH let them know not to soak down the lights when cleaning. 10/4/2017 9:44:12 AM SXBOMBARA (SXBOMBARA 10/4/2017 12:00 AM) ALSO DETERMINED THAT THE CENTER CAP WAS TAPED ON. REMOVED TAPE. SECURED CENTER CAP. | CC568059-D329-4B0A-820A-F13F00D3F6DB | Labor | 10/04/2017 | 10/04/2017 | Michael Youch
|  | SKYTRON | AURORA LED 5 | LAMP, SURGICAL, CEILING |  | TRAUMA ADMIT | Kelemen |  |  | 12/01/2008 |  | 12/1/23 |  |  | NO | YES |  |  |  |  | SKYTRON 10365472 08050874 |  |  | Active |  | 99:99:99:99:99:99 |  | Equipment | PAAR:00-PVAR | 11/02/2019 |  | COOPER UNIVERSITY HOSPITAL |  |  | TRAUMA ADMIT | WOT00000000536886 | Diane Floyd | Disposition | Closed | Richard Jolly | 02/09/2018 | 05/23/2019 | Bulk Disposition CNL | Notification sent to technician and manager that this CEID has been marked as Could Not Locate (CNL). 33% SLA Warning: Notification sent to technician and manager that this CEID has been marked as Could Not Locate (CNL) for 30 days. 66% SLA Warning: Notification sent to technician and manager that this CEID has been marked as Could Not Locate (CNL) for 60 days. 99% SLA Warning: Notification sent to technician and manager that this CEID has been marked as Could Not Locate (CNL) for 90 days.
|  | SKYTRON | AURORA LED 5 | LAMP, SURGICAL, CEILING |  | TRAUMA ADMIT | Kelemen |  |  | 12/01/2008 |  | 12/1/23 |  |  | NO | YES |  |  |  |  | SKYTRON 10365467 08050865 |  |  | Active |  | 99:99:99:99:99:99 |  | Equipment | PAAR:00-PVAR | 11/02/2019 |  | COOPER UNIVERSITY HOSPITAL |  |  | TRAUMA ADMIT | WOT00000000536885 | Diane Floyd | Disposition | Closed | Richard Jolly | 02/09/2018 | 05/23/2019 | Bulk Disposition CNL | Notification sent to technician and manager that this CEID has been marked as Could Not Locate (CNL). 33% SLA Warning: Notification sent to technician and manager that this CEID has been marked as Could Not Locate (CNL) for 30 days. 66% SLA Warning: Notification sent to technician and manager that this CEID has been marked as Could Not Locate (CNL) for 60 days. 99% SLA Warning: Notification sent to technician and manager that this CEID has been marked as Could Not Locate (CNL) for 90 days.
|  | SKYTRON | AURORA LED 5 | LAMP, SURGICAL, CEILING |  | TRAUMA ADMIT | Kelemen |  |  | 12/01/2008 |  | 12/1/23 |  |  | NO | YES |  |  |  |  | SKYTRON 10365450 08050863 |  |  | Active |  | 99:99:99:99:99:99 |  | Equipment | PAAR:00-PVAR | 11/01/2019 |  | COOPER UNIVERSITY HOSPITAL |  |  | TRAUMA ADMIT | WOT00000000536884 | Diane Floyd | Disposition | Closed | Richard Jolly | 02/09/2018 | 05/22/2019 | Bulk Disposition CNL | Notification sent to technician and manager that this CEID has been marked as Could Not Locate (CNL). 33% SLA Warning: Notification sent to technician and manager that this CEID has been marked as Could Not Locate (CNL) for 30 days. 66% SLA Warning: Notification sent to technician and manager that this CEID has been marked as Could Not Locate (CNL) for 60 days. 99% SLA Warning: Notification sent to technician and manager that this CEID has been marked as Could Not Locate (CNL) for 90 days.
|  | SKYTRON | AURORA LED 5 | LAMP, SURGICAL, CEILING |  | TRAUMA ADMIT | Kelemen |  |  | 12/01/2008 |  | 12/1/23 |  |  | NO | YES |  |  |  |  | SKYTRON 10365449 08050870 |  |  | Active |  | 99:99:99:99:99:99 |  | Equipment | PAAR:00-PVAR | 11/02/2019 |  | COOPER UNIVERSITY HOSPITAL |  |  | TRAUMA ADMIT | WOT00000000536883 | Diane Floyd | Disposition | Closed | Richard Jolly | 02/09/2018 | 05/22/2019 | Bulk Disposition CNL | Notification sent to technician and manager that this CEID has been marked as Could Not Locate (CNL). 33% SLA Warning: Notification sent to technician and manager that this CEID has been marked as Could Not Locate (CNL) for 30 days. 66% SLA Warning: Notification sent to technician and manager that this CEID has been marked as Could Not Locate (CNL) for 60 days. 99% SLA Warning: Notification sent to technician and manager that this CEID has been marked as Could Not Locate (CNL) for 90 days.
|  | SKYTRON | AURORA LED 5 | LAMP, SURGICAL, CEILING |  | TRAUMA ADMIT | Kelemen |  |  | 12/01/2008 |  | 12/1/23 |  |  | NO | YES |  |  |  |  | SKYTRON 10365447 08050838 |  |  | Active |  | 99:99:99:99:99:99 |  | Equipment | PAAR:00-PVAR | 11/02/2019 |  | COOPER UNIVERSITY HOSPITAL |  |  | ED TRUMA ROOMS | WOT00000000536881 | Diane Floyd | Disposition | Closed | Richard Jolly | 02/09/2018 | 05/22/2019 | Bulk Disposition CNL | Notification sent to technician and manager that this CEID has been marked as Could Not Locate (CNL). 33% SLA Warning: Notification sent to technician and manager that this CEID has been marked as Could Not Locate (CNL) for 30 days. 66% SLA Warning: Notification sent to technician and manager that this CEID has been marked as Could Not Locate (CNL) for 60 days. 99% SLA Warning: Notification sent to technician and manager that this CEID has been marked as Could Not Locate (CNL) for 90 days.
|  | SKYTRON | AURORA LED 5 | LAMP, SURGICAL, CEILING |  | TRAUMA ADMIT | Kelemen |  |  | 12/01/2008 |  | 12/1/23 |  |  | NO | YES |  |  |  |  | SKYTRON 10365448 08050777 |  |  | Active |  | 99:99:99:99:99:99 |  | Equipment | PAAR:00-PVAR | 11/02/2019 |  | COOPER UNIVERSITY HOSPITAL |  |  | TRAUMA ADMIT | WOT00000000536882 | Diane Floyd | Disposition | Closed | Richard Jolly | 02/09/2018 | 05/22/2019 | Bulk Disposition CNL | Notification sent to technician and manager that this CEID has been marked as Could Not Locate (CNL). 33% SLA Warning: Notification sent to technician and manager that this CEID has been marked as Could Not Locate (CNL) for 30 days. 66% SLA Warning: Notification sent to technician and manager that this CEID has been marked as Could Not Locate (CNL) for 60 days. 99% SLA Warning: Notification sent to technician and manager that this CEID has been marked as Could Not Locate (CNL) for 90 days.
|  | SKYTRON | AURORA LED 5 | LAMP, SURGICAL, CEILING | 2017-04-3245 |  | Kelemen | [7 empty] | YES | YES
|  | SKYTRON | AURORA LED 5 | LAMP, SURGICAL, CEILING | 2015-09-1118 | OR - KELEMEN 3 | Kelemen |  |  | 10/31/2019 |  | 10/31/34 |  |  | NO | YES |  |  |  |  | SKYTRON 30146320 2015-09-1118 |  |  | Active |  | 99:99:99:99:99:99 |  | Equipment | PAAR:00-PVAR | 10/31/2019 | 10/31/2019 | COOPER UNIVERSITY HOSPITAL |  |  | OPERATING ROOM K8 |  | DOMINIC VENDETTA |  |  |  | 10/31/2019 | 10/31/2019 |  |  |  |  | 10/31/2019 | 10/31/2019
|  | SKYTRON | AURORA LED 5 | LAMP, SURGICAL, CEILING | 2016-01-1639 | OR - KELEMEN 3 | Kelemen |  |  | 10/31/2019 |  | 10/31/34 |  |  | NO | YES |  |  |  |  | SKYTRON 30146319 2016-01-1639 |  |  | Active |  | 99:99:99:99:99:99 |  | Equipment | PAAR:00-PVAR | 10/31/2019 | 10/31/2019 | COOPER UNIVERSITY HOSPITAL |  |  | OPERATING ROOM K8 |  | DOMINIC VENDETTA |  |  |  | 10/31/2019 | 10/31/2019 |  |  |  |  | 10/31/2019 | 10/31/2019
|  | SKYTRON | AURORA LED 5 | LAMP, SURGICAL, CEILING |  | OPERATING ROOM - PAVILION | Pavilion |  |  | 02/04/2009 |  | 2/4/24 |  |  | NO | YES |  |  |  |  | SKYTRON 10346622 08050779 |  |  | Active |  | 99:99:99:99:99:99 |  | Equipment | PAAR:00-PVAR | 11/02/2019 |  | COOPER UNIVERSITY HOSPITAL |  |  | OR P07 |  | DOMINIC VENDETTA
|  | SKYTRON | AURORA LED 7 | LAMP, SURGICAL, CEILING |  | OPERATING ROOM - PAVILION | Pavilion |  |  | 11/02/2019 |  | 11/2/34 |  |  | NO | YES |  |  |  |  | SKYTRON 11239446 08010136 |  |  | Active |  | 99:99:99:99:99:99 |  | Equipment | PAAR:00-PVAR | 11/02/2019 | 11/02/2019 | COOPER UNIVERSITY HOSPITAL |  |  | OR 3 |  | DOMINIC VENDETTA |  |  |  | 11/02/2019 | 11/02/2019 |  |  |  |  | 11/02/2019 | 11/02/2019
|  | SKYTRON | AURORA LED 7 | LAMP, SURGICAL, CEILING |  |  | Pavilion | [7 empty] | NO | YES
|  | SKYTRON | AURORA LED 7 | LAMP, SURGICAL, CEILING |  |  | Kelemen | [7 empty] | YES | YES
|  | SKYTRON | AURORA LED 7 | LAMP, SURGICAL, CEILING |  | OPERATING ROOM - PAVILION | Pavilion |  |  | 06/28/2015 |  | 6/28/30 |  |  | NO | YES |  |  |  |  | SKYTRON 10368959 07100108 |  |  | Active |  | 99:99:99:99:99:99 |  | Equipment | PAAR:00-PVAR | 11/02/2019 |  | COOPER UNIVERSITY HOSPITAL |  |  | OR P11 |  | DOMINIC VENDETTA
|  | SKYTRON | AURORA LED 7 | LAMP, SURGICAL, CEILING |  | OPERATING ROOM - PAVILION | Pavilion |  |  | 06/28/2015 |  | 6/28/30 |  |  | NO | YES |  |  |  |  | SKYTRON 10368957 08040238 |  |  | Active |  | 99:99:99:99:99:99 |  | Equipment | PAAR:00-PVAR | 11/02/2019 |  | COOPER UNIVERSITY HOSPITAL |  |  | OR P11 |  | DOMINIC VENDETTA
|  | SKYTRON | AURORA LED 7 | LAMP, SURGICAL, CEILING |  | OPERATING ROOM - PAVILION | Pavilion |  |  | 12/02/2008 |  | 12/2/23 |  |  | NO | YES |  |  |  |  | SKYTRON 10368335 08050781 |  |  | Active |  | 99:99:99:99:99:99 |  | Equipment | PAAR:00-PVAR | 11/02/2019 |  | COOPER UNIVERSITY HOSPITAL |  |  | P10 |  | DOMINIC VENDETTA
|  | SKYTRON | AURORA LED 7 | LAMP, SURGICAL, CEILING |  | OPERATING ROOM - PAVILION | Pavilion |  |  | 12/02/2008 |  | 12/2/23 |  |  | NO | YES |  |  |  |  | SKYTRON 10368337 08010135 |  |  | Active |  | 99:99:99:99:99:99 |  | Equipment | PAAR:00-PVAR | 11/01/2019 |  | COOPER UNIVERSITY HOSPITAL |  |  | P10 | 0012018301 | DOMINIC VENDETTA | Repair | Closed | Salvatore Bombara | 08/08/2017 | 08/09/2017 | SURGICAL LIGHT - TWO BULBS ARE OUT - P10 OR | 8/9/2017 8:17:00 AM SXBOMBARA (SXBOMBARA 8/9/2017 12:00 AM) REPLACED POD. TESTED AND PASSED FULL FUNCTIONAL CHECK. RETURNED UNIT TO SERVICE Part from stock | E131AF73-1853-4288-9EE4-D713B204DAA2 | Labor | 08/09/2017 | 08/09/2017 | Salvatore Bombara
|  | SKYTRON | AURORA LED 7 | LAMP, SURGICAL, CEILING |  | OPERATING ROOM - PAVILION | Pavilion |  |  | 12/02/2008 |  | 12/2/23 |  |  | NO | YES |  |  |  |  | SKYTRON 10368334 07090091 |  |  | Active |  | 99:99:99:99:99:99 |  | Equipment | PAAR:00-PVAR | 11/02/2019 |  | COOPER UNIVERSITY HOSPITAL |  |  | P10 |  | DOMINIC VENDETTA
|  | SKYTRON | AURORA LED 7 | LAMP, SURGICAL, CEILING |  | OPERATING ROOM - PAVILION | Pavilion |  |  | 02/04/2009 |  | 2/4/24 |  |  | NO | YES |  |  |  |  | SKYTRON 10368273 08050780 |  |  | Active |  | 99:99:99:99:99:99 |  | Equipment | PAAR:00-PVAR | 11/01/2019 |  | COOPER UNIVERSITY HOSPITAL |  |  | OR 3 | 0012009386 | DOMINIC VENDETTA | Repair | Closed | Salvatore Bombara | 08/07/2017 | 08/09/2017 | OVERHEAD LIGHT - BULB OUT - OR PAVILION 3 | 8/7/2017 8:46:47 AM SXBOMBARA (SXBOMBARA 8/7/2017 12:00 AM) CONFIRMED LED POD IS OUT. SCHEDULED REPAIR FOR TUESDAY MORNING. ALSO DETERMINE THAT BOOM IS MISSING NITROGEN KNOB. REPLACED MISSING PART. 8/9/2017 8:24:06 AM SXBOMBARA (SXBOMBARA 8/9/2017 12:00 AM) REPLACED POD. TESTED AND PASSED FULL FUNCTIONAL CHECK. RETURNED UNIT TO SERVICE. part from stock | D109D85F-4637-491B-9FE3-00FE33DFF37D | Labor | 08/09/2017 | 08/09/2017 | Salvatore Bombara
|  | SKYTRON | AURORA LED 7 | LAMP, SURGICAL, CEILING |  | OPERATING ROOM - PAVILION | Pavilion |  |  | 02/04/2009 |  | 2/4/24 |  |  | NO | YES |  |  |  |  | SKYTRON 10368272 07100109 |  |  | Active |  | 99:99:99:99:99:99 |  | Equipment | PAAR:00-PVAR | 11/02/2019 |  | COOPER UNIVERSITY HOSPITAL |  |  | OR 3 | WOT00000002416520 | DOMINIC VENDETTA | Repair | Closed | Salvatore Bombara | 03/29/2019 | 04/01/2019 | overhead light - drifts, does not stay | confirm. tightened loose tension screws on boom | EXP2612153 | Labor | 03/29/2019 | 03/29/2019 | Tom Burhart
|  | SKYTRON | AURORA LED 7 | LAMP, SURGICAL, CEILING |  | OPERATING ROOM - PAVILION | Kelemen |  |  | 02/04/2009 |  | 2/4/24 |  |  | NO | YES |  |  |  |  | SKYTRON 10367295 08050864 |  |  | Active |  | 99:99:99:99:99:99 |  | Equipment | PAAR:00-PVAR | 11/02/2019 |  | COOPER UNIVERSITY HOSPITAL |  |  | ROOM 2 |  | DOMINIC VENDETTA
|  | SKYTRON | AURORA LED 7 | LAMP, SURGICAL, CEILING |  | OPERATING ROOM - PAVILION | Kelemen |  |  | 02/04/2009 |  | 2/4/24 |  |  | NO | YES |  |  |  |  | SKYTRON 10367296 08040241 |  |  | Active |  | 99:99:99:99:99:99 |  | Equipment | PAAR:00-PVAR | 11/02/2019 |  | COOPER UNIVERSITY HOSPITAL |  |  | ROOM 2 |  | DOMINIC VENDETTA
|  | SKYTRON | AURORA LED 7 | LAMP, SURGICAL, CEILING |  | OPERATING ROOM - PAVILION | Kelemen |  |  | 02/04/2009 |  | 2/4/24 |  |  | NO | YES |  |  |  |  | SKYTRON 10367294 07100111 |  |  | Active |  | 99:99:99:99:99:99 |  | Equipment | PAAR:00-PVAR | 11/02/2019 |  | COOPER UNIVERSITY HOSPITAL |  |  | ROOM 2 | WOT00000002889222 | DOMINIC VENDETTA | Repair | Closed | Salvatore Bombara | 06/12/2019 | 06/25/2019 | light is out | confirm. replaced 2 LED pods. Parts from existing stock. | EXP3234725 | Labor | 06/18/2019 | 06/18/2019 | Salvatore Bombara
|  | SKYTRON | AURORA LED 7 | LAMP, SURGICAL, CEILING |  | OR - KELEMEN 3 | Kelemen |  |  | 01/01/1900 |  |  |  |  | NO | YES |  |  |  |  | SKYTRON 10366670 10030563 |  |  | Active |  | 99:99:99:99:99:99 |  | Equipment | PAAR:00-PVAR | 11/02/2019 |  | COOPER UNIVERSITY HOSPITAL |  |  | OPERATING ROOM K2 |  | DOMINIC VENDETTA
|  | SKYTRON | AURORA LED 7 | LAMP, SURGICAL, CEILING |  | OPERATING ROOM - PAVILION | Kelemen |  |  | 01/01/1900 |  |  |  |  | NO | YES |  |  |  |  | SKYTRON 10366662 10030564 |  |  | Active |  | 99:99:99:99:99:99 |  | Equipment | PAAR:00-PVAR | 11/02/2019 |  | COOPER UNIVERSITY HOSPITAL |  |  | OPERATING ROOM K3 | 0011518447 | DOMINIC VENDETTA | Repair | Closed | Salvatore Bombara | 04/27/2017 | 04/27/2017 | SURGICAL LIGHT - DRIFTING - TMX | 4/27/2017 1:50:54 PM SXBOMBARA (SXBOMBARA 4/27/2017 12:00 AM) CONFIRMED ERROR. ADJUSTED DRIFTING BOOM. RETURNED UNIT TO SERVICE. | 5C66817B-FB16-4AE3-B086-380D90D01DE8 | Labor | 04/27/2017 | 04/27/2017 | Salvatore Bombara
|  | SKYTRON | AURORA LED 7 | LAMP, SURGICAL, CEILING |  | OPERATING ROOM - PAVILION | Pavilion |  |  | 02/13/2009 |  | 2/13/24 |  |  | NO | YES |  |  |  |  | SKYTRON 10355482 08010137 |  |  | Active |  | 99:99:99:99:99:99 |  | Equipment | PAAR:00-PVAR | 11/01/2019 |  | COOPER UNIVERSITY HOSPITAL |  |  | OR 6 |  | DOMINIC VENDETTA
|  | SKYTRON | AURORA LED 7 | LAMP, SURGICAL, CEILING |  | OPERATING ROOM - PAVILION | Pavilion |  |  | 02/13/2009 |  | 2/13/24 |  |  | NO | YES |  |  |  |  | SKYTRON 10355483 08050845 |  |  | Active |  | 99:99:99:99:99:99 |  | Equipment | PAAR:00-PVAR | 11/01/2019 |  | COOPER UNIVERSITY HOSPITAL |  |  | OR 6 | WOT00000001180357 | DOMINIC VENDETTA | Repair | Closed | Salvatore Bombara | 07/19/2018 | 11/06/2018 | LED Pod is out | Acknowledged. Confirmed error. 2 LED pods are not illuminating. Ordered replacement PODS Set. Received part. installed tested and passed full functional check. returned unit to service. | EXP0974275 | Labor | 07/23/2018 | 07/23/2018 | Salvatore Bombara
|  | SKYTRON | AURORA LED 7 | LAMP, SURGICAL, CEILING |  | OPERATING ROOM - PAVILION | Pavilion |  |  | 02/13/2009 |  | 2/13/24 |  |  | NO | YES |  |  |  |  | SKYTRON 10355481 07100110 |  |  | Active |  | 99:99:99:99:99:99 |  | Equipment | PAAR:00-PVAR | 11/02/2019 |  | COOPER UNIVERSITY HOSPITAL |  |  | OR 6 | 0011322739 | DOMINIC VENDETTA | Repair | Closed | Salvatore Bombara | 03/07/2017 | 05/18/2017 | LIGHT - CAMERA DOESN'T ROTATE - TMX | 3/8/2017 10:17:56 AM SXBOMBARA (SXBOMBARA 3/7/2017 12:00 AM) WORKED WITH CHRIS WOLF. CONFIRMED THIS ERROR. I OPENED UP THIS LIGHT, CONFIRMED ALL CONNECTION ARE SECURE. I CONFIRMED ROTATION MOTOR IS FUNCTIONING. SPOKE WITH TECH SUPPORT. DETERMINED THAT A CONNECTION PIN IS BROKEN. OBTAINED PART #. TECH SUPPORT STATED THAT THIS IS SLATED AS A DIFFICULT REPAIR AND COULD TAKE UP TO 5 HRS. I HAVE NEVER REPLACED THIS PART. SPOKE WITH CHRIS. WE BOTH CONFIRMED THAT HE CANNOT CLOSE THE ROOM FOR THAT MANY HOURS DURING NORMAL BUSINESS HOURS. AND THERE IS NO OVERTIME AVAILABLE. I SUGGESTED TO HAVE SKYTRON PERFORM THE REPAIR AFTER HOURS OR THE WEEKEND. HE AGREED. CHRIS WILL CONTACT JOE DRUCTOR FOR CONFORMATION. SEE THE FOLLOWING EMAIL EXCHANGE. TO:JOE JOE, THE IN LIGHT CAMERA IN P6 IS BROKEN, AND NEEDS A REPLACEMENT PIECE. I HAD A CONVERSATION WITH SAL, AND THE REPLACEMENT PARTS ARE 1700 DOLLARS. THE INSTALLATION HOWEVER, IF SAL TAKES CARE OF THE WORK, WILL BE A THREE HOUR JOB, AND WOULD HAVE TO BE DURING NORMAL WORK HOURS. THAT WOULD REQUIRE CLOSING THE ROOM DOWN. THE OTHER OPTION WOULD BE TO CONTACT PRECISION, A REPAIR COMPANY FOR SKYTRON, AND HAVE THEM DO THE WORK OFF HOURS. THAT WILL COST EXTRA MONEY. HOW DO YOU WANT TO HANDLE? FROM JOE: PLEASE CHARGE 662 AND DO AFTER HOURS. (SXBOMBARA 3/8/2017 12:00 AM) CONFIRMED PART # AND PRICE. ORDERED REPLACEMENT PART. I WILL CALL IN SKYTRON WHEN THIS PART ARRIVES. 3/15/2017 2:26:31 PM SXBOMBARA (SXBOMBARA 3/15/2017 12:00 AM) RECEIVED PART. SET UP SERVICE/DISPATCH WITH NORTHEAST MED. DISPATCH # 4626 PO# OF LABOR TMB662031517 3/22/2017 2:31:46 PM SXBOMBARA (SXBOMBARA 3/22/2017 12:00 AM) THIS SERVICE CALL HAS BEEN RESCHEDULE TO 3-26-17. ROOM WAS NOT AVAILABLE PRIOR TO. 3/27/2017 11:32:07 AM SXBOMBARA (SXBOMBARA 3/27/2017 12:00 AM) SPOKE WITH TECH MIKE. HE ATTEMPTED TO INSTALL THIS PART ON SUNDAY, 3-26-17. HE DETERMINED THAT THIS PART WAS DEFECTIVE. CONTACTED SKYTRON TO EXCHANGE PART. RMA# 44741 4/6/2017 7:58:12 AM SXBOMBARA (SXBOMBARA 4/6/2017 12:00 AM) RECEIVED THIS MESSASGE FROM SKYTRON: HI SAL, I CAN CONFIRM THAT WE?VE RECEIVED THE PRODUCT BACK AND IT IS MAKING ITS WAY THROUGH THE SYSTEM. IT SHOULD BE COMPLETED IN THE NEXT DAY OR SO. THANK YOU JOHN TERMEER QUALITY SUPERVISOR O: (616) 656-2994 E: JTERMEER@SKYTRON.US W: SKYTRON.US 4/20/2017 10:30:55 AM SXBOMBARA (SXBOMBARA 4/20/2017 12:00 AM) CONTACTED SKYTRON. NO UPDATE ON THIS PART. STILL UNAVAILABLE 5/10/2017 11:34:35 AM SXBOMBARA (SXBOMBARA 4/30/2017 12:00 AM) RECEIVED REPLACEMENT PART. REPAIR WAS ATTEMPTED AGAIN AND AGAIN IT DID NOT WORK. SPOKE WITH MIKE. HE IS GOING TO FOLLOW UP WITH SKYTRON. 5/10/2017 11:36:22 AM SXBOMBARA (SXBOMBARA 5/3/2017 12:00 AM) SPOKE WIT MIKE. HE CONSULTED SKYTRON. THEY HAVE A PLAN TO COMPLETE THIS REPAIR. MORE PARTS HAVE BEEN ORDERED. AWAITING MIKE TO CALL ME WHEN HE RECEIVES PARTS TO SET UP REPAIR AGAIN. 5/18/2017 1:46:29 PM SXBOMBARA (SXBOMBARA 5/16/2017 12:00 AM) REPAIR HAS BEEN COMPLETED. VERIFIED UNIT IS WORKING. SEE ATTACHMENT | 2E319045-C41E-4596-80F6-0BD50BCACFB6 | Labor | 03/22/2017 | 03/22/2017 | Salvatore Bombara
|  | SKYTRON | AURORA LED 7 | LAMP, SURGICAL, CEILING |  | OPERATING ROOM - PAVILION | Pavilion |  |  | 02/04/2009 |  | 2/4/24 |  |  | NO | YES |  |  |  |  | SKYTRON 10346620 07090090 |  |  | Active |  | 99:99:99:99:99:99 |  | Equipment | PAAR:00-PVAR | 11/02/2019 |  | COOPER UNIVERSITY HOSPITAL |  |  | OR P07 |  | DOMINIC VENDETTA
|  | SKYTRON | AURORA LED 7 | LAMP, SURGICAL, CEILING |  | OPERATING ROOM - PAVILION | Pavilion |  |  | 02/04/2009 |  | 2/4/24 |  |  | NO | YES |  |  |  |  | SKYTRON 10346619 08010141 |  |  | Active |  | 99:99:99:99:99:99 |  | Equipment | PAAR:00-PVAR | 11/01/2019 |  | COOPER UNIVERSITY HOSPITAL |  |  | OR P07 |  | DOMINIC VENDETTA
|  | SKYTRON | AURORA LED 7 | LAMP, SURGICAL, CEILING |  | OPERATING ROOM - PAVILION | Pavilion |  |  | 12/02/2008 |  | 12/2/23 |  |  | NO | YES |  |  |  |  | SKYTRON 10346280 08010140 |  |  | Active |  | 99:99:99:99:99:99 |  | Equipment | PAAR:00-PVAR | 11/02/2019 |  | COOPER UNIVERSITY HOSPITAL |  |  | OR 9 |  | DOMINIC VENDETTA
|  | SKYTRON | AURORA LED 7 | LAMP, SURGICAL, CEILING |  | OPERATING ROOM - PAVILION | Pavilion |  |  | 12/02/2008 |  | 12/2/23 |  |  | NO | YES |  |  |  |  | SKYTRON 10346279 07110122 |  |  | Active |  | 99:99:99:99:99:99 |  | Equipment | PAAR:00-PVAR | 11/02/2019 |  | COOPER UNIVERSITY HOSPITAL |  |  | OR 9 |  | DOMINIC VENDETTA
|  | SKYTRON | IN19 | LAMP, SURGICAL, CEILING |  | SHORT PROCEDURE UNIT | Kelemen |  |  | 06/05/2015 |  | 6/5/30 |  |  | NO | YES |  |  |  |  | SKYTRON 10367443 960004 |  |  | Active |  | 99:99:99:99:99:99 |  | Equipment | PAAR:00-PVAR | 11/02/2019 |  | COOPER UNIVERSITY HOSPITAL |  |  | SPU/5N TREATMENT RM | WOT00000000520310 | Lisa Geoghegan | Disposition | Closed | Michael Youch | 02/08/2018 | 05/15/2019 | Bulk Disposition CNL
|  | SKYTRON | INFINITY SERIES | LAMP, SURGICAL, CEILING |  | EMERGENCY ROOM | Kelemen |  |  | 08/01/2008 |  | 8/1/23 |  |  | NO | YES |  |  |  |  | SKYTRON 10368958 08049331 |  |  | Active |  | 99:99:99:99:99:99 |  | Equipment | PAAR:00-PVAR | 10/31/2019 |  | COOPER UNIVERSITY HOSPITAL |  |  | EMERGENCY DEPARTMENT |  | KAREN GRUBER
|  | SKYTRON | INFINITY SERIES | LAMP, SURGICAL, CEILING | 06970342B | EMERGENCY ROOM | Kelemen |  |  | 01/01/1900 |  |  |  |  | NO | YES |  |  |  |  | SKYTRON 10368772 06970342B |  |  | Active |  | 99:99:99:99:99:99 |  | Equipment | PAAR:00-PVAR | 11/01/2019 |  | COOPER UNIVERSITY HOSPITAL |  |  | PEDS TRAUMA | WOT00000000505566 | KAREN GRUBER | Disposition | Closed | Richard Jolly | 02/08/2018 | 05/14/2019 | Bulk Disposition CNL
|  | SKYTRON | INFINITY SERIES | LAMP, SURGICAL, CEILING | 06970343B | EMERGENCY ROOM | Kelemen |  |  | 01/01/1900 |  |  |  |  | NO | YES |  |  |  |  | SKYTRON 10368770 06970343B |  |  | Active |  | 99:99:99:99:99:99 |  | Equipment | PAAR:00-PVAR | 11/02/2019 |  | COOPER UNIVERSITY HOSPITAL |  |  | PEDS TRAUMA | WOT00000000505567 | KAREN GRUBER | Disposition | Closed | Richard Jolly | 02/08/2018 | 05/14/2019 | Bulk Disposition CNL
|  | SKYTRON | INFINITY SERIES | LAMP, SURGICAL, CEILING | 06970344B | EMERGENCY ROOM | Kelemen |  |  | 01/01/1900 |  |  |  |  | NO | YES |  |  |  |  | SKYTRON 10368173 06970344B |  |  | Active |  | 99:99:99:99:99:99 |  | Equipment | PAAR:00-PVAR | 11/02/2019 |  | COOPER UNIVERSITY HOSPITAL |  |  | PEDS ER/RM 3 | 0012399435 | KAREN GRUBER | Repair | Closed | Michael Youch | 11/13/2017 | 11/22/2017 | SURGICAL LIGHTS - 5 BULBS ARE OUT - PED ER RM 3A | 11/14/2017 1:32:34 PM MDYOUCH (MDYOUCH 11/13/2017 3:00 PM) COULD NOT GET TO THE LIGHT WITH PATIENT OCCUPYING BED. 11/15/2017 11:42:35 AM MDYOUCH (MDYOUCH 11/15/2017 10:00 AM) CHANGED LAMPS FROM STOCK AND REORDERED | 8B6B742D-EE28-40FD-BB22-E26D6DFDAF3D | Parts | 01/01/1900 | 01/01/1900 | Michael Youch
|  | SKYTRON | INFINITY SERIES | LAMP, SURGICAL, CEILING | 06970341B | EMERGENCY ROOM | Kelemen |  |  | 01/01/1900 |  |  |  |  | NO | YES |  |  |  |  | SKYTRON 10368174 06970341B |  |  | Active |  | 99:99:99:99:99:99 |  | Equipment | PAAR:00-PVAR | 11/01/2019 |  | COOPER UNIVERSITY HOSPITAL |  |  | PEDS ER RM 3 | WOT00000000505565 | KAREN GRUBER | Disposition | Closed | Richard Jolly | 02/08/2018 | 05/16/2019 | Bulk Disposition CNL
|  | SKYTRON | INFINITY SERIES | LAMP, SURGICAL, CEILING |  | MARLTON-DERMATOLOGY | 10000 Sagemore Dr - Marlton |  |  | 01/01/1900 |  |  |  |  | NO | YES |  |  |  |  | SKYTRON 10366126 06931022 |  |  | Active |  | 99:99:99:99:99:99 |  | Equipment | PAAR:00-PVAR | 11/02/2019 |  | COOPER AMBULATORY OFF-SITES |  |  | Room 6 | 0011667726 | MICHELE CANALE | Repair | Closed | Kirk Lis | 05/26/2017 | 05/30/2017 | OR LIGHT - REPLACING HANDLES - MARLTON DERM RM 4 | 5/30/2017 9:03:27 AM KALIS (KALIS 5/26/2017 12:00 AM) ) REMOVED OLD HANDLE AND REPLACED WITH UPDATED UNIT. HANDLE SUPPLIED BY USER (KALIS 5/26/2017 12:00 AM) TRAVEL TIME | 704AD0CC-5F28-4D5F-8454-516A53965574 | Labor | 05/26/2017 | 05/26/2017 | Kirk Lis
|  | SKYTRON | INFINITY SERIES | LAMP, SURGICAL, CEILING |  | MARLTON-DERMATOLOGY | 10000 Sagamore Dr |  |  | 01/01/1900 |  |  |  |  | NO | YES |  |  |  |  | SKYTRON 10366118 07932034 |  |  | Active |  | 99:99:99:99:99:99 |  | Equipment | PAAR:00-PVAR | 11/02/2019 |  | COOPER AMBULATORY OFF-SITES |  |  | ROOM 5 | 0011667724 | MICHELE CANALE | Repair | Closed | Kirk Lis | 05/26/2017 | 05/30/2017 | OR LIGHT - REPLACING HANDLES - MARLTON DERM RM 3 | 5/30/2017 9:01:34 AM KALIS (KALIS 5/26/2017 12:00 AM) ) REMOVED OLD HANDLE AND REPLACED WITH UPDATED UNIT. HANDLE SUPPLIED BY USER | 7E74BB22-AD5F-470B-8293-17C309B70E63 | Labor | 05/26/2017 | 05/26/2017 | Kirk Lis
|  | SKYTRON | INFINITY SERIES | LAMP, SURGICAL, CEILING |  | MARLTON-DERMATOLOGY | 10000 Sagemore Dr - Marlton |  |  | 01/01/1900 |  |  |  |  | NO | YES |  |  |  |  | SKYTRON 10366115 07932033 |  |  | Active |  | 99:99:99:99:99:99 |  | Equipment | PAAR:00-PVAR | 11/02/2019 |  | COOPER AMBULATORY OFF-SITES |  |  | ROOM 4 | 0011667721 | MICHELE CANALE | Repair | Closed | Kirk Lis | 05/26/2017 | 05/30/2017 | OR LIGHT - REPLACING HANDLES - MARLTON DERM RM 2 | 5/30/2017 8:58:03 AM KALIS (KALIS 5/26/2017 12:00 AM) REMOVED OLD HANDLE AND REPLACED WITH UPDATED UNIT | 7B4757C7-3106-441A-92BE-463BA3D8928B | Labor | 05/26/2017 | 05/26/2017 | Kirk Lis
|  | SKYTRON | INFINITY SERIES | LAMP, SURGICAL, CEILING |  | MARLTON-DERMATOLOGY | 10000 Sagemore Dr - Marlton |  |  | 01/01/1900 |  |  |  |  | NO | YES |  |  |  |  | SKYTRON 10366110 07932037 |  |  | Active |  | 99:99:99:99:99:99 |  | Equipment | PAAR:00-PVAR | 10/31/2019 |  | COOPER AMBULATORY OFF-SITES |  |  | ROOM 3 |  | MICHELE CANALE
|  | SKYTRON | INFINITY SERIES | LAMP, SURGICAL, CEILING |  | EMERGENCY ROOM | Kelemen |  |  | 08/22/2008 |  | 8/22/23 |  |  | NO | YES |  |  |  |  | SKYTRON 10349347 08049330 |  |  | Active |  | 99:99:99:99:99:99 |  | Equipment | PAAR:00-PVAR | 10/31/2019 |  | COOPER UNIVERSITY HOSPITAL |  |  | EMERGENCY DEPARTMENT |  | KAREN GRUBER
|  | SKYTRON | INFINITY SERIES | LAMP, SURGICAL, CEILING |  | EMERGENCY ROOM | Kelemen |  |  | 08/22/2008 |  | 8/22/23 |  |  | NO | YES |  |  |  |  | SKYTRON 10349348 08049329 |  |  | Active |  | 99:99:99:99:99:99 |  | Equipment | PAAR:00-PVAR | 10/31/2019 |  | COOPER UNIVERSITY HOSPITAL |  |  | EMERGENCY DEPARTMENT |  | KAREN GRUBER
|  | SKYTRON | INFINITY SERIES | LAMP, SURGICAL, CEILING | D980230B | INTENSIVE CARE NURSERY | Dorrance |  |  | 01/01/1900 |  |  |  |  | NO | YES |  |  |  |  | SKYTRON 10348770 D980230B |  |  | Active |  | 99:99:99:99:99:99 |  | Equipment | PAAR:00-PVAR | 10/31/2019 |  | COOPER UNIVERSITY HOSPITAL |  |  |  |  | JOANNE FOX
|  | SKYTRON | KR56 | LAMP, SURGICAL, CEILING | Y5SU1986013612 | 3 COOPER - SURGERY DEPARTMENT | 3 Cooper |  |  | 10/31/2019 |  | 10/31/34 |  |  | NO | YES | Serial Number Y5SU1986013612 |  |  |  | SKYTRON 30126112 Y5SU1986013612 |  |  | Active |  | 99:99:99:99:99:99 |  | Equipment | PAAR:00-PVAR | 10/31/2019 | 10/31/2019 | COOPER AMBULATORY OFF-SITES |  |  | SUITE 403 - EXAM 14 |  | ANNE MAIER |  |  |  | 10/31/2019 | 10/31/2019 |  |  |  |  | 10/31/2019 | 10/31/2019
|  | SKYTRON | STELLAR ST23 | LAMP, SURGICAL, CEILING |  |  | Kelemen | [7 empty] | NO | YES
|  | SKYTRON | STELLAR ST23 | LAMP, SURGICAL, CEILING |  |  | Dorrance | [7 empty] | NO | YES
|  | SKYTRON | STELLAR ST23 | LAMP, SURGICAL, CEILING |  | OR - KELEMEN 3 | Kelemen |  |  | 01/01/1900 |  |  |  |  | NO | YES |  |  |  |  | SKYTRON 10369104 05014890 |  |  | Active |  | 99:99:99:99:99:99 |  | Equipment | PAAR:00-PVAR | 11/02/2019 |  | COOPER UNIVERSITY HOSPITAL |  |  | K7 |  | DOMINIC VENDETTA
|  | SKYTRON | STELLAR ST23 | LAMP, SURGICAL, CEILING |  | OR - KELEMEN 3 | Kelemen |  |  | 01/01/1900 |  |  |  |  | NO | YES |  |  |  |  | SKYTRON 10369103 00120114 |  |  | Active |  | 99:99:99:99:99:99 |  | Equipment | PAAR:00-PVAR | 11/02/2019 |  | COOPER UNIVERSITY HOSPITAL |  |  | K7 | 0012248992 | DOMINIC VENDETTA | Repair | Closed | Richard Jolly | 09/29/2017 | 10/04/2017 | OVERHEAD LIGHT - NEEDS COLUMN COVER CAP FOR BULB - OR K7 | 9/29/2017 11:29:13 AM MDYOUCH (MDYOUCH 9/29/2017 11:00 AM) FOUND END CAP IS MISSING; REORDERED PART | 49AEE949-9B6D-4C53-8915-7CC2EA123CCA | Parts | 01/01/1900 | 01/01/1900 | Michael Youch
|  | SKYTRON | STELLAR ST23 | LAMP, SURGICAL, CEILING |  | EMERGENCY ROOM | Kelemen |  |  | 08/01/2008 |  | 8/1/23 |  |  | NO | YES |  |  |  |  | SKYTRON 10368854 08049333 |  |  | Active |  | 99:99:99:99:99:99 |  | Equipment | PAAR:00-PVAR | 11/02/2019 |  | COOPER UNIVERSITY HOSPITAL |  |  | EMERGENCY DEPARTMENT | WOT00000000536924 | KAREN GRUBER | Disposition | Closed | Richard Jolly | 02/09/2018 | 04/25/2019 | Bulk Disposition CNL | Notification sent to technician and manager that this CEID has been marked as Could Not Locate (CNL). 33% SLA Warning: Notification sent to technician and manager that this CEID has been marked as Could Not Locate (CNL) for 30 days. 66% SLA Warning: Notification sent to technician and manager that this CEID has been marked as Could Not Locate (CNL) for 60 days. 99% SLA Warning: Notification sent to technician and manager that this CEID has been marked as Could Not Locate (CNL) for 90 days.
|  | SKYTRON | STELLAR ST23 | LAMP, SURGICAL, CEILING |  | EMERGENCY ROOM | Kelemen |  |  | 08/01/2008 |  | 8/1/23 |  |  | NO | YES |  |  |  |  | SKYTRON 10368849 08049332 |  |  | Active |  | 99:99:99:99:99:99 |  | Equipment | PAAR:00-PVAR | 11/02/2019 |  | COOPER UNIVERSITY HOSPITAL |  |  | EMERGENCY DEPARTMENT | WOT00000000536923 | KAREN GRUBER | Disposition | Closed | Richard Jolly | 02/09/2018 | 04/25/2019 | Bulk Disposition CNL | Notification sent to technician and manager that this CEID has been marked as Could Not Locate (CNL). 33% SLA Warning: Notification sent to technician and manager that this CEID has been marked as Could Not Locate (CNL) for 30 days. 66% SLA Warning: Notification sent to technician and manager that this CEID has been marked as Could Not Locate (CNL) for 60 days. 99% SLA Warning: Notification sent to technician and manager that this CEID has been marked as Could Not Locate (CNL) for 90 days.
|  | SKYTRON | STELLAR ST23 | LAMP, SURGICAL, CEILING |  | OR - KELEMEN 3 | Kelemen |  |  | 01/01/1900 |  |  |  |  | NO | YES |  |  |  |  | SKYTRON 10368412 00110074 |  |  | Active |  | 99:99:99:99:99:99 |  | Equipment | PAAR:00-PVAR | 11/02/2019 |  | COOPER UNIVERSITY HOSPITAL |  |  | K5 | WOT00000000536908 | DOMINIC VENDETTA | Disposition | Closed | Salvatore Bombara | 02/09/2018 | 05/17/2019 | Bulk Disposition CNL | Notification sent to technician and manager that this CEID has been marked as Could Not Locate (CNL). 33% SLA Warning: Notification sent to technician and manager that this CEID has been marked as Could Not Locate (CNL) for 30 days. 66% SLA Warning: Notification sent to technician and manager that this CEID has been marked as Could Not Locate (CNL) for 60 days. 99% SLA Warning: Notification sent to technician and manager that this CEID has been marked as Could Not Locate (CNL) for 90 days.
|  | SKYTRON | STELLAR ST23 | LAMP, SURGICAL, CEILING |  | OR - KELEMEN 3 | Kelemen |  |  | 01/01/1900 |  |  |  |  | NO | YES |  |  |  |  | SKYTRON 10368411 00120120 |  |  | Active |  | 99:99:99:99:99:99 |  | Equipment | PAAR:00-PVAR | 11/02/2019 |  | COOPER UNIVERSITY HOSPITAL |  |  | K5 |  | DOMINIC VENDETTA
|  | SKYTRON | STELLAR ST23 | LAMP, SURGICAL, CEILING |  | TRAUMA ADMIT | Kelemen |  |  | 12/07/2009 |  | 12/7/24 |  |  | NO | YES |  |  |  |  | SKYTRON 10368187 00120122 |  |  | Active |  | 99:99:99:99:99:99 |  | Equipment | PAAR:00-PVAR | 11/02/2019 |  | COOPER UNIVERSITY HOSPITAL |  |  | TAA-TAA5 | WOT00000000536901 | Diane Floyd | Disposition | Closed | Richard Jolly | 02/09/2018 | 05/22/2019 | Bulk Disposition CNL | Notification sent to technician and manager that this CEID has been marked as Could Not Locate (CNL). 33% SLA Warning: Notification sent to technician and manager that this CEID has been marked as Could Not Locate (CNL) for 30 days. 66% SLA Warning: Notification sent to technician and manager that this CEID has been marked as Could Not Locate (CNL) for 60 days. 99% SLA Warning: Notification sent to technician and manager that this CEID has been marked as Could Not Locate (CNL) for 90 days.
|  | SKYTRON | STELLAR ST23 | LAMP, SURGICAL, CEILING |  | TRAUMA ADMIT | Kelemen |  |  | 12/07/2009 |  | 12/7/24 |  |  | NO | YES |  |  |  |  | SKYTRON 10368188 00110076 |  |  | Active |  | 99:99:99:99:99:99 |  | Equipment | PAAR:00-PVAR | 11/01/2019 |  | COOPER UNIVERSITY HOSPITAL |  |  | TAA-TAA5 |  | Diane Floyd
|  | SKYTRON | STELLAR ST23 | LAMP, SURGICAL, CEILING |  | OR - KELEMEN 3 | Kelemen |  |  | 01/01/1900 |  |  |  |  | NO | YES |  |  |  |  | SKYTRON 10367202 00120113 |  |  | Active |  | 99:99:99:99:99:99 |  | Equipment | PAAR:00-PVAR | 11/02/2019 |  | COOPER UNIVERSITY HOSPITAL |  |  | OR K6 | 0011721690 | DOMINIC VENDETTA | Repair | Closed | Salvatore Bombara | 05/30/2017 | 06/06/2017 | OR LIGHT - BROKEN LIGHT LENS - TMX | 5/30/2017 10:06:38 AM SXBOMBARA (SXBOMBARA 5/30/2017 12:00 AM) CONFIRMED ERROR. ORDERED PARTS FOR REPAIR. ordered next day per Stay's Masia request 6/6/2017 9:34:38 AM SXBOMBARA (SXBOMBARA 6/5/2017 12:00 AM) REPLACED DIFFUSER. TESTED AND PASSED FUNCTIONAL CHECK. RETURNED TO SERVICE. | 2BC71972-8A99-4F4A-97C4-52420ADE8119 | Parts | 01/01/1900 | 01/01/1900 | Salvatore Bombara
|  | SKYTRON | STELLAR ST23 | LAMP, SURGICAL, CEILING |  | OR - KELEMEN 3 | Kelemen |  |  | 01/01/1900 |  |  |  |  | NO | YES |  |  |  |  | SKYTRON 10367201 00120128 |  |  | Active |  | 99:99:99:99:99:99 |  | Equipment | PAAR:00-PVAR | 11/02/2019 |  | COOPER UNIVERSITY HOSPITAL |  |  | OR K6 | 0012155439 | DOMINIC VENDETTA | Repair | Closed | Salvatore Bombara | 09/13/2017 | 09/14/2017 | OR LIGHT - *SURGERY CASE COMING UP SOON*, FLOATING, DOESNT STAY WHERE YOU PUT IT - OR K6 | 9/13/2017 2:20:25 PM SXBOMBARA (SXBOMBARA 9/13/2017 12:00 AM) ROOM WAS IN USE UPON ARRIVAL. CONTACTED SHAWN, HE WILL CALL WHEN ROOM IS AVAILABLE. 9/14/2017 10:18:16 AM SXBOMBARA (SXBOMBARA 9/14/2017 12:00 AM) ADJUSTED TENSION AT LIGHT PIVOT POINT ON BOTH LIGHTS. RETURNED TO SERVICE. | B9852856-3A3C-4C30-8146-5F7C6AE44A8D | Labor | 09/13/2017 | 09/13/2017 | Salvatore Bombara
|  | SKYTRON | STELLAR ST23 | LAMP, SURGICAL, CEILING |  | EMERGENCY ROOM | Kelemen | [7 empty] | NO | YES
|  | SKYTRON | STELLAR ST23 | LAMP, SURGICAL, CEILING |  | TRAUMA ADMIT | Kelemen |  |  | 12/09/2009 |  | 12/9/24 |  |  | NO | YES |  |  |  |  | SKYTRON 10365475 00120127 |  |  | Active |  | 99:99:99:99:99:99 |  | Equipment | PAAR:00-PVAR | 11/02/2019 |  | COOPER UNIVERSITY HOSPITAL |  |  | TRAUMA ADMIT |  | Diane Floyd
|  | SKYTRON | STELLAR ST23 | LAMP, SURGICAL, CEILING |  | TRAUMA ADMIT | Kelemen |  |  | 12/09/2009 |  | 12/9/24 |  |  | NO | YES |  |  |  |  | SKYTRON 10365476 00120115 |  |  | Active |  | 99:99:99:99:99:99 |  | Equipment | PAAR:00-PVAR | 11/02/2019 |  | COOPER UNIVERSITY HOSPITAL |  |  | TRAUMA ADMIT | WOT00000000536888 | Diane Floyd | Disposition | Closed | Richard Jolly | 02/09/2018 | 05/22/2019 | Bulk Disposition CNL | Notification sent to technician and manager that this CEID has been marked as Could Not Locate (CNL). 33% SLA Warning: Notification sent to technician and manager that this CEID has been marked as Could Not Locate (CNL) for 30 days. 66% SLA Warning: Notification sent to technician and manager that this CEID has been marked as Could Not Locate (CNL) for 60 days. 99% SLA Warning: Notification sent to technician and manager that this CEID has been marked as Could Not Locate (CNL) for 90 days.
|  | SKYTRON | STELLAR ST23 | LAMP, SURGICAL, CEILING |  | EMERGENCY ROOM | Kelemen |  |  | 08/01/2008 |  | 8/1/23 |  |  | NO | YES |  |  |  |  | SKYTRON 10355969 08049335 |  |  | Active |  | 99:99:99:99:99:99 |  | Equipment | PAAR:00-PVAR | 10/31/2019 |  | COOPER UNIVERSITY HOSPITAL |  |  | EMERGENCY DEPARTMENT |  | KAREN GRUBER
|  | SKYTRON | STELLAR ST23 | LAMP, SURGICAL, CEILING |  | LABOR & DELIVERY | Dorrance |  |  | 06/24/2015 |  | 6/24/30 |  |  | NO | YES |  |  |  |  | SKYTRON 10354930 00110072 |  |  | Active |  | 99:99:99:99:99:99 |  | Equipment | PAAR:00-PVAR | 11/02/2019 |  | COOPER UNIVERSITY HOSPITAL |  |  | OR 2 |  | JOANNA HORST
|  | SKYTRON | STELLAR ST23 | LAMP, SURGICAL, CEILING |  | LABOR & DELIVERY | Dorrance |  |  | 06/24/2015 |  | 6/24/30 |  |  | NO | YES |  |  |  |  | SKYTRON 10354929 00120125 |  |  | Active |  | 99:99:99:99:99:99 |  | Equipment | PAAR:00-PVAR | 11/02/2019 |  | COOPER UNIVERSITY HOSPITAL |  |  | OR 2 |  | JOANNA HORST
|  | SKYTRON | STELLAR XL | LAMP, SURGICAL, CEILING | 2018-05-1357 |  | 10000 Sagemore Dr - Marlton | [7 empty] | YES | YES
|  | SKYTRON | STELLAR XL | LAMP, SURGICAL, CEILING | 21-2018-05-1345 |  | MD Anderson Cancer Center | [7 empty] | YES | YES
|  | SKYTRON | UNIVERSE SH-60 | LAMP, SURIGCAL, CEILING | Y601991080573 | 3 COOPER - SURGERY DEPARTMENT | 3 Cooper |  |  | 10/31/2019 |  | 10/31/34 |  |  | NO | YES |  |  |  |  | SKYTRON 30126113 Y601991080573 |  |  | Active |  | 99:99:99:99:99:99 |  | Equipment | PAAR:00-PVAR | 10/31/2019 | 10/31/2019 | COOPER AMBULATORY OFF-SITES |  |  | SUITE 403 - EXAM 15 |  | ANNE MAIER |  |  |  | 10/31/2019 | 10/31/2019 |  |  |  |  | 10/31/2019 | 10/31/2019
|  | BURTON MEDICAL |  | LAMP, ULTRAVIOLET |  | KROC CENTER-FAMILY MEDICINE | 1965 Harrison Ave |  |  | 08/01/2017 |  | 8/1/27 |  |  | NO | YES |  |  |  |  | BURTON MEDICAL 10732132 983142 |  |  | Active |  | 99:99:99:99:99:99 |  | Equipment | PAAR:00-PVAR | 10/31/2019 |  | COOPER AMBULATORY OFF-SITES |  |  |  | 0012389817 | JESSICA NIEVES | Preventative Maintenance | Closed | Josh Harris | 11/07/2017 | 11/07/2017 | PERFORMANCE ASSURANCE AT INVENTORY | INVENTORIED DEVICE AND ENSURED DEVICE WAS FUNCTIONING PROPERLY. | 4BDAD408-1AD8-4E65-9D61-ECD7CF98B37A | Labor | 08/01/2017 | 08/01/2017 | Kirk Lis
|  | BURTON MEDICAL | UV501 | LAMP, ULTRAVIOLET |  | MARLTON-DERMATOLOGY | 10000 Sagemore Dr - Marlton |  |  | 01/01/1900 |  |  |  |  | NO | YES |  |  |  |  | BURTON MEDICAL 10366111 6806881 |  |  | Active |  | 99:99:99:99:99:99 |  | Equipment | PAAR:00-PVAR | 11/02/2019 |  | COOPER AMBULATORY OFF-SITES |  |  | HALLWAY | 0011229919 | MICHELE CANALE | Repair | Closed | Kirk Lis | 02/21/2017 | 03/15/2017 | WOODSLAMP - ONE OF THE BRACKETS IS BROKEN, WHEN YOU SHAKE THERE ARE FILAMENTS RATTLING - 10000 SAGE MOORE DR, MARLTON | 2/23/2017 9:36:30 AM KALIS (KALIS 2/23/2017 12:00 AM) PERFORMED TROUBLESHOOTING. UNIT WAS DROPPED. I WILL TRY TO SECURE CHASSIS TEMPORARY FOR MONDAY 2/24/2017 1:22:34 PM KALIS (KALIS 2/24/2017 12:00 AM) EPOXIED BROKEN STAND OFFS. REASSEMBLE UNIT AND BOXED SHIPPED VIA COURIER TO SITE. ORDERED PART 3/6/2017 9:32:59 AM KALIS (KALIS 3/3/2017 12:00 AM) RESEARCHED PART AND CHECKED IT IN. 3/15/2017 3:20:03 PM KALIS (KALIS 3/15/2017 12:00 AM) TRAVEL TIME (KALIS 3/15/2017 12:00 AM) REPLACED CASE ON WOODS LAMP | 4C40B1F0-DDF0-429C-A1E0-0C9845BC3F36 | Labor | 03/03/2017 | 03/03/2017 | Kirk Lis
|  | BURTON MEDICAL | UV502 | LAMP, ULTRAVIOLET |  | AUDUBON URGENT CARE | 318 S White Horse Pike |  |  | 10/02/2017 |  | 10/2/27 |  |  | NO | YES |  |  |  |  | PHILIPS BURTON 10732160 6792746 |  |  | Active |  | 99:99:99:99:99:99 |  | Equipment | PAAR:00-PVAR | 10/31/2019 |  | COOPER AMBULATORY OFF-SITES |  |  |  | 0012501076 | MELISSA PORTOBANCO | Performance Verification | Closed | Josh Harris | 12/12/2017 | 12/12/2017 | INCOMING INVENTORY | DEVICE INVENTORIED | B0A3F9C7-0AD0-4164-8BF6-B5FD9B5F0BEE | Labor | 12/12/2017 | 12/12/2017 | Josh Harris
|  | BURTON MEDICAL | UV503 | LAMP, ULTRAVIOLET |  | CHERRY HILL URGENT CARE | 2001 Route 70 East |  |  | 10/16/2012 |  | 10/16/22 |  |  | NO | YES |  |  |  |  | BURTON MEDICAL 10346157 5278432 |  |  | Active |  | 99:99:99:99:99:99 |  | Equipment | PAAR:00-PVAR | 11/01/2019 |  | COOPER AMBULATORY OFF-SITES |  |  | PROCEDURE ROOM |  | MELISSA PORTOBANCO
|  | SPECTROLINE | Q-22 | LAMP, ULTRAVIOLET |  | FAMILY MEDICAL SEWELL | 123 Egg Harbor Rd |  |  | 10/01/2009 |  | 10/1/19 |  |  | NO | YES |  |  |  |  | SPECTROLINE 10366815 933899 |  |  | Active |  | 99:99:99:99:99:99 |  | Equipment | PAAR:00-PVAR | 11/01/2019 |  | COOPER AMBULATORY OFF-SITES |  |  | SUPPLY CLOSET |  | MARIANNE SHIEPAN
|  | SPECTROLINE | TR-365A | LAMP, ULTRAVIOLET |  | LAB MICROBIOLOGY | Pavilion | Basement |  | 01/01/1900 |  |  |  |  | NO | YES |  |  |  |  | SPECTROLINE 10367960 862896 |  |  | Active |  | 99:99:99:99:99:99 |  | Equipment | 1Y:00-MFG | 01/22/2019 | 01/01/2020 | COOPER UNIVERSITY HOSPITAL |  |  | Microbiology - back room |  | COURTNEY BARRY
|  | OLYMPIC MEDICAL |  | LAMP, WARMING |  | OR - KELEMEN 3 | Pavilion |  |  | 10/26/2011 |  | 10/26/16 |  |  | NO | YES |  |  |  |  | OLYMPIC MEDICAL 10368420 11651 |  |  | Disposition |  | 99:99:99:99:99:99 |  | Equipment | PAAR:00-PVAR | 11/02/2019 |  | COOPER UNIVERSITY HOSPITAL |  |  | K3 Storage | 0011999809 | DOMINIC VENDETTA | Repair | Closed | Salvatore Bombara | 08/03/2017 | 08/03/2017 | LIGHT - NOT TURNING ON - K6 OR | 8/3/2017 2:08:12 PM SXBOMBARA (SXBOMBARA 8/3/2017 12:00 AM) CONFIRMED ERROR. DETERMINED BULB WAS LOOSE. REPAIRED BULB. RETURNED TO SERVICE. | D386CAF6-D2DA-4AB8-88E2-AD06227175FE | Labor | 08/03/2017 | 08/03/2017 | Salvatore Bombara
|  | OLYMPIC MEDICAL |  | LAMP, WARMING |  | INTENSIVE CARE NURSERY | Dorrance |  |  | 01/01/1900 |  |  |  |  | NO | YES |  |  |  |  | OLYMPIC MEDICAL 10365354 1097 |  |  | Active |  | 99:99:99:99:99:99 |  | Equipment | PAAR:00-PVAR | 11/02/2019 |  | COOPER UNIVERSITY HOSPITAL |  |  | NICU STORAGE | WOT00000000507799 | JOANNE FOX | Disposition | Closed | Gene Amodei | 02/08/2018 | 05/14/2019 | Bulk Disposition CNL
|  | OLYMPIC MEDICAL |  | LAMP, WARMING |  | OR - KELEMEN 3 | Kelemen |  |  | 04/27/2006 |  | 4/27/11 |  |  | NO | YES |  |  |  |  | OLYMPIC MEDICAL 10368419 12051 |  |  | Disposition |  | 99:99:99:99:99:99 |  | Equipment | PAAR:00-PVAR | 11/02/2019 |  | COOPER UNIVERSITY HOSPITAL |  |  | P3 Storage | WOT00000000508889 | DOMINIC VENDETTA | Disposition | Closed | Salvatore Bombara | 02/08/2018 | 05/14/2019 | Bulk Disposition CNL
|  | OLYMPIC MEDICAL |  | LAMP, WARMING |  | MOTHER INFANT UNIT | Dorrance |  |  | 04/27/2006 |  | 4/27/11 |  |  | NO | YES |  |  |  |  | OLYMPIC MEDICAL 10364812 12010 |  |  | Active |  | 99:99:99:99:99:99 |  | Equipment | PAAR:00-PVAR | 11/02/2019 |  | COOPER UNIVERSITY HOSPITAL |  |  | ROOM D3456 | WOT00000000508812 | Christina Smith | Disposition | Closed | Gene Amodei | 02/08/2018 | 05/14/2019 | Bulk Disposition CNL
|  | OLYMPIC MEDICAL | BILI-LITE 33 | LAMP, WARMING |  | INTENSIVE CARE NURSERY | Dorrance |  |  | 01/01/1900 |  |  |  |  | NO | YES |  |  |  |  | OLYMPIC MEDICAL 10355157 31905 |  |  | Active |  | 99:99:99:99:99:99 |  | Equipment | 1Y:00-MFG | 08/19/2019 | 08/01/2020 | COOPER UNIVERSITY HOSPITAL |  |  | STORAGE |  | JOANNE FOX
|  | STORZ | 11101VN | LARYNGOSCOPE |  | 6200 MAIN ST-SURGERY | 6200 Main St |  |  | 10/31/2019 |  | 10/31/22 |  |  | NO | YES |  |  |  |  | STORZ 110000072 110000072 |  |  | Active |  | 99:99:99:99:99:99 |  | Equipment | PAAR:00-PVAR | 10/31/2019 | 10/31/2019 | COOPER AMBULATORY OFF-SITES |  |  | Suite 403 - In Case |  | BOBBIE MICKLE |  |  |  | 10/31/2019 | 10/31/2019 |  |  |  |  | 10/31/2019 | 10/31/2019
EN40279N |  | VISION SCIENCES | ENT-5000 | LARYNGOSCOPE, FLEXIBLE | EN40279N |  | 6200 Main St | [7 empty] | NO | YES
|  | PENTAX MEDICAL | VLS-1190STK | LARYNGOSTROBOSCOPE, FLEXIBLE | A110409 | 6200 MAIN ST-SURGERY | 6200 Main St |  |  | 09/10/2019 |  | 9/10/22 |  |  | NO | YES |  |  |  |  | PENTAX MEDICAL 11200073 A110409 |  |  | Active |  |  |  | Equipment | 1Y:00-MFG | 09/10/2019 | 09/10/2019 | COOPER AMBULATORY OFF-SITES |  |  | 6200 MAIN - SURGERY | WOT00000003696095 | BOBBIE MICKLE | Performance Verification | Completed | Kirk Lis | 09/10/2019 | 09/10/2019 | Performance Verification for PENTAX MEDICAL 11200073 A110409 | Initial Install of Performance Verification. Device is ready for patient use. |  |  | 09/10/2019 | 09/10/2019
|  | ACL GMBH | LAP LASER OR-PC 1909 | LASER POSITIONER |  |  | 900 Centennial Blvd | Suite D | [6 empty] | YES | YES
|  | COHERENT, INC. | ULTRAPULSE 5000C | LASER, CO2 | B85C215255 | VOORHEES SURGERY CENTER-OPERATING ROOM | 900 Centennial Blvd | Suite E |  | 02/01/1998 |  | 2/1/03 |  |  | NO | YES |  |  |  |  | COHERENT, INC. 10347201 B85C215255 |  |  | Active |  | 99:99:99:99:99:99 |  | High Risk | 1Y:00-MFG | 04/26/2019 | 04/01/2020 | COOPER AMBULATORY OFF-SITES |  |  | VOORHEES-OR |  | JENNIFER BOMBARO
|  | LUMENIS | ACUPULSE | LASER, CO2 |  | OPERATING ROOM - PAVILION | Kelemen |  |  | 05/31/2013 |  | 5/31/18 |  |  | NO | YES |  |  |  |  | LUMENIS 10725665 96 |  |  | Active |  | 99:99:99:99:99:99 |  | High Risk | 1Y:00-MFG | 02/28/2019 | 02/01/2020 | COOPER UNIVERSITY HOSPITAL |  |  | KEL 6 OR 7 |  | DOMINIC VENDETTA
|  | LUMENIS | ULTRAPULSE ENCORE | LASER, CO2 |  | MARLTON-DERMATOLOGY | 10000 Sagemore Dr - Marlton |  |  | 07/03/2012 |  | 7/3/17 |  |  | NO | YES |  |  |  |  | LUMENIS 10366099 626 |  |  | Active |  | 99:99:99:99:99:99 |  | High Risk | 1Y:00-MFG | 05/30/2019 | 05/01/2020 | COOPER AMBULATORY OFF-SITES |  |  | Room 1 |  | MICHELE CANALE
|  | LUMENIS | ULTRAPULSE ENCORE | LASER, CO2 |  | OPERATING ROOM - PAVILION | Kelemen |  |  | 09/21/2007 |  | 9/21/12 |  |  | NO | YES |  |  |  |  | LUMENIS 10346666 01264633 |  |  | Active |  | 99:99:99:99:99:99 |  | High Risk | 1Y:00-MFG | 02/15/2019 | 02/01/2020 | COOPER UNIVERSITY HOSPITAL |  |  | OR STORAGE AREA |  | DOMINIC VENDETTA
|  | LUXAR CORP. | NOVAPULSE LX-20SP | LASER, CO2 | 508356-08 | BUNKER HILL-ORAL SURGERY | 2 Plaza Dr |  |  | 09/05/2019 |  | 9/5/24 |  |  | NO | YES |  |  |  |  | LUXAR CORP. 30142977 508356-08 |  |  | Active |  | 99:99:99:99:99:99 |  | High Risk | 1Y:00-MFG | 09/05/2019 | 09/05/2019 | COOPER AMBULATORY OFF-SITES |  |  | BH DENTAL BELONGS TO PHYSICIAN |  | BARBARA DIPINTO |  |  |  | 09/05/2019 | 09/05/2019 |  |  |  |  | 09/05/2019 | 09/05/2019
|  | SHARPLAN LASERS, INC. | 40C | LASER, CO2 |  | MARLTON-DERMATOLOGY | 10000 Sagemore Dr - Marlton |  |  | 05/08/2001 |  | 5/8/06 |  |  | NO | YES |  |  |  |  | SHARPLAN LASERS, INC. 10366106 40056 |  |  | Active |  | 99:99:99:99:99:99 |  | High Risk | 6M:00-MFG | 05/30/2019 | 05/01/2020 | COOPER AMBULATORY OFF-SITES |  |  | ROOM 2 |  | MICHELE CANALE
|  | BIOLITEC | ANGIODYNAMICS D15-0002 | LASER, DIODE |  |  | Kelemen | [7 empty] | YES | YES
|  | SPECTRANETICS CORP. | CVX-300 | LASER, EXCIMER |  | CARDIAC CATH LAB | Pavilion |  |  | 04/06/2010 |  | 4/6/15 |  |  | NO | YES |  |  |  |  | SPECTRANETICS CORP. 10367843 80333 |  |  | Active |  | 99:99:99:99:99:99 |  | High Risk | 1Y:00-MFG | 12/31/2018 | 12/01/2019 | COOPER UNIVERSITY HOSPITAL |  |  | CCL - Lab 3 |  | LINDA BEAN
|  | CANDELA | SMOOTHBEAM | LASER, HAIR REMOVAL | 9914-0820-0750 | MARLTON-DERMATOLOGY | 10000 Sagemore Dr - Marlton |  |  | 07/19/2006 |  | 7/19/11 |  |  | NO | YES |  |  |  |  | CANDELA 10366103 9914-0820-0750 |  |  | Active |  | 99:99:99:99:99:99 |  | High Risk | 6M:00-MFG | 05/30/2019 | 05/01/2020 | COOPER AMBULATORY OFF-SITES |  |  | ROOM 2 |  | MICHELE CANALE
|  | COHERENT, INC. | LIGHTSHEER | LASER, HAIR REMOVAL |  | MARLTON-DERMATOLOGY | 10000 Sagemore Dr - Marlton |  |  | 02/05/2004 |  | 2/5/09 |  |  | NO | YES |  |  |  |  | COHERENT, INC. 10366130 5839 |  |  | Active |  | 99:99:99:99:99:99 |  | High Risk | 6M:00-MFG | 05/30/2019 | 05/01/2020 | COOPER AMBULATORY OFF-SITES |  |  | Triage |  | MICHELE CANALE
|  | CUTERA, INC. | COOLGLIDE VANTAGE 110 | LASER, HAIR REMOVAL | V11268 | CHERRY HILL SPECIALITY HUB | 1935 NJ-70 |  |  | 05/03/2017 |  | 5/3/22 |  |  | NO | YES |  |  |  |  | CUTERA, INC. 10480180 V11268 |  |  | Disposition |  | 99:99:99:99:99:99 |  | High Risk | 6M:00-MFG | 05/31/2019 | 05/01/2020 | COOPER AMBULATORY OFF-SITES |  |  | Procedure 2 | 0011786068 | APRIL DIXON | Preventative Maintenance | Closed | Bonnie Aichroth | 06/22/2017 | 06/22/2017 | PERFORMANCE ASSURANCE AT INVENTORY | INVENTORIED DEVICE AND ENSURED DEVICE WAS FUNCTIONING PROPERLY. | 4C497AC1-1FF7-4528-ABF2-FF2073A57A22 | Labor | 05/03/2017 | 05/03/2017 | Michael Youch
|  | CARDIOGENESIS CORPORATION | SOLARGEN 2100S | LASER, HOLMIUM:YAG | VEK02 | OPERATING ROOM - PAVILION | Pavilion |  |  | 09/02/2005 |  | 9/2/10 |  |  | NO | YES |  |  |  |  | CARDIOGENESIS CORPORATION 10346663 VEK02 |  |  | Active |  | 99:99:99:99:99:99 |  | High Risk | 6M:00-MFG | 08/29/2019 | 02/01/2020 | COOPER UNIVERSITY HOSPITAL |  |  | OR STORAGE AREA |  | DOMINIC VENDETTA
|  | LUMENIS | VERSAPULSE POWERSUITE 100W | LASER, HOLMIUM:YAG |  | OPERATING ROOM - PAVILION | Pavilion |  |  | 04/29/2010 |  | 4/29/15 |  |  | NO | YES |  |  |  |  | LUMENIS 10346665 49 |  |  | Active |  | 99:99:99:99:99:99 |  | High Risk | 6M:00-MFG | 08/29/2019 | 02/01/2020 | COOPER UNIVERSITY HOSPITAL |  |  | OR STORAGE AREA |  | DOMINIC VENDETTA
|  | LUMENIS | IPL QUANTUM | LASER, IPL | 022-20094 | MARLTON-DERMATOLOGY | 10000 Sagemore Dr - Marlton |  |  | 03/01/2005 |  | 3/1/10 |  |  | NO | YES |  |  |  |  | LUMENIS 10366120 022-20094 |  |  | Active |  | 99:99:99:99:99:99 |  | High Risk | 1Y:00-MFG | 05/30/2019 | 05/01/2020 | COOPER AMBULATORY OFF-SITES |  |  | Room 6 |  | MICHELE CANALE
|  | CANDELA | VBEAM | LASER, PULSED DYE | 9914-0300-0160 | MARLTON-DERMATOLOGY | 10000 Sagemore Dr - Marlton |  |  | 04/19/2006 |  | 4/19/11 |  |  | NO | YES |  |  |  |  | CANDELA 10366100 9914-0300-0160 |  |  | Active |  | 99:99:99:99:99:99 |  | High Risk | 1Y:00-MFG | 05/30/2019 | 05/01/2020 | COOPER AMBULATORY OFF-SITES |  |  | Room 1 |  | MICHELE CANALE
|  | MEDICAL LASER TECHNOLOGIES | COMPACT | LASER, SKIN REJUVENATION | MLT00474 | 6017 MAIN ST-PLASTICS | 6200 Main st |  |  | 01/01/1900 |  |  |  |  | NO | YES |  |  |  |  | MEDICAL LASER TECHNOLOGIES 10345759 MLT00474 |  |  | Disposition |  |  |  | High Risk | 6M:00-MFG | 07/17/2015 | 04/01/2020 | COOPER AMBULATORY OFF-SITES |  |  | ORAL SIDE PROC A |  | ANNE MAIER
|  | CHATTANOOGA GROUP, INC. | VECTRA GENISYS 2784 | LASER, THERAPY | T2574 | VOORHEES ORTHOPEDICS | 901 Centennial Blvd | Building 2 |  | 05/30/2019 |  | 5/30/26 |  |  | NO | YES |  |  |  |  | CHATTANOOGA GROUP, INC. 210337326 T2574 |  |  | Active |  | 99:99:99:99:99:99 |  | High Risk | 1Y:00-CAL | 05/30/2019 | 05/30/2019 | COOPER AMBULATORY OFF-SITES |  |  | ORTHO PHYSICAL THERAPY |  | CAROL STRANTON |  |  |  | 05/30/2019 | 05/30/2019 |  |  |  |  | 05/30/2019 | 05/30/2019
|  | OLYMPUS AMERICA, INC. | MU-1 | LEAK TESTER |  | SPECIAL TEST | Kelemen |  |  | 10/31/2019 |  | 10/31/24 |  |  | NO | YES |  |  |  |  | OLYMPIC MEDICAL 11239248 7752921 |  |  | Active |  | 99:99:99:99:99:99 |  | Equipment | PAAR:00-PVAR | 10/31/2019 | 10/31/2019 | COOPER UNIVERSITY HOSPITAL |  |  | Performance Verification | WOT00000001707768 | AMY HANNAN | Performance Verification | Closed | Gene Amodei | 10/31/2019 | 10/31/2019 | CEID Record Completion for OLYMPIC MEDICAL 11239248 7752921 | vpo esi | EXP2337101 | Labor | 10/31/2019 | 10/31/2019 | Gene Amodei
|  | OLYMPUS AMERICA, INC. | MU-1 | LEAK TESTER |  | BRACHFIELD MEDICAL ASSOCIATES-MEDICINE | 218 Sunset Rd |  |  | 01/01/2005 |  | 1/1/10 |  |  | NO | YES |  |  |  |  | OLYMPUS AMERICA, INC. 10367168 7711050 |  |  | Active |  | 99:99:99:99:99:99 |  | Equipment | PAAR:00-PVAR | 11/02/2019 |  | COOPER AMBULATORY OFF-SITES |  |  | ENDO - Processing Room | WOT00000001328261 | CATHY CRAWFORD | Service Request | Closed | Kirk Lis | 08/28/2018 | 09/05/2018 | needs leak testers checked just to be sure they are working properly | TESTED UNIT PERFORMED OVP UNIT OPERATING CORRECTLY. INFORMED STAFF OF UNIT'S STATUS | EXP1285342 | Labor | 08/29/2018 | 08/29/2018 | Kirk Lis
|  | OLYMPUS AMERICA, INC. | MU-1 | LEAK TESTER |  | BUNKER HILL-SURGERY | 2 Plaza Dr |  |  | 01/01/1900 |  |  |  |  | NO | YES |  |  |  |  | OLYMPUS AMERICA, INC. 10366902 7341215 |  |  | Active |  | 99:99:99:99:99:99 |  | Equipment | PAAR:00-PVAR | 11/02/2019 |  | COOPER AMBULATORY OFF-SITES |  |  | Surg Util Rm |  | ANNE MAIER
|  | OLYMPUS AMERICA, INC. | MU-1 | LEAK TESTER |  |  | Pavilion | Basement | [6 empty] | NO | YES
|  | OLYMPUS AMERICA, INC. | MU-1 | LEAK TESTER |  | COOPER CANCER CENTER-MULTIDISCIPLINARY CLINIC | MD Anderson Cancer Center |  |  | 01/01/2010 |  | 1/1/15 |  |  | NO | YES |  |  |  |  | OLYMPUS AMERICA, INC. 10355352 7341463 |  |  | Active |  | 99:99:99:99:99:99 |  | Equipment | PAAR:00-PVAR | 11/02/2019 |  | COOPER AMBULATORY OFF-SITES |  |  | MULTI DISC - C2051 |  | ROXANNE BERGER
|  | OLYMPUS AMERICA, INC. | MU-1 | LEAK TESTER |  |  | Pavilion | [7 empty] | YES | YES
|  | OLYMPUS AMERICA, INC. | MU-1 | LEAK TESTER |  | SPECIAL TEST | Kelemen |  |  | 10/31/2019 |  | 10/31/24 |  |  | NO | YES |  |  |  |  | OLYMPIC MEDICAL 30144427 1407276 |  |  | Active |  | 99:99:99:99:99:99 |  | Equipment | PAAR:00-PVAR | 10/31/2019 | 10/31/2019 | COOPER UNIVERSITY HOSPITAL |  |  | kel | WOT00000000760237 | AMY HANNAN | Performance Verification | Closed | Gene Amodei | 10/31/2019 | 10/31/2019 | Performance Verification for OLYMPIC MEDICAL 30144427 1407276 | Initial Install of Performance Verification. Device is ready for patient use. |  |  | 10/31/2019 | 10/31/2019
|  | OLYMPUS AMERICA, INC. | MU-1 | LEAK TESTER |  | VOORHEES SURGERY CENTER-OPERATING ROOM | 900 Centennial Blvd | Suite E |  | 01/01/1900 |  |  |  |  | NO | YES |  |  |  |  | OLYMPUS AMERICA, INC. 10346038 1900714 |  |  | Active |  | 99:99:99:99:99:99 |  | Equipment | PAAR:00-PVAR | 11/02/2019 |  | COOPER AMBULATORY OFF-SITES |  |  | Procedure Rm Scope Processing |  | JENNIFER BOMBARO
|  | OLYMPUS AMERICA, INC. | MU-1 | LEAK TESTER |  | VOORHEES SURGERY CENTER-OPERATING ROOM | 6015 Main Street |  |  | 01/01/2001 |  | 1/1/06 |  |  | NO | YES |  |  |  |  | OLYMPUS AMERICA, INC. 10346017 1102509 |  |  | Active |  | 99:99:99:99:99:99 |  | Equipment | PAAR:00-PVAR | 11/02/2019 |  | COOPER AMBULATORY OFF-SITES |  |  | Decomtamination |  | JENNIFER BOMBARO
|  | QUANTUM FITNESS CORP. | QES-2036 | LEG PRESS |  | PHYSICAL THERAPY DEPARTMENT | 221 Victoria Street |  |  | 10/31/2019 |  | 10/31/29 |  |  | NO | YES |  |  |  |  | QUANTUM FITNESS CORP. 11221930 60035 |  |  | Active |  |  |  | Equipment | PAAR:00-PVAR | 10/31/2019 | 10/31/2019 | COOPER AMBULATORY OFF-SITES |  |  | Glassboro | WOT00000002753917 | COURTNEY BUDD | Performance Verification | Closed | Josh Harris | 10/31/2019 | 10/31/2019 | Performance Verification for QUANTUM FITNESS CORP. 11221930 60035 | Initial Install of Performance Verification. Device is ready for patient use. |  |  | 10/31/2019 | 10/31/2019
|  | JEWETT INC | SL-10 | LIFT, MECHANICAL, MORGUE |  |  | Kelemen | Basement | [6 empty] | YES | YES
|  | LIKO | ROLLON | LIFT, PATIENT |  | MED/SURG 6 PAVILION | Pavilion |  |  | 02/19/2009 |  | 2/19/19 |  |  | NO | YES |  |  |  |  | LIKO 10356445 2700506 |  |  | Active |  | 99:99:99:99:99:99 |  | High Risk | 1Y:00-MFG | 02/15/2019 | 02/01/2020 | COOPER UNIVERSITY HOSPITAL |  |  | P6 equip room |  | BRIAN OSHAUGHNESSY
|  | LIKO | ROLLON | LIFT, PATIENT |  | NEURO/ORTHO/MEDSURG/7 PAV | Pavilion | 7 |  | 01/02/2009 |  | 1/2/19 |  |  | NO | YES |  |  |  |  | LIKO 10356438 2700557 |  |  | Active |  | 99:99:99:99:99:99 |  | High Risk | 1Y:00-MFG | 02/19/2019 | 02/01/2020 | COOPER UNIVERSITY HOSPITAL |  |  | S7 |  | Pam Young
|  | LIKO | ROLLON | LIFT, PATIENT |  | NEURO/ORTHO/MEDSURG/7 PAV | Pavilion | 7 |  | 01/02/2009 |  | 1/2/19 |  |  | NO | YES |  |  |  |  | LIKO 10356439 2700556 |  |  | Active |  | 99:99:99:99:99:99 |  | High Risk | 1Y:00-MFG | 02/01/2019 | 02/01/2020 | COOPER UNIVERSITY HOSPITAL |  |  | S7 |  | Pam Young
|  | LIKO | ROLLON | LIFT, PATIENT |  | KELEMEN N10 | Kelemen |  |  | 03/03/2009 |  | 3/3/19 |  |  | NO | YES |  |  |  |  | LIKO 10356111 2700590 |  |  | Active |  | 99:99:99:99:99:99 |  | High Risk | 1Y:00-MFG | 11/01/2019 | 11/01/2020 | COOPER UNIVERSITY HOSPITAL |  |  | K1070 |  | Lisa Brooks
|  | LIKO | ROLLON | LIFT, PATIENT |  | KELEMEN N10 | Kelemen |  |  | 03/03/2009 |  | 3/3/19 |  |  | NO | YES |  |  |  |  | LIKO 10356112 2700589 |  |  | Active |  | 99:99:99:99:99:99 |  | High Risk | 1Y:00-MFG | 11/01/2019 | 11/01/2020 | COOPER UNIVERSITY HOSPITAL |  |  | K1070 |  | Lisa Brooks
|  | LIKO | ROLLON | LIFT, PATIENT |  | KELEMEN 8 PCU | Kelemen |  |  | 01/02/2009 |  | 1/2/19 |  |  | NO | YES |  |  |  |  | LIKO 10356104 2700558 |  |  | Active |  | 99:99:99:99:99:99 |  | High Risk | 1Y:00-MFG | 01/22/2019 | 01/01/2020 | COOPER UNIVERSITY HOSPITAL |  |  | 8TH FLOOR PCU |  | BYRON WELLS
|  | GULDMANN | GH2 | LIFT, PATIENT, ELECTRIC | Not Known | BUNKER HILL-SURGERY | 2 Plaza Dr |  |  | 05/14/2009 |  | 5/14/19 |  |  | NO | YES |  |  |  |  | GULDMANN 10366883 Not Known |  |  | Active |  | 99:99:99:99:99:99 |  | High Risk | 1Y:00-MFG | 12/20/2018 | 12/01/2019 | COOPER AMBULATORY OFF-SITES |  |  | Podiatry EXAM 1 |  | ANNE MAIER
|  | LIKO | LIKORALL 243 ES | LIFT, PATIENT, ELECTRIC |  |  | Pavilion | [7 empty] | YES | YES
|  | MEDCARE PRODUCTS |  | LIFT, PATIENT, ELECTRIC | 0613LF0900 | COOPER CANCER CENTER | MD Anderson Cancer Center |  |  | 07/25/2013 |  | 7/25/23 |  |  | NO | YES |  |  |  |  | MEDCARE PRODUCTS 10365527 0613LF0900 |  |  | Active |  | 99:99:99:99:99:99 |  | High Risk | 1Y:00-MFG | 09/30/2019 | 09/01/2020 | COOPER AMBULATORY OFF-SITES |  |  | l1 |  | COLLEEN TEGELER
|  | ARJO INC. | MAXISKY 1000 | LIFT, PATIENT, ELECTRICAL | LF121101286 | MED/SURG 6 PAVILION | Pavilion |  |  | 06/17/2019 |  | 6/17/29 |  |  | NO | YES |  |  |  |  | ARJO INC. 50010993 LF121101286 |  |  | Active |  | 99:99:99:99:99:99 |  | High Risk | 1Y:00-MFG | 06/17/2019 | 06/17/2019 | COOPER UNIVERSITY HOSPITAL |  |  | ROOM 638 PAVILION |  | BRIAN OSHAUGHNESSY |  |  |  | 06/17/2019 | 06/17/2019 |  |  |  |  | 06/17/2019 | 06/17/2019
|  | ARJO INC. | MAXISKY 1000 | LIFT, PATIENT, ELECTRICAL | LF111101254 | MED/SURG 6 PAVILION | Pavilion |  |  | 02/15/2019 |  | 2/15/29 |  |  | NO | YES |  |  |  |  | ARJO INC. 50005196 LF111101254 |  |  | Active |  | 99:99:99:99:99:99 |  | High Risk | 1Y:00-MFG | 02/15/2019 | 02/15/2019 | COOPER UNIVERSITY HOSPITAL |  |  | ROOM 640 PAVILION |  | BRIAN OSHAUGHNESSY |  |  |  | 02/15/2019 | 02/15/2019 |  |  |  |  | 02/15/2019 | 02/15/2019
|  | ARJO INC. | MAXISKY 1000 | LIFT, PATIENT, ELECTRICAL | LF111101252 | NEURO/ORTHO/MEDSURG/7 PAV | Pavilion | 7 |  | 04/20/2011 |  | 4/20/21 |  |  | NO | YES |  |  |  |  | ARJO INC. 10369452 LF111101252 |  |  | Active |  | 99:99:99:99:99:99 |  | High Risk | 1Y:00-MFG | 03/21/2019 | 02/01/2020 | COOPER UNIVERSITY HOSPITAL |  |  | ROOM 738 PAVILION |  | Pam Young
|  | ARJO INC. | MAXISKY 1000 | LIFT, PATIENT, ELECTRICAL | LF121101257 | INTENSIVE CARE UNIT | Pavilion |  |  | 06/03/2011 |  | 6/3/21 |  |  | NO | YES |  |  |  |  | ARJO INC. 10365413 LF121101257 |  |  | Active |  | 99:99:99:99:99:99 |  | High Risk | 1Y:00-MFG | 06/26/2019 | 06/01/2020 | COOPER UNIVERSITY HOSPITAL |  |  | BED 2 - ICU |  | CAROLYN RUMELL
|  | ARJO INC. | MAXISKY 1000 | LIFT, PATIENT, ELECTRICAL | LF091101142 |  | Pavilion | [7 empty] | NO | YES
|  | ARJO INC. | MAXISKY 1000 | LIFT, PATIENT, ELECTRICAL | LF111101253 | NEURO/ORTHO/MEDSURG/7 PAV | Pavilion |  |  | 04/20/2011 |  | 4/20/21 |  |  | NO | YES |  |  |  |  | ARJO INC. 10356682 LF111101253 |  |  | Active |  | 99:99:99:99:99:99 |  | High Risk | 1Y:00-MFG | 02/26/2019 | 02/01/2020 | COOPER UNIVERSITY HOSPITAL |  |  | ROOM 710 PAVILION |  | Pam Young
|  | ARJO INC. | MAXISKY 1000 | LIFT, PATIENT, ELECTRICAL | LF121101256 | INTENSIVE CARE UNIT | Pavilion |  |  | 06/18/2019 |  | 6/18/29 |  |  | NO | YES |  |  |  |  | ARJO INC. 30142907 LF121101256 |  |  | Active |  | 99:99:99:99:99:99 |  | High Risk | 1Y:00-MFG | 06/18/2019 | 06/18/2019 | COOPER UNIVERSITY HOSPITAL |  |  | BED 16 - ICU |  | CAROLYN RUMELL |  |  |  | 06/18/2019 | 06/18/2019 |  |  |  |  | 06/18/2019 | 06/18/2019
|  | LIKO | GOLVO 7007ES | LIFT, PATIENT, ELECTRICAL |  | RADIOLOGY DIAGNOSTICS | Kelemen | Basement |  | 02/02/2009 |  | 2/2/19 |  |  | NO | YES |  |  |  |  | LIKO 10366454 7732108 |  |  | Active |  | 99:99:99:99:99:99 |  | High Risk | 1Y:00-MFG | 01/31/2019 | 01/01/2020 | COOPER UNIVERSITY HOSPITAL |  |  | BASEMENT |  | PAULETTE DUCKREY
|  | LIKO | LIKORALL 243 ES | LIFT, PATIENT, ELECTRICAL |  |  | Pavilion | [7 empty] | YES | YES
|  | LIKO | LIKORALL 243 ES | LIFT, PATIENT, ELECTRICAL | Cant get |  | Pavilion | [7 empty] | YES | YES
|  | LIKO | LIKORALL 243 ES | LIFT, PATIENT, ELECTRICAL |  | PAVILION 8 | Pavilion |  |  | 07/10/2019 |  | 7/10/29 |  |  | NO | YES |  |  |  |  | LIKO 50005221 8204716 |  |  | Active |  | 99:99:99:99:99:99 |  | Equipment | 1Y:00-MFG | 07/10/2019 | 07/10/2019 | COOPER UNIVERSITY HOSPITAL |  |  | ROOM 829 |  | BRIAN OSHAUGHNESSY |  |  |  | 07/10/2019 | 07/10/2019 |  |  |  |  | 07/10/2019 | 07/10/2019
|  | LIKO | LIKORALL 243 ES | LIFT, PATIENT, ELECTRICAL |  | PAVILION 8 | Pavilion |  |  | 07/15/2019 |  | 7/15/29 |  |  | NO | YES |  |  |  |  | LIKO 50005220 8204708 |  |  | Active |  | 99:99:99:99:99:99 |  | Equipment | 1Y:00-MFG | 07/15/2019 | 07/15/2019 | COOPER UNIVERSITY HOSPITAL |  |  | ROOM 829 |  | BRIAN OSHAUGHNESSY |  |  |  | 07/15/2019 | 07/15/2019 |  |  |  |  | 07/15/2019 | 07/15/2019
|  | LIKO | LIKORALL 243 ES | LIFT, PATIENT, ELECTRICAL |  | CHIP - 9 PAVILION | Pavilion |  |  | 05/01/2014 |  | 5/1/24 |  |  | NO | YES |  |  |  |  | LIKO 10369181 8204711 |  |  | Active |  | 99:99:99:99:99:99 |  | Equipment | 1Y:00-MFG | 07/30/2019 | 07/01/2020 | COOPER UNIVERSITY HOSPITAL |  |  | ROOM 924 |  | KIM HUMMEL
|  | LIKO | LIKORALL 243 ES | LIFT, PATIENT, ELECTRICAL |  | CHIP - 9 PAVILION | Pavilion |  |  | 05/01/2014 |  | 5/1/24 |  |  | NO | YES |  |  |  |  | LIKO 10369182 8204705 |  |  | Active |  | 99:99:99:99:99:99 |  | Equipment | 1Y:00-MFG | 07/30/2019 | 07/01/2020 | COOPER UNIVERSITY HOSPITAL |  |  | ROOM 924 |  | KIM HUMMEL
|  | LIKO | LIKORALL 243 ES | LIFT, PATIENT, ELECTRICAL |  | PAVILION 8 | Pavilion |  |  | 05/06/2014 |  | 5/6/24 |  |  | NO | YES |  |  |  |  | LIKO 10368940 8205642 |  |  | Active |  | 99:99:99:99:99:99 |  | Equipment | 1Y:00-MFG | 07/29/2019 | 07/01/2020 | COOPER UNIVERSITY HOSPITAL |  |  | ROOM 824 |  | BRIAN OSHAUGHNESSY
|  | LIKO | LIKORALL 243 ES | LIFT, PATIENT, ELECTRICAL |  | PAVILION 8 | Pavilion |  |  | 05/06/2014 |  | 5/6/24 |  |  | NO | YES |  |  |  |  | LIKO 10365481 8204712 |  |  | Active |  | 99:99:99:99:99:99 |  | Equipment | 1Y:00-MFG | 07/29/2019 | 07/01/2020 | COOPER UNIVERSITY HOSPITAL |  |  | ROOM 824 |  | BRIAN OSHAUGHNESSY
|  | LIKO | LIKORALL 243 ES | LIFT, PATIENT, ELECTRICAL |  | CAT SCAN | Kelemen | BASEMENT |  | 06/23/2009 |  | 6/23/19 |  |  | NO | YES |  |  |  |  | LIKO 10347543 363743 |  |  | Active |  | 99:99:99:99:99:99 |  | Equipment | 1Y:00-MFG | 07/24/2019 | 07/01/2020 | COOPER UNIVERSITY HOSPITAL |  |  | CT2 ROOM B8 |  | PAULETTE DUCKREY
|  | LIKO | SABINA II EE | LIFT, PATIENT, ELECTRICAL |  | KELEMEN 8 PCU | Kelemen |  |  | 01/02/2009 |  | 1/2/19 |  |  | NO | YES |  |  |  |  | LIKO 10725664 453576 |  |  | Active |  | 99:99:99:99:99:99 |  | High Risk | 1Y:00-MFG | 01/22/2019 | 01/01/2020 | COOPER UNIVERSITY HOSPITAL |  |  |  | 0012403328 | BYRON WELLS | Performance Verification | Closed | Michael Youch | 11/14/2017 | 11/14/2017 | INCOMING INVENTORY | DEVICE INVENTORIED | 4A51B026-0FCE-4472-BBEC-B37C45957A77 | Labor | 11/14/2017 | 11/14/2017 | Michael Youch
|  | LIKO | SABINA II EE | LIFT, PATIENT, ELECTRICAL |  |  | Pavilion |  |  | 07/01/2016 |  | 7/1/26 |  |  | NO | YES |  |  |  |  | LIKO 10480483 468700 |  |  | Active |  | 99:99:99:99:99:99 | [5 empty] | COOPER UNIVERSITY HOSPITAL |  |  | P5 - Storage Room
|  | LIKO | SABINA II EE | LIFT, PATIENT, ELECTRICAL |  | PAVILION 8 | Pavilion |  |  | 05/06/2014 |  | 5/6/24 |  |  | NO | YES |  |  |  |  | LIKO 10356667 465551 |  |  | Active |  | 99:99:99:99:99:99 |  | High Risk | 1Y:00-MFG | 07/15/2019 | 07/01/2020 | COOPER UNIVERSITY HOSPITAL |  |  | EQUIPMENT ROOM |  | BRIAN OSHAUGHNESSY
|  | LIKO | SABINA II EE | LIFT, PATIENT, ELECTRICAL |  | MED/SURG 6 PAVILION | Pavilion |  |  | 02/17/2009 |  | 2/17/19 |  |  | NO | YES |  |  |  |  | LIKO 10356444 453886 |  |  | Active |  | 99:99:99:99:99:99 |  | High Risk | 1Y:00-MFG | 02/15/2019 | 02/01/2020 | COOPER UNIVERSITY HOSPITAL |  |  | PAVILION 6 |  | BRIAN OSHAUGHNESSY
|  | LIKO | SABINA II EE | LIFT, PATIENT, ELECTRICAL |  | NEURO/ORTHO/MEDSURG/7 PAV | Pavilion | 7 |  | 01/02/2009 |  | 1/2/19 |  |  | NO | YES |  |  |  |  | LIKO 10356437 453574 |  |  | Active |  | 99:99:99:99:99:99 |  | High Risk | 1Y:00-MFG | 02/19/2019 | 02/01/2020 | COOPER UNIVERSITY HOSPITAL |  |  | S7 |  | Pam Young
|  | LIKO | SABINA II EE | LIFT, PATIENT, ELECTRICAL |  | CHIP - 9 PAVILION | Pavilion |  |  | 05/06/2014 |  | 5/6/24 |  |  | NO | YES |  |  |  |  | LIKO 10356327 465573 |  |  | Active |  | 99:99:99:99:99:99 |  | High Risk | 1Y:00-MFG | 07/09/2019 | 07/01/2020 | COOPER UNIVERSITY HOSPITAL |  |  | PAVILION 9 |  | KIM HUMMEL
|  | LIKO | SABINA II EE | LIFT, PATIENT, ELECTRICAL |  | KELEMEN N10 | Kelemen |  |  | 03/03/2009 |  | 3/3/19 |  |  | NO | YES |  |  |  |  | LIKO 10356114 453868 |  |  | Active |  | 99:99:99:99:99:99 |  | High Risk | 1Y:00-MFG | 11/01/2019 | 11/01/2020 | COOPER UNIVERSITY HOSPITAL |  |  | RM 809 |  | Lisa Brooks
|  | LIKO | VIKING L | LIFT, PATIENT, ELECTRICAL |  | EMERGENCY ROOM | Kelemen |  |  | 08/18/2008 |  | 8/18/18 |  |  | NO | YES |  |  |  |  | LIKO 10368784 7201692 |  |  | Active |  | 99:99:99:99:99:99 |  | High Risk | 1Y:00-MFG | 02/20/2019 | 02/01/2020 | COOPER UNIVERSITY HOSPITAL |  |  | ER |  | KAREN GRUBER
|  | LIKO | VIKING M | LIFT, PATIENT, ELECTRICAL |  | KELEMEN 8 PCU | Kelemen |  |  | 02/11/2016 |  | 2/11/26 |  |  | NO | YES |  |  |  |  | LIKO 10505007 7110147 |  |  | Active |  | 99:99:99:99:99:99 |  | High Risk | 1Y:00-MFG | 01/30/2019 | 01/01/2020 | COOPER UNIVERSITY HOSPITAL |  |  | K979 |  | BYRON WELLS
|  | LIKO | VIKING M | LIFT, PATIENT, ELECTRICAL |  | TRAUMA ICU | Kelemen |  |  | 05/27/2011 |  | 5/27/21 |  |  | NO | YES |  |  |  |  | LIKO 10368625 7110132 |  |  | Active |  | 99:99:99:99:99:99 |  | High Risk | 1Y:00-MFG | 02/25/2019 | 02/01/2020 | COOPER UNIVERSITY HOSPITAL |  |  | ante room |  | Diane Floyd
|  | LIKO | VIKING M | LIFT, PATIENT, ELECTRICAL |  | PHYSICAL THERAPY | Pavilion |  |  | 02/19/2009 |  | 2/19/19 |  |  | NO | YES |  |  |  |  | LIKO 10367465 7500700 |  |  | Active |  | 99:99:99:99:99:99 |  | High Risk | 1Y:00-MFG | 05/31/2019 | 05/01/2020 | COOPER UNIVERSITY HOSPITAL |  |  | PAVILION 6 |  | JOSEPHINE HONG
|  | LIKO | VIKING M | LIFT, PATIENT, ELECTRICAL |  | 3 COOPER-RADIOLOGY | Pavilion |  |  | 05/27/2011 |  | 5/27/21 |  |  | NO | YES |  |  |  |  | LIKO 10367460 7110146 |  |  | Disposition |  | 99:99:99:99:99:99 |  | High Risk | 1Y:00-MFG | 09/11/2019 | 03/01/2020 | COOPER AMBULATORY OFF-SITES |  |  | PCU K809 storage |  | JUDY ADIRZONE
|  | LIKO | VIKING M | LIFT, PATIENT, ELECTRICAL |  | NEURO/ORTHO/MEDSURG/7 PAV | Pavilion | 7 |  | 05/27/2011 |  | 5/27/21 |  |  | NO | YES |  |  |  |  | LIKO 10356678 7110143 |  |  | Active |  | 99:99:99:99:99:99 |  | High Risk | 1Y:00-MFG | 02/19/2019 | 02/01/2020 | COOPER UNIVERSITY HOSPITAL |  |  | GYM |  | Pam Young
|  | LIKO | VIKING M | LIFT, PATIENT, ELECTRICAL |  |  | Pavilion |  |  | 05/27/2011 |  | 5/27/21 |  |  | NO | YES |  |  |  |  | LIKO 10356674 7110142 |  |  | Active |  | 99:99:99:99:99:99 | [5 empty] | COOPER UNIVERSITY HOSPITAL |  |  | Icu rn 480
|  | LIKO | VIKING M | LIFT, PATIENT, ELECTRICAL |  |  | Kelemen |  |  | 05/27/2011 |  | 5/27/21 |  |  | NO | YES |  |  |  |  | LIKO 10356109 7110144 |  |  | Active |  | 99:99:99:99:99:99 | [5 empty] | COOPER UNIVERSITY HOSPITAL |  |  | K1070
|  | LIKO | VIKING M | LIFT, PATIENT, ELECTRICAL |  |  | Kelemen |  |  | 05/27/2011 |  | 5/27/21 |  |  | NO | YES |  |  |  |  | LIKO 10356108 7110130 |  |  | Active |  | 99:99:99:99:99:99 | [5 empty] | COOPER UNIVERSITY HOSPITAL |  |  | RM 885
|  | LIKO | VIKING XL | LIFT, PATIENT, ELECTRICAL |  |  | Pavilion |  |  | 05/23/2019 |  | 5/23/29 |  |  | NO | YES |  |  |  |  | LIKO 50036071 9100797 |  |  | Active |  | 99:99:99:99:99:99 | [5 empty] | COOPER UNIVERSITY HOSPITAL |  |  | P5 - Storage Room | [5 empty] | 05/23/2019 | 05/23/2019 |  |  |  |  | 05/23/2019 | 05/23/2019
|  | LIKO | VIKING XL | LIFT, PATIENT, ELECTRICAL |  |  | Pavilion |  |  | 05/06/2014 |  | 5/6/24 |  |  | NO | YES |  |  |  |  | LIKO 10369176 9100316 |  |  | Active |  | 99:99:99:99:99:99 | [5 empty] | COOPER UNIVERSITY HOSPITAL |  |  | pav 9 equipment storage
|  | LIKO | VIKING XL | LIFT, PATIENT, ELECTRICAL |  |  | Pavilion |  |  | 05/06/2014 |  | 5/6/24 |  |  | NO | YES |  |  |  |  | LIKO 10356671 9100315 |  |  | Active |  | 99:99:99:99:99:99 | [5 empty] | COOPER UNIVERSITY HOSPITAL |  |  | EQUIPMENT ROOM
|  | APPLIED FIBEROPTICS | BRITE LITE 3 | LIGHT SOURCE | AFI0131 | OR - KELEMEN 3 | Pavilion |  |  | 01/01/1900 |  |  |  |  | NO | YES |  |  |  |  | APPLIED FIBEROPTICS 10346321 AFI0131 |  |  | Disposition |  | 99:99:99:99:99:99 |  | Equipment | PAAR:00-PVAR | 11/01/2019 |  | COOPER UNIVERSITY HOSPITAL |  |  | OR-KELLEMEN | WOT00000002199924 | DOMINIC VENDETTA | Disposition | Closed | Salvatore Bombara | 02/14/2019 | 05/13/2019 | Bulk Disposition CNL | Unit has been retired | EXP2913528 | Labor | 05/13/2019 | 05/13/2019 | Salvatore Bombara
|  | CIRCON CORPORATION | MV-9082 | LIGHT SOURCE | 3060L1939 | VOORHEES UROGYNECOLOGY | Kelemen |  |  | 01/01/1900 |  |  |  |  | NO | YES |  |  |  |  | CIRCON CORPORATION 10348080 3060L1939 |  |  | Active |  | 99:99:99:99:99:99 |  | Equipment | PAAR:00-PVAR | 11/02/2019 |  | COOPER AMBULATORY OFF-SITES |  |  | RECORD RM ON TOP CABINET | WOT00000004120426 | Sheronda Coppage-Belt | Service Request | Closed | Kirk Lis | 10/29/2019 | 11/22/2019 | no longer using, needs removed, please call | CONFERRED WITH MANAGER AMY. REMOVED EQUIPMENT FROM SITE TO BIOMED VAN. | EXP4539066 | Labor | 10/29/2019 | 10/29/2019 | Kirk Lis
|  | DYONICS INC | 300XL | LIGHT SOURCE |  |  | 401 Haddon Ave | [7 empty] | NO | YES
|  | DYONICS INC | 300XL | LIGHT SOURCE |  | OR - KELEMEN 3 | 401 Haddon Ave |  |  | 09/05/2007 |  | 9/5/12 |  |  | NO | YES |  |  |  |  | DYONICS INC 10355421 60847426 |  |  | Disposition |  |  |  | Equipment | PAAR:00-PVAR | 11/02/2019 |  | COOPER UNIVERSITY HOSPITAL |  |  | P5 STORAGE RM |  | DOMINIC VENDETTA
|  | INTRACELLULAR IMAGIND | 300XE | LIGHT SOURCE |  |  | 401 Haddon Ave | [7 empty] | YES | YES
|  | LUXTEC CORP | 9300 XDP CF | LIGHT SOURCE |  |  | Kelemen | [7 empty] | NO | YES
|  | LUXTEC CORP | LX300T | LIGHT SOURCE |  | OPERATING ROOM - PAVILION | Kelemen |  |  | 11/26/2008 |  | 11/26/13 |  |  | NO | YES |  |  |  |  | LUXTEC CORP 10367319 061108 |  |  | Active |  | 99:99:99:99:99:99 |  | Equipment | PAAR:00-PVAR | 11/01/2019 |  | COOPER UNIVERSITY HOSPITAL |  |  | OR 8 |  | DOMINIC VENDETTA
|  | MEDIGROUP | Y-TEC/LS-1 | LIGHT SOURCE |  | SHORT PROCEDURE UNIT | Kelemen |  |  | 01/01/1900 |  |  |  |  | NO | YES |  |  |  |  | MEDIGROUP 10367442 00369 |  |  | Active |  | 99:99:99:99:99:99 |  | Equipment | PAAR:00-PVAR | 11/02/2019 |  | COOPER UNIVERSITY HOSPITAL |  |  | SPU/5N | 0011661605 | Lisa Geoghegan | Repair | Closed | Michael Youch | 05/24/2017 | 05/24/2017 | LIGHT SOURCE - NEED UPDATED STICKER - SHORT PROC UNIT | 5/24/2017 3:21:20 PM MDYOUCH (MDYOUCH 5/24/2017 2:10 PM) NOTIFIED LISA THAT THESE ITEMS ARE DUE IN JUNE AND WILL BE ADDRESSED WHEN RSQ GENERATES WO. | BC74D8B7-D6C1-488C-9715-09D3644E0266 | Labor | 05/24/2017 | 05/24/2017 | Michael Youch
|  | MEDIVANCE, INC. | ARCTIC SUN 5000 | LIGHT SOURCE | DYZBY010 | INTENSIVE CARE UNIT | Pavilion |  |  | 06/25/2019 |  | 6/25/29 |  |  | NO | YES |  |  |  |  | MEDIVANCE, INC. 11222199 DYZBY010 |  |  | Active |  | 99:99:99:99:99:99 |  | Alarm | 1Y:00-MFG | 06/25/2019 | 06/25/2019 | COOPER UNIVERSITY HOSPITAL |  |  | STORAGE ROOM P470 |  | CAROLYN RUMELL |  |  |  | 06/25/2019 | 06/25/2019 |  |  |  |  | 06/25/2019 | 06/25/2019
|  | MEDIVANCE, INC. | ARCTIC SUN 5000 | LIGHT SOURCE | DYZAY022 | INTENSIVE CARE UNIT | Pavilion |  |  | 01/01/2014 |  | 1/1/24 |  |  | NO | YES |  |  |  |  | MEDIVANCE, INC. 10367649 DYZAY022 |  |  | Active |  | 99:99:99:99:99:99 |  | Alarm | 1Y:00-MFG | 06/21/2019 | 06/01/2020 | COOPER UNIVERSITY HOSPITAL |  |  | Icu |  | CAROLYN RUMELL
|  | MEDIVANCE, INC. | ARCTIC SUN 5000 | LIGHT SOURCE | DYZAY023 | CCU - CORONARY CARE UNIT | Pavilion |  |  | 01/01/2015 |  | 1/1/25 |  |  | NO | YES |  |  |  |  | MEDIVANCE, INC. 10367284 DYZAY023 |  |  | Active |  | 99:99:99:99:99:99 |  | Alarm | 1Y:00-MFG | 08/19/2019 | 06/01/2020 | COOPER UNIVERSITY HOSPITAL |  |  | CCU |  | CAROLYN RUMELL
|  | OLYMPUS AMERICA, INC. | CLK-4 | LIGHT SOURCE |  | ANESTHESIOLOGY | Pavilion |  |  | 01/01/1900 |  |  |  |  | NO | YES |  |  |  |  | OLYMPUS AMERICA, INC. 10355107 8419377 |  |  | Disposition |  | 99:99:99:99:99:99 |  | Equipment | PAAR:00-PVAR | 11/02/2019 |  | COOPER UNIVERSITY HOSPITAL |  |  | LABOR AND DELIVERY | WOT00000000519579 | GIACINTA ROUPAS | Disposition | Closed | Salvatore Bombara | 02/08/2018 | 05/15/2019 | Bulk Disposition CNL | unit has been retired | EXP2921415 | Labor | 05/14/2019 | 05/14/2019 | Salvatore Bombara
|  | OLYMPUS AMERICA, INC. | CLK-4 | LIGHT SOURCE |  | VOORHEES SURGERY CENTER-OPERATING ROOM | 900 Centennial Blvd | Suite E |  | 01/01/1900 |  |  |  |  | NO | YES |  |  |  |  | OLYMPUS AMERICA, INC. 10345468 7829599 |  |  | Active |  | 99:99:99:99:99:99 |  | Equipment | PAAR:00-PVAR | 11/01/2019 |  | COOPER AMBULATORY OFF-SITES |  |  | HALLWAY |  | JENNIFER BOMBARO
|  | OLYMPUS AMERICA, INC. | CLV-160 | LIGHT SOURCE |  | COOPER DIGESTIVE HEALTH-ENDOSCOPY | 501 Fellowship Rd |  |  | 07/17/2014 |  | 7/17/19 |  |  | NO | YES |  |  |  |  | OLYMPUS AMERICA, INC. 10347150 7454191 |  |  | Active |  | 99:99:99:99:99:99 |  | Equipment | PAAR:00-PVAR | 11/02/2019 |  | COOPER AMBULATORY OFF-SITES |  |  | Suite 102 - Procedure Side | 0011488710 | JEANNE GREER | Repair | Closed | Kirk Lis | 04/17/2017 | 04/20/2017 | FIBEROPTIC - NOT RECOGNIZING OTOSCOPE - COOPER DIGESTIVE HEALTH SUITE 102 | 4/19/2017 9:31:46 AM KALIS (KALIS 4/18/2017 12:00 AM) CONFERRED WITH JAMES AND SHEILLA ON ISSUE. IT HAPPENED WITH 2 SCOPES # 4922 & 4932. MA SHEILLA SAID MONITOR WENT BLANK. COULD NOT GAIN ACCESS TO PROCEDURE RM#2. NEED TO COME BACK WHEN ROOM IS AVAILABLE FOR TESTING 4/20/2017 4:21:15 PM KALIS (KALIS 4/20/2017 12:00 AM) TESTED SCOPE # 4922 AND 4932. IN PROCESSOR. DID NOT OBSERVE COMPLAINT. CLEANED SCOPE CONTACTS ON PROCESSOR. INFORMED MA'S OF FINDINGS (KALIS 4/20/2017 12:00 AM) DOCUMENTATION | C3578425-0D7E-456B-AEB0-82D55E830BE5 | Labor | 04/20/2017 | 04/20/2017 | Kirk Lis
|  | OLYMPUS AMERICA, INC. | CLV-160 | LIGHT SOURCE |  | COOPER DIGESTIVE HEALTH-ENDOSCOPY | 501 Fellowship Rd |  |  | 07/17/2014 |  | 7/17/19 |  |  | NO | YES |  |  |  |  | OLYMPUS AMERICA, INC. 10347124 7454185 |  |  | Active |  | 99:99:99:99:99:99 |  | Equipment | PAAR:00-PVAR | 11/02/2019 |  | COOPER AMBULATORY OFF-SITES |  |  | Suite 102 - Procedure Side |  | JEANNE GREER
|  | OLYMPUS AMERICA, INC. | CLV-160 | LIGHT SOURCE |  | COOPER DIGESTIVE HEALTH-ENDOSCOPY | 501 Fellowship Rd |  |  | 07/17/2014 |  | 7/17/19 |  |  | NO | YES |  |  |  |  | OLYMPUS AMERICA, INC. 10347103 7454193 |  |  | Active |  | 99:99:99:99:99:99 |  | Equipment | PAAR:00-PVAR | 11/02/2019 |  | COOPER AMBULATORY OFF-SITES |  |  | Room 1 |  | JEANNE GREER
|  | OLYMPUS AMERICA, INC. | CLV-160 | LIGHT SOURCE |  | INTENSIVE CARE UNIT | Kelemen |  |  | 11/02/2019 |  | 11/2/24 |  |  | NO | YES |  |  |  |  | OLYMPUS AMERICA, INC. 30142916 7018919 |  |  | Active |  | 99:99:99:99:99:99 |  | Equipment | PAAR:00-PVAR | 11/02/2019 | 11/02/2019 | COOPER UNIVERSITY HOSPITAL |  |  | ICU | 0012131228 | CAROLYN RUMELL | Repair | Closed | Michael Youch | 11/02/2019 | 11/02/2019 | TOWER - CORD HAS EXPOSED WIRES - ICU P491 | 9/1/2017 4:17:26 PM MDYOUCH (MDYOUCH 9/1/2017 3:30 PM) REPLACED CUT POWER CORD FROM STOCK AND REORDERED | 7548F361-F8B1-42D8-8AB0-2058D06ADCE0 | Labor | 11/02/2019 | 11/02/2019 | Michael Youch
|  | OLYMPUS AMERICA, INC. | CLV-S30 | LIGHT SOURCE |  | ANESTHESIOLOGY | Pavilion |  |  | 10/10/2006 |  | 10/10/11 |  |  | NO | YES |  |  |  |  | OLYMPUS AMERICA, INC. 10355321 7113617 |  |  | Active |  | 99:99:99:99:99:99 |  | Equipment | PAAR:00-PVAR | 11/02/2019 |  | COOPER UNIVERSITY HOSPITAL |  |  | OR 6 | WOT00000001310567 | GIACINTA ROUPAS | Repair | Closed | Salvatore Bombara | 08/21/2018 | 10/03/2018 | Not turning on | Confirmed error. determined unit has no power cord. Staff replaced cord. unit is working correctly. | EXP1154839 | Labor | 08/21/2018 | 08/21/2018 | Salvatore Bombara
|  | OLYMPUS AMERICA, INC. | CLV-S40 | LIGHT SOURCE |  | OR - KELEMEN 3 | Pavilion |  |  | 08/25/2006 |  | 8/25/11 |  |  | NO | YES |  |  |  |  | OLYMPUS AMERICA, INC. 10346320 7600782 |  |  | Disposition |  | 99:99:99:99:99:99 |  | Equipment | PAAR:00-PVAR | 11/02/2019 |  | COOPER UNIVERSITY HOSPITAL |  |  | OR-KELLEMEN |  | DOMINIC VENDETTA
|  | OLYMPUS AMERICA, INC. | CLV-U20 | LIGHT SOURCE |  | OPERATING ROOM - PAVILION | Pavilion |  |  | 01/01/1900 |  |  |  |  | NO | YES |  |  |  |  | OLYMPUS AMERICA, INC. 10346521 8254335 |  |  | Disposition |  | 99:99:99:99:99:99 |  | Equipment | PAAR:00-PVAR | 11/02/2019 |  | COOPER UNIVERSITY HOSPITAL |  |  | EQUIPMENT STORAGE P316 | WOT00000002200161 | DOMINIC VENDETTA | Disposition | Closed | Salvatore Bombara | 02/14/2019 | 05/13/2019 | Bulk Disposition CNL | Unit has been retired | EXP2914482 | Labor | 05/13/2019 | 05/13/2019 | Salvatore Bombara
|  | OLYMPUS AMERICA, INC. | EVIS EXERA II CLV-180 | LIGHT SOURCE |  | TRAUMA ICU | Kelemen |  |  | 10/27/2009 |  | 10/27/14 |  |  | NO | YES |  |  |  |  | OLYMPUS AMERICA, INC. 10368605 7902688 |  |  | Active |  | 99:99:99:99:99:99 |  | Equipment | PAAR:00-PVAR | 11/02/2019 |  | COOPER UNIVERSITY HOSPITAL |  |  | TRAUMA ICU | WOT00000000519232 | Diane Floyd | Disposition | Closed | Richard Jolly | 02/08/2018 | 05/23/2019 | Bulk Disposition CNL
|  | OLYMPUS AMERICA, INC. | EVIS EXERA II CLV-180 | LIGHT SOURCE |  | OPERATING ROOM - PAVILION | Pavilion |  |  | 01/01/2013 |  | 1/1/18 |  |  | NO | YES |  |  |  |  | OLYMPUS AMERICA, INC. 10368303 7015730 |  |  | Disposition |  | 99:99:99:99:99:99 |  | Equipment | PAAR:00-PVAR | 11/02/2019 |  | COOPER UNIVERSITY HOSPITAL |  |  | OPERATING ROOM hall | WOT00000002201226 | DOMINIC VENDETTA | Disposition | Closed | Salvatore Bombara | 02/14/2019 | 05/15/2019 | Bulk Disposition CNL | Unit has been retired | EXP2931512 | Labor | 05/15/2019 | 05/15/2019 | Salvatore Bombara
|  | OLYMPUS AMERICA, INC. | EVIS EXERA II CLV-180 | LIGHT SOURCE |  | OPERATING ROOM - PAVILION | Kelemen |  |  | 01/15/2009 |  | 1/15/14 |  |  | NO | YES |  |  |  |  | OLYMPUS AMERICA, INC. 10355468 7806814 |  |  | Active |  | 99:99:99:99:99:99 |  | Equipment | PAAR:00-PVAR | 11/02/2019 |  | COOPER UNIVERSITY HOSPITAL |  |  | pav 316 | WOT00000002202037 | DOMINIC VENDETTA | Disposition | Closed | Salvatore Bombara | 02/14/2019 | 05/17/2019 | Bulk Disposition CNL
|  | OLYMPUS AMERICA, INC. | EVIS EXERA II CLV-180 | LIGHT SOURCE |  | VOORHEES SURGERY CENTER-OPERATING ROOM | 900 Centennial Blvd | Suite E |  | 12/06/2010 |  | 12/6/15 |  |  | NO | YES |  |  |  |  | OLYMPUS AMERICA, INC. 10347250 7019035 |  |  | Active |  | 99:99:99:99:99:99 |  | Equipment | PAAR:00-PVAR | 11/02/2019 |  | COOPER AMBULATORY OFF-SITES |  |  | SUITE E |  | JENNIFER BOMBARO
|  | OLYMPUS AMERICA, INC. | EVIS EXERA II CLV-180 | LIGHT SOURCE |  | 3 COOPER-MULTISPECIALTY CENTER | 6015 Main Street |  |  | 04/11/2013 |  | 4/11/18 |  |  | NO | YES |  |  |  |  | OLYMPUS AMERICA, INC. 10345626 7604607 |  |  | Active |  | 99:99:99:99:99:99 |  | Equipment | PAAR:00-PVAR | 11/02/2019 |  | COOPER AMBULATORY OFF-SITES |  |  | SUITE 104 - WAITING STORAGE |  | MARGIE OUTLER
|  | OLYMPUS AMERICA, INC. | EVIS EXERA III CLV-190 | LIGHT SOURCE |  | SAME DAY OR-2ND FL PAVILION | Pavilion |  |  | 10/31/2019 |  | 10/31/24 |  |  | NO | YES |  |  |  |  | OLYMPUS AMERICA, INC. 11239140 7775416 |  |  | Active |  | 99:99:99:99:99:99 |  | Equipment | PAAR:00-PVAR | 10/31/2019 | 10/31/2019 | COOPER UNIVERSITY HOSPITAL |  |  | SD OR | WOT00000000564461 | JOE DRUCTOR | Performance Verification | Closed | Salvatore Bombara | 10/31/2019 | 10/31/2019 | Performance Verification for OLYMPUS AMERICA, INC. 11239140 7775416 | Initial Install of Performance Verification. Device is ready for patient use. |  |  | 10/31/2019 | 10/31/2019
|  | OLYMPUS AMERICA, INC. | EVIS EXERA III CLV-190 | LIGHT SOURCE |  | SAME DAY OR-2ND FL PAVILION | Kelemen |  |  | 10/31/2019 |  | 10/31/24 |  |  | NO | YES |  |  |  |  | OLYMPUS AMERICA, INC. 11239101 7775422 |  |  | Active |  | 99:99:99:99:99:99 |  | Equipment | PAAR:00-PVAR | 10/31/2019 | 10/31/2019 | COOPER UNIVERSITY HOSPITAL |  |  | Performance Verification | WOT00000000559043 | JOE DRUCTOR | Performance Verification | Closed | Salvatore Bombara | 10/31/2019 | 10/31/2019 | Performance Verification for OLYMPUS AMERICA, INC. 11239101 7775422 | Initial Install of Performance Verification. Device is ready for patient use. |  |  | 10/31/2019 | 10/31/2019
|  | OLYMPUS AMERICA, INC. | EVIS EXERA III CLV-190 | LIGHT SOURCE |  | SAME DAY OR-2ND FL PAVILION | Pavilion |  |  | 10/31/2019 |  | 10/31/24 |  |  | NO | YES |  |  |  |  | OLYMPUS AMERICA, INC. 11239061 7776549 |  |  | Active |  | 99:99:99:99:99:99 |  | Equipment | PAAR:00-PVAR | 10/31/2019 | 10/31/2019 | COOPER UNIVERSITY HOSPITAL |  |  | Performance Verification | WOT00000000556226 | JOE DRUCTOR | Performance Verification | Closed | Salvatore Bombara | 10/31/2019 | 10/31/2019 | Performance Verification for OLYMPUS AMERICA, INC. 11239061 7776549 | Initial Install of Performance Verification. Device is ready for patient use. |  |  | 10/31/2019 | 10/31/2019
|  | OLYMPUS AMERICA, INC. | EVIS EXERA III CLV-190 | LIGHT SOURCE |  | SAME DAY OR-2ND FL PAVILION | Pavilion |  |  | 10/31/2019 |  | 10/31/24 |  |  | NO | YES |  |  |  |  | OLYMPUS AMERICA, INC. 11239028 7776637 |  |  | Active |  | 99:99:99:99:99:99 |  | Equipment | PAAR:00-PVAR | 10/31/2019 | 10/31/2019 | COOPER UNIVERSITY HOSPITAL |  |  | Performance Verification | WOT00000000552295 | JOE DRUCTOR | Performance Verification | Closed | Salvatore Bombara | 10/31/2019 | 10/31/2019 | Performance Verification for OLYMPUS AMERICA, INC. 11239028 7776637 | Initial Install of Performance Verification. Device is ready for patient use. |  |  | 10/31/2019 | 10/31/2019
|  | OLYMPUS AMERICA, INC. | EVIS EXERA III CLV-190 | LIGHT SOURCE |  | SAME DAY OR-2ND FL PAVILION | Pavilion |  |  | 10/31/2019 |  | 10/31/24 |  |  | NO | YES |  |  |  |  | OLYMPUS AMERICA, INC. 11239011 7775417 |  |  | Active |  | 99:99:99:99:99:99 |  | Equipment | PAAR:00-PVAR | 10/31/2019 | 10/31/2019 | COOPER UNIVERSITY HOSPITAL |  |  | Performance Verification | WOT00000000551992 | JOE DRUCTOR | Performance Verification | Closed | Salvatore Bombara | 10/31/2019 | 10/31/2019 | Performance Verification for OLYMPUS AMERICA, INC. 11239011 7775415 | Initial Install of Performance Verification. Device is ready for patient use. |  |  | 10/31/2019 | 10/31/2019
|  | OLYMPUS AMERICA, INC. | EVIS EXERA III CLV-190 | LIGHT SOURCE |  | COOPER DIGESTIVE HEALTH-ENDOSCOPY | 501 Fellowship Road | 1 |  | 03/08/2017 |  | 3/8/22 |  |  | NO | YES |  |  |  |  | OLYMPUS AMERICA, INC. 10769385 7670580 |  |  | Active |  | 99:99:99:99:99:99 |  | Equipment | PAAR:00-PVAR | 10/31/2019 |  | COOPER AMBULATORY OFF-SITES |  |  | PROCEDURE RM 3 | 0011437060 | JEANNE GREER | Preventative Maintenance | Closed | Bonnie Aichroth | 03/29/2017 | 03/29/2017 | PERFORMANCE ASSURANCE AT INVENTORY | INVENTORIED DEVICE AND ENSURED DEVICE WAS FUNCTIONING PROPERLY. | 150AF5A6-FC70-46A1-A399-42E5EB80E933 | Labor | 03/08/2017 | 03/08/2017 | Kirk Lis
|  | OLYMPUS AMERICA, INC. | EVIS EXERA III CLV-190 | LIGHT SOURCE |  | ANESTHESIOLOGY | Kelemen |  |  | 02/12/2018 |  | 2/12/23 |  |  | NO | YES |  |  |  |  | OLYMPUS AMERICA, INC. 10752640 7774525 |  |  | Active |  | 99:99:99:99:99:99 |  | Equipment | PAAR:00-PVAR | 10/31/2019 |  | COOPER UNIVERSITY HOSPITAL |  |  | 2nd Floor Pav OR | WOT00000000548566 | GIACINTA ROUPAS | Performance Verification | Closed | Salvatore Bombara | 02/15/2018 | 07/22/2019 | Performance Verification for OLYMPUS AMERICA, INC. 10752640 7774525 | Initial Install of Performance Verification. Device is ready for patient use.
|  | OLYMPUS AMERICA, INC. | EVIS EXERA III CLV-190 | LIGHT SOURCE |  | PULMONARY LAB | Kelemen |  |  | 10/13/2016 |  | 10/13/21 |  |  | NO | YES |  |  |  |  | OLYMPUS AMERICA, INC. 10649864 7668847 |  |  | Active |  | 99:99:99:99:99:99 |  | Equipment | PAAR:00-PVAR | 10/31/2019 |  | COOPER UNIVERSITY HOSPITAL |  |  |  |  | KATHY LOFLAND
|  | OLYMPUS AMERICA, INC. | EVIS EXERA III CLV-190 | LIGHT SOURCE |  | ANESTHESIOLOGY | Pavilion |  |  | 08/22/2016 |  | 8/22/21 |  |  | NO | YES |  |  |  |  | OLYMPUS AMERICA, INC. 10649829 7668352 |  |  | Active |  | 99:99:99:99:99:99 |  | Equipment | PAAR:00-PVAR | 10/31/2019 |  | COOPER UNIVERSITY HOSPITAL |  |  |  | 0011473037 | GIACINTA ROUPAS | Performance Verification | Closed | Bonnie Aichroth | 04/11/2017 | 04/11/2017 | INCOMING INVENTORY | DEVICE INVENTORIED | 77F5B017-F95F-47B5-A7AB-B23A242AEB5B | Labor | 04/11/2017 | 04/11/2017 | Bonnie Aichroth
|  | OLYMPUS AMERICA, INC. | EVIS EXERA III CLV-190 | LIGHT SOURCE |  | OR - KELEMEN 3 | Kelemen |  |  | 09/12/2016 |  | 9/12/21 |  |  | NO | YES |  |  |  |  | OLYMPUS AMERICA, INC. 10505429 7667597 |  |  | Active |  | 99:99:99:99:99:99 |  | Equipment | PAAR:00-PVAR | 10/31/2019 |  | COOPER UNIVERSITY HOSPITAL |  |  | KELEMEN OR RM 11 |  | DOMINIC VENDETTA
|  | OLYMPUS AMERICA, INC. | EVIS EXERA III CLV-190 | LIGHT SOURCE |  | OR - KELEMEN 3 | Kelemen |  |  | 09/12/2016 |  | 9/12/21 |  |  | NO | YES |  |  |  |  | OLYMPUS AMERICA, INC. 10505380 7667350 |  |  | Active |  | 99:99:99:99:99:99 |  | Equipment | PAAR:00-PVAR | 10/31/2019 |  | COOPER UNIVERSITY HOSPITAL |  |  | KELEMAN OR RM 10 |  | DOMINIC VENDETTA
|  | OLYMPUS AMERICA, INC. | EVIS EXERA III CLV-190 | LIGHT SOURCE |  | OR - KELEMEN 3 | Kelemen |  |  | 08/15/2016 |  | 8/15/21 |  |  | NO | YES |  |  |  |  | OLYMPUS AMERICA, INC. 10505367 7667471 |  |  | Active |  | 99:99:99:99:99:99 |  | Equipment | PAAR:00-PVAR | 10/31/2019 |  | COOPER UNIVERSITY HOSPITAL |  |  | KELEMAN OR K9 |  | DOMINIC VENDETTA
|  | OLYMPUS AMERICA, INC. | EVIS EXERA III CLV-190 | LIGHT SOURCE |  |  | 900 Centennial Blvd | Suite E | [6 empty] | YES | YES
|  | OLYMPUS AMERICA, INC. | EVIS EXERA III CLV-190 | LIGHT SOURCE |  | OR - KELEMEN 3 | Kelemen |  |  | 05/06/2016 |  | 5/6/21 |  |  | NO | YES |  |  |  |  | OLYMPUS AMERICA, INC. 10480424 7666475 |  |  | Active |  | 99:99:99:99:99:99 |  | Equipment | PAAR:00-PVAR | 10/31/2019 |  | COOPER UNIVERSITY HOSPITAL |  |  | ROOM K8 |  | DOMINIC VENDETTA
|  | OLYMPUS AMERICA, INC. | EVIS EXERA III CLV-190 | LIGHT SOURCE |  | SPECIAL TEST | Kelemen |  |  | 04/18/2016 |  | 4/18/21 |  |  | NO | YES |  |  |  |  | OLYMPUS AMERICA, INC. 10480413 7666286 |  |  | Active |  | 99:99:99:99:99:99 |  | Equipment | PAAR:00-PVAR | 10/31/2019 |  | COOPER UNIVERSITY HOSPITAL |  |  |  |  | AMY HANNAN
|  | OLYMPUS AMERICA, INC. | EVIS EXERA III CLV-190 | LIGHT SOURCE |  | SPECIAL TEST | Kelemen |  |  | 04/18/2016 |  | 4/18/21 |  |  | NO | YES |  |  |  |  | OLYMPUS AMERICA, INC. 10480411 7666096 |  |  | Active |  | 99:99:99:99:99:99 |  | Equipment | PAAR:00-PVAR | 10/31/2019 |  | COOPER UNIVERSITY HOSPITAL |  |  |  |  | AMY HANNAN
|  | OLYMPUS AMERICA, INC. | EVIS EXERA III CLV-190 | LIGHT SOURCE |  | SPECIAL TEST | Kelemen |  |  | 04/18/2016 |  | 4/18/21 |  |  | NO | YES |  |  |  |  | OLYMPUS AMERICA, INC. 10480410 7665834 |  |  | Active |  | 99:99:99:99:99:99 |  | Equipment | PAAR:00-PVAR | 10/31/2019 |  | COOPER UNIVERSITY HOSPITAL |  |  | 6th Floor Kelemen - Procedure RM 2 |  | AMY HANNAN
|  | OLYMPUS AMERICA, INC. | EVIS EXERA III CLV-190 | LIGHT SOURCE |  | SPECIAL TEST | Kelemen |  |  | 04/18/2016 |  | 4/18/21 |  |  | NO | YES |  |  |  |  | OLYMPUS AMERICA, INC. 10480407 7666460 |  |  | Active |  | 99:99:99:99:99:99 |  | Equipment | PAAR:00-PVAR | 10/31/2019 |  | COOPER UNIVERSITY HOSPITAL |  |  |  |  | AMY HANNAN
|  | OLYMPUS AMERICA, INC. | EVIS EXERA III CLV-190 | LIGHT SOURCE |  | SPECIAL TEST | Kelemen |  |  | 04/18/2016 |  | 4/18/21 |  |  | NO | YES |  |  |  |  | OLYMPUS AMERICA, INC. 10480405 7666306 |  |  | Active |  | 99:99:99:99:99:99 |  | Equipment | PAAR:00-PVAR | 10/31/2019 |  | COOPER UNIVERSITY HOSPITAL |  |  | SPECIAL TEST |  | AMY HANNAN
|  | OLYMPUS AMERICA, INC. | EVIS EXERA III CLV-190 | LIGHT SOURCE |  | OR - KELEMEN 3 | Pavilion |  |  | 01/01/1900 |  |  |  |  | NO | YES |  |  |  |  | OLYMPUS AMERICA, INC. 10367791 7550014 |  |  | Active |  | 99:99:99:99:99:99 |  | Equipment | PAAR:00-PVAR | 11/02/2019 |  | COOPER UNIVERSITY HOSPITAL |  |  | PAV OR | 0011741528 | DOMINIC VENDETTA | Repair | Closed | Salvatore Bombara | 06/06/2017 | 06/07/2017 | LIGHT SOURCE - BULB NEEDS REPLACED - PAV OR RM 2 TOWER 4 | 6/7/2017 11:57:21 AM SXBOMBARA (SXBOMBARA 6/7/2017 12:00 AM) REPLACED AGED BULB. TESTED AND PASSED FUNCTIONAL CHECK. | B20B3580-A898-4CD1-A6C9-5C0D35EF0587 | Parts | 01/01/1900 | 01/01/1900 | Salvatore Bombara
|  | OLYMPUS AMERICA, INC. | EVIS EXERA III CLV-190 | LIGHT SOURCE |  | OR - KELEMEN 3 | Pavilion |  |  | 01/01/1900 |  |  |  |  | NO | YES |  |  |  |  | OLYMPUS AMERICA, INC. 10367786 7559922 |  |  | Active |  | 99:99:99:99:99:99 |  | Equipment | PAAR:00-PVAR | 11/02/2019 |  | COOPER UNIVERSITY HOSPITAL |  |  | Pav OR 6 | WOT00000002200499 | DOMINIC VENDETTA | Disposition | Closed | Salvatore Bombara | 02/14/2019 | 05/20/2019 | Bulk Disposition CNL
|  | OLYMPUS AMERICA, INC. | EVIS EXERA III CLV-190 | LIGHT SOURCE |  | OR - KELEMEN 3 | Pavilion |  |  | 01/01/1900 |  |  |  |  | NO | YES |  |  |  |  | OLYMPUS AMERICA, INC. 10367782 7550012 |  |  | Active |  | 99:99:99:99:99:99 |  | Equipment | PAAR:00-PVAR | 11/02/2019 |  | COOPER UNIVERSITY HOSPITAL |  |  | PAV OR |  | DOMINIC VENDETTA
|  | OLYMPUS AMERICA, INC. | EVIS EXERA III CLV-190 | LIGHT SOURCE |  | OR - KELEMEN 3 | Pavilion |  |  | 01/01/1900 |  |  |  |  | NO | YES |  |  |  |  | OLYMPUS AMERICA, INC. 10367778 7559918 |  |  | Active |  | 99:99:99:99:99:99 |  | Equipment | PAAR:00-PVAR | 11/02/2019 |  | COOPER UNIVERSITY HOSPITAL |  |  | P OR 7 | WOT00000002200478 | DOMINIC VENDETTA | Disposition | Closed | Salvatore Bombara | 02/14/2019 | 05/20/2019 | Bulk Disposition CNL
|  | OLYMPUS AMERICA, INC. | EVIS EXERA III CLV-190 | LIGHT SOURCE |  | OR - KELEMEN 3 | Kelemen |  |  | 01/01/1900 |  |  |  |  | NO | YES |  |  |  |  | OLYMPUS AMERICA, INC. 10367773 7550015 |  |  | Active |  | 99:99:99:99:99:99 |  | Equipment | PAAR:00-PVAR | 11/02/2019 |  | COOPER UNIVERSITY HOSPITAL |  |  | Kel OR | WOT00000000817135 | DOMINIC VENDETTA | Repair | Closed | Salvatore Bombara | 04/23/2018 | 10/30/2018 | Tower 6 down, monitor is going dark, all going dark sporatically- just out of a case - she spoke to olympus rep recommends it has bulb changed out/bought | Replaced bulb. reset timer | EXP0467272 | Parts |  |  | Salvatore Bombara
|  | OLYMPUS AMERICA, INC. | EVIS EXERA III CLV-190 | LIGHT SOURCE |  | OR - KELEMEN 3 | Kelemen |  |  | 01/01/1900 |  |  |  |  | NO | YES |  |  |  |  | OLYMPUS AMERICA, INC. 10367767 7550008 |  |  | Active |  | 99:99:99:99:99:99 |  | Equipment | PAAR:00-PVAR | 11/01/2019 |  | COOPER UNIVERSITY HOSPITAL |  |  | spu closet K5 | WOT00000002200446 | DOMINIC VENDETTA | Disposition | Closed | Salvatore Bombara | 02/14/2019 | 05/17/2019 | Bulk Disposition CNL
|  | OLYMPUS AMERICA, INC. | EVIS EXERA III CLV-190 | LIGHT SOURCE |  | OR - KELEMEN 3 | Pavilion |  |  | 01/01/1900 |  |  |  |  | NO | YES |  |  |  |  | OLYMPUS AMERICA, INC. 10367762 7550013 |  |  | Active |  | 99:99:99:99:99:99 |  | Equipment | PAAR:00-PVAR | 11/02/2019 |  | COOPER UNIVERSITY HOSPITAL |  |  | PAV OR | WOT00000002200436 | DOMINIC VENDETTA | Disposition | Closed | Salvatore Bombara | 02/14/2019 | 05/14/2019 | Bulk Disposition CNL
|  | OLYMPUS AMERICA, INC. | EVIS EXERA III CLV-190 | LIGHT SOURCE |  | OR - KELEMEN 3 | Pavilion |  |  | 01/01/1900 |  |  |  |  | NO | YES |  |  |  |  | OLYMPUS AMERICA, INC. 10367590 7559337 |  |  | Active |  | 99:99:99:99:99:99 |  | Equipment | PAAR:00-PVAR | 11/01/2019 |  | COOPER UNIVERSITY HOSPITAL |  |  | P3 OR | 0012601367 | DOMINIC VENDETTA | Repair | Closed | Salvatore Bombara | 01/04/2018 | 01/04/2018 | IMAGE DIGITIZATION SYSTEM - LIGHT SOURCE BROKEN - TMX | 1/4/2018 9:44:53 AM SXBOMBARA (SXBOMBARA 1/4/2018 12:00 AM) REPLACED BULB. TESTED AND PASSED FULL FUNCTIONAL CHECK. | 2EA287CF-A4CF-4DA9-A1B0-CD4A3950F8FC | Labor | 01/04/2018 | 01/04/2018 | Salvatore Bombara
|  | OLYMPUS AMERICA, INC. | EVIS EXERA III CLV-190 | LIGHT SOURCE |  | COOPER CANCER CENTER-MULTIDISCIPLINARY CLINIC | MD Anderson Cancer Center |  |  | 09/10/2013 |  | 9/10/18 |  |  | NO | YES |  |  |  |  | OLYMPUS AMERICA, INC. 10367508 7338487 |  |  | Active |  | 99:99:99:99:99:99 |  | Equipment | PAAR:00-PVAR | 11/02/2019 |  | COOPER AMBULATORY OFF-SITES |  |  | Multi Disc - C2049 or C2220 | 0011639552 | ROXANNE BERGER | Repair | Closed | Stephen Zubrzycki | 05/16/2017 | 05/17/2017 | LIGHT SOURCE - IS AT 500, SHOULD BE AT ZERO - 2ND FL, CANCER CENTER, SEE TANYA FOR LOCATION | 5/17/2017 4:07:32 PM SJZUBRZYCKI (SJZUBRZYCKI 5/17/2017 12:00 AM) RESET LAMP TIMER AND VPO. BULB IS NOT DIM AT ALL SO NOT REPLACING AS OF NOW | 26ABB460-F906-42A9-9573-343FED0A375F | Labor | 05/17/2017 | 05/17/2017 | Stephen Zubrzycki
|  | OLYMPUS AMERICA, INC. | EVIS EXERA III CLV-190 | LIGHT SOURCE |  | BRACHFIELD MEDICAL ASSOCIATES-MEDICINE | 218 Sunset Rd |  |  | 07/17/2014 |  | 7/17/19 |  |  | NO | YES |  |  |  |  | OLYMPUS AMERICA, INC. 10367160 7454619 |  |  | Active |  | 99:99:99:99:99:99 |  | Equipment | PAAR:00-PVAR | 11/02/2019 |  | COOPER AMBULATORY OFF-SITES |  |  | ENDO - Procedure Room | 0011366132 | CATHY CRAWFORD | Repair | Closed | Kirk Lis | 03/22/2017 | 07/18/2017 | LIGHT SOURCE - CRACKED IN FRONT WHERE INSERT SCOPES - DIGESTIVE HEALTH, BRACHFIELD | 3/31/2017 8:22:14 AM KALIS (KALIS 3/30/2017 12:00 AM) ASSET PROBLEM.PLASTIC FRONT CASE IS DAMAGED. CRACK IS LOCATED UNDER SCOPE CONNECTOR. CONFERRED WITH SALES REP JIM CURRY ON REPAIR PROCEDURE. 3/31/2017 9:47:35 AM KALIS (KALIS 3/31/2017 12:00 AM) CONTACT OLYMPUS FOR REPAIR PROTOCAL. THEY ARE E-MAILING ME WITH FORMS TO BE FILLED OUT AND SENT BACK FOR REPAIR AND LOANER INFO 4/28/2017 10:46:30 AM KALIS (KALIS 4/28/2017 12:00 AM) RESEARCHED AND MADE PURCHASE REQUEST FOR OEM REPAIR 5/9/2017 3:29:38 PM KALIS (KALIS 5/4/2017 12:00 AM) CONFERRED WITH PATRICK ON REPAIR STATUS CONTACTED AMY SARGE FOR DEPT. COST CENTE#. CONFERRED WITH BONNIE ON CHARGING DECISION 6/12/2017 4:24:49 PM KALIS (KALIS 6/12/2017 12:00 AM) REACHED OUT TO AMY SARGE TO SEE IF LOANER UNIT HAD ARRIVED AT SITE. NOT YET? 6/19/2017 2:36:30 PM KALIS (KALIS 6/19/2017 12:00 AM) RESEARCHED UNIT'S STATUS. BON FAXED PO TMB79806052017 6-5-17 . OLYMPUS MISPLACED LOANER AGREEMENT!!!! UNIT BEING SENT OVERNIGHT TO BMA. CONTACTED AMY SARGE ON DELIVERY. 6/20/2017 4:20:25 PM KALIS (KALIS 6/20/2017 12:00 AM) TRAVEL TIME (KALIS 6/20/2017 12:00 AM) REMOVED UNIT FROM TOWER. INSTALLED REPLACEMENT LOANER SN# 7212492. BOXED OLD UNIT AND PLACED IN VAN TO RETURN TO BIOMED DEPT. 6/21/2017 10:17:24 AM KALIS (KALIS 6/21/2017 12:00 AM) BROUGHT UNIT BACK TO HOSPITAL HAD SHIPPING LABEL MADE DEIVERED UNIT TO LOADING DOCK 6/29/2017 1:59:28 PM KALIS (KALIS 6/29/2017 12:00 AM) FOWARDED ESTIMATE TO BONNIE FOR OK OF PO AMOUNT 7/18/2017 11:41:12 AM SJZUBRZYCKI (ZXKISELEV 7/17/2017 12:00 AM) SWAPPED OUT LOANER AND TRAVEL TIME (SJZUBRZYCKI 7/18/2017 12:00 AM) RETURNED LOANER | 0262B66F-4D1B-4073-BF83-7B7D6BE7F5CD | Labor | 06/21/2017 | 06/21/2017 | Kirk Lis
|  | OLYMPUS AMERICA, INC. | EVIS EXERA III CLV-190 | LIGHT SOURCE |  | OR - KELEMEN 3 | Pavilion |  |  | 01/01/1900 |  |  |  |  | NO | YES |  |  |  |  | OLYMPUS AMERICA, INC. 10355442 7559920 |  |  | Active |  | 99:99:99:99:99:99 |  | Equipment | PAAR:00-PVAR | 11/01/2019 |  | COOPER UNIVERSITY HOSPITAL |  |  | Pav OR | WOT00000000519004 | DOMINIC VENDETTA | Disposition | Closed | Salvatore Bombara | 02/08/2018 | 05/13/2019 | Bulk Disposition CNL
|  | OLYMPUS AMERICA, INC. | EVIS EXERA III CLV-190 | LIGHT SOURCE |  | OPERATING ROOM - PAVILION | Kelemen |  |  | 09/06/2012 |  | 9/6/17 |  |  | NO | YES |  |  |  |  | OLYMPUS AMERICA, INC. 10346631 7212219 |  |  | Active |  | 99:99:99:99:99:99 |  | Equipment | PAAR:00-PVAR | 11/02/2019 |  | COOPER UNIVERSITY HOSPITAL |  |  | L&D |  | DOMINIC VENDETTA
|  | OLYMPUS AMERICA, INC. | VISERA ELITE CLV-S190 | LIGHT SOURCE |  | OPERATING ROOM - PAVILION | Pavilion |  |  | 12/07/2012 |  | 12/7/17 |  |  | NO | YES |  |  |  |  | OLYMPUS AMERICA, INC. 10368265 7203084 |  |  | Active |  | 99:99:99:99:99:99 |  | Equipment | PAAR:00-PVAR | 11/02/2019 |  | COOPER UNIVERSITY HOSPITAL |  |  | OPERATING ROOM p8 |  | DOMINIC VENDETTA
|  | OLYMPUS AMERICA, INC. | VISERA ELITE CLV-S190 | LIGHT SOURCE |  | COOPER CANCER CENTER-MULTIDISCIPLINARY CLINIC | MD Anderson Cancer Center |  |  | 09/10/2013 |  | 9/10/18 |  |  | NO | YES |  |  |  |  | OLYMPUS AMERICA, INC. 10348791 7304407 |  |  | Active |  | 99:99:99:99:99:99 |  | Equipment | PAAR:00-PVAR | 10/31/2019 |  | COOPER AMBULATORY OFF-SITES |  |  | Multi Disc - C2049 or C2220 |  | ROXANNE BERGER
|  | PENTAX MEDICAL | LH-150PC | LIGHT SOURCE | UB011923 | 6017 MAIN ST-PLASTICS | 6200 Main St |  |  | 05/26/2009 |  | 5/26/14 |  |  | NO | YES |  |  |  |  | PENTAX MEDICAL 10345794 UB011923 |  |  | Active |  | 99:99:99:99:99:99 |  | Equipment | PAAR:00-PVAR | 11/01/2019 |  | COOPER AMBULATORY OFF-SITES |  |  | PROCEDURE ROOM D |  | ANNE MAIER
|  | PILLING SURGICAL | SL114 | LIGHT SOURCE |  | 3 COOPER - SURGERY DEPARTMENT | 3 Cooper |  |  | 01/20/2005 |  | 1/20/10 |  |  | NO | YES |  |  |  |  | PHILMORE 10346828 4010067 |  |  | Active |  | 99:99:99:99:99:99 |  | Equipment | PAAR:00-PVAR | 11/02/2019 |  | COOPER AMBULATORY OFF-SITES |  |  | SUITE 403 - EXAM 12 | WOT00000000651519 | ANNE MAIER | Repair | Closed | Stephen Zubrzycki | 03/12/2018 | 05/25/2018 | not sunctioning very well | Analyzed unit. Found problem to be suction canister. Had them replace it and VPO of unit. | EXP0216687 | Labor | 03/12/2018 | 03/12/2018 | Stephen Zubrzycki
|  | PILLING WECK SURGICAL | 1-250 | LIGHT SOURCE |  | 3 COOPER - SURGERY DEPARTMENT | 3 Cooper |  |  | 01/20/2005 |  | 1/20/10 |  |  | NO | YES |  |  |  |  | PILLING WECK SURGICAL 10346835 4010075 |  |  | Active |  | 99:99:99:99:99:99 |  | Equipment | PAAR:00-PVAR | 11/02/2019 |  | COOPER AMBULATORY OFF-SITES |  |  | SUITE 403 - EXAM 12 |  | ANNE MAIER
|  | PILLING WECK SURGICAL | 52-1281 | LIGHT SOURCE |  |  | 2 Plaza Dr | [7 empty] | YES | YES
|  | PILLING WECK SURGICAL | 52-1281 | LIGHT SOURCE |  |  | 2 Plaza Dr | [7 empty] | YES | YES
|  | STORZ |  | LIGHT SOURCE | TX2395 | 3 COOPER - SURGERY DEPARTMENT | 3 Cooper |  |  | 10/31/2019 |  |  |  |  | NO | YES |  |  |  |  | STORZ 30126109 TX2395 |  |  | Active |  | 99:99:99:99:99:99 |  | Equipment | PAAR:00-PVAR | 10/31/2019 | 10/31/2019 | COOPER AMBULATORY OFF-SITES |  |  | SUITE 403 - EXAM 12 |  | ANNE MAIER |  |  |  | 10/31/2019 | 10/31/2019 |  |  |  |  | 10/31/2019 | 10/31/2019
|  | STORZ |  | LIGHT SOURCE | SW3810 | COOPER CANCER CENTER-MULTIDISCIPLINARY CLINIC | MD Anderson Cancer Center |  |  | 08/09/2013 |  |  |  |  | NO | YES |  |  |  |  | STORZ 10355375 SW3810 |  |  | Active |  | 99:99:99:99:99:99 |  | Equipment | PAAR:00-PVAR | 11/02/2019 |  | COOPER AMBULATORY OFF-SITES |  |  | Multi Disc - C2043 |  | ROXANNE BERGER
|  | STORZ |  | LIGHT SOURCE | OW3402 | 3 COOPER-MULTISPECIALTY CENTER | 3 Cooper |  |  | 04/03/2013 |  |  |  |  | NO | YES |  |  |  |  | STORZ 10345613 OW3402 |  |  | Active |  | 99:99:99:99:99:99 |  | Equipment | PAAR:00-PVAR | 11/02/2019 |  | COOPER AMBULATORY OFF-SITES |  |  | Suite 104 - Exam 163 |  | MARGIE OUTLER
|  | STORZ | POWER LED 300 TL300 | LIGHT SOURCE | SQ05560 | OPERATING ROOM - PAVILION | Pavilion |  |  | 10/31/2019 |  | 10/31/24 |  |  | NO | YES |  |  |  |  | STORZ 11239489 SQ05560 |  |  | Active |  |  |  | Equipment | PAAR:00-PVAR | 10/31/2019 | 10/31/2019 | COOPER UNIVERSITY HOSPITAL |  |  |  | WOT00000003689150 | DOMINIC VENDETTA | Performance Verification | Completed | Salvatore Bombara | 10/31/2019 | 10/31/2019 | Performance Verification for UNMATCHED 11239489 SQ05560 | Initial Install of Performance Verification. Device is ready for patient use. |  |  | 10/31/2019 | 10/31/2019
|  | STORZ | SCB XENON 300 | LIGHT SOURCE | YT0711538 | OPERATING ROOM - PAVILION | Pavilion |  |  | 01/12/2017 |  | 1/12/22 |  |  | NO | YES |  |  |  |  | STORZ 10769270 YT0711538 |  |  | Active |  | 99:99:99:99:99:99 |  | Equipment | PAAR:00-PVAR | 10/31/2019 |  | COOPER UNIVERSITY HOSPITAL |  |  |  | 0011489028 | DOMINIC VENDETTA | Preventative Maintenance | Closed | Bonnie Aichroth | 04/17/2017 | 04/17/2017 | PERFORMANCE ASSURANCE AT INVENTORY | INVENTORIED DEVICE AND ENSURED DEVICE WAS FUNCTIONING PROPERLY. | 6EAD26A0-2B13-4BE7-B658-D4FD4CAA3A4D | Labor | 01/12/2017 | 01/12/2017 | Salvatore Bombara
|  | STORZ | XENON 300 20133120 | LIGHT SOURCE | YS0716361 | OPERATING ROOM - PAVILION | Pavilion |  |  | 12/06/2017 |  | 12/6/22 |  |  | NO | YES |  |  |  |  | STORZ 10725721 YS0716361 |  |  | Active |  | 99:99:99:99:99:99 |  | Equipment | PAAR:00-PVAR | 10/31/2019 |  | COOPER UNIVERSITY HOSPITAL |  |  |  | 0012647461 | DOMINIC VENDETTA | Performance Verification | Closed | Josh Harris | 01/11/2018 | 01/11/2018 | INCOMING INVENTORY | DEVICE INVENTORIED | 98D9104E-AC1B-4C05-999B-45478860165A | Labor | 01/11/2018 | 01/11/2018 | Josh Harris
|  | STORZ | XENON 300 20133120 | LIGHT SOURCE | YY0675819 | OR - KELEMEN 3 | Kelemen |  |  | 10/19/2011 |  | 10/19/16 |  |  | NO | YES |  |  |  |  | STORZ 10369506 YY0675819 |  |  | Active |  | 99:99:99:99:99:99 |  | Equipment | PAAR:00-PVAR | 11/02/2019 |  | COOPER UNIVERSITY HOSPITAL |  |  | OPERATING ROOM |  | DOMINIC VENDETTA
|  | STORZ | XENON 300 20133120 | LIGHT SOURCE | LD0625749 | OR - KELEMEN 3 | Kelemen |  |  | 12/26/2006 |  | 12/26/11 |  |  | NO | YES |  |  |  |  | STORZ 10368424 LD0625749 |  |  | Active |  | 99:99:99:99:99:99 |  | Equipment | PAAR:00-PVAR | 11/01/2019 |  | COOPER UNIVERSITY HOSPITAL |  |  | KELEMAN SURGICAL SUITE |  | DOMINIC VENDETTA
|  | STORZ | XENON 300 20133120 | LIGHT SOURCE | XX0684052 | VOORHEES SURGERY CENTER-SURGERY DEPT | 900 Centennial Blvd | Suite E |  | 01/01/1900 |  |  |  |  | NO | YES |  |  |  |  | STORZ 10347176 XX0684052 |  |  | Active |  | 99:99:99:99:99:99 |  | Equipment | PAAR:00-PVAR | 11/02/2019 |  | COOPER AMBULATORY OFF-SITES |  |  | HALLWAY | 0011237050 | Theresa Megali | Repair | Closed | Kirk Lis | 02/23/2017 | 02/28/2017 | LIGHT SOURCE - BULB NEEDS CHANGED - VORHEES SURG CENTER EQUIP RM | 2/23/2017 1:32:32 PM KALIS (KALIS 2/23/2017 12:00 AM) TRAVEL TIME (KALIS 2/23/2017 12:00 AM) UNIT HAS 5% LIFE LEFT ON LAMP. I WILL SEARCH FOR LAMP IN STOCK. CONFERRED WITH NURSE ED ON FINDINGS (KALIS 2/23/2017 12:00 AM) DOCUMENTATION 2/28/2017 4:20:03 PM KALIS (KALIS 2/28/2017 12:00 AM) INSTALLED LAMP RESET TIME METER. UNIT CHECKED OK | B51ED086-6CAD-4A23-8245-EDA4B12464D0 | Labor | 02/23/2017 | 02/23/2017 | Kirk Lis
|  | STORZ | XENON 300 20133120 | LIGHT SOURCE | W0683661 | VOORHEES SURGERY CENTER-OPERATING ROOM | 900 Centennial Blvd | Suite E |  | 09/07/2012 |  | 9/7/17 |  |  | NO | YES |  |  |  |  | STORZ 10347168 W0683661 |  |  | Active |  | 99:99:99:99:99:99 |  | Equipment | PAAR:00-PVAR | 11/02/2019 |  | COOPER AMBULATORY OFF-SITES |  |  | SUITE E | WOT00000000954848 | JENNIFER BOMBARO | Repair | Closed | Kirk Lis | 05/29/2018 | 07/30/2018 | Tagged: light is at end of life and contents have shifted inside | ANALYZED UNIT. REMOVED PLASTIC PIECE LOOSE INSIDE UNIT. OBSERVERED REPLACE LAMP INDICATOR REPLACED LAMP PE 300 BFA CLEARED HOUR METER. CLEANED INTERIOR COMPARTMENT.PERFORMED OVP INSTALLED UNIT ON STORZ TOWER. PERFORMED OVP | EXP0688797 | Labor | 06/05/2018 | 06/05/2018 | Kirk Lis
|  | STORZ | XENON 300 20133120 | LIGHT SOURCE | VY067342 | OPERATING ROOM - PAVILION | Pavilion |  |  | 09/06/2011 |  | 9/6/16 |  |  | NO | YES |  |  |  |  | STORZ 10346516 VY067342 |  |  | Active |  | 99:99:99:99:99:99 |  | Equipment | PAAR:00-PVAR | 11/02/2019 |  | COOPER UNIVERSITY HOSPITAL |  |  | pav or 11 |  | DOMINIC VENDETTA
|  | STORZ | XENON 300 20133120 | LIGHT SOURCE | PW0687424 | OR - KELEMEN 3 | Kelemen |  |  | 04/08/2013 |  | 4/8/18 |  |  | NO | YES |  |  |  |  | STORZ 10346349 PW0687424 |  |  | Active |  | 99:99:99:99:99:99 |  | Equipment | PAAR:00-PVAR | 11/02/2019 |  | COOPER UNIVERSITY HOSPITAL |  |  | OR-KELEMEN | WOT00000002199946 | DOMINIC VENDETTA | Disposition | Closed | Salvatore Bombara | 02/14/2019 | 05/17/2019 | Bulk Disposition CNL
|  | STORZ | XENON 300 20133120 | LIGHT SOURCE | RW0688233 | VOORHEES SURGERY CENTER-OPERATING ROOM | 900 Centennial Blvd | Suite E |  | 09/07/2012 |  | 9/7/17 |  |  | NO | YES |  |  |  |  | STORZ 10345458 RW0688233 |  |  | Active |  | 99:99:99:99:99:99 |  | Equipment | PAAR:00-PVAR | 11/01/2019 |  | COOPER AMBULATORY OFF-SITES |  |  | EQUIPMENT STORAGE AREA | 0011361059 | JENNIFER BOMBARO | Repair | Closed | Kirk Lis | 03/20/2017 | 03/22/2017 | CART - LAMP NEEDS NEW BULB - OR EQUIPMENT RM | 3/22/2017 9:24:36 AM KALIS (KALIS 3/21/2017 12:00 AM) REPLACED LAMP AND RESET HR METER AND TESTED UNIT | CF78AED3-A515-4C79-92F4-440519C71456 | Labor | 03/21/2017 | 03/21/2017 | Kirk Lis
|  | STORZ | XENON 300 20133120 | LIGHT SOURCE | WX0683645 | VOORHEES SURGERY CENTER-OPERATING ROOM | 900 Centennial Blvd | Suite E |  | 09/07/2012 |  | 9/7/17 |  |  | NO | YES |  |  |  |  | STORZ 10345454 WX0683645 |  |  | Active |  | 99:99:99:99:99:99 |  | Equipment | PAAR:00-PVAR | 11/02/2019 |  | COOPER AMBULATORY OFF-SITES |  |  | EQUIPMENT STORAGE AREA | 0011155010 | JENNIFER BOMBARO | Repair | Closed | Kirk Lis | 01/31/2017 | 02/01/2017 | FIBEROPTIC LIGHT - NEEDS BULB REPLACED - TMX | 2/1/2017 2:50:48 PM KALIS (KALIS 1/31/2017 12:00 AM) REPLACED ZENON LAMP RESET HOUR METER. TESTED UNIT. (KALIS 2/1/2017 12:00 AM) DOCUMENTATION | 290CB9E9-1B20-4861-83F7-2F321527C511 | Labor | 02/01/2017 | 02/01/2017 | Kirk Lis
|  | STORZ | XENON NOVA 175 20131520 | LIGHT SOURCE | YS0716385 | OPERATING ROOM - PAVILION | Pavilion |  |  | 12/06/2017 |  | 12/6/22 |  |  | NO | YES |  |  |  |  | STORZ 10725729 YS0716385 |  |  | Active |  | 99:99:99:99:99:99 |  | Equipment | PAAR:00-PVAR | 10/31/2019 |  | COOPER UNIVERSITY HOSPITAL |  |  |  | 0012586512 | DOMINIC VENDETTA | Performance Verification | Closed | Josh Harris | 12/27/2017 | 12/27/2017 | INCOMING INVENTORY | DEVICE INVENTORIED | F822A130-7604-435E-B6A4-57D1D72A5D3A | Labor | 12/27/2017 | 12/27/2017 | Josh Harris
|  | STORZ | XENON NOVA 175 20131520 | LIGHT SOURCE | YZ0666213 | BUNKER HILL-SURGERY | 2 Plaza Dr |  |  | 01/01/1900 |  |  |  |  | NO | YES |  |  |  |  | STORZ 10366874 YZ0666213 |  |  | Active |  | 99:99:99:99:99:99 |  | Equipment | PAAR:00-PVAR | 11/02/2019 |  | COOPER AMBULATORY OFF-SITES |  |  | 10366874 BH SURG HALLWAY |  | ANNE MAIER
|  | STORZ | XENON NOVA 175 20131520 | LIGHT SOURCE | YZ0666386 | 6017 MAIN ST-PLASTICS | 6200 Main Street |  |  | 11/26/2010 |  | 11/26/15 |  |  | NO | YES |  |  |  |  | STORZ 10345820 YZ0666386 |  |  | Active |  | 99:99:99:99:99:99 |  | Equipment | PAAR:00-PVAR | 11/02/2019 |  | COOPER AMBULATORY OFF-SITES |  |  | exam 3 |  | ANNE MAIER
|  | STORZ | XENON NOVA 175 20131520 | LIGHT SOURCE | UV0697946 | 6017 MAIN ST-PLASTICS | 6200 Main Street |  |  | 06/20/2014 |  | 6/20/19 |  |  | NO | YES |  |  |  |  | STORZ 10345806 UV0697946 |  |  | Active |  | 99:99:99:99:99:99 |  | Equipment | PAAR:00-PVAR | 11/02/2019 |  | COOPER AMBULATORY OFF-SITES |  |  | exam 4 |  | ANNE MAIER
|  | STORZ | XENON NOVA 175 20131520 | LIGHT SOURCE | UV0698068 | 6017 MAIN ST-PLASTICS | 6200 Main St |  |  | 06/20/2014 |  | 6/20/19 |  |  | NO | YES |  |  |  |  | STORZ 10345315 UV0698068 |  |  | Active |  | 99:99:99:99:99:99 |  | Equipment | PAAR:00-PVAR | 11/02/2019 |  | COOPER AMBULATORY OFF-SITES |  |  | EXAM 6 |  | ANNE MAIER
|  | STORZ | XENON NOVA 175 20131520 | LIGHT SOURCE | UV0697891 | 6200 MAIN ST-SURGERY | 6200 Main St |  |  | 06/20/2014 |  | 6/20/19 |  |  | NO | YES |  |  |  |  | STORZ 10345305 UV0697891 |  |  | Active |  | 99:99:99:99:99:99 |  | Equipment | 2Y:00-MFG | 10/24/2018 | 10/01/2020 | COOPER AMBULATORY OFF-SITES |  |  | 6200 Main St - ENT - Exam 5 | 0011830480 | BOBBIE MICKLE | Preventative Maintenance | Closed | Kirk Lis | 07/01/2017 | 07/07/2017 | Performance Assurance: 00-MFG | 7/7/2017 3:43:17 PM KALIS (KALIS 7/7/2017 12:00 AM) TRAVEL TIME (KALIS 7/7/2017 12:00 AM) WAITED FOR EQUIPMENT TO BE AVAILABLE (KALIS 7/7/2017 12:00 AM) PERFORMED PA | 0C690BAE-B848-4D7F-9C91-E51F3C1CA9DE | Labor | 07/07/2017 | 07/07/2017 | Kirk Lis
|  | STORZ | XENON NOVA 201312020 | LIGHT SOURCE | VW0690096 | COOPER CANCER CENTER-MULTIDISCIPLINARY CLINIC | MD Anderson Cancer Center |  |  | 08/09/2013 |  | 8/9/18 |  |  | NO | YES |  |  |  |  | STORZ 10355340 VW0690096 |  |  | Active |  | 99:99:99:99:99:99 |  | Equipment | PAAR:00-PVAR | 11/02/2019 |  | COOPER AMBULATORY OFF-SITES |  |  | MULTI DISC - MOVES |  | ROXANNE BERGER
|  | STRYKER CORP. | L9000 | LIGHT SOURCE | 10G055684 | VOORHEES SURGERY CENTER-OPERATING ROOM | 900 Centennial Blvd | Suite E |  | 07/27/2010 |  | 7/27/15 |  |  | NO | YES |  |  |  |  | STRYKER CORP. 10345448 10G |  |  | Active |  | 99:99:99:99:99:99 |  | Equipment | PAAR:00-PVAR | 11/02/2019 |  | COOPER AMBULATORY OFF-SITES |  |  | EQUIPMENT STORAGE AREA |  | JENNIFER BOMBARO
|  | STRYKER CORP. | L9000 | LIGHT SOURCE | 10G55784 | VOORHEES SURGERY CENTER-OPERATING ROOM | 900 Centennial Blvd | Suite E |  | 07/27/2010 |  | 7/27/15 |  |  | NO | YES |  |  |  |  | STRYKER CORP. 10345443 10G55784 |  |  | Active |  | 99:99:99:99:99:99 |  | Equipment | PAAR:00-PVAR | 11/02/2019 |  | COOPER AMBULATORY OFF-SITES |  |  | EQUIPMENT STORAGE AREA |  | JENNIFER BOMBARO
|  | SUNOPTIC TECHNOLOGIES | S300T | LIGHT SOURCE |  | OR - KELEMEN 3 | Pavilion |  |  | 04/04/2013 |  | 4/4/18 |  |  | NO | YES |  |  |  |  | SUNOPTIC TECHNOLOGIES 10769401 51174 |  |  | Active |  | 99:99:99:99:99:99 |  | Equipment | PAAR:00-PVAR | 10/31/2019 |  | COOPER UNIVERSITY HOSPITAL |  |  | OPERATING ROOM |  | DOMINIC VENDETTA
|  | SUNOPTIC TECHNOLOGIES | S300T | LIGHT SOURCE |  |  | Pavilion | [7 empty] | NO | YES
|  | SUNOPTIC TECHNOLOGIES | S400T | LIGHT SOURCE |  | OPERATING ROOM - PAVILION | Pavilion |  |  | 11/21/2014 |  | 11/21/19 |  |  | NO | YES |  |  |  |  | SUNOPTIC TECHNOLOGIES 10649968 41852 |  |  | Active |  | 99:99:99:99:99:99 |  | Equipment | PAAR:00-PVAR | 11/02/2019 |  | COOPER UNIVERSITY HOSPITAL |  |  | OR 10 |  | DOMINIC VENDETTA
|  | SUNOPTIC TECHNOLOGIES | S400T | LIGHT SOURCE |  |  | Pavilion |  |  | 06/30/2015 |  | 6/30/20 |  |  | NO | YES |  |  |  |  | SUNOPTIC TECHNOLOGIES 10366502 41914 |  |  | Active |  | 99:99:99:99:99:99 |  | Equipment | PAAR:00-PVAR | 10/31/2019 |  | COOPER UNIVERSITY HOSPITAL |  |  |  |  | DOMINIC VENDETTA
|  | SUNOPTIC TECHNOLOGIES | S400T | LIGHT SOURCE |  |  | Pavilion | [7 empty] | NO | YES
|  | SUNOPTIC TECHNOLOGIES | S400T | LIGHT SOURCE |  |  | Pavilion | [7 empty] | NO | YES
|  | SUNOPTIC TECHNOLOGIES | S400T | LIGHT SOURCE |  |  | Kelemen | [7 empty] | NO | YES
|  | SUNOPTIC TECHNOLOGIES | S400T | LIGHT SOURCE |  | OR - KELEMEN 3 | Pavilion |  |  | 11/21/2014 |  | 11/21/19 |  |  | NO | YES |  |  |  |  | SUNOPTIC TECHNOLOGIES 10346367 41853 |  |  | Active |  | 99:99:99:99:99:99 |  | Equipment | PAAR:00-PVAR | 11/02/2019 |  | COOPER UNIVERSITY HOSPITAL |  |  | OR-KELEMEN RM 382 | WOT00000000555265 | DOMINIC VENDETTA | Repair | Closed | Salvatore Bombara | 02/21/2018 | 05/25/2018 | not turning on | determined the rear on/off switch was off. tested and passed full functional check . returned to service | EXP0151458 | Labor | 02/21/2018 | 02/21/2018 | Salvatore Bombara
|  | SUNOPTIC TECHNOLOGIES | TITAN 300HP | LIGHT SOURCE |  |  | Pavilion | [7 empty] | NO | YES
|  | SUNOPTIC TECHNOLOGIES | TITAN X450 | LIGHT SOURCE | 450-00333 | OPERATING ROOM - PAVILION | Pavilion |  |  | 10/31/2019 |  | 10/31/24 |  |  | NO | YES |  |  |  |  | SUNOPTIC TECHNOLOGIES 11239391 450-00333 |  |  | Active |  | 99:99:99:99:99:99 |  | Equipment | PAAR:00-PVAR | 10/31/2019 | 10/31/2019 | COOPER UNIVERSITY HOSPITAL |  |  | operating room | WOT00000001465579 | DOMINIC VENDETTA | Repair | Closed | Salvatore Bombara | 10/31/2019 | 10/31/2019 | Head light box needs a new filter | Confirmed error. Replaced Filter. Reset timer. Returned to service. Parts from existing stock | EXP1455190 | Labor | 10/31/2019 | 10/31/2019 | Salvatore Bombara
|  | SUNOPTIC TECHNOLOGIES | TITAN X450 | LIGHT SOURCE | 450-00268 | SAME DAY OR-2ND FL PAVILION | Pavilion |  |  | 10/31/2019 |  | 10/31/24 |  |  | NO | YES |  |  |  |  | SUNOPTIC TECHNOLOGIES 11239163 450-00268 |  |  | Active |  | 99:99:99:99:99:99 |  | Equipment | PAAR:00-PVAR | 10/31/2019 | 10/31/2019 | COOPER UNIVERSITY HOSPITAL |  |  | SD OR 5 | WOT00000000616821 | JOE DRUCTOR | Performance Verification | Closed | Tom Burhart | 10/31/2019 | 10/31/2019 | Performance Verification for SUNOPTIC TECHNOLOGIES 11239163 450-00268 | Initial Install of Performance Verification. Device is ready for patient use. |  |  | 10/31/2019 | 10/31/2019
|  | SUNOPTIC TECHNOLOGIES | TITAN X450 | LIGHT SOURCE | 450-00270 | SAME DAY OR-2ND FL PAVILION | Pavilion |  |  | 10/31/2019 |  | 10/31/24 |  |  | NO | YES |  |  |  |  | SUNOPTIC TECHNOLOGIES 11239126 450-00270 |  |  | Active |  | 99:99:99:99:99:99 |  | Equipment | PAAR:00-PVAR | 10/31/2019 | 10/31/2019 | COOPER UNIVERSITY HOSPITAL |  |  | SD OR 4 | WOT00000000564214 | JOE DRUCTOR | Performance Verification | Closed | Salvatore Bombara | 10/31/2019 | 10/31/2019 | Performance Verification for SUNOPTIC TECHNOLOGIES 11239126 450-00270 | Initial Install of Performance Verification. Device is ready for patient use. |  |  | 10/31/2019 | 10/31/2019
|  | SUNOPTIC TECHNOLOGIES | TITAN X450 | LIGHT SOURCE | 450-00274 | SAME DAY OR-2ND FL PAVILION | Pavilion |  |  | 10/31/2019 |  | 10/31/24 |  |  | NO | YES |  |  |  |  | SUNOPTIC TECHNOLOGIES 11239082 450-00274 |  |  | Active |  | 99:99:99:99:99:99 |  | Equipment | PAAR:00-PVAR | 10/31/2019 | 10/31/2019 | COOPER UNIVERSITY HOSPITAL |  |  | Performance Verification | WOT00000000558700 | JOE DRUCTOR | Performance Verification | Closed | Salvatore Bombara | 10/31/2019 | 10/31/2019 | Performance Verification for SUNOPTIC TECHNOLOGIES 11239082 450-00274 | Initial Install of Performance Verification. Device is ready for patient use. |  |  | 10/31/2019 | 10/31/2019
|  | SUNOPTIC TECHNOLOGIES | TITAN X450 | LIGHT SOURCE | 450-00267 | SAME DAY OR-2ND FL PAVILION | Pavilion |  |  | 10/31/2019 |  | 10/31/24 |  |  | NO | YES |  |  |  |  | SUNOPTIC TECHNOLOGIES 11239069 450-00267 |  |  | Active |  | 99:99:99:99:99:99 |  | Equipment | PAAR:00-PVAR | 10/31/2019 | 10/31/2019 | COOPER UNIVERSITY HOSPITAL |  |  | Performance Verification | WOT00000000556326 | JOE DRUCTOR | Performance Verification | Closed | Salvatore Bombara | 10/31/2019 | 10/31/2019 | Performance Verification for SUNOPTIC TECHNOLOGIES 11239069 450-00267 | Initial Install of Performance Verification. Device is ready for patient use. |  |  | 10/31/2019 | 10/31/2019
|  | SUNOPTIC TECHNOLOGIES | TITAN X450 | LIGHT SOURCE | 450-00271 | SAME DAY OR-2ND FL PAVILION | Kelemen |  |  | 10/31/2019 |  | 10/31/24 |  |  | NO | YES |  |  |  |  | SUNOPTIC TECHNOLOGIES 11239019 450-00271 |  |  | Active |  | 99:99:99:99:99:99 |  | Equipment | PAAR:00-PVAR | 10/31/2019 | 10/31/2019 | COOPER UNIVERSITY HOSPITAL |  |  | SD6 | WOT00000000552096 | JOE DRUCTOR | Performance Verification | Closed | Salvatore Bombara | 10/31/2019 | 10/31/2019 | Performance Verification for SUNOPTIC TECHNOLOGIES 11239019 450-00271 | Initial Install of Performance Verification. Device is ready for patient use. |  |  | 10/31/2019 | 10/31/2019
|  | SUNOPTIC TECHNOLOGIES | TITAN X450 | LIGHT SOURCE | 450-00213 | OPERATING ROOM - PAVILION | Pavilion |  |  | 12/06/2016 |  | 12/6/21 |  |  | NO | YES |  |  |  |  | SUNOPTIC TECHNOLOGIES 10769581 450-00213 |  |  | Active |  | 99:99:99:99:99:99 |  | Equipment | PAAR:00-PVAR | 10/31/2019 |  | COOPER UNIVERSITY HOSPITAL |  |  |  | 0011200230 | DOMINIC VENDETTA | Repair | Closed | Salvatore Bombara | 02/13/2017 | 03/06/2017 | HEAD LIGHT - GIVING "BULB INCOMPATIBLE" ERROR MESSAGE - PAVILLION OR STORAGE RM | 2/17/2017 12:15:48 PM SXBOMBARA (SXBOMBARA 2/13/2017 12:00 AM) CONFIRMED WARRANTY REPAIR. SET UP AWAITING RA. UNIT IS NOT IN RSQ YET. (SXBOMBARA 2/17/2017 12:00 AM) RECEIVED RGA, AND SHIPPING LABEL. PACK UP AND SHIPPED OUT UNIT. RMA# 170116 3/6/2017 10:20:33 AM SXBOMBARA (SXBOMBARA 3/6/2017 12:00 AM) DUPLICATE WO. | 359FC5DB-778C-47B6-8099-E7A88E5D3E58 | Labor | 02/17/2017 | 02/17/2017 | Salvatore Bombara
|  | SUNOPTIC TECHNOLOGIES | TITAN X450 | LIGHT SOURCE | 450-00209 | OR - KELEMEN 3 | Kelemen |  |  | 04/17/2017 |  | 4/17/22 |  |  | NO | YES |  |  |  |  | SUNOPTIC TECHNOLOGIES 10769459 450-00209 |  |  | Active |  | 99:99:99:99:99:99 |  | Equipment | PAAR:00-PVAR | 10/31/2019 |  | COOPER UNIVERSITY HOSPITAL |  |  |  | 0011490395 | DOMINIC VENDETTA | Preventative Maintenance | Closed | Bonnie Aichroth | 04/17/2017 | 04/17/2017 | PERFORMANCE ASSURANCE AT INVENTORY | INVENTORIED DEVICE AND ENSURED DEVICE WAS FUNCTIONING PROPERLY. | 16A1148D-83DE-4694-9E91-57A3BBB926DD | Labor | 04/17/2017 | 04/17/2017 | Salvatore Bombara
|  | SUNOPTIC TECHNOLOGIES | TITAN X450 | LIGHT SOURCE | 450-00205 | OR - KELEMEN 3 | Pavilion |  |  | 04/21/2017 |  | 4/21/22 |  |  | NO | YES |  |  |  |  | SUNOPTIC TECHNOLOGIES 10769458 450-00205 |  |  | Active |  | 99:99:99:99:99:99 |  | Equipment | PAAR:00-PVAR | 10/31/2019 |  | COOPER UNIVERSITY HOSPITAL |  |  |  | 0012037060 | DOMINIC VENDETTA | Preventative Maintenance | Closed | Stephen Zubrzycki | 08/15/2017 | 08/15/2017 | PERFORMANCE ASSURANCE AT INVENTORY | INVENTORIED DEVICE AND ENSURED DEVICE WAS FUNCTIONING PROPERLY. | 15369BA1-33D5-4235-9B47-C899129F61A9 | Labor | 04/21/2017 | 04/21/2017 | Stephen Zubrzycki
|  | SUNOPTIC TECHNOLOGIES | TITAN X450 | LIGHT SOURCE | 450-00157 | OR - KELEMEN 3 | Kelemen |  |  | 01/30/2017 |  | 1/30/22 |  |  | NO | YES |  |  |  |  | SUNOPTIC TECHNOLOGIES 10769327 450-00157 |  |  | Active |  | 99:99:99:99:99:99 |  | Equipment | PAAR:00-PVAR | 10/31/2019 |  | COOPER UNIVERSITY HOSPITAL |  |  |  | 0012038507 | DOMINIC VENDETTA | Preventative Maintenance | Closed | Salvatore Bombara | 08/15/2017 | 08/15/2017 | PERFORMANCE ASSURANCE AT INVENTORY | INVENTORIED DEVICE AND ENSURED DEVICE WAS FUNCTIONING PROPERLY. | 9A432324-A026-4F82-81FD-9F287FBA9AC2 | Labor | 01/30/2017 | 01/30/2017 | Salvatore Bombara
|  | SUNOPTIC TECHNOLOGIES | TITAN X450 | LIGHT SOURCE | 450-00012 | OR - KELEMEN 3 | Kelemen |  |  | 05/25/2016 |  | 5/25/21 |  |  | NO | YES |  |  |  |  | SUNOPTIC TECHNOLOGIES 10505454 450-00012 |  |  | Active |  | 99:99:99:99:99:99 |  | Equipment | PAAR:00-PVAR | 10/31/2019 |  | COOPER UNIVERSITY HOSPITAL |  |  | KELEMEN OR |  | DOMINIC VENDETTA
|  | SUNOPTIC TECHNOLOGIES | TITAN X450 | LIGHT SOURCE | 450-00013 | OR - KELEMEN 3 | Pavilion |  |  | 05/25/2016 |  | 5/25/21 |  |  | NO | YES |  |  |  |  | SUNOPTIC TECHNOLOGIES 10505452 450-00013 |  |  | Active |  | 99:99:99:99:99:99 |  | Equipment | PAAR:00-PVAR | 10/31/2019 |  | COOPER UNIVERSITY HOSPITAL |  |  | KELEMEN OR |  | DOMINIC VENDETTA
|  | SUNOPTIC TECHNOLOGIES | TITAN X450 | LIGHT SOURCE | 450-00015 | OR - KELEMEN 3 | Kelemen |  |  | 05/25/2016 |  | 5/25/21 |  |  | NO | YES |  |  |  |  | SUNOPTIC TECHNOLOGIES 10505451 450-00015 |  |  | Active |  | 99:99:99:99:99:99 |  | Equipment | PAAR:00-PVAR | 10/31/2019 |  | COOPER UNIVERSITY HOSPITAL |  |  | KELEMEN OR |  | DOMINIC VENDETTA
|  | SUNOPTIC TECHNOLOGIES | XLS-300 | LIGHT SOURCE | 300-02300 |  | 401 Haddon Ave | [7 empty] | YES | YES
|  | VISIONSENSE | LS 300 | LIGHT SOURCE | 300-02322 | OR - KELEMEN 3 | Kelemen |  |  | 11/01/2019 |  | 11/1/24 |  |  | NO | YES |  |  |  |  | VISIONSENSE 11188007 300-02322 |  |  | Active |  |  |  | Equipment | PAAR:00-PVAR | 11/01/2019 | 11/01/2019 | COOPER UNIVERSITY HOSPITAL |  |  | Placement Agreement | WOT00000004136859 | DOMINIC VENDETTA | Performance Verification | Completed | Salvatore Bombara | 11/01/2019 | 11/01/2019 | Performance Verification for UNMATCHED 11188007 300-02322 | Initial Install of Performance Verification. Device is ready for patient use. |  |  | 11/01/2019 | 11/01/2019
|  | VISIONSENSE | LS 300 | LIGHT SOURCE | 300-02318 | OPERATING ROOM - PAVILION | Pavilion |  |  | 11/01/2019 |  | 11/1/24 |  |  | NO | YES |  |  |  |  | VISIONSENSE 11188003 300-02318 |  |  | Active |  |  |  | Equipment | PAAR:00-PVAR | 11/01/2019 | 11/01/2019 | COOPER UNIVERSITY HOSPITAL |  |  | Placement Agreement | WOT00000004136288 | DOMINIC VENDETTA | Performance Verification | Completed | Salvatore Bombara | 11/01/2019 | 11/01/2019 | Performance Verification for UNMATCHED 11188003 300-02318 | Initial Install of Performance Verification. Device is ready for patient use. |  |  | 11/01/2019 | 11/01/2019
|  | WELCH ALLYN, INC. |  | LIGHT SOURCE |  | COOPER CANCER CENTER | MD Anderson Cancer Center |  |  | 09/02/2009 |  | 9/2/14 |  |  | NO | YES |  |  |  |  | WELCH ALLYN, INC. 10365510 108215 |  |  | Active |  | 99:99:99:99:99:99 |  | Equipment | PAAR:00-PVAR | 10/31/2019 |  | COOPER AMBULATORY OFF-SITES |  |  | DISPOSITION |  | COLLEEN TEGELER
|  | VISIONSENSE | LLS 805 | LIGHT SOURCE, LASER | 360-0173 | OR - KELEMEN 3 | Kelemen |  |  | 11/01/2019 |  | 11/1/24 |  |  | NO | YES |  |  |  |  | VISIONSENSE 11188006 360-0173 |  |  | Active |  |  |  | High Risk | 6M:00-MFG | 11/01/2019 | 11/01/2019 | COOPER UNIVERSITY HOSPITAL |  |  | Placement Agreement | WOT00000004136819 | DOMINIC VENDETTA | Performance Verification | Completed | Salvatore Bombara | 11/01/2019 | 11/01/2019 | Performance Verification for UNMATCHED 11188006 360-0173 | Initial Install of Performance Verification. Device is ready for patient use. |  |  | 11/01/2019 | 11/01/2019
|  | VISIONSENSE | LLS 805 | LIGHT SOURCE, LASER | 360-0172 | OPERATING ROOM - PAVILION | Pavilion |  |  | 11/01/2019 |  | 11/1/24 |  |  | NO | YES |  |  |  |  | VISIONSENSE 11188004 360-0172 |  |  | Active |  |  |  | High Risk | 6M:00-MFG | 11/01/2019 | 11/01/2019 | COOPER UNIVERSITY HOSPITAL |  |  | Placement Agreement | WOT00000004136412 | DOMINIC VENDETTA | Performance Verification | Completed | Salvatore Bombara | 11/01/2019 | 11/01/2019 | Performance Verification for UNMATCHED 11188004 360-0172 | Initial Install of Performance Verification. Device is ready for patient use. |  |  | 11/01/2019 | 11/01/2019
|  | LUXTEC CORP | 9300XSP | LIGHT SOURCEM FIBEROPTIC |  |  | Kelemen | [7 empty] | NO | YES
|  | LUXTEC CORP | 9300XSP | LIGHT SOURCEM FIBEROPTIC |  |  | Kelemen | [7 empty] | NO | YES
|  | NATUS MEDICAL INC. | NEOBLUE | LIGHT, PHOTOTHERAPY |  | INTENSIVE CARE NURSERY | Kelemen |  |  | 04/15/2009 |  | 4/15/19 |  |  | NO | YES |  |  |  |  | NATUS MEDICAL INC. 10355238 19137 |  |  | Active |  | 99:99:99:99:99:99 |  | Equipment | 1Y:00-MFG | 10/27/2019 | 10/01/2020 | COOPER UNIVERSITY HOSPITAL |  |  | ICN D6 |  | JOANNE FOX
|  | NATUS MEDICAL INC. | NEOBLUE | LIGHT, PHOTOTHERAPY |  | INTENSIVE CARE NURSERY | Dorrance |  |  | 09/12/2008 |  | 9/12/18 |  |  | NO | YES |  |  |  |  | NATUS MEDICAL INC. 10355156 18308 |  |  | Active |  | 99:99:99:99:99:99 |  | Equipment | 1Y:00-MFG | 08/21/2019 | 08/01/2020 | COOPER UNIVERSITY HOSPITAL |  |  | D5 |  | JOANNE FOX
|  | NATUS MEDICAL INC. | NEOBLUE | LIGHT, PHOTOTHERAPY |  | INTENSIVE CARE NURSERY | Dorrance |  |  | 01/28/2011 |  | 1/28/21 |  |  | NO | YES |  |  |  |  | NATUS MEDICAL INC. 10354988 22826 |  |  | Active |  | 99:99:99:99:99:99 |  | Equipment | 1Y:00-MFG | 08/19/2019 | 08/01/2020 | COOPER UNIVERSITY HOSPITAL |  |  | BUMBLEEBEE BED 2 |  | JOANNE FOX
|  | NATUS MEDICAL INC. | NEOBLUE | LIGHT, PHOTOTHERAPY |  | INTENSIVE CARE NURSERY | Kelemen |  |  | 04/15/2009 |  | 4/15/19 |  |  | NO | YES |  |  |  |  | NATUS MEDICAL INC. 10354987 19134 |  |  | Active |  | 99:99:99:99:99:99 |  | Equipment | 1Y:00-MFG | 10/18/2019 | 10/01/2020 | COOPER UNIVERSITY HOSPITAL |  |  | ICN D6 |  | JOANNE FOX
|  | NATUS MEDICAL INC. | NEOBLUE | LIGHT, PHOTOTHERAPY |  | INTENSIVE CARE NURSERY | Kelemen |  |  | 04/15/2009 |  | 4/15/19 |  |  | NO | YES |  |  |  |  | NATUS MEDICAL INC. 10354845 19138 |  |  | Active |  | 99:99:99:99:99:99 |  | Equipment | 1Y:00-MFG | 10/27/2019 | 10/01/2020 | COOPER UNIVERSITY HOSPITAL |  |  | ICN D6 |  | JOANNE FOX
|  | NATUS MEDICAL INC. | NEOBLUE | LIGHT, PHOTOTHERAPY |  | INTENSIVE CARE NURSERY | Kelemen |  |  | 10/27/2019 |  | 10/27/29 |  |  | NO | YES |  |  |  |  | NATUS MEDICAL INC. 30144413 18307 |  |  | Active |  | 99:99:99:99:99:99 |  | Equipment | 1Y:00-MFG | 10/27/2019 | 10/27/2019 | COOPER UNIVERSITY HOSPITAL |  |  | D5 |  | JOANNE FOX |  |  |  | 10/27/2019 | 10/27/2019 |  |  |  |  | 10/27/2019 | 10/27/2019
|  | NATUS MEDICAL INC. | NEOBLUE | LIGHT, PHOTOTHERAPY |  |  | Kelemen | [7 empty] | NO | YES
|  | NATUS MEDICAL INC. | NEOBLUE | LIGHT, PHOTOTHERAPY |  | PEDIATRICS SOUTH 7 | Dorrance |  |  | 08/29/2019 |  | 8/29/29 |  |  | NO | YES |  |  |  |  | NATUS MEDICAL INC. 30143390 19133 |  |  | Active |  | 99:99:99:99:99:99 |  | Equipment | 1Y:00-MFG | 08/29/2019 | 08/29/2019 | COOPER UNIVERSITY HOSPITAL |  |  | PEDS PROCEDURE ROOM |  | JOANNE FOX |  |  |  | 08/29/2019 | 08/29/2019 |  |  |  |  | 08/29/2019 | 08/29/2019
|  | NATUS MEDICAL INC. | NEOBLUE COZY | LIGHT, PHOTOTHERAPY |  | INTENSIVE CARE NURSERY | Dorrance |  |  | 01/28/2011 |  | 1/28/21 |  |  | NO | YES |  |  |  |  | NATUS MEDICAL INC. 10354946 71033 |  |  | Active |  | 99:99:99:99:99:99 |  | Equipment | 1Y:00-MFG | 08/22/2019 | 08/01/2020 | COOPER UNIVERSITY HOSPITAL |  |  | ICN |  | JOANNE FOX
|  | NATUS MEDICAL INC. | NEOBLUE MINI | LIGHT, PHOTOTHERAPY |  | INTENSIVE CARE NURSERY | Dorrance |  |  | 01/28/2011 |  | 1/28/21 |  |  | NO | YES |  |  |  |  | NATUS MEDICAL INC. 10355179 64377 |  |  | Active |  | 99:99:99:99:99:99 |  | Equipment | 1Y:00-MFG | 08/27/2019 | 08/01/2020 | COOPER UNIVERSITY HOSPITAL |  |  | ICN |  | JOANNE FOX
|  | NATUS MEDICAL INC. | NEOBLUE MINI | LIGHT, PHOTOTHERAPY |  | INTENSIVE CARE NURSERY | Dorrance |  |  | 01/28/2011 |  | 1/28/21 |  |  | NO | YES |  |  |  |  | NATUS MEDICAL INC. 10355171 64376 |  |  | Active |  | 99:99:99:99:99:99 |  | Equipment | 1Y:00-MFG | 08/29/2019 | 08/01/2020 | COOPER UNIVERSITY HOSPITAL |  |  | SEVENTH FLOOR DORRANCE STORAGE |  | JOANNE FOX
|  | NATUS MEDICAL INC. | NEOBLUE MINI | LIGHT, PHOTOTHERAPY |  | INTENSIVE CARE NURSERY | Dorrance |  |  | 08/20/2019 |  | 8/20/29 |  |  | NO | YES |  |  |  |  | NATUS MEDICAL INC. 30143207 64375 |  |  | Active |  | 99:99:99:99:99:99 |  | Equipment | 1Y:00-MFG | 08/20/2019 | 08/20/2019 | COOPER UNIVERSITY HOSPITAL |  |  | ICN |  | JOANNE FOX |  |  |  | 08/20/2019 | 08/20/2019 |  |  |  |  | 08/20/2019 | 08/20/2019
|  | OLYMPIC MEDICAL | BILI-LITE 33 | Light, Treatment, Phototherapy, Infant, In-bed |  | PEDIATRICS SOUTH 7 | Kelemen |  |  | 07/11/2005 |  | 7/11/15 |  |  | NO | YES |  |  |  |  | OLYMPIC MEDICAL 10356119 9053 |  |  | Active |  | 99:99:99:99:99:99 |  | Equipment | 1Y:00-MFG | 08/29/2019 | 08/01/2020 | COOPER UNIVERSITY HOSPITAL |  |  | PED PROCEDURE ROOM |  | JOANNE FOX
|  | ELEKTA, INC. | INFINITY | LINEAR ACCELERATOR |  | COOPER CANCER CENTER | MD Anderson Cancer Center |  |  | 07/23/2013 |  | 7/23/20 |  |  | NO | YES |  |  |  |  | ELEKTA, INC. 10369486 153021 |  |  | Active |  | CD:10:10:CE:D0:00 |  | High Risk | 6M:00-MFG | 11/01/2019 | 05/01/2020 | COOPER AMBULATORY OFF-SITES |  |  | CCC 1st Fl, site 153021 |  | COLLEEN TEGELER
|  | ELEKTA, INC. | INFINITY | LINEAR ACCELERATOR |  | COOPER CANCER CENTER | MD Anderson Cancer Center |  |  | 07/30/2013 |  | 7/30/20 |  |  | NO | YES |  |  |  |  | ELEKTA, INC. 10365544 153019 |  |  | Active |  | CD:10:10:CE:D0:00 |  | High Risk | 1Y:00-MFG | 01/09/2019 | 01/01/2020 | COOPER AMBULATORY OFF-SITES |  |  | ROOM C1052 |  | COLLEEN TEGELER
|  | VARIAN | TRUEBEAM | LINEAR ACCELERATOR | H193107 | VOORHEES SURGERY CENTER-RADIATION/ONC | 900 Centennial Blvd | Suite D |  | 07/24/2017 |  | 7/24/24 |  |  | NO | YES |  |  |  |  | VARIAN 10649911 H193107 |  |  | Active |  | CD:10:10:CE:D0:00 |  | High Risk | 6M:00-MFG | 08/29/2019 | 02/01/2020 | COOPER AMBULATORY OFF-SITES |  |  | Suite D, sn: H193107 | WOT00000000898109 | COLLEEN TEGELER | Performance Verification | Closed | Charles Santomero | 05/03/2018 | 06/06/2019 | Performance Verification for VARIAN 10649911 33327 | Initial Install of Performance Verification. Device is ready for patient use.
|  | VARIAN | TRUEBEAM | LINEAR ACCELERATOR | H191404 | VOORHEES SURGERY CENTER-RADIATION/ONC | 900 Centennial Blvd | Suite D |  | 01/26/2012 |  | 1/26/19 |  |  | NO | YES |  |  |  |  | VARIAN 10356839 H191404 |  |  | Active |  | 00:90:FB:41:A8:98 |  | High Risk | 6M:00-MFG 1Y:00-MIN 2Y:00-BAT | 08/29/2019 | 02/01/2020 | COOPER AMBULATORY OFF-SITES |  |  | Suite D, sn: H191404 |  | COLLEEN TEGELER
|  | VARIAN | 920-LC | LIQUID CHROMATOGRAPH | N00176087 |  | 401 Haddon Ave | [7 empty] | YES | YES
|  | BECKMAN COULTER | BIOMEK NXP | LIQUID HANDLER | A318400944 |  | 401 Haddon Ave | [7 empty] | YES | YES
|  | GYRUS-ACMI | CYBERWAND | LITHOTRIPTOR | GA0314090358 | OPERATING ROOM - PAVILION | Pavilion |  |  | 06/15/2009 |  | 6/15/14 |  |  | NO | YES |  |  |  |  | GYRUS-ACMI 10346671 GA0314090358 |  |  | Active |  | 99:99:99:99:99:99 |  | High Risk | 2Y:00-MFG | 02/09/2018 | 02/01/2020 | COOPER UNIVERSITY HOSPITAL |  |  | OR STORAGE AREA |  | DOMINIC VENDETTA
|  | NORTHGATE TECHNOLOGIES | AUTOLITH | LITHOTRIPTOR | 22346ccb | SPECIAL TEST | Kelemen |  |  | 07/02/2019 |  | 7/2/24 |  |  | NO | YES |  |  |  |  | NORTHGATE TECHNOLOGIES 30438023 22346ccb |  |  | Active |  |  |  | High Risk | 6M:00-MFG | 07/02/2019 | 07/02/2019 | COOPER UNIVERSITY HOSPITAL |  |  | 6 KELEMEN | WOT00000001977150 | AMY HANNAN | Performance Verification | Closed | Gene Amodei | 07/02/2019 | 07/02/2019 | Performance Verification for NORTHGATE TECHNOLOGIES 30438023 223346ccb | Initial Install of Performance Verification. Device is ready for patient use. |  |  | 07/02/2019 | 07/02/2019
|  | OLYMPUS AMERICA, INC. | CYBERSONICS SHOCKPULSE-SE | LITHOTRIPTOR | CG0740 | OPERATING ROOM - PAVILION | Pavilion |  |  | 02/23/2018 |  | 2/23/23 |  |  | NO | YES |  |  |  |  | CYBERSONICS 11239092 CG0740 |  |  | Active |  | 99:99:99:99:99:99 |  | High Risk | 2Y:00-MFG | 02/23/2018 | 02/23/2018 | COOPER UNIVERSITY HOSPITAL |  |  | Pav OR | WOT00000000558875 | DOMINIC VENDETTA | Performance Verification | Closed | Salvatore Bombara | 02/23/2018 | 02/23/2018 | Performance Verification for OLYMPUS AMERICA, INC. 11239092 CH0740 | Initial Install of Performance Verification. Device is ready for patient use. |  |  | 02/23/2018 | 02/23/2018
|  | QUANTA SYSTEM | LITHO 60 | LITHOTRIPTOR | CVH1321-0619 | OPERATING ROOM PAVILION 2ND FLOOR | Pavilion |  |  | 10/18/2019 |  | 10/18/24 |  |  | NO | YES |  |  |  |  | QUANTA SYSTEM 11208453 CVH1321-0619 |  |  | Active |  |  |  | High Risk | 6M:00-MFG | 10/18/2019 | 10/18/2019 | COOPER UNIVERSITY HOSPITAL |  |  | PAV 2nd floor storage | WOT00000004064817 | JOE DRUCTOR | Performance Verification | Completed | Michael Youch | 10/18/2019 | 10/18/2019 | Performance Verification for QUANTA SYSTEM 11208453 CVH1321-0619 | Initial Install of Performance Verification. Device is ready for patient use. |  |  | 10/18/2019 | 10/18/2019
|  | ACCUVEIN, LLC | AV300 | LOCATOR, VEIN |  |  | Kelemen | [7 empty] | YES | YES
|  | ACCUVEIN, LLC | AV400 | LOCATOR, VEIN | AV17360206 | SAME DAY OR-2ND FL PAVILION | Pavilion |  |  | 10/31/2019 |  | 10/31/24 |  |  | NO | YES |  |  |  |  | ACCUVEIN, LLC 30294955 AV17360206 |  |  | Active |  | 99:99:99:99:99:99 |  | Equipment | PAAR:00-PVAR | 10/31/2019 | 10/31/2019 | COOPER UNIVERSITY HOSPITAL |  |  | SD OR | WOT00000000625968 | JOE DRUCTOR | Performance Verification | Closed | Salvatore Bombara | 10/31/2019 | 10/31/2019 | Performance Verification for ACCUVEIN, LLC 30294955 AV17360206 |  |  |  | 10/31/2019 | 10/31/2019
|  | ACCUVEIN, LLC | AV400 | LOCATOR, VEIN | AV16290065 |  | Dorrance | [7 empty] | YES | YES
|  | ACCUVEIN, LLC | AV400 | LOCATOR, VEIN | AV16190100 |  | Kelemen | [7 empty] | YES | YES
|  | ACCUVEIN, LLC | AV400 | LOCATOR, VEIN | AV13290135 | MD ANDERSON INPATIENT ONCOLOGY | Pavilion |  |  | 10/31/2019 |  | 10/31/24 |  |  | NO | YES |  |  |  |  | ACCUVEIN, LLC 30225059 AV13290135 |  |  | Active |  | 99:99:99:99:99:99 |  | Equipment | PAAR:00-PVAR | 10/31/2019 | 10/31/2019 | COOPER UNIVERSITY HOSPITAL |  |  | P5 - Moves | 0011610291 | MIRIAM ZIEGLER | Preventative Maintenance | Closed | Bonnie Aichroth | 10/31/2019 | 10/31/2019 | PERFORMANCE ASSURANCE AT INVENTORY | INVENTORIED DEVICE AND ENSURED DEVICE WAS FUNCTIONING PROPERLY. | C2FB5542-9C30-47CA-9258-C4D85633880D | Labor | 10/31/2019 | 10/31/2019 | Stephen Zubrzycki
|  | ACCUVEIN, LLC | AV400 | LOCATOR, VEIN | AV16010026 | CHIP - 9 PAVILION | Pavilion |  |  | 10/31/2019 |  | 10/31/24 |  |  | NO | YES |  |  |  |  | ACCUVEIN, LLC 30142193 AV16010026 |  |  | Active |  | 99:99:99:99:99:99 |  | Equipment | PAAR:00-PVAR | 10/31/2019 | 10/31/2019 | COOPER UNIVERSITY HOSPITAL |  |  | PAVILION 9 |  | KIM HUMMEL |  |  |  | 10/31/2019 | 10/31/2019 |  |  |  |  | 10/31/2019 | 10/31/2019
|  | ACCUVEIN, LLC | AV400 | LOCATOR, VEIN | AV16010077 | MED/SURG 6 PAVILION | Kelemen |  |  | 10/31/2019 |  | 10/31/24 |  |  | NO | YES |  |  |  |  | ACCUVEIN, LLC 30142192 AV16010077 |  |  | Active |  | 99:99:99:99:99:99 |  | Equipment | PAAR:00-PVAR | 10/31/2019 | 10/31/2019 | COOPER UNIVERSITY HOSPITAL |  |  | P6 equip |  | BRIAN OSHAUGHNESSY |  |  |  | 10/31/2019 | 10/31/2019 |  |  |  |  | 10/31/2019 | 10/31/2019
|  | ACCUVEIN, LLC | AV400 | LOCATOR, VEIN | AV16010020 | PAVILION 8 | Pavilion |  |  | 10/31/2019 |  | 10/31/24 |  |  | NO | YES |  |  |  |  | ACCUVEIN, LLC 30142190 AV16010020 |  |  | Active |  | 99:99:99:99:99:99 |  | Equipment | PAAR:00-PVAR | 10/31/2019 | 10/31/2019 | COOPER UNIVERSITY HOSPITAL |  |  | pavilion 8 |  | BRIAN OSHAUGHNESSY |  |  |  | 10/31/2019 | 10/31/2019 |  |  |  |  | 10/31/2019 | 10/31/2019
|  | ACCUVEIN, LLC | AV400 | LOCATOR, VEIN | AV16010056 | RADIOLOGY DIAGNOSTICS | Kelemen | BASEMENT |  | 10/31/2019 |  | 10/31/24 |  |  | NO | YES |  |  |  |  | ACCUVEIN, LLC 30142187 AV16010056 |  |  | Active |  | 99:99:99:99:99:99 |  | Equipment | PAAR:00-PVAR | 10/31/2019 | 10/31/2019 | COOPER UNIVERSITY HOSPITAL |  |  | BASEMENT - RADIOLOGY |  | PAULETTE DUCKREY |  |  |  | 10/31/2019 | 10/31/2019 |  |  |  |  | 10/31/2019 | 10/31/2019
|  | ACCUVEIN, LLC | AV400 | LOCATOR, VEIN | AV16010032 | NEURO/ORTHO/MEDSURG/7 PAV | Pavilion |  |  | 10/31/2019 |  | 10/31/24 |  |  | NO | YES |  |  |  |  | ACCUVEIN, LLC 30142185 AV16010032 |  |  | Active |  | 99:99:99:99:99:99 |  | Equipment | PAAR:00-PVAR | 10/31/2019 | 10/31/2019 | COOPER UNIVERSITY HOSPITAL |  |  | 7 PAVILION |  | Pam Young |  |  |  | 10/31/2019 | 10/31/2019 |  |  |  |  | 10/31/2019 | 10/31/2019
|  | ACCUVEIN, LLC | AV400 | LOCATOR, VEIN | AV16010008 | TSDU - KELEMEN S7 | Kelemen |  |  | 10/31/2019 |  | 10/31/24 |  |  | NO | YES |  |  |  |  | ACCUVEIN, LLC 30142183 AV16010008 |  |  | Active |  | 99:99:99:99:99:99 |  | Equipment | PAAR:00-PVAR | 10/31/2019 | 10/31/2019 | COOPER UNIVERSITY HOSPITAL |  |  | NORTH 7 |  | JEN VANDER HORN |  |  |  | 10/31/2019 | 10/31/2019 |  |  |  |  | 10/31/2019 | 10/31/2019
|  | ACCUVEIN, LLC | AV400 | LOCATOR, VEIN | AV16010024 | LABOR & DELIVERY | Dorrance |  |  | 10/31/2019 |  | 10/31/24 |  |  | NO | YES |  |  |  |  | ACCUVEIN, LLC 30142184 AV16010024 |  |  | Active |  | 99:99:99:99:99:99 |  | Equipment | PAAR:00-PVAR | 10/31/2019 | 10/31/2019 | COOPER UNIVERSITY HOSPITAL |  |  | LABOR AND DELIVERY |  | JOANNA HORST |  |  |  | 10/31/2019 | 10/31/2019 |  |  |  |  | 10/31/2019 | 10/31/2019
|  | ACCUVEIN, LLC | AV500 | LOCATOR, VEIN | Av19330027 |  | Kelemen | Basement | [6 empty] | NO | YES
|  | ACCUVEIN, LLC | AV500 | LOCATOR, VEIN | AV19410021 | INCU - KELEMEN S10 | Kelemen |  |  | 10/31/2019 |  | 10/31/24 |  |  | NO | YES |  |  |  |  | ACCUVEIN, LLC 11208475 AV19410021 |  |  | Active |  |  |  | Equipment | PAAR:00-PVAR | 10/31/2019 | 10/31/2019 | COOPER UNIVERSITY HOSPITAL |  |  | Performance Verification | WOT00000004092761 | Lisa Brooks | Performance Verification | Closed | Zhan Kiselev | 10/31/2019 | 10/31/2019 | Performance Verification for ACCUVEIN, LLC 11208475 AV19410021 | Initial Install of Performance Verification. Device is ready for patient use. |  |  | 10/31/2019 | 10/31/2019
|  | ACCUVEIN, LLC | AV500 | LOCATOR, VEIN | AV19400333 | CHIP - 9 PAVILION | Pavilion |  |  | 10/31/2019 |  | 10/31/24 |  |  | NO | YES |  |  |  |  | ACCUVEIN, LLC 11208471 AV19400333 |  |  | Active |  |  |  | Equipment | PAAR:00-PVAR | 10/31/2019 | 10/31/2019 | COOPER UNIVERSITY HOSPITAL |  |  | Pav 9 nurse station | WOT00000004088379 | KIM HUMMEL | Performance Verification | Completed | Michael Youch | 10/31/2019 | 10/31/2019 | Performance Verification for ACCUVEIN, LLC 11208471 AV19400333 | Initial Install of Performance Verification. Device is ready for patient use. |  |  | 10/31/2019 | 10/31/2019
|  | ACCUVEIN, LLC | AV500 | LOCATOR, VEIN | AV19330135 | COOPER DIGESTIVE HEALTH-ENDOSCOPY | 501 Fellowship Rd |  |  | 10/31/2019 |  | 10/31/24 |  |  | NO | YES |  |  |  |  | ACCUVEIN, LLC 11200089 AV19330135 |  |  | Active |  |  |  | Equipment | PAAR:00-PVAR | 10/31/2019 | 10/31/2019 | COOPER AMBULATORY OFF-SITES |  |  | PROCEDURE SIDE | WOT00000003757933 | JEANNE GREER | Performance Verification | Closed | Kirk Lis | 10/31/2019 | 10/31/2019 | Performance Verification for ACCUVEIN, LLC 11200089 AV19330135 | Initial Install of Performance Verification. Device is ready for patient use. |  |  | 10/31/2019 | 10/31/2019
|  | ACCUVEIN, LLC | AV500 | LOCATOR, VEIN | Av19360002 |  | Kelemen | [7 empty] | NO | YES
|  | ACCUVEIN, LLC | AV500 | LOCATOR, VEIN | Av19370262 |  | Kelemen | [7 empty] | NO | YES
|  | ACCUVEIN, LLC | AV500 | LOCATOR, VEIN | AV19330031 | CAT SCAN | Kelemen | Basement |  | 10/31/2019 |  | 10/31/24 |  |  | NO | YES |  |  |  |  | ACCUVEIN, LLC 30280058 AV19330031 |  |  | Active |  |  |  | Equipment | PAAR:00-PVAR | 10/31/2019 | 10/31/2019 | COOPER UNIVERSITY HOSPITAL |  |  |  | WOT00000003749981 | PAULETTE DUCKREY | Performance Verification | Closed | Charles Santomero | 10/31/2019 | 10/31/2019 | Performance Verification for ACCUVEIN, LLC 30280058 AV19330031 | Initial Install of Performance Verification. Device is ready for patient use. |  |  | 10/31/2019 | 10/31/2019
|  | ACCUVEIN, LLC | AV500 | LOCATOR, VEIN | AV19330037 | 3 COOPER-RADIOLOGY | 3 Cooper |  |  | 10/31/2019 |  | 10/31/24 |  |  | NO | YES |  |  |  |  | ACCUVEIN, LLC 30280055 AV19330037 |  |  | Active |  |  |  | Equipment | PAAR:00-PVAR | 10/31/2019 | 10/31/2019 | COOPER AMBULATORY OFF-SITES |  |  | CSP - Clean Side | WOT00000003747966 | JUDY ADIRZONE | Performance Verification | Closed | Charles Santomero | 10/31/2019 | 10/31/2019 | Performance Verification for ACCUVEIN, LLC 30280055 AV19330037 | Initial Install of Performance Verification. Device is ready for patient use. |  |  | 10/31/2019 | 10/31/2019
|  | ACCUVEIN, LLC | AV500 | LOCATOR, VEIN | AV19330154 | VOORHEES SURGERY CENTER-RADIOLOGY | 900 Centennial Blvd | Suite B |  | 10/31/2019 |  | 10/31/24 |  |  | NO | YES |  |  |  |  | ACCUVEIN, LLC 30280056 AV19330154 |  |  | Active |  |  |  | Equipment | PAAR:00-PVAR | 10/31/2019 | 10/31/2019 | COOPER AMBULATORY OFF-SITES |  |  | Voorhees Radiology, Suite B | WOT00000003750071 | PAT STIENES | Performance Verification | Closed | Charles Santomero | 10/31/2019 | 10/31/2019 | Performance Verification for ACCUVEIN, LLC 30280056 AV19330154 | Initial Install of Performance Verification. Device is ready for patient use. |  |  | 10/31/2019 | 10/31/2019
|  | MGM INSTRUMENTS | LEADER 450I | LUMINOMETER |  | LAB MICROBIOLOGY | Pavilion | Basement |  | 10/31/2019 |  | 10/31/26 |  |  | NO | YES |  |  |  |  | MGM INSTRUMENTS 11207658 121793 |  |  | Active |  |  |  | Equipment | PAAR:00-PVAR | 10/31/2019 | 10/31/2019 | COOPER UNIVERSITY HOSPITAL |  |  | MICROBIOLOGY | WOT00000003039557 | COURTNEY BARRY | Performance Verification | Closed | Gene Amodei | 10/31/2019 | 10/31/2019 | Performance Verification for MGM INSTRUMENTS 11207658 121793 | Initial Install of Performance Verification. Device is ready for patient use. |  |  | 10/31/2019 | 10/31/2019
|  | BRUKER DALTONICS | MICROFLEX | MASS SPECTROMETER |  |  | Pavilion | Basement | [6 empty] | YES | YES
|  | BIO-TEK INSTRUMENTS | ELX800 | MICROPLATE READER |  |  | Kelemen | [7 empty] | YES | YES
|  | GLOBAL SURGICAL CORP | MW725F | MICROSCOPE, DENTAL |  | 3 COOPER-MULTISPECIALTY CENTER | 3 Cooper |  |  | 01/01/1900 |  |  |  |  | NO | YES |  |  |  |  | GLOBAL SURGICAL CORP 10345607 02527 |  |  | Active |  | 99:99:99:99:99:99 |  | Equipment | PAAR:00-PVAR | 11/02/2019 |  | COOPER AMBULATORY OFF-SITES |  |  | SUITE 104 - EXAM 164 |  | MARGIE OUTLER
|  | GLOBAL SURGICAL CORP | MW725F | MICROSCOPE, DENTAL |  | 6017 MAIN ST-PLASTICS | 6200 Main St |  |  | 05/02/2013 |  | 5/2/20 |  |  | NO | YES |  |  |  |  | GLOBAL SURGICAL CORP 10345302 02532 |  |  | Active |  | 99:99:99:99:99:99 |  | Equipment | PAAR:00-PVAR | 11/02/2019 |  | COOPER AMBULATORY OFF-SITES |  |  | EXAM 5 | 0012267742 | ANNE MAIER | Repair | Closed | Kirk Lis | 10/05/2017 | 10/11/2017 | MICROSCOPE - CUSTOMER BROKE POWER CABLE TO LAMP - TMX | 10/6/2017 3:55:47 PM KALIS (KALIS 10/5/2017 12:00 AM) UNIT'S POWER CORD TO LED LIGHT WAS PHYSICALLY DAMAGED. DISASSEMBLED UNIT AND REPAIRED CORD. UNIT DID NOT LIGHT AFTER REPAIR. RAN OUT TIME WILL REVISIT AT LATER DATE. 10/9/2017 4:09:50 PM KALIS (KALIS 10/9/2017 12:00 AM) RESEARCHED OEM. CONFERRED WITH TECH SUPPORT. NEED TO GO TO SITE TO GET INFO OFF LIGHT SOURCE 10/11/2017 9:15:55 AM KALIS (KALIS 10/10/2017 12:00 AM) TRAVEL TIME (KALIS 10/10/2017 12:00 AM) ANALYZED UNIT.DISASSEMBLED UNIT.TRACED PROBLEM TO LOOSE ON/OFF CONNECTOR. REASSEMBLED AND PERFROMED OVP 10/11/2017 9:16:31 AM KALIS (KALIS 10/11/2017 12:00 AM) DOCUMENTATION | 41E0AFE9-E133-41D2-A8C5-F83909CDF3BF | Labor | 10/05/2017 | 10/05/2017 | Kirk Lis
|  | 3B SCIENTIFIC | W58754 | MICROSCOPE, LABORATORY | S46MLC004000036 | BUNKER HILL-SURGERY | 2 Plaza Dr |  |  | 10/19/2016 |  | 10/19/23 |  |  | NO | YES |  |  |  |  | 3B SCIENTIFIC 10649870 S46MLC004000036 |  |  | Active |  | 99:99:99:99:99:99 |  | Equipment | 1Y:00-MFG | 12/20/2018 | 12/01/2019 | COOPER AMBULATORY OFF-SITES |  |  | LAB |  | ANNE MAIER
|  | ACCUSCOPE INC | 3000-LED | MICROSCOPE, LABORATORY |  | WILLINGBORO COOPER UNIVERSITY PHYSICIANS | 651 John F Kennedy Way |  |  | 05/14/2010 |  | 5/14/17 |  |  | NO | YES |  |  |  |  | ACCUSCOPE INC 10367080 070317 |  |  | Active |  | 99:99:99:99:99:99 |  | Equipment | 1Y:00-MFG | 03/07/2019 | 03/01/2020 | COOPER AMBULATORY OFF-SITES |  |  | SPECIALITIES NURSES STAT |  | PATTY LEWIS
|  | ACCUSCOPE INC | 3000-LED | MICROSCOPE, LABORATORY |  | 127 CHURCH - SURGERY | 127 Church Rd |  |  | 11/26/2010 |  | 11/26/17 |  |  | NO | YES |  |  |  |  | ACCUSCOPE INC 10365928 110014 |  |  | Active |  | 99:99:99:99:99:99 |  | Equipment | 1Y:00-MFG | 06/05/2019 | 06/01/2020 | COOPER AMBULATORY OFF-SITES |  |  | Dirty Room |  | Carmen Rivera
|  | ACCUSCOPE INC |  | MICROSCOPE, LABORATORY |  | HADDON HEIGHTS-FAMILY MEDICINE | 504 White Horse Pike |  |  | 01/01/1900 |  |  |  |  | NO | YES |  |  |  |  | ACCUSCOPE INC 10365806 956127 |  |  | Active |  | 99:99:99:99:99:99 |  | Equipment | 1Y:00-MFG | 09/16/2019 | 09/01/2020 | COOPER AMBULATORY OFF-SITES |  |  | Temp - Blackwood CCC Lab |  | KELLIE STOUT
|  | AMERICAN OPTICAL |  | MICROSCOPE, LABORATORY | BX970023 | BURLINGTON OB/GYN | 1900 Mount Holly Rd |  |  | 01/01/1900 |  |  |  |  | NO | YES |  |  |  |  | AMERICAN OPTICAL 10365987 BX970023 |  |  | Active |  | 99:99:99:99:99:99 |  | Equipment | 1Y:00-MFG | 11/01/2019 | 11/01/2020 | COOPER AMBULATORY OFF-SITES |  |  | LAB |  | Carey Myers
|  | BAUSCH &amp; LOMB SURGICAL | KHS | MICROSCOPE, LABORATORY |  | RIPPA CENTER-OB/GYN | 6100 Main St |  |  | 05/14/2019 |  | 5/14/26 |  |  | NO | YES |  |  |  |  | BAUSCH & LOMB SURGICAL 210337363 400311 |  |  | Active |  | 99:99:99:99:99:99 |  | Equipment | 1Y:00-MFG | 05/14/2019 | 05/14/2019 | COOPER AMBULATORY OFF-SITES |  |  | OB GYN DIRTY UTIL |  | PATRICIA HUFF |  |  |  | 05/14/2019 | 05/14/2019 |  |  |  |  | 05/14/2019 | 05/14/2019
|  | BAUSCH &amp; LOMB SURGICAL | KHS | MICROSCOPE, LABORATORY |  | DIALYSIS PROCEDURE CENTER | Kelemen | Basement |  | 01/01/1900 |  |  |  |  | NO | YES |  |  |  |  | BAUSCH & LOMB SURGICAL 10367531 Not Known |  |  | Active |  | 99:99:99:99:99:99 |  | Equipment | 1Y:00-MFG | 05/30/2019 | 05/01/2020 | COOPER UNIVERSITY HOSPITAL |  |  | DIALYSIS RM 519 |  | GERRY DNUNZIO
|  | BRISTOLINE | BRISTOSCOPE | MICROSCOPE, LABORATORY |  | MULTI SPECIALTY CARE AT MARLTON | 701 NJ-73 |  |  | 12/21/2005 |  | 12/21/12 |  |  | NO | YES |  |  |  |  | BRISTOLINE 10365894 781407 |  |  | Active |  | 99:99:99:99:99:99 |  | Equipment | 1Y:00-MFG | 06/05/2019 | 06/01/2020 | COOPER AMBULATORY OFF-SITES |  |  | Soiled Room |  | SUSAN MAKO
|  | CARL ZEISS | 47 09 08 - 9902/22 | MICROSCOPE, LABORATORY |  | LAB CHEMISTRY | 401 Haddon Ave |  |  | 01/01/1900 |  |  |  |  | NO | YES |  |  |  |  | CARL ZEISS 10369590 000082 |  |  | Disposition |  |  |  | Equipment | 1Y:00-MFG | 03/14/2016 | 03/01/2020 | COOPER UNIVERSITY HOSPITAL |  |  | NER Building - 4th floor |  | Barbara Snyder
|  | CARL ZEISS | 47 09 08 - 9902/22 | MICROSCOPE, LABORATORY |  | LAB CHEMISTRY | 401 Haddon Ave |  |  | 01/01/1900 |  |  |  |  | NO | YES |  |  |  |  | CARL ZEISS 10369589 Not Known |  |  | Disposition |  |  |  | Equipment | 1Y:00-MFG | 03/14/2016 | 03/01/2020 | COOPER UNIVERSITY HOSPITAL |  |  | ENR Building - 4th floor |  | Barbara Snyder
|  | CARL ZEISS | 47 09 08 - 9902/22 | MICROSCOPE, LABORATORY |  | LAB CHEMISTRY | 401 Haddon Ave |  |  | 01/01/1900 |  |  |  |  | NO | YES |  |  |  |  | CARL ZEISS 10369587 000184 |  |  | Disposition |  |  |  | Equipment | 1Y:00-MFG | 03/14/2016 | 03/01/2020 | COOPER UNIVERSITY HOSPITAL |  |  | ENR Building - 4th floor |  | Barbara Snyder
|  | CARL ZEISS | 47 09 08 - 9902/22 | MICROSCOPE, LABORATORY | 000t81 | LAB CHEMISTRY | 401 Haddon Ave |  |  | 01/01/1900 |  |  |  |  | NO | YES |  |  |  |  | CARL ZEISS 10369585 000t81 |  |  | Disposition |  |  |  | Equipment | 1Y:00-MFG | 03/14/2016 | 03/01/2020 | COOPER UNIVERSITY HOSPITAL |  |  | ENR building 4th floor |  | Barbara Snyder
|  | CARL ZEISS |  | MICROSCOPE, LABORATORY |  | COOPER CENTER FOR SPECIAL DIAGNOSTICS | 401 Haddon Ave |  |  | 10/31/2019 |  | 10/31/26 |  |  | NO | YES |  |  |  |  | CARL ZEISS 30144393 1021867745 |  |  | Active |  |  |  | Equipment | PAAR:00-PVAR | 10/31/2019 | 10/31/2019 | COOPER AMBULATORY OFF-SITES |  |  | E+R - Microscope Room | WOT00000002952136 | DR. BARNOWSKY | Performance Verification | Closed | Stephen Zubrzycki | 10/31/2019 | 10/31/2019 | CEID Record Completion for CARL ZEISS 30144393 1021867745 | Inventoried unit | EXP3191840 | Labor | 10/31/2019 | 10/31/2019 | Stephen Zubrzycki
|  | CARL ZEISS | AXIOVERT 10 | MICROSCOPE, LABORATORY |  |  | Kelemen | [7 empty] | YES | YES
|  | CARL ZEISS | AXIOVERT 40C | MICROSCOPE, LABORATORY |  |  | 401 Haddon Ave | [7 empty] | YES | YES
|  | LABOMED | CXL | MICROSCOPE, LABORATORY |  | RUNNEMEDE URGENT CARE | 2001 Route 70 East |  |  | 10/31/2019 |  | 10/31/26 |  |  | NO | YES |  |  |  |  | LABOMED 11221604 160275548 |  |  | Active |  | 99:99:99:99:99:99 |  | Equipment | PAAR:00-PVAR | 10/31/2019 | 10/31/2019 | COOPER AMBULATORY OFF-SITES |  |  | CHERRYHILL URGENT CARE LAB | WOT00000001069738 | MELISSA PORTOBANCO | Performance Verification | Closed | Tom Burhart | 10/31/2019 | 10/31/2019 | Performance Verification for LABOMED 11221604 160275548 | Initial Install of Performance Verification. Device is ready for patient use. |  |  | 10/31/2019 | 10/31/2019
|  | LABOMED | CXL | MICROSCOPE, LABORATORY |  | KROC CENTER-FAMILY MEDICINE | 1965 Harrison Ave |  |  | 10/31/2019 |  | 10/31/26 |  |  | NO | YES |  |  |  |  | LABOMED 11200029 170960633 |  |  | Active |  |  |  | Equipment | PAAR:00-PVAR | 10/31/2019 | 10/31/2019 | COOPER AMBULATORY OFF-SITES |  |  | LAB AREA | WOT00000002672573 | JESSICA NIEVES | Performance Verification | Closed | Kirk Lis | 10/31/2019 | 10/31/2019 | Performance Verification for LABOMED 11200029 170960633 | Initial Install of Performance Verification. Device is ready for patient use. |  |  | 10/31/2019 | 10/31/2019
|  | LABOMED | CXL | MICROSCOPE, LABORATORY |  | DIALYSIS PROCEDURE CENTER | Kelemen |  |  | 02/01/2019 |  | 2/1/26 |  |  | NO | YES |  |  |  |  | LABOMED 10725742 18052849 |  |  | Active |  |  |  | Equipment | PAAR:00-PVAR | 10/31/2019 |  | COOPER UNIVERSITY HOSPITAL |  |  | Kel 519 | WOT00000002153115 | GERRY DNUNZIO | Performance Verification | Closed | Michael Youch | 02/12/2019 | 06/29/2019 | Performance Verification for LABOMED 10725742 18052849 | Initial Install of Performance Verification. Device is ready for patient use.
|  | LABOMED | CXL PLUS | MICROSCOPE, LABORATORY |  | VOORHEES INTERNAL MEDICINE | 901 Centennial Blvd | Building 2 |  | 10/31/2019 |  | 10/31/26 |  |  | NO | YES |  |  |  |  | LABOMED 11200039 181286302 |  |  | Active |  |  |  | Equipment | PAAR:00-PVAR | 10/31/2019 | 10/31/2019 | COOPER AMBULATORY OFF-SITES |  |  | LAB AREA | WOT00000003142149 | JENNY BETLER | Service Request | Closed | Kirk Lis | 10/31/2019 | 10/31/2019 | New microscope - needs safety checked and tagged | ASSEMBLED, INVENTORIED AND INSTALLED NEW MICROSCOPE. | EXP3304879 | Labor | 10/31/2019 | 10/31/2019 | Kirk Lis
|  | LABOMED | CXL PLUS | MICROSCOPE, LABORATORY |  | AUDUBON URGENT CARE | 318 S White Horse Pike |  |  | 10/09/2013 |  | 10/9/20 |  |  | NO | YES |  |  |  |  | LABOMED 10366274 130558999 |  |  | Active |  | 99:99:99:99:99:99 |  | Equipment | 1Y:00-MFG | 10/08/2019 | 10/01/2020 | COOPER AMBULATORY OFF-SITES |  |  | 318 S White Horse Pike - Nurses Station |  | MELISSA PORTOBANCO
|  | LABOMED | CXL PLUS | MICROSCOPE, LABORATORY |  | 1030 KINGS HIGHWAY-MEDICINE | 1030 Kings Highway |  |  | 05/17/2011 |  | 5/17/18 |  |  | NO | YES |  |  |  |  | LABOMED 10365914 110143816 |  |  | Active |  | 99:99:99:99:99:99 |  | Equipment | 1Y:00-MFG | 05/07/2019 | 05/01/2020 | COOPER AMBULATORY OFF-SITES |  |  | LAB |  | Bonnie Aichroch
|  | LABOMED | CXL PLUS | MICROSCOPE, LABORATORY |  | CINNAMINSON URGENT CARE | 195 US-130 |  |  | 01/01/1900 |  |  |  |  | NO | YES |  |  |  |  | LABOMED 10365774 9135006 |  |  | Active |  | 99:99:99:99:99:99 |  | Equipment | 1Y:00-MFG | 12/06/2018 | 12/01/2019 | COOPER AMBULATORY OFF-SITES |  |  | NURSES STATION |  | MELISSA PORTOBANCO
|  | LABOMED | CXL PLUS | MICROSCOPE, LABORATORY |  | 3 COOPER - MEDICINE DEPARTMENT | 3 Cooper |  |  | 05/05/2011 |  | 5/5/18 |  |  | NO | YES |  |  |  |  | LABOMED 10346934 110143894 |  |  | Active |  | 99:99:99:99:99:99 |  | Equipment | 1Y:00-MFG | 11/01/2019 | 11/01/2020 | COOPER AMBULATORY OFF-SITES |  |  | Suite 215 - Nurses Station |  | NANCY LOUIS
|  | LABOMED | CXL PLUS | MICROSCOPE, LABORATORY |  | 3 COOPER-MULTISPECIALTY CENTER | 3 Cooper |  |  | 04/01/2013 |  | 4/1/20 |  |  | NO | YES |  |  |  |  | LABOMED 10345604 121156351 |  |  | Active |  | 99:99:99:99:99:99 |  | Equipment | 1Y:00-MFG | 11/01/2019 | 11/01/2020 | COOPER AMBULATORY OFF-SITES |  |  | Suite 104 - Soiled Utility 173 |  | MARGIE OUTLER
|  | LABOMED | CXL PLUS | MICROSCOPE, LABORATORY |  | MARLTON-DERMATOLOGY | 10000 Sagamore Dr |  |  | 05/10/2019 |  | 5/10/26 |  |  | NO | YES |  |  |  |  | LABOMED 30142549 131262797 |  |  | Active |  | 99:99:99:99:99:99 |  | Equipment | 1Y:00-MFG | 05/10/2019 | 05/10/2019 | COOPER AMBULATORY OFF-SITES |  |  | 1000 SAGEMORE |  | MICHELE CANALE |  |  |  | 05/10/2019 | 05/10/2019 |  |  |  |  | 05/10/2019 | 05/10/2019
|  | LABOMED | LX500 | MICROSCOPE, LABORATORY |  | LAB BLOOD BANK | Pavilion | Basement |  | 09/29/2011 |  | 9/29/18 |  |  | NO | YES |  |  |  |  | LABOMED 10367926 090732234 |  |  | Active |  | 99:99:99:99:99:99 |  | Equipment | 1Y:00-MFG | 01/09/2019 | 01/01/2020 | COOPER UNIVERSITY HOSPITAL |  |  | P022 - BLOOD BANK |  | Barbara Bayne
|  | LAXCO | LMC-2000 SERIES PHASE | MICROSCOPE, LABORATORY | C1318-620-0007 | EMERGENCY ROOM | Kelemen |  |  | 10/31/2019 |  | 10/31/26 |  |  | NO | YES |  |  |  |  | LAXCO 11222103 C1318-620-0007 |  |  | Active |  | 99:99:99:99:99:99 |  | Equipment | PAAR:00-PVAR | 10/31/2019 | 10/31/2019 | COOPER UNIVERSITY HOSPITAL |  |  | Performance Verification | WOT00000001049434 | KAREN GRUBER | Performance Verification | Closed | Richard Jolly | 10/31/2019 | 10/31/2019 | Performance Verification for LAXCO 11222103 C1318-620-0006 | Initial Install of Performance Verification. Device is ready for patient use. |  |  | 10/31/2019 | 10/31/2019
|  | LEICA MICROSYSTEMS, INC. | 020-507-010 | MICROSCOPE, LABORATORY |  | EMERGENCY ROOM | Kelemen |  |  | 02/22/2019 |  | 2/22/26 |  |  | NO | YES |  |  |  |  | LEICA MICROSYSTEMS, INC. 30144387 512938 |  |  | Active |  | 99:99:99:99:99:99 |  | Equipment | 1Y:00-MFG | 02/22/2019 | 02/22/2019 | COOPER UNIVERSITY HOSPITAL |  |  | 1K |  | KAREN GRUBER |  |  |  | 02/22/2019 | 02/22/2019 |  |  |  |  | 02/22/2019 | 02/22/2019
|  | LEICA MICROSYSTEMS, INC. | ATC2000 | MICROSCOPE, LABORATORY |  | LAB CYTOLOGY | Kelemen | Basement |  | 01/01/1900 |  |  |  |  | NO | YES |  |  |  |  | LEICA MICROSYSTEMS, INC. 10367661 6452 |  |  | Active |  | 99:99:99:99:99:99 |  | Equipment | 1Y:00-MFG | 09/28/2019 | 09/01/2020 | COOPER UNIVERSITY HOSPITAL |  |  | CYTOLOGY |  | DALE MORRONE
|  | LEICA MICROSYSTEMS, INC. | DM LS | MICROSCOPE, LABORATORY | 501095/172770 |  | Kelemen | [7 empty] | NO | YES
|  | LEICA MICROSYSTEMS, INC. | DM1000 | MICROSCOPE, LABORATORY | 3.2367802201e 011 | LAB HEMATOLOGY | Pavilion | BASEMENT |  | 02/24/2010 |  | 2/24/17 |  |  | NO | YES |  |  |  |  | LEICA MICROSYSTEMS, INC. 10360299 3.2367802201e+011 |  |  | Active |  | 99:99:99:99:99:99 |  | Equipment | 1Y:00-MFG | 03/09/2019 | 03/01/2020 | COOPER UNIVERSITY HOSPITAL |  |  | HEMATOLOGY |  | DALE MORRONE
|  | LEICA MICROSYSTEMS, INC. | DM1000 | MICROSCOPE, LABORATORY |  |  | Pavilion | BASEMENT | [6 empty] | NO | YES
|  | LEICA MICROSYSTEMS, INC. | DM1000 | MICROSCOPE, LABORATORY |  | VOORHEES RHEUMATOLOGY | 901 Centennial Blvd | Building 1 |  | 11/13/2012 |  | 11/13/19 |  |  | NO | YES |  |  |  |  | LEICA MICROSYSTEMS, INC. 10344992 312508 |  |  | Active |  | 99:99:99:99:99:99 |  | Equipment | 1Y:00-MFG | 02/14/2019 | 02/01/2020 | COOPER AMBULATORY OFF-SITES |  |  | bdlg 2 suite 203 CAST RM |  | GILA DAVIS
|  | LEICA MICROSYSTEMS, INC. | DM2000 | MICROSCOPE, LABORATORY |  | LAB HISTOLOGY | Pavilion | Basement |  | 01/08/2006 |  | 1/8/13 |  |  | NO | YES |  |  |  |  | LEICA MICROSYSTEMS, INC. 10369091 11888011 |  |  | Active |  | 99:99:99:99:99:99 |  | Equipment | 1Y:00-MFG | 09/28/2019 | 09/01/2020 | COOPER UNIVERSITY HOSPITAL |  |  | PAV 056 |  | DALE MORRONE
|  | LEICA MICROSYSTEMS, INC. | DM750 | MICROSCOPE, LABORATORY | 831284424GP0231 | LAB HISTOLOGY | Pavilion | Basement |  | 01/01/1900 |  |  |  |  | NO | YES |  |  |  |  | LEICA MICROSYSTEMS, INC. 10368039 831284424GP0231 |  |  | Active |  | 99:99:99:99:99:99 |  | Equipment | 1Y:00-MFG | 09/30/2019 | 09/01/2020 | COOPER UNIVERSITY HOSPITAL |  |  | histology |  | DALE MORRONE
|  | LEICA MICROSYSTEMS, INC. | DM750 | MICROSCOPE, LABORATORY | GP0227 |  | Pavilion | Basement | [6 empty] | NO | YES
|  | LEICA MICROSYSTEMS, INC. | DM750 | MICROSCOPE, LABORATORY | 8340110765MZ0122 | 3 COOPER-WOMENS CARE CENTER | 3 Cooper |  |  | 05/24/2013 |  | 5/24/20 |  |  | NO | YES |  |  |  |  | LEICA MICROSYSTEMS, INC. 10346847 8340110765MZ0122 |  |  | Active |  | 99:99:99:99:99:99 |  | Equipment | 1Y:00-MFG | 11/01/2019 | 11/01/2020 | COOPER AMBULATORY OFF-SITES |  |  | Suite 300 - Lab |  | BONNIE MANNINO
|  | LEICA MICROSYSTEMS, INC. | DME | MICROSCOPE, LABORATORY |  | LAB BLOOD BANK | Pavilion | Basement |  | 02/13/2008 |  | 2/13/15 |  |  | NO | YES |  |  |  |  | LEICA MICROSYSTEMS, INC. 10369084 2005091176 |  |  | Active |  | 99:99:99:99:99:99 |  | Equipment | 1Y:00-MFG | 01/18/2019 | 01/01/2020 | COOPER UNIVERSITY HOSPITAL |  |  | BLOOD BANK |  | Barbara Bayne
|  | LEITZ |  | MICROSCOPE, LABORATORY |  | LAB CHEMISTRY | 401 Haddon Ave |  |  | 01/01/1900 |  |  |  |  | NO | YES |  |  |  |  | LEITZ 10369575 663272 |  |  | Disposition |  |  |  | Equipment | 1Y:00-MFG | 03/14/2016 | 03/01/2020 | COOPER UNIVERSITY HOSPITAL |  |  | enr building |  | Barbara Snyder
|  | LW SCIENTIFIC | LW200 | MICROSCOPE, LABORATORY |  | 1050 KINGS HIGHWAY-MEDICINE | 1050 N Kings Hwy |  |  | 05/04/2009 |  | 5/4/16 |  |  | NO | YES |  |  |  |  | LW SCIENTIFIC 10365805 302835 |  |  | Active |  | 99:99:99:99:99:99 |  | Equipment | 1Y:00-MFG | 09/09/2019 | 09/01/2020 | COOPER AMBULATORY OFF-SITES |  |  | LAB |  | Leah Willis
|  | LW SCIENTIFIC | REVELATION III | MICROSCOPE, LABORATORY |  | KROC CENTER-FAMILY MEDICINE | Kelemen | Basement |  | 05/24/2006 |  | 5/24/13 |  |  | NO | YES |  |  |  |  | LW SCIENTIFIC 10365710 005588 |  |  | Active |  | 99:99:99:99:99:99 |  | Equipment | 1Y:00-MFG | 05/07/2019 | 05/01/2020 | COOPER AMBULATORY OFF-SITES |  |  | 3156 RIVER ROAD |  | JESSICA NIEVES
|  | NIKON INC. |  | MICROSCOPE, LABORATORY | T1AHX2 |  | 401 Haddon Ave | [7 empty] | YES | YES
|  | NIKON INC. | ECLIPSE | MICROSCOPE, LABORATORY |  | LAB HISTOLOGY | Pavilion | Basement |  | 01/01/1900 |  |  |  |  | NO | YES |  |  |  |  | NIKON INC. 10368032 726155 |  |  | Active |  | 99:99:99:99:99:99 |  | Equipment | 1Y:00-MFG | 09/30/2019 | 09/01/2020 | COOPER UNIVERSITY HOSPITAL |  |  | PAV 050 |  | DALE MORRONE
|  | NIKON INC. | ECLIPSE 50I | MICROSCOPE, LABORATORY | ECLIPSE 810134 | LAB MICROBIOLOGY | Pavilion | Basement |  | 01/01/1900 |  |  |  |  | NO | YES |  |  |  |  | NIKON INC. 10367991 ECLIPSE 810134 |  |  | Active |  | 99:99:99:99:99:99 |  | Equipment | 1Y:00-MFG | 01/05/2019 | 01/01/2020 | COOPER UNIVERSITY HOSPITAL |  |  | MICROBIOLOGY |  | COURTNEY BARRY
|  | NIKON INC. | ECLIPSE 50I | MICROSCOPE, LABORATORY |  | LAB MICROBIOLOGY | Pavilion | BASEMENT |  | 03/01/2006 |  | 3/1/13 |  |  | NO | YES |  |  |  |  | NIKON INC. 10367976 910387 |  |  | Active |  | 99:99:99:99:99:99 |  | Equipment | 1Y:00-MFG | 01/05/2019 | 01/01/2020 | COOPER UNIVERSITY HOSPITAL |  |  | MICROBIOLOGY |  | COURTNEY BARRY
|  | NIKON INC. | ECLIPSE 50I | MICROSCOPE, LABORATORY |  | LAB MICROBIOLOGY | Pavilion | Basement |  | 01/01/1900 |  |  |  |  | NO | YES |  |  |  |  | NIKON INC. 10367961 810116 |  |  | Active |  | 99:99:99:99:99:99 |  | Equipment | 1Y:00-MFG | 01/05/2019 | 01/01/2020 | COOPER UNIVERSITY HOSPITAL |  |  | Microbiolgy - back room |  | COURTNEY BARRY
|  | NIKON INC. | ECLIPSE E400 | MICROSCOPE, LABORATORY |  | LAB HISTOLOGY | Pavilion | BASEMENT |  | 01/01/1900 |  |  |  |  | NO | YES |  |  |  |  | NIKON INC. 10368033 674597 |  |  | Active |  | 99:99:99:99:99:99 |  | Equipment | 1Y:00-MFG | 09/28/2019 | 09/01/2020 | COOPER UNIVERSITY HOSPITAL |  |  | P052 |  | DALE MORRONE
|  | NIKON INC. | ECLIPSE E600 | MICROSCOPE, LABORATORY |  | LAB HISTOLOGY | Pavilion | Basement |  | 01/08/2006 |  | 1/8/13 |  |  | NO | YES |  |  |  |  | NIKON INC. 10368034 725431 |  |  | Active |  | 99:99:99:99:99:99 |  | Equipment | 1Y:00-MFG | 09/28/2019 | 09/01/2020 | COOPER UNIVERSITY HOSPITAL |  |  | P054 |  | DALE MORRONE
|  | NIKON INC. | TMS | MICROSCOPE, LABORATORY |  |  | 401 Haddon Ave | [7 empty] | YES | YES
|  | OLYMPUS AMERICA, INC. |  | MICROSCOPE, LABORATORY |  | LAB HISTOLOGY | Kelemen | Basement |  | 10/31/2019 |  | 10/31/26 |  |  | NO | YES |  |  |  |  | OLYMPUS AMERICA, INC. 30126241 6E07345 |  |  | Active |  | 99:99:99:99:99:99 |  | Equipment | PAAR:00-PVAR | 10/31/2019 | 10/31/2019 | COOPER UNIVERSITY HOSPITAL |  |  | PAV 056 |  | DALE MORRONE |  |  |  | 10/31/2019 | 10/31/2019 |  |  |  |  | 10/31/2019 | 10/31/2019
|  | OLYMPUS AMERICA, INC. |  | MICROSCOPE, LABORATORY |  | LAB HISTOLOGY | Pavilion | Basement |  | 11/10/2011 |  | 11/10/18 |  |  | NO | YES |  |  |  |  | OLYMPUS AMERICA, INC. 10347611 3510504 |  |  | Active |  | 99:99:99:99:99:99 |  | Equipment | 1Y:00-MFG | 09/30/2019 | 09/01/2020 | COOPER UNIVERSITY HOSPITAL |  |  | P053B HISTOLOGY |  | DALE MORRONE
|  | OLYMPUS AMERICA, INC. | A42001A | MICROSCOPE, LABORATORY | NSNCOOPERAMB0004 | COOPER CENTER FOR SPECIAL DIAGNOSTICS | 401 Haddon Ave |  |  | 01/01/1900 |  |  |  |  | NO | YES |  |  |  |  | OLYMPUS AMERICA, INC. 10365671 NSNCOOPERAMB0004 |  |  | Active |  | 99:99:99:99:99:99 |  | Equipment | PAAR:00-PVAR | 11/02/2019 |  | COOPER AMBULATORY OFF-SITES |  |  | E+R - Main Lab | WOT00000002951627 | DR. BARNOWSKY | Preventative Maintenance | Closed | Gene Amodei | 06/19/2019 | 07/21/2019 | PM: Procedure: 00-PVAR Frequency: PAAR | PM PASSED SUCESSFULLY, VPO WITH STAFF AND PASSED ESI (VERIFIED WITH 10480315). CLEANED LENSES | EXP3190761 | Labor | 06/18/2019 | 06/18/2019 | Stephen Zubrzycki
|  | OLYMPUS AMERICA, INC. | BH-2 | MICROSCOPE, LABORATORY |  | LAB CHEMISTRY | 401 Haddon Ave |  |  | 01/01/1900 |  |  |  |  | NO | YES |  |  |  |  | OLYMPUS AMERICA, INC. 10369563 223977 |  |  | Disposition |  |  |  | Equipment | 1Y:00-MFG | 03/14/2016 | 03/01/2020 | COOPER UNIVERSITY HOSPITAL |  |  | enr building |  | Barbara Snyder
|  | OLYMPUS AMERICA, INC. | BH-2 | MICROSCOPE, LABORATORY | J22106Y | LAB CYTOLOGY | Kelemen | Basement |  | 01/01/1900 |  |  |  |  | NO | YES |  |  |  |  | OLYMPUS AMERICA, INC. 10368044 J22106Y |  |  | Active |  | 99:99:99:99:99:99 |  | Equipment | 1Y:00-MFG | 09/28/2019 | 09/01/2020 | COOPER UNIVERSITY HOSPITAL |  |  | CYTOLOGY |  | DALE MORRONE
|  | OLYMPUS AMERICA, INC. | BH-2 | MICROSCOPE, LABORATORY |  | LAB HEMATOLOGY | Pavilion | BASEMENT |  | 01/01/1900 |  |  |  |  | NO | YES |  |  |  |  | OLYMPUS AMERICA, INC. 10360295 106 |  |  | Active |  | 99:99:99:99:99:99 |  | Equipment | 1Y:00-MFG | 03/09/2019 | 03/01/2020 | COOPER UNIVERSITY HOSPITAL |  |  | 1ST |  | DALE MORRONE
|  | OLYMPUS AMERICA, INC. | BH-2 | MICROSCOPE, LABORATORY |  | MARLTON-DERMATOLOGY | 10000 Sagemore Dr - Marlton |  |  | 05/10/2019 |  | 5/10/26 |  |  | NO | YES |  |  |  |  | OLYMPUS AMERICA, INC. 30142544 315882 |  |  | Active |  | 99:99:99:99:99:99 |  | Equipment | 1Y:00-MFG | 05/10/2019 | 05/10/2019 | COOPER AMBULATORY OFF-SITES |  |  | LAB |  | MICHELE CANALE |  |  |  | 05/10/2019 | 05/10/2019 |  |  |  |  | 05/10/2019 | 05/10/2019
|  | OLYMPUS AMERICA, INC. | BHS | MICROSCOPE, LABORATORY |  | VOORHEES SURGERY CENTER-OPERATING ROOM | Pavilion |  |  | 11/02/2019 |  | 11/2/26 |  |  | NO | YES | Serial Number 2602536 |  |  |  | OLYMPUS AMERICA, INC. GIF-Q180/2602536 2602536 |  |  | Active |  | 99:99:99:99:99:99 |  | Equipment | PAAR:00-PVAR | 11/02/2019 | 11/02/2019 | COOPER AMBULATORY OFF-SITES |  |  | SUITE E |  | JENNIFER BOMBARO |  |  |  | 11/02/2019 | 11/02/2019 |  |  |  |  | 11/02/2019 | 11/02/2019
|  | OLYMPUS AMERICA, INC. | BHTU | MICROSCOPE, LABORATORY |  | LAB CHEMISTRY | Pavilion | Basement |  | 01/01/1900 |  |  |  |  | NO | YES |  |  |  |  | OLYMPUS AMERICA, INC. 10360288 112931 |  |  | Active |  | 99:99:99:99:99:99 |  | Equipment | 1Y:00-MFG | 03/15/2019 | 03/01/2020 | COOPER UNIVERSITY HOSPITAL |  |  | CHEMISTRY |  | Barbara Snyder
|  | OLYMPUS AMERICA, INC. | BX40 | MICROSCOPE, LABORATORY | 4f44061 |  | Pavilion | Basement | [6 empty] | YES | YES
|  | OLYMPUS AMERICA, INC. | BX40F | MICROSCOPE, LABORATORY | 3J09265 | MD ANDERSON AT JFK - LAB | 651 John F Kennedy Way |  |  | 01/07/2019 |  | 1/7/26 |  |  | NO | YES |  |  |  |  | OLYMPUS AMERICA, INC. 30142126 3J09265 |  |  | Active |  | 99:99:99:99:99:99 |  | Equipment | 1Y:00-MFG | 01/07/2019 | 01/07/2019 | COOPER AMBULATORY OFF-SITES |  |  |  |  | DALE MORRONE |  |  |  | 01/07/2019 | 01/07/2019 |  |  |  |  | 01/07/2019 | 01/07/2019
|  | OLYMPUS AMERICA, INC. | BX41 | MICROSCOPE, LABORATORY | 1G06878 | LAB HISTOLOGY | Pavilion | Basement |  | 01/01/1900 |  |  |  |  | NO | YES |  |  |  |  | OLYMPUS AMERICA, INC. 10369089 1G06878 |  |  | Active |  | 99:99:99:99:99:99 |  | Equipment | 1Y:00-MFG | 09/30/2019 | 09/01/2020 | COOPER UNIVERSITY HOSPITAL |  |  | P 059 |  | DALE MORRONE
|  | OLYMPUS AMERICA, INC. | BX41 | MICROSCOPE, LABORATORY | 1G06979 | LAB CYTOLOGY | Kelemen | Basement |  | 01/01/1900 |  |  |  |  | NO | YES |  |  |  |  | OLYMPUS AMERICA, INC. 10367664 1G06979 |  |  | Active |  | 99:99:99:99:99:99 |  | Equipment | 1Y:00-MFG | 09/28/2019 | 09/01/2020 | COOPER UNIVERSITY HOSPITAL |  |  | BACK OFFICE |  | DALE MORRONE
|  | OLYMPUS AMERICA, INC. | BX41 | MICROSCOPE, LABORATORY | 1G07055 | LAB CYTOLOGY | Kelemen | Basement |  | 01/01/1900 |  |  |  |  | NO | YES |  |  |  |  | OLYMPUS AMERICA, INC. 10367663 1G07055 |  |  | Active |  | 99:99:99:99:99:99 |  | Equipment | 1Y:00-MFG | 09/28/2019 | 09/01/2020 | COOPER UNIVERSITY HOSPITAL |  |  | CYTOLOGY |  | DALE MORRONE
|  | OLYMPUS AMERICA, INC. | BX41 | MICROSCOPE, LABORATORY | 3C09334 | LAB HEMATOLOGY | Pavilion | BASEMENT |  | 01/01/1900 |  |  |  |  | NO | YES |  |  |  |  | OLYMPUS AMERICA, INC. 10360297 3C09334 |  |  | Active |  | 99:99:99:99:99:99 |  | Equipment | 1Y:00-MFG | 03/09/2019 | 03/01/2020 | COOPER UNIVERSITY HOSPITAL |  |  | ROOM 135 |  | DALE MORRONE
|  | OLYMPUS AMERICA, INC. | BX41TF | MICROSCOPE, LABORATORY | 3L18365 | LAB CYTOLOGY | Pavilion | Basement |  | 10/20/2017 |  | 10/20/24 |  |  | NO | YES |  |  |  |  | OLYMPUS AMERICA, INC. 10732351 3L18365 |  |  | Active |  | 99:99:99:99:99:99 |  | Equipment | PAAR:00-PVAR | 10/31/2019 |  | COOPER UNIVERSITY HOSPITAL |  |  |  | 0012482784 | DALE MORRONE | Performance Verification | Closed | Josh Harris | 12/04/2017 | 12/04/2017 | INCOMING INVENTORY | DEVICE INVENTORIED | 48EF7A0C-C157-48BB-B604-D878F16A0D82 | Labor | 12/04/2017 | 12/04/2017 | Josh Harris
|  | OLYMPUS AMERICA, INC. | BX41TF | MICROSCOPE, LABORATORY | 1H06177 | VOORHEES SURGERY CENTER-HEM/ONC | 900 Centinial Rd | Suite M |  | 08/11/2017 |  | 8/11/24 |  |  | NO | YES |  |  |  |  | OLYMPUS AMERICA, INC. 10732139 1H06177 |  |  | Active |  | 99:99:99:99:99:99 |  | Equipment | PAAR:00-PVAR | 10/31/2019 |  | COOPER AMBULATORY OFF-SITES |  |  | Suite F conference room | 0012142844 | MEGAN MCCAFFERTY | Performance Verification | Closed | Kirk Lis | 09/07/2017 | 09/07/2017 | INCOMING INVENTORY | DEVICE INVENTORIED | F7BD4543-4A89-4542-83C8-D829DCCC4734 | Labor | 09/07/2017 | 09/07/2017 | Bonnie Aichroth
|  | OLYMPUS AMERICA, INC. | BX41TF | MICROSCOPE, LABORATORY | 3A15253 | LAB HEMATOLOGY | Pavilion | BASEMENT |  | 01/01/1900 |  |  |  |  | NO | YES |  |  |  |  | OLYMPUS AMERICA, INC. 10360296 3A15253 |  |  | Active |  | 99:99:99:99:99:99 |  | Equipment | 1Y:00-MFG | 03/09/2019 | 03/01/2020 | COOPER UNIVERSITY HOSPITAL |  |  | HEMATOLOGY |  | DALE MORRONE
|  | OLYMPUS AMERICA, INC. | BX43F | MICROSCOPE, LABORATORY | G3042377 |  | Pavilion | BASEMENT |  | 10/07/2019 |  | 10/7/26 |  |  | NO | YES | Serial Number G3042377 |  |  |  | HITACHI HEALTHCARE AMERICAS 11207693 G3042377 |  |  | Active | [7 empty] | COOPER UNIVERSITY HOSPITAL |  |  |  | WOT00000003997134 |  | Performance Verification | Completed | Gene Amodei | 10/07/2019 | 10/07/2019 | Performance Verification for UNMATCHED 11207693 G3042377 |  |  |  | 10/07/2019 | 10/07/2019
|  | OLYMPUS AMERICA, INC. | BX43F | MICROSCOPE, LABORATORY |  |  | Pavilion | Basement | [6 empty] | YES | YES
|  | OLYMPUS AMERICA, INC. | BX43F | MICROSCOPE, LABORATORY | 5F44097 | HEMATOLOGY LAB | 900 Centennial Blvd | Suite M |  | 03/13/2019 |  | 3/13/26 |  |  | NO | YES |  |  |  |  | OLYMPUS AMERICA, INC. 30149681 5F44097 |  |  | Active |  | 99:99:99:99:99:99 |  | Equipment | 1Y:00-MFG | 03/13/2019 | 03/13/2019 | COOPER AMBULATORY OFF-SITES |  |  | SUITE M - LAB |  | DALE MORRONE |  |  |  | 03/13/2019 | 03/13/2019 |  |  |  |  | 03/13/2019 | 03/13/2019
|  | OLYMPUS AMERICA, INC. | BX43F | MICROSCOPE, LABORATORY | 3F43908 | COOPER CANCER CENTER-COOPER DAY-CHEMO | MD Anderson Cancer Center |  |  | 07/19/2013 |  | 7/19/20 |  |  | NO | YES |  |  |  |  | OLYMPUS AMERICA, INC. 10347575 3F43908 |  |  | Active |  | 99:99:99:99:99:99 |  | Equipment | 1Y:00-MFG | 09/30/2019 | 09/01/2020 | COOPER AMBULATORY OFF-SITES |  |  | ROOM C3051 |  | Bonnie Aichroch
|  | OLYMPUS AMERICA, INC. | BX43F | MICROSCOPE, LABORATORY | 5K41719 | LAB CHEMISTRY | Pavilion | Basement |  | 10/31/2019 |  | 10/31/26 |  |  | NO | YES |  |  |  |  | OLYMPUS AMERICA, INC. 30144422 5K41719 |  |  | Active |  | 99:99:99:99:99:99 |  | Equipment | PAAR:00-PVAR | 10/31/2019 | 10/31/2019 | COOPER UNIVERSITY HOSPITAL |  |  |  |  | Barbara Snyder |  |  |  | 10/31/2019 | 10/31/2019 |  |  |  |  | 10/31/2019 | 10/31/2019
|  | OLYMPUS AMERICA, INC. | BX45TF | MICROSCOPE, LABORATORY |  | LAB HISTOLOGY | Pavilion | Basement |  | 08/25/2010 |  | 8/25/17 |  |  | NO | YES |  |  |  |  | OLYMPUS AMERICA, INC. 10368035 10832 |  |  | Active |  | 99:99:99:99:99:99 |  | Equipment | 1Y:00-MFG | 09/30/2019 | 09/01/2020 | COOPER UNIVERSITY HOSPITAL |  |  | HISTOLOGY P051 |  | DALE MORRONE
|  | OLYMPUS AMERICA, INC. | BX46 | MICROSCOPE, LABORATORY | 9D61274 | LAB CYTOLOGY | Kelemen | Basement |  | 10/31/2019 |  | 10/31/26 |  |  | NO | YES |  |  |  |  | OLYMPUS AMERICA, INC. 11207632 9D61274 |  |  | Active |  |  |  | Equipment | PAAR:00-PVAR | 10/31/2019 | 10/31/2019 | COOPER UNIVERSITY HOSPITAL |  |  | BASEMENT | WOT00000003177590 | DALE MORRONE | Performance Verification | Closed | Gene Amodei | 10/31/2019 | 10/31/2019 | Performance Verification for OLYMPUS AMERICA, INC. 11207632 9D61274 | Initial Install of Performance Verification. Device is ready for patient use. |  |  | 10/31/2019 | 10/31/2019
|  | OLYMPUS AMERICA, INC. | BX46F | MICROSCOPE, LABORATORY | 3h44083 |  | Kelemen | Basement | [6 empty] | NO | YES
|  | OLYMPUS AMERICA, INC. | BX46F | MICROSCOPE, LABORATORY | 2G79231 |  | Pavilion | BASEMENT | [6 empty] | NO | YES
|  | OLYMPUS AMERICA, INC. | BX46F | MICROSCOPE, LABORATORY | 4M46228 |  | Pavilion | Basement | [6 empty] | YES | YES
|  | OLYMPUS AMERICA, INC. | BX46F | MICROSCOPE, LABORATORY | 1F72669 | LAB HISTOLOGY | Pavilion | Basement |  | 11/10/2011 |  | 11/10/18 |  |  | NO | YES |  |  |  |  | OLYMPUS AMERICA, INC. 10369090 1F72669 |  |  | Active |  | 99:99:99:99:99:99 |  | Equipment | 1Y:00-MFG | 09/30/2019 | 09/01/2020 | COOPER UNIVERSITY HOSPITAL |  |  | PATHOLOLGY - P059 |  | DALE MORRONE
|  | OLYMPUS AMERICA, INC. | BX46F | MICROSCOPE, LABORATORY | 2F42824 | LAB CYTOLOGY | Kelemen | Basement |  | 05/16/2012 |  | 5/16/19 |  |  | NO | YES |  |  |  |  | OLYMPUS AMERICA, INC. 10367662 2F42824 |  |  | Active |  | 99:99:99:99:99:99 |  | Equipment | 1Y:00-MFG | 09/28/2019 | 09/01/2020 | COOPER UNIVERSITY HOSPITAL |  |  | P047 CYTOLOGY |  | DALE MORRONE
|  | OLYMPUS AMERICA, INC. | BX51TF | MICROSCOPE, LABORATORY | 8C24151 | COOPER CENTER FOR SPECIAL DIAGNOSTICS | 401 Haddon Ave |  |  | 07/01/2008 |  | 7/1/15 |  |  | NO | YES |  |  |  |  | OLYMPUS AMERICA, INC. 10365702 8C24151 |  |  | Active |  | 99:99:99:99:99:99 |  | Equipment | 1Y:00-MFG | 06/14/2019 | 06/01/2020 | COOPER AMBULATORY OFF-SITES |  |  | E+R - Main Lab |  | DR. BARNOWSKY
|  | OLYMPUS AMERICA, INC. | BX51TF | MICROSCOPE, LABORATORY | 8C25367 | COOPER CENTER FOR SPECIAL DIAGNOSTICS | 401 Haddon Ave |  |  | 07/01/2008 |  | 7/1/15 |  |  | NO | YES |  |  |  |  | OLYMPUS AMERICA, INC. 10365701 8C25367 |  |  | Active |  | 99:99:99:99:99:99 |  | Equipment | 1Y:00-MFG | 06/14/2019 | 06/01/2020 | COOPER AMBULATORY OFF-SITES |  |  | E+R - Main Lab |  | DR. BARNOWSKY
|  | OLYMPUS AMERICA, INC. | BX51TF | MICROSCOPE, LABORATORY |  | COOPER CENTER FOR SPECIAL DIAGNOSTICS | 401 Haddon Ave |  |  | 08/07/2008 |  | 8/7/15 |  |  | NO | YES |  |  |  |  | OLYMPUS AMERICA, INC. 10365674 8E22962 |  |  | Active |  |  |  | Equipment | PAAR:00-PVAR | 10/31/2019 |  | COOPER AMBULATORY OFF-SITES |  |  | E+R - Main Lab |  | DR. BARNOWSKY
|  | OLYMPUS AMERICA, INC. | BX51TF | MICROSCOPE, LABORATORY | OM10589 | LAB HISTOLOGY | Pavilion | Basement |  | 09/29/2011 |  | 9/29/18 |  |  | NO | YES |  |  |  |  | OLYMPUS AMERICA, INC. 10365285 OM10589 |  |  | Active |  | 99:99:99:99:99:99 |  | Equipment | 1Y:00-MFG | 09/30/2019 | 09/01/2020 | COOPER UNIVERSITY HOSPITAL |  |  | Laboratory Svcs Con Room P1 |  | DALE MORRONE
|  | OLYMPUS AMERICA, INC. | BX51TF | MICROSCOPE, LABORATORY | 8D18171 | COOPER CENTER FOR SPECIAL DIAGNOSTICS | 401 Haddon Ave |  |  | 06/14/2019 |  | 6/14/26 |  |  | NO | YES |  |  |  |  | OLYMPUS AMERICA, INC. 30144391 8D18171 |  |  | Active |  | 99:99:99:99:99:99 |  | Equipment | 1Y:00-MFG | 06/14/2019 | 06/14/2019 | COOPER AMBULATORY OFF-SITES |  |  | E&R building 1st floor |  | DR. BARNOWSKY |  |  |  | 06/14/2019 | 06/14/2019 |  |  |  |  | 06/14/2019 | 06/14/2019
|  | OLYMPUS AMERICA, INC. | CX21FS1 | MICROSCOPE, LABORATORY | 1A80154 | MATERNAL FETAL CARE UNIT | Dorrance |  |  | 10/31/2019 |  | 10/31/26 |  |  | NO | YES |  |  |  |  | OLYMPUS AMERICA, INC. 30142971 1A80154 |  |  | Active |  | 99:99:99:99:99:99 |  | Equipment | PAAR:00-PVAR | 10/31/2019 | 10/31/2019 | COOPER UNIVERSITY HOSPITAL |  |  | Triage |  | JOANNA HORST |  |  |  | 10/31/2019 | 10/31/2019 |  |  |  |  | 10/31/2019 | 10/31/2019
|  | OLYMPUS AMERICA, INC. | CX31RBSF | MICROSCOPE, LABORATORY | 8G43645 | LAB CYTOLOGY | Kelemen | Basement |  | 06/12/2019 |  | 6/12/26 |  |  | NO | YES |  |  |  |  | OLYMPUS AMERICA, INC. 11208394 8G43645 |  |  | Active |  |  |  | Equipment | 1Y:00-MFG 3Y:00-MIN | 06/12/2019 | 06/12/2019 | COOPER UNIVERSITY HOSPITAL |  |  | KB122 | WOT00000002890587 | DALE MORRONE | Performance Verification | Closed | Michael Youch | 06/12/2019 | 06/12/2019 | Performance Verification for OLYMPUS AMERICA, INC. 11208394 8G43645 | Initial Install of Performance Verification. Device is ready for patient use. |  |  | 06/12/2019 | 06/12/2019
|  | OLYMPUS AMERICA, INC. | CX31RBSFA | MICROSCOPE, LABORATORY | 8G44050 | LAB CYTOLOGY | Kelemen | Basement |  | 06/12/2019 |  | 6/12/26 |  |  | NO | YES |  |  |  |  | OLYMPUS AMERICA, INC. 11208396 8G44050 |  |  | Active |  |  |  | Equipment | 1Y:00-MFG 3Y:00-MIN | 06/12/2019 | 06/12/2019 | COOPER UNIVERSITY HOSPITAL |  |  | KB112 | WOT00000002890733 | DALE MORRONE | Performance Verification | Closed | Michael Youch | 06/12/2019 | 06/12/2019 | Performance Verification for OLYMPUS AMERICA, INC. 11208396 8G44050 | Initial Install of Performance Verification. Device is ready for patient use. |  |  | 06/12/2019 | 06/12/2019
|  | OLYMPUS AMERICA, INC. | CX31RBSFA | MICROSCOPE, LABORATORY | 8G44046 | LAB CYTOLOGY | Kelemen | Basement |  | 06/12/2019 |  | 6/12/26 |  |  | NO | YES |  |  |  |  | OLYMPUS AMERICA, INC. 11208395 8G44046 |  |  | Active |  |  |  | Equipment | 1Y:00-MFG 3Y:00-MIN | 06/12/2019 | 06/12/2019 | COOPER UNIVERSITY HOSPITAL |  |  | KB112 | WOT00000002889817 | DALE MORRONE | Service Request | Closed | Michael Youch | 06/12/2019 | 06/12/2019 | microscope (3) - new, need checked and tagged | Inventoried, safety, and documentation 11208394, 11208395, 11208396. | EXP3189637 | Labor | 06/12/2019 | 06/12/2019 | Michael Youch
|  | OLYMPUS AMERICA, INC. | CX33 | MICROSCOPE, LABORATORY | 8h49316 |  | MD Anderson Cancer Center | [7 empty] | YES | YES
|  | OLYMPUS AMERICA, INC. | CX33 | MICROSCOPE, LABORATORY | 8j00220 |  | MD Anderson Cancer Center | [7 empty] | YES | YES
|  | OLYMPUS AMERICA, INC. | CX41RF | MICROSCOPE, LABORATORY | 8A13745 | COOPER CENTER FOR SPECIAL DIAGNOSTICS | 401 Haddon Ave |  |  | 07/01/2008 |  | 7/1/15 |  |  | NO | YES |  |  |  |  | OLYMPUS AMERICA, INC. 10365681 8A13745 |  |  | Active |  | 99:99:99:99:99:99 |  | Equipment | 1Y:00-MFG | 06/14/2019 | 06/01/2020 | COOPER AMBULATORY OFF-SITES |  |  | E+R - Main Lab |  | DR. BARNOWSKY
|  | OLYMPUS AMERICA, INC. | CX41RF | MICROSCOPE, LABORATORY | 2M03942 | COOPER DIGESTIVE HEALTH-ENDOSCOPY | 501 Fellowship Rd |  |  | 08/03/2015 |  | 8/3/22 |  |  | NO | YES |  |  |  |  | OLYMPUS AMERICA, INC. 10349263 2M03942 |  |  | Active |  | 99:99:99:99:99:99 |  | Equipment | 1Y:00-MFG | 02/13/2019 | 02/01/2020 | COOPER AMBULATORY OFF-SITES |  |  | JAMES IRWIN'S ROOM |  | JEANNE GREER
|  | OLYMPUS AMERICA, INC. | CX41RF | MICROSCOPE, LABORATORY | 7J09516 | 3 COOPER-GAMMA KNIFE | 3 Cooper |  |  | 01/01/2008 |  | 1/1/15 |  |  | NO | YES |  |  |  |  | OLYMPUS AMERICA, INC. 10345519 7J09516 |  |  | Active |  | 99:99:99:99:99:99 |  | Equipment | 1Y:00-MFG | 09/13/2019 | 09/01/2020 | COOPER AMBULATORY OFF-SITES |  |  | CONFERENCE RM |  | ANNE BEXTON
|  | OLYMPUS AMERICA, INC. | CX41RF | MICROSCOPE, LABORATORY | 5B42581 | LAB HEMATOLOGY | Pavilion | Basement |  | 03/18/2019 |  | 3/18/26 |  |  | NO | YES |  |  |  |  | OLYMPUS AMERICA, INC. 30142095 5B42581 |  |  | Active |  | 99:99:99:99:99:99 |  | Equipment | 1Y:00-MFG 3Y:00-MIN | 03/18/2019 | 03/18/2019 | COOPER UNIVERSITY HOSPITAL |  |  | CORE LAB |  | DALE MORRONE |  |  |  | 03/18/2019 | 03/18/2019 |  |  |  |  | 03/18/2019 | 03/18/2019
|  | OLYMPUS AMERICA, INC. | CX43 | MICROSCOPE, LABORATORY | 8D45607 | 1030 KINGS HIGHWAY-MEDICINE | 1030 Kings Highway |  |  | 10/03/2019 |  | 10/3/26 |  |  | NO | YES |  |  |  |  | OLYMPUS AMERICA, INC. 11200098 8D45607 |  |  | Active |  |  |  | Equipment | 1Y:00-MFG | 10/03/2019 | 10/03/2019 | COOPER AMBULATORY OFF-SITES |  |  | Performance Verification | WOT00000003976800 | Bonnie Aichroch | Service Request | Closed | Kirk Lis | 10/03/2019 | 10/03/2019 | Microscope - New equipment, needs to be checked and tagged | INVENTORIED NEW EQUIPMENT | EXP4275588 | Labor | 10/03/2019 | 10/03/2019 | Kirk Lis
|  | OLYMPUS AMERICA, INC. | CX43 | MICROSCOPE, LABORATORY |  | LAB MICROBIOLOGY | Pavilion | Basement |  | 10/20/2017 |  | 10/20/24 |  |  | NO | YES |  |  |  |  | OLYMPUS AMERICA, INC. 10732350 7610119 |  |  | Active |  | 99:99:99:99:99:99 |  | Equipment | PAAR:00-PVAR | 10/31/2019 |  | COOPER UNIVERSITY HOSPITAL |  |  |  | 0012501308 | COURTNEY BARRY | Performance Verification | Closed | Josh Harris | 12/12/2017 | 12/12/2017 | INCOMING INVENTORY | DEVICE INVENTORIED | DB756A7B-CBA8-4554-83A2-6340DEA120DC | Labor | 12/12/2017 | 12/12/2017 | Josh Harris
|  | OLYMPUS AMERICA, INC. | IX70 | MICROSCOPE, LABORATORY | 1c44842 | LAB CHEMISTRY | 401 Haddon Ave |  |  | 01/01/1900 |  |  |  |  | NO | YES |  |  |  |  | OLYMPUS AMERICA, INC. 10369574 1c44842 |  |  | Disposition |  |  |  | Equipment | 1Y:00-MFG | 03/14/2016 | 03/01/2020 | COOPER UNIVERSITY HOSPITAL |  |  | enr building |  | Barbara Snyder
|  | OLYMPUS AMERICA, INC. | KHC | MICROSCOPE, LABORATORY |  | KINGS HIGHWAY - OB/GYN | 1103 N Kings Hwy |  |  | 01/01/1900 |  |  |  |  | NO | YES |  |  |  |  | OLYMPUS AMERICA, INC. 10366325 2060603 |  |  | Active |  | 99:99:99:99:99:99 |  | Equipment | 1Y:00-MFG | 01/03/2019 | 01/01/2020 | COOPER AMBULATORY OFF-SITES |  |  | SUITE 201 |  | DONNA ONEILL
|  | REICHERT OPHTHALMIC INSTRUMENTS | DIASTAR | MICROSCOPE, LABORATORY | 10291-8 | BURLINGTON OB/GYN | 1900 Mount Holly Rd |  |  | 08/28/2008 |  | 8/28/15 |  |  | NO | YES |  |  |  |  | REICHERT OPHTHALMIC INSTRUMENTS 10365988 10291-8 |  |  | Active |  | 99:99:99:99:99:99 |  | Equipment | 1Y:00-MFG | 11/01/2019 | 11/01/2020 | COOPER AMBULATORY OFF-SITES |  |  | BX970023 |  | Carey Myers
|  | REICHERT SCIENTIFIC INSTRUMENTS | MICROSTAR IV | MICROSCOPE, LABORATORY | 10435-7 | BUNKER HILL-OB/GYN | 4 Plaza Dr |  |  | 01/01/1900 |  |  |  |  | NO | YES |  |  |  |  | REICHERT OPHTHALMIC INSTRUMENTS 10366999 10435-7 |  |  | Active |  | 99:99:99:99:99:99 |  | Equipment | 1Y:00-MFG | 11/01/2019 | 11/01/2020 | COOPER AMBULATORY OFF-SITES |  |  | SOILED UTILITY |  | LISA POTTS
|  | REICHERT SCIENTIFIC INSTRUMENTS | MICROSTAR IV | MICROSCOPE, LABORATORY |  |  | 3 Cooper | [7 empty] | YES | YES
|  | SEILER-WESTLAB |  | MICROSCOPE, LABORATORY |  | THOROFARE-INTERNAL MEDICINE | 196 Grove Ave |  |  | 09/28/2005 |  | 9/28/12 |  |  | NO | YES |  |  |  |  | SEILER-WESTLAB 10366818 943426 |  |  | Active |  | 99:99:99:99:99:99 |  | Equipment | 1Y:00-MFG | 07/26/2019 | 07/01/2020 | COOPER AMBULATORY OFF-SITES |  |  | exam 4 |  | Cheryl Peck
|  | SEILER-WESTLAB | WESTLAB II | MICROSCOPE, LABORATORY | Not Known | MOORESTOWN-FAMILY MEDICINE | 110 Marter Ave |  |  | 01/01/1900 |  |  |  |  | NO | YES |  |  |  |  | SEILER 10366210 Not Known |  |  | Active |  | 99:99:99:99:99:99 |  | Equipment | PAAR:00-PVAR | 11/02/2019 |  | COOPER AMBULATORY OFF-SITES |  |  | LAB |  | LYNNE DEJOSEPH
|  | CARL ZEISS | OPMI 1-FC | MICROSCOPE, SURGICAL |  | VOORHEES SURGERY CENTER-OPERATING ROOM | 900 Centennial Blvd | Suite E |  | 07/03/2014 |  | 7/3/21 |  |  | NO | YES |  |  |  |  | CARL ZEISS 10345490 6627501713 |  |  | Active |  | 99:99:99:99:99:99 |  | Equipment | PAAR:00-PVAR | 11/02/2019 |  | COOPER AMBULATORY OFF-SITES |  |  | HALLWAY |  | JENNIFER BOMBARO
|  | CARL ZEISS | OPMI PICO | MICROSCOPE, SURGICAL |  | BUNKER HILL-SURGERY | 2 Plaza Dr |  |  | 11/01/2010 |  | 11/1/17 |  |  | NO | YES |  |  |  |  | ZEISS-HUMPHREY SYSTEMS 10366857 6627201278 |  |  | Active |  | 99:99:99:99:99:99 |  | Equipment | PAAR:00-PVAR | 11/02/2019 |  | COOPER AMBULATORY OFF-SITES |  |  | EXAM 2 |  | ANNE MAIER
|  | CARL ZEISS | OPMI PICO | MICROSCOPE, SURGICAL |  | 3 COOPER - SURGERY DEPARTMENT | 3 Cooper |  |  | 11/26/2010 |  | 11/26/17 |  |  | NO | YES |  |  |  |  | CARL ZEISS 10346816 6627201274 |  |  | Active |  | 99:99:99:99:99:99 |  | Equipment | PAAR:00-PVAR | 10/31/2019 |  | COOPER AMBULATORY OFF-SITES |  |  | SUITE 403 - EXAM 14 |  | ANNE MAIER
|  | CARL ZEISS | OPMI PICO/S100 | MICROSCOPE, SURGICAL |  | SAME DAY OR-2ND FL PAVILION | Pavilion |  |  | 10/31/2019 |  | 10/31/26 |  |  | NO | YES |  |  |  |  | CARL ZEISS MEDITEC INC. 11239351 6627509029 |  |  | Active |  | 99:99:99:99:99:99 |  | Equipment | PAAR:00-PVAR | 10/31/2019 | 10/31/2019 | COOPER UNIVERSITY HOSPITAL |  |  | Same Day OR | WOT00000001089118 | JOE DRUCTOR | Performance Verification | Closed | Salvatore Bombara | 10/31/2019 | 10/31/2019 | Performance Verification for CARL ZEISS MEDITEC INC. 11239351 6627509029 | Initial Install of Performance Verification. Device is ready for patient use. |  |  | 10/31/2019 | 10/31/2019
|  | CARL ZEISS | OPMI PICO/S100 | MICROSCOPE, SURGICAL |  | SAME DAY OR-2ND FL PAVILION | Pavilion |  |  | 10/31/2019 |  | 10/31/26 |  |  | NO | YES |  |  |  |  | CARL ZEISS MEDITEC INC. 11239350 6627509086 |  |  | Active |  | 99:99:99:99:99:99 |  | Equipment | PAAR:00-PVAR | 10/31/2019 | 10/31/2019 | COOPER UNIVERSITY HOSPITAL |  |  | Same Day OR | WOT00000001089076 | JOE DRUCTOR | Performance Verification | Closed | Salvatore Bombara | 10/31/2019 | 10/31/2019 | Performance Verification for CARL ZEISS MEDITEC INC. 11239350 6627509086 | Initial Install of Performance Verification. Device is ready for patient use. |  |  | 10/31/2019 | 10/31/2019
|  | CARL ZEISS | OPMI PICO/S100 | MICROSCOPE, SURGICAL |  | 6017 MAIN ST-PLASTICS | 6200 Main St |  |  | 11/26/2010 |  | 11/26/17 |  |  | NO | YES |  |  |  |  | CARL ZEISS MEDITEC INC. 10345801 6627201276 |  |  | Active |  | 99:99:99:99:99:99 |  | Equipment | PAAR:00-PVAR | 11/02/2019 |  | COOPER AMBULATORY OFF-SITES |  |  | PROCEDURE ROOM C | 0011482117 | ANNE MAIER | Repair | Closed | Kirk Lis | 04/14/2017 | 04/17/2017 | MICROSCOPE - LIGHT OUT - 6200 MAIN STREET PROCEDURE ROOM C | 4/17/2017 8:07:58 AM KALIS (KALIS 4/17/2017 12:00 AM) RESEARCHED LAMP 4/17/2017 4:32:29 PM KALIS (KALIS 4/17/2017 12:00 AM) TESTED LAMPS AND POWER.ONE LAMP NEEDED TO BE REPLACED. OPERATOR ERROR. BRIGHTNESS CONTROL WAS SET TO DIM. GAVE INSERVICE TO MA KIM. | AC456E88-63B1-4731-A244-9862BE216DDF | Labor | 04/17/2017 | 04/17/2017 | Kirk Lis
|  | CARL ZEISS | OPMI VARIO | MICROSCOPE, SURGICAL |  | VOORHEES SURGERY CENTER-OPERATING ROOM | 900 Centennial Blvd | Suite E |  | 01/09/2013 |  | 1/9/20 |  |  | NO | YES |  |  |  |  | CARL ZEISS 10345477 663610265 |  |  | Active |  | 99:99:99:99:99:99 |  | Equipment | PAAR:00-PVAR | 11/02/2019 |  | COOPER AMBULATORY OFF-SITES |  |  | HALLWAY |  | JENNIFER BOMBARO
|  | CARL ZEISS | OPMI VARIO 700 | MICROSCOPE, SURGICAL |  | OPERATING ROOM - PAVILION | Kelemen |  |  | 12/06/2017 |  | 12/6/22 |  |  | NO | YES |  |  |  |  | CARL ZEISS 10725716 6636162019 |  |  | Active |  | 99:99:99:99:99:99 |  | Equipment | PAAR:00-PVAR | 10/31/2019 |  | COOPER UNIVERSITY HOSPITAL |  |  |  | 0012490931 | DOMINIC VENDETTA | Performance Verification | Closed | Josh Harris | 12/07/2017 | 12/07/2017 | INCOMING INVENTORY | DEVICE INVENTORIED | A3D8D1C6-437D-49E2-9FBD-CA1FDFE36851 | Labor | 12/07/2017 | 12/07/2017 | Josh Harris
|  | CARL ZEISS | OPMI VARIO 700 | MICROSCOPE, SURGICAL |  | OR - KELEMEN 3 | Pavilion |  |  | 01/09/2013 |  | 1/9/18 |  |  | NO | YES |  |  |  |  | CARL ZEISS 10346325 6636160242 |  |  | Active |  | 99:99:99:99:99:99 |  | Equipment | PAAR:00-PVAR | 11/02/2019 |  | COOPER UNIVERSITY HOSPITAL |  |  | OR-KELLEMEN |  | DOMINIC VENDETTA
|  | CARL ZEISS | PENTERO 900 | MICROSCOPE, SURGICAL |  | OPERATING ROOM - PAVILION | Pavilion |  |  | 08/14/2015 |  | 8/14/20 |  |  | NO | YES |  |  |  |  | CARL ZEISS 10349374 6637102740 |  |  | Active |  | 99:99:99:99:99:99 |  | Equipment | PAAR:00-PVAR | 10/31/2019 |  | COOPER UNIVERSITY HOSPITAL |  |  | Pav OR 5 |  | DOMINIC VENDETTA
|  | JEDMED INSTRUMENTS CO. | SOM2 | MICROSCOPE, SURGICAL |  | SPD | 6200 Main St |  |  | 01/01/1900 |  |  |  |  | NO | YES | Serial Number 7013 |  |  |  | JEDMED INSTRUMENTS CO. 10480390 7013 |  |  | Disposition |  |  |  | Equipment | PAAR:00-PVAR | 10/16/2019 |  | COOPER UNIVERSITY HOSPITAL |  |  | 6200 MAIN - SURGERY |  | David Frye
|  | LEICA MICROSYSTEMS, INC. | M525 OH4 | MICROSCOPE, SURGICAL |  | OR - KELEMEN 3 | Kelemen |  |  | 10/12/2012 |  | 10/12/17 |  |  | NO | YES |  |  |  |  | LEICA MICROSYSTEMS, INC. 10368418 10448236 |  |  | Active |  | 99:99:99:99:99:99 |  | Equipment | PAAR:00-PVAR | 11/02/2019 |  | COOPER UNIVERSITY HOSPITAL |  |  | SURGICAL SUITE CODE# 64490532 |  | DOMINIC VENDETTA
|  | LEICA MICROSYSTEMS, INC. | M655 | MICROSCOPE, SURGICAL |  | VOORHEES SURGERY CENTER-OPERATING ROOM | 900 Centennial Blvd | Suite E |  | 01/08/2001 |  | 1/8/08 |  |  | NO | YES |  |  |  |  | LEICA MICROSYSTEMS, INC. 10345493 1056839 |  |  | Active |  | 99:99:99:99:99:99 |  | Equipment | 1Y:00-MFG | 04/15/2019 | 04/01/2020 | COOPER AMBULATORY OFF-SITES |  |  | HALLWAY |  | JENNIFER BOMBARO
|  | LEICA MICROSYSTEMS, INC. | M690 | MICROSCOPE, SURGICAL |  | VOORHEES SURGERY CENTER-OPERATING ROOM | 401 Haddon Ave |  |  | 01/08/2001 |  | 1/8/08 |  |  | NO | YES |  |  |  |  | LEICA MICROSYSTEMS, INC. 10345494 1056743 |  |  | Active |  | 99:99:99:99:99:99 |  | Equipment | PAAR:00-PVAR | 11/02/2019 |  | COOPER AMBULATORY OFF-SITES |  |  | HALLWAY |  | JENNIFER BOMBARO
|  | LEICA MICROSYSTEMS, INC. | MS3 | MICROSCOPE, SURGICAL | MS3101603-1 | OPERATING ROOM - PAVILION | Pavilion |  |  | 01/01/2003 |  | 1/1/08 |  |  | NO | YES |  |  |  |  | LEICA MICROSYSTEMS, INC. 10346659 MS3101603-1 |  |  | Active |  | 99:99:99:99:99:99 |  | Equipment | PAAR:00-PVAR | 11/02/2019 |  | COOPER UNIVERSITY HOSPITAL |  |  | OR STORAGE AREA |  | DOMINIC VENDETTA
|  | WILD HEERBRUGG |  | MICROSCOPE, SURGICAL |  |  | 401 Haddon Ave | [7 empty] | YES | YES
|  | WILD HEERBRUGG | MTR-29 | MICROSCOPE, SURGICAL |  | OPERATING ROOM - PAVILION | Pavilion |  |  | 01/15/2001 |  |  |  |  | NO | YES |  |  |  |  | WILD HEERBRUGG 10346660 80029 |  |  | Active |  | 99:99:99:99:99:99 |  | Equipment | PAAR:00-PVAR | 11/01/2019 |  | COOPER UNIVERSITY HOSPITAL |  |  | OR STORAGE AREA |  | DOMINIC VENDETTA
|  | CARL ZEISS | S8 | MICROSCOPE, SURGICAL, STAND | S102751 | OPERATING ROOM - PAVILION | Pavilion |  |  | 08/28/2005 |  | 8/28/10 |  |  | NO | YES |  |  |  |  | CARL ZEISS 10368353 S102751 |  |  | Active |  | 99:99:99:99:99:99 |  | Equipment | PAAR:00-PVAR | 11/02/2019 |  | COOPER UNIVERSITY HOSPITAL |  |  | OR STORAGE |  | DOMINIC VENDETTA
|  | CARL ZEISS | S88 | MICROSCOPE, SURGICAL, STAND |  | OPERATING ROOM - PAVILION | Pavilion |  |  | 08/21/2009 |  | 8/21/14 |  |  | NO | YES |  |  |  |  | CARL ZEISS 10345492 6629141806 |  |  | Active |  | 99:99:99:99:99:99 |  | Equipment | PAAR:00-PVAR | 11/02/2019 |  | COOPER UNIVERSITY HOSPITAL |  |  |  | WOT00000001694341 | DOMINIC VENDETTA | Repair | Closed | Salvatore Bombara | 11/07/2018 | 05/16/2019 | Broken light cord | Acknowledged. confirm. received estimate for repair. approved. requested po. see attachment. Upon testing during repair. Vendor discover the malfunctions with this unit. see attachment. Repair are approved. vendor service is complete. see attachment. | EXP1815288 | Labor | 11/30/2018 | 11/30/2018 | Salvatore Bombara
|  | AMERICAN OPTICAL |  | MICROTOME |  |  | 401 Haddon Ave | [7 empty] | YES | YES
|  | AMERICAN OPTICAL |  | MICROTOME |  | MARLTON-DERMATOLOGY | 10000 Sagamore Dr |  |  | 10/31/2019 |  | 10/31/26 |  |  | NO | YES |  |  |  |  | AMERICAN OPTICAL 11239288 60051 |  |  | Active |  | 99:99:99:99:99:99 |  | Equipment | PAAR:00-PVAR | 10/31/2019 | 10/31/2019 | COOPER AMBULATORY OFF-SITES |  |  | SAGEMORE | WOT00000001302405 | MICHELE CANALE | Performance Verification | Closed | Kirk Lis | 10/31/2019 | 10/31/2019 | Performance Verification for AMERICAN OPTICAL 11239288 60051 | Initial Install of Performance Verification. Device is ready for patient use. |  |  | 10/31/2019 | 10/31/2019
|  | LEICA MICROSYSTEMS, INC. | CM1510 | MICROTOME |  | MARLTON-DERMATOLOGY | 10000 Sagemore Dr - Marlton |  |  | 05/10/2019 |  | 5/10/26 |  |  | NO | YES |  |  |  |  | LEICA MICROSYSTEMS, INC. 30142553 43631517 |  |  | Active |  | 99:99:99:99:99:99 |  | Equipment | 1Y:00-MFG | 05/10/2019 | 05/10/2019 | COOPER AMBULATORY OFF-SITES |  |  | LAB |  | MICHELE CANALE |  |  |  | 05/10/2019 | 05/10/2019 |  |  |  |  | 05/10/2019 | 05/10/2019
|  | LEICA MICROSYSTEMS, INC. | CM1510 | MICROTOME |  | MARLTON-DERMATOLOGY | 10000 Sagamore Dr |  |  | 05/10/2019 |  | 5/10/26 |  |  | NO | YES |  |  |  |  | LEICA MICROSYSTEMS, INC. 30142551 043638460 |  |  | Active |  | 99:99:99:99:99:99 |  | Equipment | 1Y:00-MFG | 05/10/2019 | 05/10/2019 | COOPER AMBULATORY OFF-SITES |  |  | LAB |  | MICHELE CANALE |  |  |  | 05/10/2019 | 05/10/2019 |  |  |  |  | 05/10/2019 | 05/10/2019
|  | SHANDON LIPSHAW | AS325 | MICROTOME |  | LAB HISTOLOGY | Pavilion | Basement |  | 01/01/1900 |  |  |  |  | NO | YES |  |  |  |  | SHANDON LIPSHAW 10369535 9401092 |  |  | Active |  | 99:99:99:99:99:99 |  | Equipment | 1Y:00-MFG | 09/30/2019 | 09/01/2020 | COOPER UNIVERSITY HOSPITAL |  |  |  |  | DALE MORRONE
|  | THERMO SCIENTIFIC | FINESSE ME | MICROTOME | Fn2185a1004 |  | Pavilion | Basement | [6 empty] | NO | YES
|  | THERMO SCIENTIFIC | FINESSE ME | MICROTOME | Fn2188a1004 |  | Pavilion | Basement | [6 empty] | NO | YES
|  | THERMO SCIENTIFIC | FINESSE ME | MICROTOME | FN2186A1004 | LAB HISTOLOGY | Pavilion | Basement |  | 03/23/2010 |  | 3/23/17 |  |  | NO | YES |  |  |  |  | SHANDON LIPSHAW 10368026 FN2186A1004 |  |  | Active |  | 99:99:99:99:99:99 |  | Equipment | 1Y:00-MFG | 09/20/2019 | 09/01/2020 | COOPER UNIVERSITY HOSPITAL |  |  | HISTOLOGY |  | DALE MORRONE
|  | THERMO SCIENTIFIC | FINESSE ME | MICROTOME | FN2184A1004 |  | Pavilion | Basement | [6 empty] | NO | YES
|  | THERMO SCIENTIFIC | FINESSE ME | MICROTOME | Fm203sa0607 |  | Pavilion | Basement | [6 empty] | NO | YES
|  | THERMO SCIENTIFIC | FINESSE ME | MICROTOME | FN21871004 | LAB HISTOLOGY | Pavilion | Basement |  | 09/20/2019 |  | 9/20/26 |  |  | NO | YES |  |  |  |  | THERMO ELECTRON CORPORATION 30142072 FN21871004 |  |  | Active |  | 99:99:99:99:99:99 |  | Equipment | 1Y:00-MFG | 09/20/2019 | 09/20/2019 | COOPER UNIVERSITY HOSPITAL |  |  | HISTOLOGY BENCH |  | DALE MORRONE |  |  |  | 09/20/2019 | 09/20/2019 |  |  |  |  | 09/20/2019 | 09/20/2019
|  | BARNSTEAD/THERMOLYNE CO. | M16715 | MIXER |  | COOPER CENTER FOR SPECIAL DIAGNOSTICS | 401 Haddon Ave |  |  | 06/28/2010 |  | 6/28/18 |  |  | NO | YES |  |  |  |  | BARNSTEAD/THERMOLYNE CO. 10347747 1.8580809445e+012 |  |  | Active |  | 99:99:99:99:99:99 |  | Equipment | 1Y:00-MFG | 06/18/2019 | 06/01/2020 | COOPER AMBULATORY OFF-SITES |  |  | SPECIAL DIAGNOSTICS |  | DR. BARNOWSKY
|  | BENCHMARK SCIENTIFIC | BENCHMIXER BV1000 | MIXER |  | WILLINGBORO HEMATOLOGY/ONCOLOGY | 651 John F Kennedy Way |  |  | 10/31/2019 |  | 10/31/27 |  |  | NO | YES |  |  |  |  | BENCHMARK SCIENTIFIC 30144423 15041636 |  |  | Active |  | 99:99:99:99:99:99 |  | Equipment | PAAR:00-PVAR | 10/31/2019 | 10/31/2019 | COOPER AMBULATORY OFF-SITES |  |  |  |  | ANN DENTON |  |  |  | 10/31/2019 | 10/31/2019 |  |  |  |  | 10/31/2019 | 10/31/2019
|  | BENCHMARK SCIENTIFIC | VORNADO MINI | MIXER |  | COOPER CENTER FOR SPECIAL DIAGNOSTICS | 401 Haddon Ave |  |  | 10/31/2019 |  | 10/31/27 |  |  | NO | YES |  |  |  |  | BENCHMARK SCIENTIFIC 11207533 18061034 |  |  | Active |  |  |  | Equipment | PAAR:00-PVAR | 10/31/2019 | 10/31/2019 | COOPER AMBULATORY OFF-SITES |  |  | Special Diagnostics - E+R | WOT00000002952178 | DR. BARNOWSKY | Performance Verification | Closed | Stephen Zubrzycki | 10/31/2019 | 10/31/2019 | CEID Record Completion for BENCHMARK SCIENTIFIC 11207533 18061034 | Inventoried unit | EXP3191968 | Labor | 10/31/2019 | 10/31/2019 | Stephen Zubrzycki
|  | CLAY ADAMS |  | MIXER | 1892N108 | COOPER CENTER FOR SPECIAL DIAGNOSTICS | 401 Haddon Ave |  |  | 01/01/1900 |  |  |  |  | NO | YES |  |  |  |  | CLAY ADAMS 10365663 1892N108 |  |  | Disposition |  |  |  | Equipment | 3M:00-MFG | 12/10/2015 | 12/01/2019 | COOPER AMBULATORY OFF-SITES |  |  | MAIN LAB |  | DR. BARNOWSKY
|  | CLAY ADAMS | NUTATOR | MIXER |  | COOPER CENTER FOR SPECIAL DIAGNOSTICS | 401 Haddon Ave |  |  | 07/01/2008 |  | 7/1/16 |  |  | NO | YES |  |  |  |  | CLAY ADAMS 10365690 28344 |  |  | Active |  | 99:99:99:99:99:99 |  | Equipment | 1Y:00-MFG | 06/18/2019 | 06/01/2020 | COOPER AMBULATORY OFF-SITES |  |  | E+R - Main Lab |  | DR. BARNOWSKY
|  | LANTHEUS MEDICAL IMAGING, INC. | VIALMIX | MIXER |  | ECHOCARDIOLOGY | Kelemen |  |  | 10/31/2019 |  | 10/31/27 |  |  | NO | YES |  |  |  |  | LANTHEUS MEDICAL IMAGING, INC. 11208440 45221145 |  |  | Active |  |  |  | Equipment | PAAR:00-PVAR | 10/31/2019 | 10/31/2019 | COOPER UNIVERSITY HOSPITAL |  |  | Performance Verification | WOT00000003771475 | LINDA VALENTI | Performance Verification | Completed | Zhan Kiselev | 10/31/2019 | 10/31/2019 | Performance Verification for LANTHEUS MEDICAL IMAGING, INC. 11208440 45221145 | Initial Install of Performance Verification. Device is ready for patient use. |  |  | 10/31/2019 | 10/31/2019
|  | LANTHEUS MEDICAL IMAGING, INC. | VIALMIX | MIXER |  | HEART INSTITUTE | 400 Medical Center Dr |  |  | 01/01/1900 |  |  |  |  | NO | YES |  |  |  |  | BRISTOL-MYERS GROUP COMPANY 10366780 45213153 |  |  | Active |  | 99:99:99:99:99:99 |  | Equipment | 1Y:00-MFG | 12/20/2018 | 12/01/2019 | COOPER AMBULATORY OFF-SITES |  |  | STRESS ROOM |  | KATHRYN COMO
|  | LANTHEUS MEDICAL IMAGING, INC. | VIALMIX | MIXER |  | BRACE ROAD-MEDICINE | 1210 Brace Rd | Heart Institute |  | 06/28/2011 |  | 6/28/19 |  |  | NO | YES |  |  |  |  | BRISTOL-MYERS GROUP COMPANY 10366007 45206604 |  |  | Active |  | 99:99:99:99:99:99 |  | Equipment | 1Y:00-MFG | 05/06/2019 | 05/01/2020 | COOPER AMBULATORY OFF-SITES |  |  | Testing 3 |  | Cheryl Peck
|  | LANTHEUS MEDICAL IMAGING, INC. | VIALMIX | MIXER |  | VOORHEES CARDIOLOGY | 901 Centennial Blvd | Building 2 |  | 01/24/2012 |  | 1/24/20 |  |  | NO | YES |  |  |  |  | BRISTOL-MYERS GROUP COMPANY 10356984 4502592 |  |  | Active |  | 99:99:99:99:99:99 |  | Equipment | 1Y:00-MFG | 02/14/2019 | 02/01/2020 | COOPER AMBULATORY OFF-SITES |  |  | ECHO LAB |  | KATHY COMO
|  | LANTHEUS MEDICAL IMAGING, INC. | VIALMIX | MIXER |  | WOODSTOWN - CARDIOLOGY | 66 East Ave |  |  | 04/01/2006 |  | 4/1/14 |  |  | NO | YES |  |  |  |  | BRISTOL-MYERS GROUP COMPANY 10345894 45206365 |  |  | Active |  | 99:99:99:99:99:99 |  | Equipment | 1Y:00-MFG | 07/26/2019 | 07/01/2020 | COOPER AMBULATORY OFF-SITES |  |  | ULTRASOUND ROOM |  | SUSAN WHITZELL
|  | LANTHEUS MEDICAL IMAGING, INC. | VIALMIX | MIXER |  | VOORHEES CARDIOLOGY | 901 Centennial Blvd | Building 2 |  | 01/01/2001 |  | 1/1/09 |  |  | NO | YES |  |  |  |  | BRISTOL-MYERS GROUP COMPANY 10345750 4502185 |  |  | Disposition |  |  |  | Equipment | 1Y:00-MFG | 02/26/2016 | 02/01/2020 | COOPER AMBULATORY OFF-SITES |  |  | exam 3 |  | KATHY COMO
|  | LANTHEUS MEDICAL IMAGING, INC. | VIALMIX | MIXER |  | 3 COOPER-CARDIAC DIAGNOSTIC CENTER | 3 Cooper |  |  | 01/01/2014 |  | 1/1/22 |  |  | NO | YES |  |  |  |  | LANTHEUS MEDICAL IMAGING, INC. 10345369 45213179 |  |  | Active |  | 99:99:99:99:99:99 |  | Equipment | 1Y:00-MFG | 11/01/2019 | 11/01/2020 | COOPER AMBULATORY OFF-SITES |  |  | Suite 318 - Ultrasound Room |  | CARLA TRUELL
|  | LANTHEUS MEDICAL IMAGING, INC. | VIALMIX | MIXER |  | VOORHEES CARDIOLOGY | 901 Centennial Blvd | Building 2 |  | 01/01/2009 |  | 1/1/17 |  |  | NO | YES |  |  |  |  | LANTHEUS MEDICAL IMAGING, INC. 10345275 45210844 |  |  | Active |  | 99:99:99:99:99:99 |  | Equipment | 1Y:00-MFG | 02/14/2019 | 02/01/2020 | COOPER AMBULATORY OFF-SITES |  |  | STRESS ECHO LAB |  | KATHY COMO
|  | SCIENTIFIC PRODUCTS |  | MIXER |  | LAB CHEMISTRY | Pavilion | Basement |  | 10/31/2019 |  | 10/31/27 |  |  | NO | YES |  |  |  |  | SCIENTIFIC PRODUCTS 11207572 18010581 |  |  | Active |  |  |  | Equipment | PAAR:00-PVAR | 10/31/2019 | 10/31/2019 | COOPER UNIVERSITY HOSPITAL |  |  | BASEMENT | WOT00000001948152 | Barbara Snyder | Service Request | Closed | Gene Amodei | 10/31/2019 | 10/31/2019 | Vortex, need checked and tagged | inventory, ESI | EXP2381586 | Labor | 10/31/2019 | 10/31/2019 | Gene Amodei
|  | TALBOYS | 4X4 | MIXER |  | LAB CYTOLOGY | Kelemen | BASEMENT |  | 07/21/2016 |  | 7/21/24 |  |  | NO | YES |  |  |  |  | TALBOYS 10505314 160413002 |  |  | Active |  | 99:99:99:99:99:99 |  | Equipment | PAAR:00-PVAR | 10/31/2019 |  | COOPER UNIVERSITY HOSPITAL |  |  |  |  | DALE MORRONE
|  | TALBOYS |  | MIXER |  | LAB MICROBIOLOGY | Pavilion | BASEMENT |  | 03/21/2014 |  | 3/21/22 |  |  | NO | YES |  |  |  |  | TALBOYS 10367990 140321008 |  |  | Active |  | 99:99:99:99:99:99 |  | Equipment | 1Y:00-MFG | 01/05/2019 | 01/01/2020 | COOPER UNIVERSITY HOSPITAL |  |  | P041 |  | COURTNEY BARRY
|  | TALBOYS |  | MIXER |  | LAB CHEMISTRY | Pavilion | Basement |  | 05/11/2012 |  | 5/11/20 |  |  | NO | YES |  |  |  |  | TALBOYS 10366720 121009001 |  |  | Active |  | 99:99:99:99:99:99 |  | Equipment | 1Y:00-MFG | 09/30/2019 | 09/01/2020 | COOPER UNIVERSITY HOSPITAL |  |  |  |  | Barbara Snyder
|  | TALBOYS | VM-3000 | MIXER | Cant access |  | Kelemen | BASEMENT | [6 empty] | YES | YES
|  | TALBOYS | VM-3000 | MIXER |  | LAB HEMATOLOGY | Pavilion | BASEMENT |  | 07/16/2009 |  | 7/16/17 |  |  | NO | YES |  |  |  |  | TALBOYS 10360302 090714009 |  |  | Active |  | 99:99:99:99:99:99 |  | Equipment | 1Y:00-MFG | 03/09/2019 | 03/01/2020 | COOPER UNIVERSITY HOSPITAL |  |  | HEMATOLOGY |  | DALE MORRONE
|  | THERMO SCIENTIFIC | M16715 | MIXER |  | COOPER CENTER FOR SPECIAL DIAGNOSTICS | 401 Haddon Ave |  |  | 06/28/2010 |  | 6/28/18 |  |  | NO | YES |  |  |  |  | BARNSTEAD/LABLINE 10365650 1.8580911317e+012 |  |  | Active |  | 99:99:99:99:99:99 |  | Equipment | PAAR:00-PVAR | 10/31/2019 |  | COOPER AMBULATORY OFF-SITES |  |  | E+R - Pre PCR |  | DR. BARNOWSKY
|  | VWR SCIENTIFIC | VM-3000 | MIXER |  | LAB BLOOD BANK | Pavilion | Basement |  | 09/14/2015 |  | 9/14/23 |  |  | NO | YES |  |  |  |  | VWR SCIENTIFIC 10369076 090114025 |  |  | Active |  | 99:99:99:99:99:99 |  | Equipment | 1Y:00-MFG | 01/17/2019 | 01/01/2020 | COOPER UNIVERSITY HOSPITAL |  |  |  |  | Barbara Bayne
|  | BOEKEL SCIENTIFIC | TAP DANCER | MIXER, TEST TUBE |  | LAB BLOOD BANK | Pavilion | BASEMENT | retired per gene 1/29/20 | 01/20/2011 |  | 1/20/19 |  |  | NO | YES |  |  |  |  | BOEKEL SCIENTIFIC 10369072 104627638 |  |  | Active |  | 99:99:99:99:99:99 |  | Equipment | 1Y:00-MFG | 01/16/2019 | 01/01/2020 | COOPER UNIVERSITY HOSPITAL |  |  | BLOOD BANK |  | Barbara Bayne
|  | BOEKEL SCIENTIFIC | TAP DANCER | MIXER, TEST TUBE |  | COOPER CENTER FOR SPECIAL DIAGNOSTICS | 401 Haddon Ave |  |  | 08/07/2008 |  | 8/7/16 |  |  | NO | YES |  |  |  |  | BOEKEL SCIENTIFIC 10365699 081803096 |  |  | Active |  | 99:99:99:99:99:99 |  | Equipment | 1Y:00-MFG | 06/18/2019 | 06/01/2020 | COOPER AMBULATORY OFF-SITES |  |  | E+R - Main Lab |  | DR. BARNOWSKY
|  | FISHER SCIENTIFIC INTERNATIONAL | 02-215-360 VORTEX | MIXER, TEST TUBE |  | COOPER CENTER FOR SPECIAL DIAGNOSTICS | 401 Haddon Ave |  |  | 10/31/2019 |  | 10/31/27 |  |  | NO | YES |  |  |  |  | FISHER SCIENTIFIC INTERNATIONAL 11207535 180410027 |  |  | Active |  | 99:99:99:99:99:99 |  | Equipment | PAAR:00-PVAR | 10/31/2019 | 10/31/2019 | COOPER AMBULATORY OFF-SITES |  |  |  | WOT00000001471204 | DR. BARNOWSKY | Performance Verification | Closed | Gene Amodei | 10/31/2019 | 10/31/2019 | CEID Record Completion for FISHER SCIENTIFIC INTERNATIONAL 11207535 180410027 | vpo | EXP2325790 | Labor | 10/31/2019 | 10/31/2019 | Gene Amodei
|  | FISHER SCIENTIFIC INTERNATIONAL | MINI VORTEX | MIXER, TEST TUBE |  | LAB MICROBIOLOGY | Pavilion | BASEMENT |  | 03/07/2017 |  | 3/7/25 |  |  | NO | YES |  |  |  |  | FISHER SCIENTIFIC INTERNATIONAL 10649890 16080748 |  |  | Active |  | 99:99:99:99:99:99 |  | Equipment | PAAR:00-PVAR | 10/31/2019 |  | COOPER UNIVERSITY HOSPITAL |  |  |  | 0011912189 | COURTNEY BARRY | Performance Verification | Closed | Bonnie Aichroth | 07/19/2017 | 07/19/2017 | INCOMING INVENTORY | DEVICE INVENTORIED | CCE29258-453C-4070-961D-2E4F7BC0965C | Labor | 07/19/2017 | 07/19/2017 | Bonnie Aichroth
|  | FISHER SCIENTIFIC INTERNATIONAL | VORTEX | MIXER, TEST TUBE |  | COOPER CENTER FOR SPECIAL DIAGNOSTICS | 401 Haddon Ave |  |  | 06/09/2017 |  | 6/9/25 |  |  | NO | YES |  |  |  |  | FISHER SCIENTIFIC INTERNATIONAL 10769630 160512026 |  |  | Disposition |  | 99:99:99:99:99:99 |  | Equipment | PAAR:00-PVAR | 10/16/2019 |  | COOPER AMBULATORY OFF-SITES |  |  |  | 0012155507 | DR. BARNOWSKY | Performance Verification | Closed | Gene Amodei | 09/13/2017 | 09/13/2017 | INCOMING INVENTORY | DEVICE INVENTORIED | BD62EFCB-DA42-435F-AB66-A695EA33AB2D | Labor | 09/13/2017 | 09/13/2017 | Bonnie Aichroth
|  | FISHER SCIENTIFIC INTERNATIONAL | VORTEX | MIXER, TEST TUBE | C1861110940632 | LAB MICROBIOLOGY | Pavilion | Basement |  | 01/27/2012 |  | 1/27/20 |  |  | NO | YES |  |  |  |  | THERMO SCIENTIFIC 10367993 C1861110940632 |  |  | Active |  | 99:99:99:99:99:99 |  | Equipment | 1Y:00-MFG | 01/05/2019 | 01/01/2020 | COOPER UNIVERSITY HOSPITAL |  |  |  |  | COURTNEY BARRY
|  | FISHER SCIENTIFIC INTERNATIONAL | VORTEX | MIXER, TEST TUBE | C1861110940628 | LAB MICROBIOLOGY | Pavilion | BASEMENT |  | 01/27/2012 |  | 1/27/20 |  |  | NO | YES |  |  |  |  | THERMO SCIENTIFIC 10367989 C1861110940628 |  |  | Active |  | 99:99:99:99:99:99 |  | Equipment | 1Y:00-MFG | 01/05/2019 | 01/01/2020 | COOPER UNIVERSITY HOSPITAL |  |  | PAV BSMT 041 |  | COURTNEY BARRY
|  | FISHER SCIENTIFIC INTERNATIONAL | VORTEX | MIXER, TEST TUBE | 1.8611004784e 012 | LAB MICROBIOLOGY | Pavilion | BASEMENT |  | 09/10/2010 |  | 9/10/18 |  |  | NO | YES |  |  |  |  | THERMO SCIENTIFIC 10367988 1.8611004784e+012 |  |  | Active |  | 99:99:99:99:99:99 |  | Equipment | 1Y:00-MFG | 01/05/2019 | 01/01/2020 | COOPER UNIVERSITY HOSPITAL |  |  | P041 MICROBIOLOGY |  | COURTNEY BARRY
|  | FISHER SCIENTIFIC INTERNATIONAL | VORTEX | MIXER, TEST TUBE |  |  | 401 Haddon Ave | [7 empty] | YES | YES
|  | FISHER SCIENTIFIC INTERNATIONAL | VORTEX GENIE | MIXER, TEST TUBE | 2-157706 | COOPER CENTER FOR SPECIAL DIAGNOSTICS | 401 Haddon Ave |  |  | 01/01/1900 |  |  |  |  | NO | YES |  |  |  |  | THERMO FISHER SCIENTIFIC 10365664 2-157706 |  |  | Active |  | 99:99:99:99:99:99 |  | Equipment | 1Y:00-MFG | 06/18/2019 | 06/01/2020 | COOPER AMBULATORY OFF-SITES |  |  | E+R - Main Lab |  | DR. BARNOWSKY
|  | FISHER SCIENTIFIC INTERNATIONAL | VORTEX GENIE | MIXER, TEST TUBE |  | COOPER CENTER FOR SPECIAL DIAGNOSTICS | 401 Haddon Ave |  |  | 08/12/2008 |  | 8/12/16 |  |  | NO | YES |  |  |  |  | THERMO FISHER SCIENTIFIC 10365658 080620027 |  |  | Active |  | 99:99:99:99:99:99 |  | Equipment | 1Y:00-MFG | 06/18/2019 | 06/01/2020 | COOPER AMBULATORY OFF-SITES |  |  | E&R |  | DR. BARNOWSKY
|  | FISHER SCIENTIFIC INTERNATIONAL | VORTEX GENIE | MIXER, TEST TUBE |  | COOPER CENTER FOR SPECIAL DIAGNOSTICS | 401 Haddon Ave |  |  | 07/13/2009 |  | 7/13/17 |  |  | NO | YES |  |  |  |  | THERMO FISHER SCIENTIFIC 10365640 090205050 |  |  | Active |  | 99:99:99:99:99:99 |  | Equipment | 1Y:00-MFG | 06/18/2019 | 06/01/2020 | COOPER AMBULATORY OFF-SITES |  |  | SPECIAL DIAGNOSTICS |  | DR. BARNOWSKY
|  | FISHER SCIENTIFIC INTERNATIONAL | VORTEX GENIE | MIXER, TEST TUBE |  | COOPER CENTER FOR SPECIAL DIAGNOSTICS | 401 Haddon Ave |  |  | 07/13/2009 |  | 7/13/17 |  |  | NO | YES |  |  |  |  | FISHER SCIENTIFIC INTERNATIONAL 10347746 090205003 |  |  | Active |  | 99:99:99:99:99:99 |  | Equipment | 1Y:00-MFG | 06/18/2019 | 06/01/2020 | COOPER AMBULATORY OFF-SITES |  |  | E+R - Main Lab |  | DR. BARNOWSKY
|  | FISHER SCIENTIFIC INTERNATIONAL | VORTEX GENIE 2 | MIXER, TEST TUBE |  |  | Kelemen | Basement | [6 empty] | YES | YES
|  | FISHER SCIENTIFIC INTERNATIONAL | VORTEX GENIE 2 | MIXER, TEST TUBE | 2-280142 | LAB MICROBIOLOGY | Pavilion | Basement |  | 01/05/2019 |  | 1/5/27 |  |  | NO | YES |  |  |  |  | FISHER SCIENTIFIC INTERNATIONAL 11207511 2-280142 |  |  | Active |  | 99:99:99:99:99:99 |  | Equipment | 1Y:00-MFG | 01/05/2019 | 01/05/2019 | COOPER UNIVERSITY HOSPITAL |  |  | MICRO LAB |  | COURTNEY BARRY |  |  |  | 01/05/2019 | 01/05/2019 |  |  |  |  | 01/05/2019 | 01/05/2019
|  | FISHER SCIENTIFIC INTERNATIONAL | VORTEX GENIE 2 | MIXER, TEST TUBE |  | LAB MICROBIOLOGY | Pavilion | BASEMENT |  | 02/02/2018 |  | 2/2/26 |  |  | NO | YES |  |  |  |  | SCIENTIFIC INDUSTRIES, INC. 10752529 646492786697 |  |  | Active |  | 99:99:99:99:99:99 |  | Equipment | PAAR:00-PVAR | 10/31/2019 |  | COOPER UNIVERSITY HOSPITAL |  |  |  | WOT00000000497440 | COURTNEY BARRY | Service Request | Closed | Gene Amodei | 02/02/2018 | 05/18/2018 | Vortex - safety check and tag | Acknowledged. | EXP0105868 | Labor | 02/02/2018 | 02/02/2018 | Gene Amodei
|  | FISHER SCIENTIFIC INTERNATIONAL | VORTEX GENIE 2 | MIXER, TEST TUBE | 2-189646 | LAB MICROBIOLOGY | Pavilion | BASEMENT |  | 01/01/1900 |  |  |  |  | NO | YES |  |  |  |  | SCIENTIFIC INDUSTRIES, INC. 10367980 2-189646 |  |  | Active |  | 99:99:99:99:99:99 |  | Equipment | 1Y:00-MFG | 01/05/2019 | 01/01/2020 | COOPER UNIVERSITY HOSPITAL |  |  | MICROBIOLOGY |  | COURTNEY BARRY
|  | FISHER SCIENTIFIC INTERNATIONAL | VORTEX GENIE 2 | MIXER, TEST TUBE |  | CARDIAC CATH LAB | Kelemen |  |  | 01/01/1900 |  |  |  |  | NO | YES |  |  |  |  | SCIENTIFIC INDUSTRIES, INC. 10367849 2401043 |  |  | Active |  | 99:99:99:99:99:99 |  | Equipment | 1Y:00-MFG | 05/30/2019 | 05/01/2020 | COOPER UNIVERSITY HOSPITAL |  |  | CCL - Lab 2 |  | LINDA BEAN
|  | FISHER SCIENTIFIC INTERNATIONAL | VORTEX GENIE 2 | MIXER, TEST TUBE | 2-189641 | LAB HEMATOLOGY | Pavilion | Basement |  | 01/01/1900 |  |  |  |  | NO | YES |  |  |  |  | SCIENTIFIC INDUSTRIES, INC. 10367680 2-189641 |  |  | Active |  | 99:99:99:99:99:99 |  | Equipment | PAAR:00-PVAR | 10/31/2019 |  | COOPER UNIVERSITY HOSPITAL |  |  | HEMATOLOGY |  | DALE MORRONE
|  | FISHER SCIENTIFIC INTERNATIONAL | VORTEX GENIE 2 | MIXER, TEST TUBE | 2-193179 | LAB HEMATOLOGY | Pavilion | Basement |  | 01/01/1900 |  |  |  |  | NO | YES |  |  |  |  | SCIENTIFIC INDUSTRIES, INC. 10360284 2-193179 |  |  | Active |  | 99:99:99:99:99:99 |  | Equipment | PAAR:00-PVAR | 10/31/2019 |  | COOPER UNIVERSITY HOSPITAL |  |  | CHEMISTRY |  | DALE MORRONE
|  | FISHER SCIENTIFIC INTERNATIONAL | VORTEX GENIE 2 | MIXER, TEST TUBE | 2-183390 | LAB CHEMISTRY | Kelemen | Basement |  | 01/01/1900 |  |  |  |  | NO | YES |  |  |  |  | SCIENTIFIC INDUSTRIES, INC. 10360269 2-183390 |  |  | Active |  | 99:99:99:99:99:99 |  | Equipment | PAAR:00-PVAR | 10/31/2019 |  | COOPER UNIVERSITY HOSPITAL |  |  | CORE LAB |  | Barbara Snyder
|  | FISHER SCIENTIFIC INTERNATIONAL | VORTEX GENIE 2 | MIXER, TEST TUBE |  |  | 401 Haddon Ave | [7 empty] | YES | YES
|  | FISHER SCIENTIFIC INTERNATIONAL | VORTEX GENIE 2 | MIXER, TEST TUBE | 2-148591 | COOPER CANCER CENTER-COOPER DAY-CHEMO | MD Anderson Cancer Center |  |  | 01/01/1900 |  |  |  |  | NO | YES |  |  |  |  | SCIENTIFIC INDUSTRIES, INC. 10348774 2-148591 |  |  | Active |  | 99:99:99:99:99:99 |  | Equipment | PAAR:00-PVAR | 10/31/2019 |  | COOPER AMBULATORY OFF-SITES |  |  | ROOM C3051 HEMATOLOGY LAB |  | Bonnie Aichroch
|  | GE HEALTHCARE | SAM 80 | MODULE | RCM08300490GA | PAVILION PACU | Pavilion |  |  | 11/03/2008 |  | 11/3/15 |  |  | NO | YES |  |  |  |  | GE MEDICAL SYSTEMS 10356218 RCM08300490GA |  |  | Active |  | 99:99:99:99:99:99 |  | High Risk | 6M:00-MFG | 06/21/2019 | 12/01/2019 | COOPER UNIVERSITY HOSPITAL |  |  | PAVILION-3RD BED 12 |  | FRANK OBRIEN
|  | GE HEALTHCARE | SAM 80 | MODULE | RCM08300485 | PAVILION PACU | Kelemen |  |  | 11/03/2008 |  | 11/3/15 |  |  | NO | YES |  |  |  |  | GE MEDICAL SYSTEMS 10356209 RCM08300485 |  |  | Active |  | 99:99:99:99:99:99 |  | High Risk | 6M:00-MFG | 06/21/2019 | 12/01/2019 | COOPER UNIVERSITY HOSPITAL |  |  | PAVILION-3RD RM 14 |  | FRANK OBRIEN
|  | MCKESSON INFORMATION SOLUTIONS |  | MODULE | CLFO408 |  | Kelemen | [7 empty] | YES | YES
|  | GE HEALTHCARE | E-BIS-00 | MODULE, BIS |  | VOORHEES SURGERY CENTER-OPERATING ROOM | 900 Centennial Blvd | Suite E |  | 02/20/2008 |  | 2/20/15 |  |  | NO | YES |  |  |  |  | DATEX OHMEDA 10346030 6356967 |  |  | Active |  | 99:99:99:99:99:99 |  | Equipment | PAAR:00-PVAR | 11/02/2019 |  | COOPER AMBULATORY OFF-SITES |  |  | OR 2 |  | JENNIFER BOMBARO
|  | GE HEALTHCARE | E-BIS-01 | MODULE, BIS | SGS15510047HA | ANESTHESIOLOGY | Kelemen |  |  | 10/31/2019 |  | 10/31/26 |  |  | NO | YES |  |  |  |  | GE MEDICAL SYSTEMS 30126211 SGS15510047HA |  |  | Active |  | 99:99:99:99:99:99 |  | Equipment | PAAR:00-PVAR | 10/31/2019 | 10/31/2019 | COOPER UNIVERSITY HOSPITAL |  |  | OPERATING ROOM K11 |  | GIACINTA ROUPAS |  |  |  | 10/31/2019 | 10/31/2019 |  |  |  |  | 10/31/2019 | 10/31/2019
|  | GE HEALTHCARE | E-BIS-01 | MODULE, BIS | SGS16250025HA |  | Kelemen | [7 empty] | YES | YES
|  | GE HEALTHCARE | E-BIS-01 | MODULE, BIS | SGS13079030HA |  | Pavilion | [7 empty] | NO | YES
|  | GE HEALTHCARE | E-BIS-01 | MODULE, BIS | SGS12368270HA |  | Pavilion | [7 empty] | NO | YES
|  | GE HEALTHCARE | E-BIS-01 | MODULE, BIS | SG17320002HA | PEDIATRIC INTENSIVE CARE UNIT | Kelemen |  |  | 09/18/2017 |  | 9/18/24 |  |  | NO | YES |  |  |  |  | GE MEDICAL SYSTEMS 10732342 SG17320002HA |  |  | Active |  | 99:99:99:99:99:99 |  | Equipment | PAAR:00-PVAR | 10/31/2019 |  | COOPER UNIVERSITY HOSPITAL |  |  |  | 0012418216 | Susan Cannon | Performance Verification | Closed | Josh Harris | 11/21/2017 | 11/21/2017 | INCOMING INVENTORY | DEVICE INVENTORIED | FBA075D5-CE8D-430B-9812-6FD0E556EF95 | Labor | 11/21/2017 | 11/21/2017 | Josh Harris
|  | GE HEALTHCARE | E-BIS-01 | MODULE, BIS | Sgs16040023ha |  | Kelemen | [7 empty] | YES | YES
|  | GE HEALTHCARE | E-BIS-01 | MODULE, BIS | SGS16310064HA |  | Kelemen | [7 empty] | YES | YES
|  | GE HEALTHCARE | E-BIS-01 | MODULE, BIS | SGS16250007HA |  | Pavilion | [7 empty] | NO | YES
|  | GE HEALTHCARE | E-BIS-01 | MODULE, BIS | SHS16250008HA |  | Kelemen | [7 empty] | YES | YES
|  | GE HEALTHCARE | E-BIS-01 | MODULE, BIS | SGS18150017HA |  | Pavilion | [7 empty] | NO | YES
|  | GE HEALTHCARE | E-BIS-01 | MODULE, BIS | SGS17420012HA | ANESTHESIOLOGY | Pavilion |  |  | 10/31/2019 |  | 10/31/26 |  |  | NO | YES |  |  |  |  | GE MEDICAL SYSTEMS 30294948 SGS17420012HA |  |  | Active |  | 99:99:99:99:99:99 |  | Equipment | PAAR:00-PVAR | 10/31/2019 | 10/31/2019 | COOPER UNIVERSITY HOSPITAL |  |  | SD OR 5 | WOT00000000616725 | GIACINTA ROUPAS | Performance Verification | Closed | Salvatore Bombara | 10/31/2019 | 10/31/2019 | Performance Verification for GE MEDICAL SYSTEMS 30294948 SGS17420012HA | Initial Install of Performance Verification. Device is ready for patient use. |  |  | 10/31/2019 | 10/31/2019
|  | GE HEALTHCARE | E-BIS-01 | MODULE, BIS | SGS17420005HA | ANESTHESIOLOGY | Kelemen |  |  | 10/31/2019 |  | 10/31/26 |  |  | NO | YES |  |  |  |  | GE MEDICAL SYSTEMS 30294944 SGS17420005HA |  |  | Active |  | 99:99:99:99:99:99 |  | Equipment | PAAR:00-PVAR | 10/31/2019 | 10/31/2019 | COOPER UNIVERSITY HOSPITAL |  |  | SD OR Spare Anes Work Room | WOT00000000564385 | GIACINTA ROUPAS | Performance Verification | Closed | Salvatore Bombara | 10/31/2019 | 10/31/2019 | Performance Verification for GE MEDICAL SYSTEMS 30294944 SGS17420005HA | Initial Install of Performance Verification. Device is ready for patient use. |  |  | 10/31/2019 | 10/31/2019
|  | GE HEALTHCARE | E-BIS-01 | MODULE, BIS | SGS17420008HA | ANESTHESIOLOGY | Pavilion |  |  | 10/31/2019 |  | 10/31/26 |  |  | NO | YES |  |  |  |  | GE MEDICAL SYSTEMS 30294940 SGS17420008HA |  |  | Active |  | 99:99:99:99:99:99 |  | Equipment | PAAR:00-PVAR | 10/31/2019 | 10/31/2019 | COOPER UNIVERSITY HOSPITAL |  |  | SD OR 3 | WOT00000000558997 | GIACINTA ROUPAS | Performance Verification | Closed | Salvatore Bombara | 10/31/2019 | 10/31/2019 | Performance Verification for GE MEDICAL SYSTEMS 30294940 SGS17420008HA | Initial Install of Performance Verification. Device is ready for patient use. |  |  | 10/31/2019 | 10/31/2019
|  | GE HEALTHCARE | E-BIS-01 | MODULE, BIS | SGS17420013HA | ANESTHESIOLOGY | Kelemen |  |  | 10/31/2019 |  | 10/31/26 |  |  | NO | YES |  |  |  |  | GE MEDICAL SYSTEMS 30294942 SGS17420013HA |  |  | Active |  | 99:99:99:99:99:99 |  | Equipment | PAAR:00-PVAR | 10/31/2019 | 10/31/2019 | COOPER UNIVERSITY HOSPITAL |  |  | SD OR 4 | WOT00000000564316 | GIACINTA ROUPAS | Performance Verification | Closed | Salvatore Bombara | 10/31/2019 | 10/31/2019 | Performance Verification for GE MEDICAL SYSTEMS 30294942 SGS17420013HA | Initial Install of Performance Verification. Device is ready for patient use. |  |  | 10/31/2019 | 10/31/2019
|  | GE HEALTHCARE | E-BIS-01 | MODULE, BIS | SGS17410040HA | ANESTHESIOLOGY | Pavilion |  |  | 10/31/2019 |  | 10/31/26 |  |  | NO | YES |  |  |  |  | GE MEDICAL SYSTEMS 30294938 SGS17410040HA |  |  | Active |  | 99:99:99:99:99:99 |  | Equipment | PAAR:00-PVAR | 10/31/2019 | 10/31/2019 | COOPER UNIVERSITY HOSPITAL |  |  | SD OR 2 | WOT00000000558654 | GIACINTA ROUPAS | Performance Verification | Closed | Salvatore Bombara | 10/31/2019 | 10/31/2019 | Performance Verification for GE MEDICAL SYSTEMS 30294938 SGS17410040HA | Initial Install of Performance Verification. Device is ready for patient use. |  |  | 10/31/2019 | 10/31/2019
|  | GE HEALTHCARE | E-BIS-01 | MODULE, BIS | SGS17410038HA | ANESTHESIOLOGY | Pavilion |  |  | 10/31/2019 |  | 10/31/26 |  |  | NO | YES |  |  |  |  | GE MEDICAL SYSTEMS 30294936 SGS17410038HA |  |  | Active |  | 99:99:99:99:99:99 |  | Equipment | PAAR:00-PVAR | 10/31/2019 | 10/31/2019 | COOPER UNIVERSITY HOSPITAL |  |  | Sd OR 1 | WOT00000000554124 | GIACINTA ROUPAS | Performance Verification | Closed | Salvatore Bombara | 10/31/2019 | 10/31/2019 | Performance Verification for GE MEDICAL SYSTEMS 30294936 SGS17410038HA | Initial Install of Performance Verification. Device is ready for patient use. |  |  | 10/31/2019 | 10/31/2019
|  | GE HEALTHCARE | E-BIS-01 | MODULE, BIS | SGS17420002HA | ANESTHESIOLOGY | Pavilion |  |  | 10/31/2019 |  | 10/31/26 |  |  | NO | YES |  |  |  |  | GE MEDICAL SYSTEMS 30294929 SGS17420002HA |  |  | Active |  | 99:99:99:99:99:99 |  | Equipment | PAAR:00-PVAR | 10/31/2019 | 10/31/2019 | COOPER UNIVERSITY HOSPITAL |  |  | SD6 | WOT00000000551917 | GIACINTA ROUPAS | Performance Verification | Closed | Salvatore Bombara | 10/31/2019 | 10/31/2019 | Performance Verification for GE MEDICAL SYSTEMS 30294929 SGS17420002HA | Initial Install of Performance Verification. Device is ready for patient use. |  |  | 10/31/2019 | 10/31/2019
|  | GE HEALTHCARE | E-BIS-01 | MODULE, BIS | SGS17410043HA | ANESTHESIOLOGY | Kelemen |  |  | 10/31/2019 |  | 10/31/26 |  |  | NO | YES |  |  |  |  | GE MEDICAL SYSTEMS 30294926 SGS17410043HA |  |  | Active |  | 99:99:99:99:99:99 |  | Equipment | PAAR:00-PVAR | 10/31/2019 | 10/31/2019 | COOPER UNIVERSITY HOSPITAL |  |  | SD7 | WOT00000000551770 | GIACINTA ROUPAS | Performance Verification | Closed | Salvatore Bombara | 10/31/2019 | 10/31/2019 | Performance Verification for GE MEDICAL SYSTEMS 30294926 SGS17410043HA | Initial Install of Performance Verification. Device is ready for patient use. |  |  | 10/31/2019 | 10/31/2019
|  | GE HEALTHCARE | E-BIS-01 | MODULE, BIS | SGS16250021HA | ANESTHESIOLOGY | Pavilion |  |  | 10/31/2019 |  | 10/31/26 |  |  | NO | YES |  |  |  |  | GE MEDICAL SYSTEMS 30294895 SGS16250021HA |  |  | Active |  | 99:99:99:99:99:99 |  | Equipment | PAAR:00-PVAR | 10/31/2019 | 10/31/2019 | COOPER UNIVERSITY HOSPITAL |  |  |  | 0012422379 | GIACINTA ROUPAS | Preventative Maintenance | Closed | Salvatore Bombara | 10/31/2019 | 10/31/2019 | PERFORMANCE ASSURANCE AT INVENTORY | INVENTORIED DEVICE AND ENSURED DEVICE WAS FUNCTIONING PROPERLY. | 25481165-E7B5-4108-B36A-4AC56DF5CC01 | Labor | 10/31/2019 | 10/31/2019 | Salvatore Bombara
|  | GE HEALTHCARE | E-BIS-01 | MODULE, BIS | SGS16150065HA | ANESTHESIOLOGY | Pavilion |  |  | 10/31/2019 |  | 10/31/26 |  |  | NO | YES |  |  |  |  | GE MEDICAL SYSTEMS 30294897 SGS16150065HA |  |  | Active |  | 99:99:99:99:99:99 |  | Equipment | PAAR:00-PVAR | 10/31/2019 | 10/31/2019 | COOPER UNIVERSITY HOSPITAL |  |  |  | 0012422385 | GIACINTA ROUPAS | Performance Verification | Closed | Salvatore Bombara | 10/31/2019 | 10/31/2019 | INCOMING INVENTORY | DEVICE INVENTORIED | 7CB11380-3BCD-423C-9A07-BB413B9B91E3 | Labor | 10/31/2019 | 10/31/2019 | Salvatore Bombara
|  | GE HEALTHCARE | E-BIS-01 | MODULE, BIS | SGS1625006HA | ANESTHESIOLOGY | Dorrance |  |  | 10/31/2019 |  | 10/31/26 |  |  | NO | YES |  |  |  |  | GE MEDICAL SYSTEMS 30294894 SGS1625006HA |  |  | Active |  | 99:99:99:99:99:99 |  | Equipment | PAAR:00-PVAR | 10/31/2019 | 10/31/2019 | COOPER UNIVERSITY HOSPITAL |  |  |  | 0012422376 | GIACINTA ROUPAS | Preventative Maintenance | Closed | Salvatore Bombara | 10/31/2019 | 10/31/2019 | PERFORMANCE ASSURANCE AT INVENTORY | INVENTORIED DEVICE AND ENSURED DEVICE WAS FUNCTIONING PROPERLY. | 451C80B1-B4B6-4A92-AA58-2893849810DB | Labor | 10/31/2019 | 10/31/2019 | Salvatore Bombara
|  | GE HEALTHCARE | E-BIS-01 | MODULE, BIS | SGS16250016HA | ANESTHESIOLOGY | Pavilion |  |  | 10/31/2019 |  | 10/31/26 |  |  | NO | YES |  |  |  |  | GE MEDICAL SYSTEMS 30294896 SGS16250016HA |  |  | Active |  | 99:99:99:99:99:99 |  | Equipment | PAAR:00-PVAR | 10/31/2019 | 10/31/2019 | COOPER UNIVERSITY HOSPITAL |  |  |  | 0012422383 | GIACINTA ROUPAS | Performance Verification | Closed | Salvatore Bombara | 10/31/2019 | 10/31/2019 | INCOMING INVENTORY | DEVICE INVENTORIED | E6B2FC7B-0FF2-4CB0-9938-D41E3C0D6DD1 | Labor | 10/31/2019 | 10/31/2019 | Salvatore Bombara
|  | GE HEALTHCARE | E-BIS-01 | MODULE, BIS | SGS16250011HA | ANESTHESIOLOGY | Pavilion |  |  | 10/31/2019 |  | 10/31/26 |  |  | NO | YES |  |  |  |  | GE MEDICAL SYSTEMS 30294891 SGS16250011HA |  |  | Active |  | 99:99:99:99:99:99 |  | Equipment | PAAR:00-PVAR | 10/31/2019 | 10/31/2019 | COOPER UNIVERSITY HOSPITAL |  |  |  | 0012422168 | GIACINTA ROUPAS | Performance Verification | Closed | Salvatore Bombara | 10/31/2019 | 10/31/2019 | INCOMING INVENTORY | DEVICE INVENTORIED | 672F7202-84E6-4DE1-A566-D874CCC81399 | Labor | 10/31/2019 | 10/31/2019 | Salvatore Bombara
|  | GE HEALTHCARE | E-BIS-01 | MODULE, BIS | SGS1625003HA | ANESTHESIOLOGY | Dorrance |  |  | 10/31/2019 |  | 10/31/26 |  |  | NO | YES |  |  |  |  | GE MEDICAL SYSTEMS 30294893 SGS1625003HA |  |  | Active |  | 99:99:99:99:99:99 |  | Equipment | PAAR:00-PVAR | 10/31/2019 | 10/31/2019 | COOPER UNIVERSITY HOSPITAL |  |  |  | 0012422367 | GIACINTA ROUPAS | Performance Verification | Closed | Salvatore Bombara | 10/31/2019 | 10/31/2019 | INCOMING INVENTORY | DEVICE INVENTORIED | EC2F2292-AD69-4CFF-8DD3-9B722B121844 | Labor | 10/31/2019 | 10/31/2019 | Salvatore Bombara
|  | GE HEALTHCARE | E-BIS-01 | MODULE, BIS | SGS12193207HA | ANESTHESIOLOGY | Pavilion |  |  | 10/31/2019 |  | 10/31/26 |  |  | NO | YES |  |  |  |  | GE MEDICAL SYSTEMS 30294889 SGS12193207HA |  |  | Active |  | 99:99:99:99:99:99 |  | Equipment | PAAR:00-PVAR | 10/31/2019 | 10/31/2019 | COOPER UNIVERSITY HOSPITAL |  |  |  | 0012422181 | GIACINTA ROUPAS | Performance Verification | Closed | Salvatore Bombara | 10/31/2019 | 10/31/2019 | INCOMING INVENTORY | DEVICE INVENTORIED | 1EDA2143-64DD-4F89-BCD8-014D9ECB592C | Labor | 10/31/2019 | 10/31/2019 | Salvatore Bombara
|  | GE HEALTHCARE | E-BIS-01 | MODULE, BIS | SGS16250032HA | ANESTHESIOLOGY | Pavilion |  |  | 10/31/2019 |  | 10/31/26 |  |  | NO | YES |  |  |  |  | GE MEDICAL SYSTEMS 30294888 SGS16250032HA |  |  | Active |  | 99:99:99:99:99:99 |  | Equipment | PAAR:00-PVAR | 10/31/2019 | 10/31/2019 | COOPER UNIVERSITY HOSPITAL |  |  |  | 0012422174 | GIACINTA ROUPAS | Performance Verification | Closed | Salvatore Bombara | 10/31/2019 | 10/31/2019 | INCOMING INVENTORY | DEVICE INVENTORIED | EDAF1134-BE90-4E2B-BCD9-AE1E48B7C242 | Labor | 10/31/2019 | 10/31/2019 | Salvatore Bombara
|  | GE HEALTHCARE | E-BIS-01 | MODULE, BIS | SGS16250023HA | ANESTHESIOLOGY | Pavilion |  |  | 10/31/2019 |  | 10/31/26 |  |  | NO | YES |  |  |  |  | GE MEDICAL SYSTEMS 30294770 SGS16250023HA |  |  | Active |  | 99:99:99:99:99:99 |  | Equipment | PAAR:00-PVAR | 10/31/2019 | 10/31/2019 | COOPER UNIVERSITY HOSPITAL |  |  | P9 | 0011171739 | GIACINTA ROUPAS | Performance Verification | Closed | Bonnie Aichroth | 10/31/2019 | 10/31/2019 | INCOMING INVENTORY | DEVICE INVENTORIED | CE01F6AE-DCDC-4503-9A25-6EEB77EFBA69 | Labor | 10/31/2019 | 10/31/2019 | Bonnie Aichroth
|  | GE HEALTHCARE | E-BIS-01 | MODULE, BIS | SGS16250033HA | ANESTHESIOLOGY | Kelemen |  |  | 10/31/2019 |  | 10/31/26 |  |  | NO | YES |  |  |  |  | GE MEDICAL SYSTEMS 30294767 SGS16250033HA |  |  | Active |  | 99:99:99:99:99:99 |  | Equipment | PAAR:00-PVAR | 10/31/2019 | 10/31/2019 | COOPER UNIVERSITY HOSPITAL |  |  | K5 | 0011171798 | GIACINTA ROUPAS | Preventative Maintenance | Closed | Bonnie Aichroth | 10/31/2019 | 10/31/2019 | PERFORMANCE ASSURANCE AT INVENTORY | INVENTORIED DEVICE AND ENSURED DEVICE WAS FUNCTIONING PROPERLY. | 73AB69A0-491B-4BE0-AA6E-F614D1B42180 | Labor | 10/31/2019 | 10/31/2019 | Salvatore Bombara
|  | GE HEALTHCARE | E-BIS-01 | MODULE, BIS | SGS16320034HA | ANESTHESIOLOGY | Kelemen |  |  | 10/31/2019 |  | 10/31/26 |  |  | NO | YES |  |  |  |  | GE MEDICAL SYSTEMS 30294764 SGS16320034HA |  |  | Active |  | 99:99:99:99:99:99 |  | Equipment | PAAR:00-PVAR | 10/31/2019 | 10/31/2019 | COOPER UNIVERSITY HOSPITAL |  |  | K1 | 0011171732 | GIACINTA ROUPAS | Preventative Maintenance | Closed | Bonnie Aichroth | 10/31/2019 | 10/31/2019 | PERFORMANCE ASSURANCE AT INVENTORY | INVENTORIED DEVICE AND ENSURED DEVICE WAS FUNCTIONING PROPERLY. | CA8ED7B3-99A1-4DE9-A3C1-52E221609122 | Labor | 10/31/2019 | 10/31/2019 | Salvatore Bombara
|  | GE HEALTHCARE | E-BIS-01 | MODULE, BIS | SGS16290029HA | ANESTHESIOLOGY | Kelemen |  |  | 10/31/2019 |  | 10/31/26 |  |  | NO | YES |  |  |  |  | GE MEDICAL SYSTEMS 30294762 SGS16290029HA |  |  | Active |  | 99:99:99:99:99:99 |  | Equipment | PAAR:00-PVAR | 10/31/2019 | 10/31/2019 | COOPER UNIVERSITY HOSPITAL |  |  | P10 | 0011171726 | GIACINTA ROUPAS | Preventative Maintenance | Closed | Bonnie Aichroth | 10/31/2019 | 10/31/2019 | PERFORMANCE ASSURANCE AT INVENTORY | INVENTORIED DEVICE AND ENSURED DEVICE WAS FUNCTIONING PROPERLY. | D5FE6F0C-73E8-4631-A452-872BE318182F | Labor | 10/31/2019 | 10/31/2019 | Salvatore Bombara
|  | GE HEALTHCARE | E-BIS-01 | MODULE, BIS | SGS16250013HA | ANESTHESIOLOGY | Kelemen |  |  | 10/31/2019 |  | 10/31/26 |  |  | NO | YES |  |  |  |  | GE MEDICAL SYSTEMS 30294755 SGS16250013HA |  |  | Active |  | 99:99:99:99:99:99 |  | Equipment | PAAR:00-PVAR | 10/31/2019 | 10/31/2019 | COOPER UNIVERSITY HOSPITAL |  |  | K4 | 0011171712 | GIACINTA ROUPAS | Performance Verification | Closed | Bonnie Aichroth | 10/31/2019 | 10/31/2019 | INCOMING INVENTORY | DEVICE INVENTORIED | 00513DFD-A994-49B5-9AD9-90524784DBFA | Labor | 10/31/2019 | 10/31/2019 | Bonnie Aichroth
|  | GE HEALTHCARE | E-BIS-01 | MODULE, BIS | SGS18050006HA | ANESTHESIOLOGY | Pavilion |  |  | 10/31/2019 |  | 10/31/26 |  |  | NO | YES |  |  |  |  | GE MEDICAL SYSTEMS 30286032 SGS18050006HA |  |  | Active |  | 99:99:99:99:99:99 |  | Equipment | PAAR:00-PVAR | 10/31/2019 | 10/31/2019 | COOPER UNIVERSITY HOSPITAL |  |  | SD OR Travel | WOT00000001058571 | GIACINTA ROUPAS | Performance Verification | Closed | Salvatore Bombara | 10/31/2019 | 10/31/2019 | Performance Verification for GE MEDICAL SYSTEMS 30286032 SGS18050006HA | Initial Install of Performance Verification. Device is ready for patient use. |  |  | 10/31/2019 | 10/31/2019
|  | GE HEALTHCARE | E-BIS-01 | MODULE, BIS | SGS15170063HA | VOORHEES SURGERY CENTER-SURGERY DEPT | 900 Centennial Blvd | Suite E |  | 06/19/2015 |  | 6/19/22 |  |  | NO | YES |  |  |  |  | GE MEDICAL SYSTEMS 10347729 SGS15170063HA |  |  | Active |  | 99:99:99:99:99:99 |  | Equipment | PAAR:00-PVAR | 10/31/2019 |  | COOPER AMBULATORY OFF-SITES |  |  | SUITE E |  | Theresa Megali
|  | GE HEALTHCARE | E-BIS-01 | MODULE, BIS | SGS15170061HA | VOORHEES SURGERY CENTER-OPERATING ROOM | 900 Centennial Blvd | Suite E |  | 10/31/2019 |  | 10/31/26 |  |  | NO | YES |  |  |  |  | GE MEDICAL SYSTEMS 30149581 SGS15170061HA |  |  | Active |  | 99:99:99:99:99:99 |  | Equipment | PAAR:00-PVAR | 10/31/2019 | 10/31/2019 | COOPER AMBULATORY OFF-SITES |  |  |  |  | JENNIFER BOMBARO |  |  |  | 10/31/2019 | 10/31/2019 |  |  |  |  | 10/31/2019 | 10/31/2019
|  | GE HEALTHCARE | E-BIS-01 | MODULE, BIS | SGS16250010HA | ANESTHESIOLOGY | Kelemen |  |  | 10/31/2019 |  | 10/31/26 |  |  | NO | YES |  |  |  |  | GE MEDICAL SYSTEMS 30146499 SGS16250010HA |  |  | Active |  | 99:99:99:99:99:99 |  | Equipment | PAAR:00-PVAR | 10/31/2019 | 10/31/2019 | COOPER UNIVERSITY HOSPITAL |  |  | OR P4 | 0011171150 | GIACINTA ROUPAS | Performance Verification | Closed | Bonnie Aichroth | 10/31/2019 | 10/31/2019 | INCOMING INVENTORY | DEVICE INVENTORIED | 002ABFC8-DAD8-473F-80D6-F64D0B6D2434 | Labor | 10/31/2019 | 10/31/2019 | Bonnie Aichroth
|  | GE HEALTHCARE | E-BIS-01 | MODULE, BIS | SGS16250031HA | ANESTHESIOLOGY | Kelemen |  |  | 10/31/2019 |  | 10/31/26 |  |  | NO | YES |  |  |  |  | GE MEDICAL SYSTEMS 30146496 SGS16250031HA |  |  | Active |  | 99:99:99:99:99:99 |  | Equipment | PAAR:00-PVAR | 10/31/2019 | 10/31/2019 | COOPER UNIVERSITY HOSPITAL |  |  | OR P2 | 0011171143 | GIACINTA ROUPAS | Performance Verification | Closed | Bonnie Aichroth | 10/31/2019 | 10/31/2019 | INCOMING INVENTORY | DEVICE INVENTORIED | 368841AF-43BC-4C6A-9B05-5603377DF4F9 | Labor | 10/31/2019 | 10/31/2019 | Bonnie Aichroth
|  | GE HEALTHCARE | E-BIS-01 | MODULE, BIS | SGS16250004HA | ANESTHESIOLOGY | Pavilion |  |  | 10/31/2019 |  | 10/31/26 |  |  | NO | YES |  |  |  |  | GE MEDICAL SYSTEMS 30146494 SGS16250004HA |  |  | Active |  | 99:99:99:99:99:99 |  | Equipment | PAAR:00-PVAR | 10/31/2019 | 10/31/2019 | COOPER UNIVERSITY HOSPITAL |  |  | OR P11 | 0011171140 | GIACINTA ROUPAS | Performance Verification | Closed | Bonnie Aichroth | 10/31/2019 | 10/31/2019 | INCOMING INVENTORY | DEVICE INVENTORIED | F62EA367-02B0-467B-B4EE-CB6C72981853 | Labor | 10/31/2019 | 10/31/2019 | Bonnie Aichroth
|  | GE HEALTHCARE | E-BIS-01 | MODULE, BIS | GS15510045HA | ANESTHESIOLOGY | Kelemen |  |  | 10/31/2019 |  | 10/31/26 |  |  | NO | YES |  |  |  |  | GE MEDICAL SYSTEMS 30146341 GS15510045HA |  |  | Active |  | 99:99:99:99:99:99 |  | Equipment | PAAR:00-PVAR | 10/31/2019 | 10/31/2019 | COOPER UNIVERSITY HOSPITAL |  |  | ROOM 8 OR KELEMEN |  | GIACINTA ROUPAS |  |  |  | 10/31/2019 | 10/31/2019 |  |  |  |  | 10/31/2019 | 10/31/2019
|  | GE HEALTHCARE | E-BIS-01 | MODULE, BIS | SGS15510035HA | ANESTHESIOLOGY | Pavilion |  |  | 10/31/2019 |  | 10/31/26 |  |  | NO | YES |  |  |  |  | GE MEDICAL SYSTEMS 30146337 SGS15510035HA |  |  | Active |  | 99:99:99:99:99:99 |  | Equipment | PAAR:00-PVAR | 10/31/2019 | 10/31/2019 | COOPER UNIVERSITY HOSPITAL |  |  | OPERATING ROOM K10 |  | GIACINTA ROUPAS |  |  |  | 10/31/2019 | 10/31/2019 |  |  |  |  | 10/31/2019 | 10/31/2019
|  | GE HEALTHCARE | E-BIS-01 | MODULE, BIS | SGS15500006HA | ANESTHESIOLOGY | Pavilion |  |  | 10/31/2019 |  | 10/31/26 |  |  | NO | YES |  |  |  |  | GE MEDICAL SYSTEMS 30146332 SGS15500006HA |  |  | Active |  | 99:99:99:99:99:99 |  | Equipment | PAAR:00-PVAR | 10/31/2019 | 10/31/2019 | COOPER UNIVERSITY HOSPITAL |  |  | OPERATING ROOM K12 |  | GIACINTA ROUPAS |  |  |  | 10/31/2019 | 10/31/2019 |  |  |  |  | 10/31/2019 | 10/31/2019
|  | GE HEALTHCARE | E-BIS-01 | MODULE, BIS | SG51551008HA | ANESTHESIOLOGY | Kelemen |  |  | 10/31/2019 |  | 10/31/26 |  |  | NO | YES |  |  |  |  | GE MEDICAL SYSTEMS 30146326 SG51551008HA |  |  | Active |  | 99:99:99:99:99:99 |  | Equipment | PAAR:00-PVAR | 10/31/2019 | 10/31/2019 | COOPER UNIVERSITY HOSPITAL |  |  | ROOM K9 |  | GIACINTA ROUPAS |  |  |  | 10/31/2019 | 10/31/2019 |  |  |  |  | 10/31/2019 | 10/31/2019
|  | GE HEALTHCARE | E-BIS-01 | MODULE, BIS | SGS11243252HA | VOORHEES SURGERY CENTER-OPERATING ROOM | 900 Centennial Blvd | Suite E |  | 06/24/2011 |  | 6/24/18 |  |  | NO | YES |  |  |  |  | GE MEDICAL SYSTEMS 10345484 SGS11243252HA |  |  | Active |  | 99:99:99:99:99:99 |  | Equipment | PAAR:00-PVAR | 11/02/2019 |  | COOPER AMBULATORY OFF-SITES |  |  | OR 1 |  | JENNIFER BOMBARO
|  | GE HEALTHCARE | E-BIS-01 | MODULE, BIS | SGS13078680HA | VOORHEES SURGERY CENTER-OPERATING ROOM | 900 Centennial Blvd | Suite E |  | 02/14/2013 |  | 2/14/20 |  |  | NO | YES |  |  |  |  | DATEX OHMEDA 10345432 SGS13078680HA |  |  | Active |  | 99:99:99:99:99:99 |  | Equipment | PAAR:00-PVAR | 11/02/2019 |  | COOPER AMBULATORY OFF-SITES |  |  | OR 4 |  | JENNIFER BOMBARO
|  | DATEX OHMEDA | M-NIBP-00-03 | MODULE, BLOOD PRESSUE, NON-INVASIVE |  | SURGICAL CARE UNIT | Pavilion |  |  | 01/01/1900 |  |  |  |  | NO | YES |  |  |  |  | DATEX OHMEDA 10347513 135182 |  |  | Active |  | 99:99:99:99:99:99 |  | Alarm | PAAR:00-PVAR | 11/02/2019 |  | COOPER UNIVERSITY HOSPITAL |  |  | BED 40 | WOT00000002200390 | Lisa Geoghegan | Disposition | Closed | Zhan Kiselev | 02/14/2019 | 05/25/2019 | Bulk Disposition CNL
|  | DATEX OHMEDA | M-NIBP-00-03 | MODULE, BLOOD PRESSUE, NON-INVASIVE |  |  | Pavilion |  |  | 01/01/1900 |  |  |  |  | NO | YES |  |  |  |  | DATEX OHMEDA 10346391 135127 |  |  | Active |  | 99:99:99:99:99:99 |  | Alarm | PAAR:00-PVAR | 11/02/2019 |  | COOPER UNIVERSITY HOSPITAL |  |  | SDS - 3 KELEMEN BED 37 | WOT00000002199978 | Lisa Geoghegan | Disposition | Closed | Zhan Kiselev | 02/14/2019 | 05/25/2019 | Bulk Disposition CNL
|  | GE HEALTHCARE | E-PP | MODULE, BLOOD PRESSURE, INVASIVE |  | OR - KELEMEN 3 | Pavilion |  |  | 02/04/2009 |  | 2/4/16 |  |  | NO | YES |  |  |  |  | DATEX OHMEDA 10369275 6411509 |  |  | Disposition |  | 99:99:99:99:99:99 |  | Alarm | PAAR:00-PVAR | 11/02/2019 |  | COOPER UNIVERSITY HOSPITAL |  |  | pav or 9 | WOT00000000518189 | DOMINIC VENDETTA | Disposition | Closed | Salvatore Bombara | 02/08/2018 | 05/15/2019 | Bulk Disposition CNL | Unit has been replaced/upgraded. | EXP2933844 | Labor | 05/15/2019 | 05/15/2019 | Salvatore Bombara
|  | GE HEALTHCARE | E-PP | MODULE, BLOOD PRESSURE, INVASIVE |  | OPERATING ROOM - PAVILION | Pavilion |  |  | 02/09/2009 |  | 2/9/16 |  |  | NO | YES |  |  |  |  | DATEX OHMEDA 10367346 6411510 |  |  | Disposition |  | 99:99:99:99:99:99 |  | Alarm | PAAR:00-PVAR | 11/02/2019 |  | COOPER UNIVERSITY HOSPITAL |  |  | PO8 | WOT00000000518190 | DOMINIC VENDETTA | Disposition | Closed | Salvatore Bombara | 02/08/2018 | 05/15/2019 | Bulk Disposition CNL | Unit has been retired | EXP2925553 | Labor | 05/14/2019 | 05/14/2019 | Salvatore Bombara
|  | GE HEALTHCARE | E-PP | MODULE, BLOOD PRESSURE, INVASIVE |  | OR - KELEMEN 3 | Kelemen |  |  | 11/02/2019 |  | 11/2/26 |  |  | NO | YES |  |  |  |  | GE MEDICAL SYSTEMS 30144045 6413852 |  |  | Active |  | 99:99:99:99:99:99 |  | Alarm | PAAR:00-PVAR | 11/02/2019 | 11/02/2019 | COOPER UNIVERSITY HOSPITAL |  |  | Pav OR 6 | WOT00000000518192 | DOMINIC VENDETTA | Disposition | Closed | Salvatore Bombara | 11/02/2019 | 11/02/2019 | Bulk Disposition CNL |  |  |  | 11/02/2019 | 11/02/2019
|  | GE HEALTHCARE | E-PP | MODULE, BLOOD PRESSURE, INVASIVE |  | ANESTHESIOLOGY | Pavilion |  |  | 01/01/1900 |  |  |  |  | NO | YES |  |  |  |  | DATEX OHMEDA 10346649 6392101 |  |  | Disposition |  | 99:99:99:99:99:99 |  | Alarm | PAAR:00-PVAR | 11/02/2019 |  | COOPER UNIVERSITY HOSPITAL |  |  | OR P01 | WOT00000000518166 | GIACINTA ROUPAS | Disposition | Closed | Salvatore Bombara | 02/08/2018 | 05/14/2019 | Bulk Disposition CNL | unit has been retired | EXP2920669 | Labor | 05/14/2019 | 05/14/2019 | Salvatore Bombara
|  | DATEX OHMEDA | M-COP | MODULE, CARDIAC OUTPUT |  | ANESTHESIOLOGY | Kelemen |  |  | 01/01/1900 |  |  |  |  | NO | YES |  |  |  |  | DATEX OHMEDA 10346579 4826241 |  |  | Disposition |  |  |  | Equipment | PAAR:00-PVAR | 11/02/2019 |  | COOPER UNIVERSITY HOSPITAL |  |  | OR P07 |  | GIACINTA ROUPAS
|  | GE HEALTHCARE | E-MINIC-00 | MODULE, CO2 |  |  | 2 Plaza Dr | [7 empty] | NO | YES
|  | GE HEALTHCARE | E-MINIC-00 | MODULE, CO2 |  |  | Kelemen | [7 empty] | YES | YES
|  | GE HEALTHCARE | E-MINIC-00 | MODULE, CO2 |  | SAME DAY OR-2ND FL PAVILION | Pavilion |  |  | 10/31/2019 |  | 10/31/26 |  |  | NO | YES |  |  |  |  | GE MEDICAL SYSTEMS 10769693 8517767 |  |  | Active |  | 99:99:99:99:99:99 |  | Alarm | PAAR:00-PVAR | 10/31/2019 | 10/31/2019 | COOPER UNIVERSITY HOSPITAL |  |  | 2nd floor pavilion | WOT00000000545775 | JOE DRUCTOR | Performance Verification | Closed | Richard Jolly | 10/31/2019 | 10/31/2019 | Performance Verification for GE MEDICAL SYSTEMS 10769693 8517767 | Initial Install of Performance Verification. Device is ready for patient use. |  |  | 10/31/2019 | 10/31/2019
|  | GE HEALTHCARE | E-MINIC-00 | MODULE, CO2 |  | COOPER DIGESTIVE HEALTH-ENDOSCOPY | 501 fellowship road |  |  | 03/28/2017 |  | 3/28/24 |  |  | NO | YES |  |  |  |  | GE MEDICAL SYSTEMS 10769382 8510519 |  |  | Active |  | 99:99:99:99:99:99 |  | Alarm | PAAR:00-PVAR | 10/31/2019 |  | COOPER AMBULATORY OFF-SITES |  |  | PROCEDURE SIDE | 0011461421 | JEANNE GREER | Preventative Maintenance | Closed | Bonnie Aichroth | 04/06/2017 | 04/06/2017 | PERFORMANCE ASSURANCE AT INVENTORY | INVENTORIED DEVICE AND ENSURED DEVICE WAS FUNCTIONING PROPERLY. | 5E1EF991-463E-4C63-98F1-5E591F70C8E5 | Labor | 03/28/2017 | 03/28/2017 | Kirk Lis
|  | GE HEALTHCARE | E-MINIC-00 | MODULE, CO2 |  |  | Kelemen | [7 empty] | YES | YES
|  | GE HEALTHCARE | E-MINIC-00 | MODULE, CO2 |  |  | 900 Centennial Blvd | Suite E | [6 empty] | NO | YES
|  | GE HEALTHCARE | E-MINIC-00 | MODULE, CO2 |  | SAME DAY PREOP -2ND FL PAVILION | Pavilion |  |  | 02/12/2018 |  | 2/12/25 |  |  | NO | YES |  |  |  |  | GE MEDICAL SYSTEMS 10752631 8517787 |  |  | Active |  | 99:99:99:99:99:99 |  | Alarm | PAAR:00-PVAR | 10/31/2019 |  | COOPER UNIVERSITY HOSPITAL |  |  | Performance Verification | WOT00000000545771 | JOE DRUCTOR | Performance Verification | Closed | Josh Harris | 02/13/2018 | 07/22/2019 | CEID Record Completion for GE MEDICAL SYSTEMS 10752631 8517787 | Inventoried unit. | EXP3409561 | Labor | 07/10/2019 | 07/10/2019 | Josh Harris
|  | GE HEALTHCARE | E-MINIC-00 | MODULE, CO2 |  | SAME DAY OR-2ND FL PAVILION | Pavilion |  |  | 02/13/2018 |  | 2/13/25 |  |  | NO | YES |  |  |  |  | GE MEDICAL SYSTEMS 10752629 8517794 |  |  | Active |  | 99:99:99:99:99:99 |  | Alarm | PAAR:00-PVAR | 10/31/2019 |  | COOPER UNIVERSITY HOSPITAL |  |  | 2nd floor pavilion | WOT00000000545785 | JOE DRUCTOR | Performance Verification | Closed | Richard Jolly | 02/13/2018 | 07/22/2019 | Performance Verification for GE MEDICAL SYSTEMS 10752629 8517794 | Initial Install of Performance Verification. Device is ready for patient use.
|  | GE HEALTHCARE | E-MINIC-00 | MODULE, CO2 |  | PEDIATRIC INTENSIVE CARE UNIT | Kelemen |  |  | 09/18/2017 |  | 9/18/24 |  |  | NO | YES |  |  |  |  | GE MEDICAL SYSTEMS 10732341 8514685 |  |  | Active |  | 99:99:99:99:99:99 |  | Alarm | PAAR:00-PVAR | 10/31/2019 |  | COOPER UNIVERSITY HOSPITAL |  |  |  | 0012418218 | Susan Cannon | Performance Verification | Closed | Josh Harris | 11/21/2017 | 11/21/2017 | INCOMING INVENTORY | DEVICE INVENTORIED | 2635DFD7-5101-4952-B96F-F0E76D07662B | Labor | 11/21/2017 | 11/21/2017 | Josh Harris
|  | GE HEALTHCARE | E-MINIC-00 | MODULE, CO2 |  | PEDIATRIC INTENSIVE CARE UNIT | Kelemen |  |  | 09/18/2017 |  | 9/18/24 |  |  | NO | YES |  |  |  |  | GE MEDICAL SYSTEMS 10732339 8512051 |  |  | Active |  | 99:99:99:99:99:99 |  | Alarm | PAAR:00-PVAR | 10/31/2019 |  | COOPER UNIVERSITY HOSPITAL |  |  |  | 0012418221 | Susan Cannon | Preventative Maintenance | Closed | Josh Harris | 11/21/2017 | 11/21/2017 | PERFORMANCE ASSURANCE AT INVENTORY | INVENTORIED DEVICE AND ENSURED DEVICE WAS FUNCTIONING PROPERLY. | D21FB763-C3ED-4E46-A205-D2441BBCFF2F | Labor | 09/18/2017 | 09/18/2017 | Gene Amodei
|  | GE HEALTHCARE | E-MINIC-00 | MODULE, CO2 |  | PEDIATRIC INTENSIVE CARE UNIT | Kelemen |  |  | 09/18/2017 |  | 9/18/24 |  |  | NO | YES |  |  |  |  | GE MEDICAL SYSTEMS 10732337 8512038 |  |  | Active |  | 99:99:99:99:99:99 |  | Alarm | PAAR:00-PVAR | 10/31/2019 |  | COOPER UNIVERSITY HOSPITAL |  |  |  | 0012418229 | Susan Cannon | Preventative Maintenance | Closed | Josh Harris | 11/21/2017 | 11/21/2017 | PERFORMANCE ASSURANCE AT INVENTORY | INVENTORIED DEVICE AND ENSURED DEVICE WAS FUNCTIONING PROPERLY. | FA9F9C92-B3ED-42A7-B201-86442B9C395C | Labor | 09/18/2017 | 09/18/2017 | Gene Amodei
|  | GE HEALTHCARE | E-MINIC-00 | MODULE, CO2 |  | PEDIATRIC INTENSIVE CARE UNIT | Kelemen |  |  | 09/18/2017 |  | 9/18/24 |  |  | NO | YES |  |  |  |  | GE MEDICAL SYSTEMS 10732338 8514679 |  |  | Active |  | 99:99:99:99:99:99 |  | Alarm | PAAR:00-PVAR | 10/31/2019 |  | COOPER UNIVERSITY HOSPITAL |  |  |  | 0012418224 | Susan Cannon | Preventative Maintenance | Closed | Josh Harris | 11/21/2017 | 11/21/2017 | PERFORMANCE ASSURANCE AT INVENTORY | INVENTORIED DEVICE AND ENSURED DEVICE WAS FUNCTIONING PROPERLY. | 710DD94E-FAF2-4B1F-9F94-8B488B11C1B7 | Labor | 09/18/2017 | 09/18/2017 | Gene Amodei
|  | GE HEALTHCARE | E-MINIC-00 | MODULE, CO2 |  | PEDIATRIC INTENSIVE CARE UNIT | Kelemen |  |  | 09/18/2017 |  | 9/18/24 |  |  | NO | YES |  |  |  |  | GE MEDICAL SYSTEMS 10732333 8514659 |  |  | Active |  | 99:99:99:99:99:99 |  | Alarm | PAAR:00-PVAR | 10/31/2019 |  | COOPER UNIVERSITY HOSPITAL |  |  |  | 0012418233 | Susan Cannon | Performance Verification | Closed | Josh Harris | 11/21/2017 | 11/21/2017 | INCOMING INVENTORY | DEVICE INVENTORIED | EDE3CE8E-2C31-49A3-9F19-B2A6C7600184 | Labor | 11/21/2017 | 11/21/2017 | Josh Harris
|  | GE HEALTHCARE | E-MINIC-00 | MODULE, CO2 |  | PEDIATRIC INTENSIVE CARE UNIT | Kelemen |  |  | 09/18/2017 |  | 9/18/24 |  |  | NO | YES |  |  |  |  | GE MEDICAL SYSTEMS 10732336 8514567 |  |  | Active |  | 99:99:99:99:99:99 |  | Alarm | PAAR:00-PVAR | 10/31/2019 |  | COOPER UNIVERSITY HOSPITAL |  |  |  | 0012418232 | Susan Cannon | Preventative Maintenance | Closed | Josh Harris | 11/21/2017 | 11/21/2017 | PERFORMANCE ASSURANCE AT INVENTORY | INVENTORIED DEVICE AND ENSURED DEVICE WAS FUNCTIONING PROPERLY. | DECCFE53-E41B-44D5-BA7F-28A7CA06D6A8 | Labor | 09/18/2017 | 09/18/2017 | Gene Amodei
|  | GE HEALTHCARE | E-MINIC-00 | MODULE, CO2 |  |  | Kelemen | [7 empty] | YES | YES
|  | GE HEALTHCARE | E-MINIC-00 | MODULE, CO2 |  | PACU KELEMEN | Kelemen | BASEMENT |  | 04/04/2011 |  | 4/4/18 |  |  | NO | YES |  |  |  |  | GE MEDICAL SYSTEMS 10368461 6701534 |  |  | Active |  | 99:99:99:99:99:99 |  | Equipment | PAAR:00-PVAR | 11/02/2019 |  | COOPER UNIVERSITY HOSPITAL |  |  | PACU | WOT00000000518312 | FRANK OBRIEN | Disposition | Closed | Richard Jolly | 02/08/2018 | 05/22/2019 | Bulk Disposition CNL
|  | GE HEALTHCARE | E-MINIC-00 | MODULE, CO2 |  | PACU KELEMEN | Kelemen |  |  | 04/04/2011 |  | 4/4/18 |  |  | NO | YES |  |  |  |  | GE MEDICAL SYSTEMS 10368455 6701516 |  |  | Active |  | 99:99:99:99:99:99 |  | Equipment | PAAR:00-PVAR | 11/01/2019 |  | COOPER UNIVERSITY HOSPITAL |  |  | KELEMEN | WOT00000000518310 | FRANK OBRIEN | Disposition | Closed | Richard Jolly | 02/08/2018 | 05/16/2019 | Bulk Disposition CNL
|  | GE HEALTHCARE | E-MINIC-00 | MODULE, CO2 |  |  | Kelemen | [7 empty] | YES | YES
|  | GE Healthcare | E-MINIC-00 | MODULE, CO2 |  |  | Pavilion | [7 empty] | YES | YES
|  | GE HEALTHCARE | E-MINIC-00 | MODULE, CO2 |  | PAVILION 8 | Pavilion |  |  | 03/06/2014 |  | 3/6/21 |  |  | NO | YES |  |  |  |  | GE MEDICAL SYSTEMS 10356417 7104686 |  |  | Active |  | 99:99:99:99:99:99 |  | Equipment | PAAR:00-PVAR | 11/02/2019 |  | COOPER UNIVERSITY HOSPITAL |  |  | 8 PAVILION Storage room | WOT00000002203335 | BRIAN OSHAUGHNESSY | Disposition | Closed | Gene Amodei | 02/14/2019 | 05/22/2019 | Bulk Disposition CNL
|  | GE HEALTHCARE | E-MINIC-00 | MODULE, CO2 |  | PAVILION 8 | Kelemen |  |  | 03/06/2014 |  | 3/6/21 |  |  | NO | YES |  |  |  |  | GE MEDICAL SYSTEMS 10356418 7105722 |  |  | Active |  | 99:99:99:99:99:99 |  | Equipment | PAAR:00-PVAR | 11/02/2019 |  | COOPER UNIVERSITY HOSPITAL |  |  | 8 PAVILION Storage room | WOT00000000518525 | BRIAN OSHAUGHNESSY | Disposition | Closed | Gene Amodei | 02/08/2018 | 05/22/2019 | Bulk Disposition CNL
|  | GE HEALTHCARE | E-MINIC-00 | MODULE, CO2 |  | PAVILION 8 | Pavilion |  |  | 03/06/2014 |  | 3/6/21 |  |  | NO | YES |  |  |  |  | GE MEDICAL SYSTEMS 10356415 7105736 |  |  | Active |  | 99:99:99:99:99:99 |  | Equipment | PAAR:00-PVAR | 11/02/2019 |  | COOPER UNIVERSITY HOSPITAL |  |  | 8 PAVILION atorage room | WOT00000002203322 | BRIAN OSHAUGHNESSY | Disposition | Closed | Gene Amodei | 02/14/2019 | 05/22/2019 | Bulk Disposition CNL
|  | GE HEALTHCARE | E-MINIC-00 | MODULE, CO2 |  | PAVILION 8 | Pavilion |  |  | 03/06/2014 |  | 3/6/21 |  |  | NO | YES |  |  |  |  | GE MEDICAL SYSTEMS 10356416 7104716 |  |  | Active |  | 99:99:99:99:99:99 |  | Equipment | PAAR:00-PVAR | 11/02/2019 |  | COOPER UNIVERSITY HOSPITAL |  |  | 8 PAVILION Storage room | WOT00000002203329 | BRIAN OSHAUGHNESSY | Disposition | Closed | Gene Amodei | 02/14/2019 | 05/22/2019 | Bulk Disposition CNL
|  | GE HEALTHCARE | E-MINIC-00 | MODULE, CO2 |  | PAVILION 8 | Pavilion |  |  | 03/06/2014 |  | 3/6/21 |  |  | NO | YES |  |  |  |  | GE MEDICAL SYSTEMS 10356414 7096920 |  |  | Active |  | 99:99:99:99:99:99 |  | Equipment | PAAR:00-PVAR | 11/02/2019 |  | COOPER UNIVERSITY HOSPITAL |  |  | 8 PAVILION Storage room | WOT00000002203316 | BRIAN OSHAUGHNESSY | Disposition | Closed | Gene Amodei | 02/14/2019 | 05/22/2019 | Bulk Disposition CNL
|  | GE HEALTHCARE | E-MINIC-00 | MODULE, CO2 |  | PAVILION 8 | Pavilion |  |  | 03/06/2014 |  | 3/6/21 |  |  | NO | YES |  |  |  |  | GE MEDICAL SYSTEMS 10356413 7100481 |  |  | Active |  | 99:99:99:99:99:99 |  | Equipment | PAAR:00-PVAR | 11/02/2019 |  | COOPER UNIVERSITY HOSPITAL |  |  | 8 PAVILION Storage room | WOT00000002203309 | BRIAN OSHAUGHNESSY | Disposition | Closed | Gene Amodei | 02/14/2019 | 05/22/2019 | Bulk Disposition CNL
|  | GE HEALTHCARE | E-MINIC-00 | MODULE, CO2 |  | PAVILION 8 | Pavilion |  |  | 03/06/2014 |  | 3/6/21 |  |  | NO | YES |  |  |  |  | GE MEDICAL SYSTEMS 10356412 7096755 |  |  | Active |  | 99:99:99:99:99:99 |  | Equipment | PAAR:00-PVAR | 11/02/2019 |  | COOPER UNIVERSITY HOSPITAL |  |  | 8 PAVILION Storage room | WOT00000000518515 | BRIAN OSHAUGHNESSY | Disposition | Closed | Gene Amodei | 02/08/2018 | 05/22/2019 | Bulk Disposition CNL
|  | GE HEALTHCARE | E-MINIC-00 | MODULE, CO2 |  | PAVILION 8 | Kelemen |  |  | 03/06/2014 |  | 3/6/21 |  |  | NO | YES |  |  |  |  | GE MEDICAL SYSTEMS 10356410 7070067 |  |  | Active |  | 99:99:99:99:99:99 |  | Equipment | PAAR:00-PVAR | 11/02/2019 |  | COOPER UNIVERSITY HOSPITAL |  |  | 8 PAVILION Storage room | WOT00000000518493 | BRIAN OSHAUGHNESSY | Disposition | Closed | Gene Amodei | 02/08/2018 | 05/22/2019 | Bulk Disposition CNL
|  | GE HEALTHCARE | E-MINIC-00 | MODULE, CO2 |  | PAVILION 8 | Kelemen |  |  | 03/06/2014 |  | 3/6/21 |  |  | NO | YES |  |  |  |  | GE MEDICAL SYSTEMS 10356411 7096930 |  |  | Active |  | 99:99:99:99:99:99 |  | Equipment | PAAR:00-PVAR | 11/02/2019 |  | COOPER UNIVERSITY HOSPITAL |  |  | 8 PAVILION Storage room | WOT00000000518516 | BRIAN OSHAUGHNESSY | Disposition | Closed | Gene Amodei | 02/08/2018 | 05/22/2019 | Bulk Disposition CNL
|  | GE HEALTHCARE | E-MINIC-00 | MODULE, CO2 |  | PAVILION 8 | Pavilion |  |  | 03/06/2014 |  | 3/6/21 |  |  | NO | YES |  |  |  |  | GE MEDICAL SYSTEMS 10356409 7100477 |  |  | Active |  | 99:99:99:99:99:99 |  | Equipment | PAAR:00-PVAR | 11/02/2019 |  | COOPER UNIVERSITY HOSPITAL |  |  | PAVILION 8 Storage room | WOT00000002203283 | BRIAN OSHAUGHNESSY | Disposition | Closed | Gene Amodei | 02/14/2019 | 05/23/2019 | Bulk Disposition CNL
|  | GE HEALTHCARE | E-MINIC-00 | MODULE, CO2 |  | PACU KELEMEN | Kelemen |  |  | 04/04/2011 |  | 4/4/18 |  |  | NO | YES |  |  |  |  | GE MEDICAL SYSTEMS 10349428 6715027 |  |  | Active |  | 99:99:99:99:99:99 |  | Equipment | PAAR:00-PVAR | 10/31/2019 |  | COOPER UNIVERSITY HOSPITAL |  |  | KELEMEN pacu |  | FRANK OBRIEN
|  | GE HEALTHCARE | E-MINIC-00 | MODULE, CO2 |  | PACU KELEMEN | Kelemen |  |  | 04/04/2011 |  | 4/4/18 |  |  | NO | YES |  |  |  |  | GE MEDICAL SYSTEMS 10349427 6705462 |  |  | Active |  | 99:99:99:99:99:99 |  | Equipment | PAAR:00-PVAR | 10/31/2019 |  | COOPER UNIVERSITY HOSPITAL |  |  | KELEMEN |  | FRANK OBRIEN
|  | GE HEALTHCARE | E-MINIC-00 | MODULE, CO2 |  | ANESTHESIOLOGY | Kelemen |  |  | 10/31/2019 |  | 10/31/26 |  |  | NO | YES |  |  |  |  | GE MEDICAL SYSTEMS 30146297 8504370 |  |  | Active |  | 99:99:99:99:99:99 |  | Alarm | PAAR:00-PVAR | 10/31/2019 | 10/31/2019 | COOPER UNIVERSITY HOSPITAL |  |  | EP 2 |  | GIACINTA ROUPAS |  |  |  | 10/31/2019 | 10/31/2019 |  |  |  |  | 10/31/2019 | 10/31/2019
|  | GE HEALTHCARE | E-MINIC-00 | MODULE, CO2 |  |  | Kelemen | [7 empty] | YES | YES
|  | GE HEALTHCARE | E-MINIC-00 | MODULE, CO2 |  | ANESTHESIOLOGY | Kelemen |  |  | 10/31/2019 |  | 10/31/26 |  |  | NO | YES |  |  |  |  | GE MEDICAL SYSTEMS 30144485 7252405 |  |  | Active |  | 99:99:99:99:99:99 |  | Alarm | PAAR:00-PVAR | 10/31/2019 | 10/31/2019 | COOPER UNIVERSITY HOSPITAL |  |  | SPECIAL TEST - ROOM 649 |  | GIACINTA ROUPAS |  |  |  | 10/31/2019 | 10/31/2019 |  |  |  |  | 10/31/2019 | 10/31/2019
|  | GE HEALTHCARE | E-MINIC-00 | MODULE, CO2 |  | ANESTHESIOLOGY | Kelemen |  |  | 10/31/2019 |  | 10/31/26 |  |  | NO | YES |  |  |  |  | GE MEDICAL SYSTEMS 30144486 7252640 |  |  | Active |  | 99:99:99:99:99:99 |  | Alarm | PAAR:00-PVAR | 10/31/2019 | 10/31/2019 | COOPER UNIVERSITY HOSPITAL |  |  | SPECIAL TEST - ROOM 647 |  | GIACINTA ROUPAS |  |  |  | 10/31/2019 | 10/31/2019 |  |  |  |  | 10/31/2019 | 10/31/2019
|  | GE HEALTHCARE | E-MINIC-00 | MODULE, CO2 | B500340 | ANESTHESIOLOGY | Kelemen |  |  | 10/31/2019 |  | 10/31/26 |  |  | NO | YES |  |  |  |  | GE MEDICAL SYSTEMS 30144484 B500340 |  |  | Active |  | 99:99:99:99:99:99 |  | Alarm | PAAR:00-PVAR | 10/31/2019 | 10/31/2019 | COOPER UNIVERSITY HOSPITAL |  |  | SPECIAL TEST - ROOM 648 |  | GIACINTA ROUPAS |  |  |  | 10/31/2019 | 10/31/2019 |  |  |  |  | 10/31/2019 | 10/31/2019
|  | GE HEALTHCARE | E-MINIC-00 | MODULE, CO2 |  | VOORHEES SURGERY CENTER-OPERATING ROOM | 900 Centennial Blvd | Suite E |  | 10/31/2019 |  | 10/31/26 |  |  | NO | YES |  |  |  |  | GE MEDICAL SYSTEMS 30144052 7161169 |  |  | Active |  | 99:99:99:99:99:99 |  | Equipment | PAAR:00-PVAR | 10/31/2019 | 10/31/2019 | COOPER AMBULATORY OFF-SITES |  |  | PACU |  | JENNIFER BOMBARO |  |  |  | 10/31/2019 | 10/31/2019 |  |  |  |  | 10/31/2019 | 10/31/2019
|  | GE HEALTHCARE | E-MINIC-00 | MODULE, CO2 |  | VOORHEES SURGERY CENTER-OPERATING ROOM | 900 Centennial Blvd | Suite E |  | 12/31/2014 |  | 12/31/21 |  |  | NO | YES |  |  |  |  | GE MEDICAL SYSTEMS 10346738 7159552 |  |  | Active |  | 99:99:99:99:99:99 |  | Alarm | PAAR:00-PVAR | 11/02/2019 |  | COOPER AMBULATORY OFF-SITES |  |  | PACU Room 5 |  | JENNIFER BOMBARO
|  | GE HEALTHCARE | E-MINIC-00 | MODULE, CO2 |  | VOORHEES SURGERY CENTER-OPERATING ROOM | 900 Centennial Blvd | Suite E |  | 01/05/2015 |  | 1/5/22 |  |  | NO | YES |  |  |  |  | GE MEDICAL SYSTEMS 10346733 7161135 |  |  | Active |  | 99:99:99:99:99:99 |  | Alarm | PAAR:00-PVAR | 11/02/2019 |  | COOPER AMBULATORY OFF-SITES |  |  | PACU Room 7 |  | JENNIFER BOMBARO
|  | GE HEALTHCARE | E-MINIC-00 | MODULE, CO2 |  | VOORHEES SURGERY CENTER-OPERATING ROOM | 900 Centennial Blvd | Suite E |  | 08/20/2012 |  | 8/20/19 |  |  | NO | YES |  |  |  |  | GE MEDICAL SYSTEMS 10346727 7139127 |  |  | Active |  | 99:99:99:99:99:99 |  | Alarm | PAAR:00-PVAR | 11/02/2019 |  | COOPER AMBULATORY OFF-SITES |  |  | PACU ROOM 4 |  | JENNIFER BOMBARO
|  | GE HEALTHCARE | E-MINIC-00 | MODULE, CO2 |  | VOORHEES SURGERY CENTER-OPERATING ROOM | 900 Centennial Blvd | Suite E |  | 08/20/2012 |  | 8/20/19 |  |  | NO | YES |  |  |  |  | GE MEDICAL SYSTEMS 10346705 7140726 |  |  | Active |  | 99:99:99:99:99:99 |  | Alarm | PAAR:00-PVAR | 11/02/2019 |  | COOPER AMBULATORY OFF-SITES |  |  | PACU room 3 |  | JENNIFER BOMBARO
|  | GE HEALTHCARE | E-MINIC-00 | MODULE, CO2 |  | VOORHEES SURGERY CENTER-OPERATING ROOM | 900 Centennial Blvd | Suite E |  | 08/20/2012 |  | 8/20/19 |  |  | NO | YES |  |  |  |  | GE MEDICAL SYSTEMS 10346707 7133708 |  |  | Active |  | 99:99:99:99:99:99 |  | Alarm | PAAR:00-PVAR | 11/02/2019 |  | COOPER AMBULATORY OFF-SITES |  |  | PACU ROOM 8 | 0011480387 | JENNIFER BOMBARO | Repair | Closed | Kirk Lis | 04/13/2017 | 04/21/2017 | CO2 MONITOR - HAS ERROR, NOT READING - PACU SLOT 8 | 4/17/2017 9:10:11 AM KALIS (KALIS 4/13/2017 12:00 AM) CONFERRED WITH MARY ELLEN ON ISSUE. STAFF NOT FAMILIAR WITH CO2 MODULE OPERATION. WILL INVESTIGATE AT LATER DATE. SUGGESTED REPLACING WATER TRAP. IF STILL EXPERIENCING PROBLEM REPACE MODULE WITH ONE FROM ANOTHER BED. 4/21/2017 4:17:05 PM KALIS (KALIS 4/21/2017 12:00 AM) CONFERRED WITH MARY ELLEN ON MODULES STATUS. PROBLEM WAS CAUSED BY OLD WATER TRAP!. ANESTH. TECH. CHANGED OUT TRAP AND UNIT OPERATED CORRECTLY. (KALIS 4/21/2017 12:00 AM) DOCUMENTATION | 4E91DB65-6615-414B-B624-0A975A280AFF | Labor | 04/21/2017 | 04/21/2017 | Kirk Lis
|  | GE HEALTHCARE | E-MINIC-00 | MODULE, CO2 |  | VOORHEES SURGERY CENTER-SURGERY DEPT | 6200 Main st |  |  | 11/02/2019 |  | 11/2/26 |  |  | NO | YES |  |  |  |  | GE MEDICAL SYSTEMS 30142542 6906940 |  |  | Active |  | 99:99:99:99:99:99 |  | Equipment | PAAR:00-PVAR | 11/02/2019 | 11/02/2019 | COOPER AMBULATORY OFF-SITES |  |  | 6200 MAIN STREET |  | Theresa Megali |  |  |  | 11/02/2019 | 11/02/2019 |  |  |  |  | 11/02/2019 | 11/02/2019
|  | GE HEALTHCARE | E-MINIC-00 | MODULE, CO2 |  | VOORHEES SURGERY CENTER-SURGERY DEPT | 6200 Main st |  |  | 11/02/2019 |  | 11/2/26 |  |  | NO | YES |  |  |  |  | GE MEDICAL SYSTEMS 30142541 6900389 |  |  | Active |  | 99:99:99:99:99:99 |  | Equipment | PAAR:00-PVAR | 11/02/2019 | 11/02/2019 | COOPER AMBULATORY OFF-SITES |  |  | 6200 MAIN STREET |  | Theresa Megali |  |  |  | 11/02/2019 | 11/02/2019 |  |  |  |  | 11/02/2019 | 11/02/2019
|  | GE HEALTHCARE | SOLAR CAPNOSTAT | MODULE, CO2 | RCK07031665GA |  | Kelemen | [7 empty] | YES | YES
|  | GE HEALTHCARE | SOLAR CAPNOSTAT | MODULE, CO2 | RCJ10382632GA |  | Kelemen | [7 empty] | YES | YES
|  | GE HEALTHCARE | SOLAR CAPNOSTAT | MODULE, CO2 | RCK04350048GA |  | Kelemen | [7 empty] | YES | YES
|  | GE HEALTHCARE | SOLAR MSN CAP | MODULE, CO2 | RCK07031662GA | TRAUMA ADMIT | Kelemen |  |  | 10/01/2006 |  | 10/1/13 |  |  | NO | YES |  |  |  |  | GE MEDICAL SYSTEMS 10368194 RCK07031662GA |  |  | Active |  | 99:99:99:99:99:99 |  | Equipment | PAAR:00-PVAR | 11/02/2019 |  | COOPER UNIVERSITY HOSPITAL |  |  | TRAUMA ADMIT | WOT00000000533267 | Diane Floyd | Disposition | Closed | Richard Jolly | 02/08/2018 | 05/14/2019 | Bulk Disposition CNL
|  | GE HEALTHCARE | SOLAR MSN CAP | MODULE, CO2 | RBM07061549GA | TRAUMA ICU | Kelemen |  |  | 10/01/2006 |  | 10/1/13 |  |  | NO | YES |  |  |  |  | GE MEDICAL SYSTEMS 10368077 RBM07061549GA |  |  | Active |  | 99:99:99:99:99:99 |  | Equipment | PAAR:00-PVAR | 11/02/2019 |  | COOPER UNIVERSITY HOSPITAL |  |  | Biomed | 0011217850 | Diane Floyd | Repair | Closed | Richard Jolly | 02/19/2017 | 02/20/2017 | PHYSIOLOGIC MONITOR MODULE - NOT WORKING, NO SIGNAL, LIGHT YELLOW INSTEAD OF GREEN IS ON - TICU SOILED UTILITY RM | 2/20/2017 3:58:18 PM RCJOLLY (RCJOLLY 2/20/2017 10:00 AM) COULD NOT FIND ANY ISSUES | 068A6CBD-6BD7-408A-8B5E-1F64C52C3612 | Labor | 02/20/2017 | 02/20/2017 | Richard Jolly
|  | GE HEALTHCARE | SOLAR MSN CAP | MODULE, CO2 | RCJ10382621GA | TRAUMA ICU | Kelemen |  |  | 08/23/2010 |  | 8/23/17 |  |  | NO | YES |  |  |  |  | GE MEDICAL SYSTEMS 10368074 RCJ10382621GA |  |  | Active |  | 99:99:99:99:99:99 |  | Equipment | PAAR:00-PVAR | 11/01/2019 |  | COOPER UNIVERSITY HOSPITAL |  |  | TICU-EQUIP STORAGE | WOT00000000533253 | Diane Floyd | Disposition | Closed | Richard Jolly | 02/08/2018 | 05/24/2019 | Bulk Disposition CNL
|  | GE HEALTHCARE | SOLAR MSN CAP | MODULE, CO2 | RCK06521641GA | TRAUMA ICU | Kelemen |  |  | 10/01/2006 |  | 10/1/13 |  |  | NO | YES |  |  |  |  | GE MEDICAL SYSTEMS 10368068 RCK06521641GA |  |  | Active |  | 99:99:99:99:99:99 |  | Equipment | PAAR:00-PVAR | 11/01/2019 |  | COOPER UNIVERSITY HOSPITAL |  |  | Biomed | WOT00000000533266 | Diane Floyd | Disposition | Closed | Richard Jolly | 02/08/2018 | 05/13/2019 | Bulk Disposition CNL
|  | GE HEALTHCARE | SOLAR MSN CAP | MODULE, CO2 | RCJ10382639GA | TRAUMA ICU | Kelemen |  |  | 08/23/2010 |  | 8/23/17 |  |  | NO | YES |  |  |  |  | GE MEDICAL SYSTEMS 10368058 RCJ10382639GA |  |  | Active |  | 99:99:99:99:99:99 |  | Equipment | PAAR:00-PVAR | 11/02/2019 |  | COOPER UNIVERSITY HOSPITAL |  |  | Biomed | WOT00000000533256 | Diane Floyd | Disposition | Closed | Richard Jolly | 02/08/2018 | 05/13/2019 | Bulk Disposition CNL
|  | GE HEALTHCARE | SOLAR MSN CAP | MODULE, CO2 | RBM10473422GA | INTENSIVE CARE UNIT | Kelemen |  |  | 12/28/2010 |  | 12/28/17 |  |  | NO | YES |  |  |  |  | GE MEDICAL SYSTEMS 10367654 RBM10473422GA |  |  | Active |  | 99:99:99:99:99:99 |  | Equipment | PAAR:00-PVAR | 11/02/2019 |  | COOPER UNIVERSITY HOSPITAL |  |  | Biomed | WOT00000000533251 | CAROLYN RUMELL | Disposition | Closed | Richard Jolly | 02/08/2018 | 05/13/2019 | Bulk Disposition CNL
|  | GE HEALTHCARE | SOLAR MSN CAP | MODULE, CO2 | RCJ10382634GA | TRAUMA ICU | Kelemen |  |  | 08/23/2010 |  | 8/23/17 |  |  | NO | YES |  |  |  |  | GE MEDICAL SYSTEMS 10366525 RCJ10382634GA |  |  | Active |  | 99:99:99:99:99:99 |  | Equipment | PAAR:00-PVAR | 11/02/2019 |  | COOPER UNIVERSITY HOSPITAL |  |  | Biomed | WOT00000000533254 | Diane Floyd | Disposition | Closed | Richard Jolly | 02/08/2018 | 05/14/2019 | Bulk Disposition CNL
|  | GE HEALTHCARE | SOLAR MSN CAP | MODULE, CO2 | RCK04350060GA | PEDIATRIC INTENSIVE CARE UNIT | Kelemen |  |  | 01/01/1900 |  |  |  |  | NO | YES |  |  |  |  | GE MEDICAL SYSTEMS 10360446 RCK04350060GA |  |  | Active |  | 99:99:99:99:99:99 |  | Equipment | PAAR:00-PVAR | 11/02/2019 |  | COOPER UNIVERSITY HOSPITAL |  |  | Biomed | WOT00000000533262 | Susan Cannon | Disposition | Closed | Gene Amodei | 02/08/2018 | 05/14/2019 | Bulk Disposition CNL
|  | GE HEALTHCARE | SOLAR MSN CAP | MODULE, CO2 | RCK04320040GA | PEDIATRIC INTENSIVE CARE UNIT | Kelemen |  |  | 10/01/2006 |  | 10/1/13 |  |  | NO | YES |  |  |  |  | GE MEDICAL SYSTEMS 10360430 RCK04320040GA |  |  | Active |  | 99:99:99:99:99:99 |  | Equipment | PAAR:00-PVAR | 11/02/2019 |  | COOPER UNIVERSITY HOSPITAL |  |  | Biomed | WOT00000000533260 | Susan Cannon | Disposition | Closed | Gene Amodei | 02/08/2018 | 05/13/2019 | Bulk Disposition CNL
|  | GE HEALTHCARE | SOLAR MSN CAP | MODULE, CO2 | RCK04320041GA | PEDIATRIC INTENSIVE CARE UNIT | Kelemen |  |  | 10/31/2019 |  | 10/31/26 |  |  | NO | YES |  |  |  |  | GE MEDICAL SYSTEMS 30142209 RCK04320041GA |  |  | Active |  | 99:99:99:99:99:99 |  | Equipment | PAAR:00-PVAR | 10/31/2019 | 10/31/2019 | COOPER UNIVERSITY HOSPITAL |  |  | BioMed |  | Susan Cannon |  |  |  | 10/31/2019 | 10/31/2019 |  |  |  |  | 10/31/2019 | 10/31/2019
|  | MAQUET CORP |  | MODULE, CO2 ANALYZER |  |  | Pavilion | [7 empty] | YES | YES | [18 empty] | L
|  | MAQUET CORP |  | MODULE, CO2 ANALYZER |  |  | Pavilion | [7 empty] | YES | YES | [18 empty] | L
|  | MAQUET CORP |  | MODULE, CO2 ANALYZER |  |  | Kelemen | [7 empty] | YES | YES
|  | MAQUET CORP |  | MODULE, CO2 ANALYZER |  |  | Kelemen | [7 empty] | YES | YES
|  | MAQUET CORP |  | MODULE, CO2 ANALYZER |  | RESPIRATORY | Kelemen |  |  | 01/01/1900 |  |  |  |  | NO | YES |  |  |  |  | MAQUET CORP 10369067 004197L |  |  | Active |  | 99:99:99:99:99:99 |  | Alarm | PAAR:00-PVAR | 11/01/2019 |  | COOPER UNIVERSITY HOSPITAL |  |  | rt | WOT00000002202941 | KATHY LOFLAND | Disposition | Closed | Michael Youch | 02/14/2019 | 05/21/2019 | Bulk Disposition CNL
|  | MAQUET CORP |  | MODULE, CO2 ANALYZER | 004173F | RESPIRATORY | Kelemen |  |  | 01/01/1900 |  |  |  |  | NO | YES |  |  |  |  | MAQUET CORP 10369066 004173F |  |  | Active |  | 99:99:99:99:99:99 |  | Alarm | PAAR:00-PVAR | 11/01/2019 |  | COOPER UNIVERSITY HOSPITAL |  |  | PAV 056 | WOT00000002202936 | KATHY LOFLAND | Disposition | Closed | Michael Youch | 02/14/2019 | 05/19/2019 | Bulk Disposition CNL
|  | MAQUET CORP |  | MODULE, CO2 ANALYZER |  | RESPIRATORY | Kelemen |  |  | 09/17/2013 |  | 9/17/20 |  |  | NO | YES |  |  |  |  | MAQUET CORP 10369065 9348 |  |  | Active |  | 99:99:99:99:99:99 |  | Alarm | PAAR:00-PVAR | 11/02/2019 |  | COOPER UNIVERSITY HOSPITAL |  |  | rt | WOT00000002202929 | KATHY LOFLAND | Disposition | Closed | Michael Youch | 02/14/2019 | 05/20/2019 | Bulk Disposition CNL
|  | MAQUET CORP |  | MODULE, CO2 ANALYZER |  | RESPIRATORY | Kelemen | BASEMENT |  | 07/01/2015 |  | 7/1/22 |  |  | NO | YES |  |  |  |  | MAQUET CORP 10368976 11129 |  |  | Active |  | 99:99:99:99:99:99 |  | Alarm | PAAR:00-PVAR | 10/31/2019 |  | COOPER UNIVERSITY HOSPITAL |  |  |  |  | KATHY LOFLAND
|  | MAQUET CORP |  | MODULE, CO2 ANALYZER |  | RESPIRATORY | Kelemen | BASEMENT |  | 07/01/2015 |  | 7/1/22 |  |  | NO | YES |  |  |  |  | MAQUET CORP 10368974 11124 |  |  | Active |  | 99:99:99:99:99:99 |  | Alarm | PAAR:00-PVAR | 10/31/2019 |  | COOPER UNIVERSITY HOSPITAL |  |  |  |  | KATHY LOFLAND
|  | MAQUET CORP |  | MODULE, CO2 ANALYZER |  | RESPIRATORY | Kelemen |  |  | 07/01/2015 |  | 7/1/22 |  |  | NO | YES |  |  |  |  | MAQUET CORP 10368975 11128 |  |  | Active |  | 99:99:99:99:99:99 |  | Alarm | PAAR:00-PVAR | 10/31/2019 |  | COOPER UNIVERSITY HOSPITAL |  |  |  |  | KATHY LOFLAND
|  | MAQUET CORP |  | MODULE, CO2 ANALYZER |  | RESPIRATORY | Pavilion |  |  | 01/01/1900 |  |  |  |  | NO | YES |  |  |  |  | MAQUET CORP 10366397 003258 |  |  | Active |  | 99:99:99:99:99:99 |  | Alarm | PAAR:00-PVAR | 11/02/2019 |  | COOPER UNIVERSITY HOSPITAL |  |  | L |  | KATHY LOFLAND
|  | MAQUET CORP |  | MODULE, CO2 ANALYZER | 004153d | RESPIRATORY | Pavilion |  |  | 01/01/1900 |  |  |  |  | NO | YES |  |  |  |  | MAQUET CORP 10366396 004153d |  |  | Active |  | 99:99:99:99:99:99 |  | Alarm | PAAR:00-PVAR | 11/02/2019 |  | COOPER UNIVERSITY HOSPITAL |  |  | L | WOT00000002205552 | KATHY LOFLAND | Disposition | Closed | Michael Youch | 02/14/2019 | 05/17/2019 | Bulk Disposition CNL
|  | MAQUET CORP |  | MODULE, CO2 ANALYZER |  |  | Kelemen | BASEMENT | [6 empty] | YES | YES
|  | GE HEALTHCARE | CARESTATION F5-01 M1115512 | MODULE, CONTROL/RACK | SEG18110014HX | INTENSIVE CARE NURSERY | Dorrance |  |  | 10/31/2019 |  | 10/31/26 |  |  | NO | YES |  |  |  |  | GE MEDICAL SYSTEMS 11222163 SEG18110014HX |  |  | Active |  | 99:99:99:99:99:99 |  | Equipment | PAAR:00-PVAR | 10/31/2019 | 10/31/2019 | COOPER UNIVERSITY HOSPITAL |  |  |  | WOT00000001619529 | JOANNE FOX | Performance Verification | Closed | Richard Jolly | 10/31/2019 | 10/31/2019 | Performance Verification for GE MEDICAL SYSTEMS 11222163 SEG18110014HX | Initial Install of Performance Verification. Device is ready for patient use. |  |  | 10/31/2019 | 10/31/2019
|  | GE HEALTHCARE | CARESTATION F5-01 M1115512 | MODULE, CONTROL/RACK | Seg18100102hx | INTENSIVE CARE NURSERY | Dorrance |  |  | 10/31/2019 |  | 10/31/26 |  |  | NO | YES |  |  |  |  | GE MEDICAL SYSTEMS 11222159 Seg18100102hx |  |  | Active |  | 99:99:99:99:99:99 |  | Equipment | PAAR:00-PVAR | 10/31/2019 | 10/31/2019 | COOPER UNIVERSITY HOSPITAL |  |  |  | WOT00000001619328 | JOANNE FOX | Performance Verification | Closed | Richard Jolly | 10/31/2019 | 10/31/2019 | Performance Verification for GE MEDICAL SYSTEMS 11222159 Seg18100102hx | Initial Install of Performance Verification. Device is ready for patient use. |  |  | 10/31/2019 | 10/31/2019
|  | GE HEALTHCARE | CARESTATION F5-01 M1115512 | MODULE, CONTROL/RACK | SEG15044223HX |  | 900 Centennial Blvd | Suite E | [6 empty] | YES | YES
|  | GE HEALTHCARE | CARESTATION F5-01 M1115512 | MODULE, CONTROL/RACK | SEG15044211HX |  | 900 Centennial Blvd | Suite E | [6 empty] | YES | YES
|  | GE HEALTHCARE | CARESTATION F5-01 M1115512 | MODULE, CONTROL/RACK | SEG1102812HX | PACU KELEMEN | Kelemen |  |  | 04/29/2016 |  | 4/29/23 |  |  | NO | YES |  |  |  |  | GE MEDICAL SYSTEMS 10769257 SEG1102812HX |  |  | Active |  | 99:99:99:99:99:99 |  | Equipment | PAAR:00-PVAR | 10/31/2019 |  | COOPER UNIVERSITY HOSPITAL |  |  |  | 0011045049 | FRANK OBRIEN | Preventative Maintenance | Closed | Bonnie Aichroth | 01/11/2017 | 01/11/2017 | PERFORMANCE ASSURANCE AT INVENTORY | INVENTORIED DEVICE AND ENSURED DEVICE WAS FUNCTIONING PROPERLY. | 7F753A04-EC7D-483A-855E-BEEB0A8AA00D | Labor | 04/29/2016 | 04/29/2016 | Richard Jolly
|  | GE HEALTHCARE | CARESTATION F5-01 M1115512 | MODULE, CONTROL/RACK | SEG16100127HX | PACU KELEMEN | Kelemen |  |  | 04/29/2016 |  | 4/29/23 |  |  | NO | YES |  |  |  |  | GE MEDICAL SYSTEMS 10769256 SEG16100127HX |  |  | Active |  | 99:99:99:99:99:99 |  | Equipment | PAAR:00-PVAR | 10/31/2019 |  | COOPER UNIVERSITY HOSPITAL |  |  |  | 0011045020 | FRANK OBRIEN | Performance Verification | Closed | Bonnie Aichroth | 01/11/2017 | 01/11/2017 | INCOMING INVENTORY | DEVICE INVENTORIED | CC8CF53A-56DF-4534-9921-BF4E817E998A | Labor | 01/11/2017 | 01/11/2017 | Bonnie Aichroth
|  | GE HEALTHCARE | CARESTATION F5-01 M1115512 | MODULE, CONTROL/RACK | SEG12493627HX |  | 900 Centennial Blvd | Suite E | [6 empty] | NO | YES
|  | GE HEALTHCARE | CARESTATION F5-01 M1115512 | MODULE, CONTROL/RACK | SEG17260001HX |  | Kelemen | [7 empty] | YES | YES
|  | GE HEALTHCARE | CARESTATION F5-01 M1115512 | MODULE, CONTROL/RACK | SEG17290035HX |  | Kelemen | [7 empty] | YES | YES
|  | GE HEALTHCARE | CARESTATION F5-01 M1115512 | MODULE, CONTROL/RACK | SEG17280049HX |  | Kelemen | [7 empty] | YES | YES
|  | GE HEALTHCARE | CARESTATION F5-01 M1115512 | MODULE, CONTROL/RACK | seg11028814hx |  | Kelemen |  |  | 01/01/1900 |  |  |  |  | NO | YES |  |  |  |  | GE MEDICAL SYSTEMS 10368520 seg11028814hx |  |  | Active |  | 99:99:99:99:99:99 | [5 empty] | COOPER UNIVERSITY HOSPITAL |  |  | K3 | 0011180767 |  | Repair | Closed | Salvatore Bombara | 02/06/2017 | 02/08/2017 | MONITOR - BARCODE SCANNER NOT WORKING - KELEMEN PACU BED 11 |  | 8EFEFE3A-49F8-47FA-A08F-F863BD73CAB1 | Labor | 02/06/2017 | 02/06/2017 | Salvatore Bombara
|  | GE HEALTHCARE | CARESTATION F5-01 M1115512 | MODULE, CONTROL/RACK | SEG1028805HX | PACU KELEMEN | Kelemen |  |  | 01/01/1900 |  |  |  |  | NO | YES |  |  |  |  | GE MEDICAL SYSTEMS 10368517 1028805HX |  |  | Active |  | 99:99:99:99:99:99 |  | Equipment | PAAR:00-PVAR | 11/01/2019 |  | COOPER UNIVERSITY HOSPITAL |  |  | K5 | WOT00000002201604 | FRANK OBRIEN | Disposition | Closed | Richard Jolly | 02/14/2019 | 05/17/2019 | Bulk Disposition CNL
|  | GE HEALTHCARE | CARESTATION F5-01 M1115512 | MODULE, CONTROL/RACK | seg11028844hx | PACU KELEMEN | Kelemen |  |  | 01/01/1900 |  |  |  |  | NO | YES |  |  |  |  | GE MEDICAL SYSTEMS 10368477 seg11028844hx |  |  | Active |  | 99:99:99:99:99:99 |  | Alarm | PAAR:00-PVAR | 11/02/2019 |  | COOPER UNIVERSITY HOSPITAL |  |  | K7 | WOT00000002201526 | FRANK OBRIEN | Disposition | Closed | Richard Jolly | 02/14/2019 | 05/21/2019 | Bulk Disposition CNL
|  | GE HEALTHCARE | CARESTATION F5-01 M1115512 | MODULE, CONTROL/RACK | seg11028828hx | PACU KELEMEN | Kelemen |  |  | 01/01/1900 |  |  |  |  | NO | YES |  |  |  |  | GE MEDICAL SYSTEMS 10368475 seg11028828hx |  |  | Active |  | 99:99:99:99:99:99 |  | Equipment | PAAR:00-PVAR | 11/02/2019 |  | COOPER UNIVERSITY HOSPITAL |  |  | k2 | WOT00000002201520 | FRANK OBRIEN | Disposition | Closed | Richard Jolly | 02/14/2019 | 05/22/2019 | Bulk Disposition CNL
|  | GE HEALTHCARE | CARESTATION F5-01 M1115512 | MODULE, CONTROL/RACK | seg11028818hx | PACU KELEMEN | Kelemen |  |  | 01/01/1900 |  |  |  |  | NO | YES |  |  |  |  | GE MEDICAL SYSTEMS 10368472 seg11028818hx |  |  | Active |  | 99:99:99:99:99:99 |  | Equipment | PAAR:00-PVAR | 11/02/2019 |  | COOPER UNIVERSITY HOSPITAL |  |  | K4 |  | FRANK OBRIEN
|  | GE HEALTHCARE | CARESTATION F5-01 M1115512 | MODULE, CONTROL/RACK | SEG11028810HX | PACU KELEMEN | Kelemen |  |  | 01/01/1900 |  |  |  |  | NO | YES |  |  |  |  | GE MEDICAL SYSTEMS 10368466 seg11028810hx |  |  | Active |  | 99:99:99:99:99:99 |  | Equipment | PAAR:00-PVAR | 11/02/2019 |  | COOPER UNIVERSITY HOSPITAL |  |  | K6 | WOT00000002201487 | FRANK OBRIEN | Disposition | Closed | Richard Jolly | 02/14/2019 | 05/22/2019 | Bulk Disposition CNL
|  | GE HEALTHCARE | CARESTATION F5-01 M1115512 | MODULE, CONTROL/RACK | seg11028809hx | PACU KELEMEN | Kelemen |  |  | 01/01/1900 |  |  |  |  | NO | YES |  |  |  |  | GE MEDICAL SYSTEMS 10368462 seg11028809hx |  |  | Active |  | 99:99:99:99:99:99 |  | Equipment | PAAR:00-PVAR | 11/02/2019 |  | COOPER UNIVERSITY HOSPITAL |  |  | PACU |  | FRANK OBRIEN
|  | GE HEALTHCARE | CARESTATION F5-01 M1115512 | MODULE, CONTROL/RACK | seg11028801hx | PACU KELEMEN | Kelemen |  |  | 01/01/1900 |  |  |  |  | NO | YES |  |  |  |  | GE MEDICAL SYSTEMS 10368458 seg11028801hx |  |  | Active |  | 99:99:99:99:99:99 |  | Equipment | PAAR:00-PVAR | 11/01/2019 |  | COOPER UNIVERSITY HOSPITAL |  |  | K9 | 0011215705 | FRANK OBRIEN | Repair | Closed | Richard Jolly | 02/17/2017 | 02/20/2017 | MODULE - PULSE OX NOT WORKING - SPOT 17, PACU | 2/20/2017 4:00:45 PM RCJOLLY (RCJOLLY 2/17/2017 12:00 PM) EXCHANGE CABLES | A70945E5-AA4B-4BDD-B0C9-CE855F47170A | Labor | 02/17/2017 | 02/17/2017 | Richard Jolly
|  | GE HEALTHCARE | CARESTATION F5-01 M1115512 | MODULE, CONTROL/RACK | SEG17290018HX |  | Kelemen | [7 empty] | YES | YES
|  | GE HEALTHCARE | CARESTATION F5-01 M1115512 | MODULE, CONTROL/RACK | SEG11028827HX | PACU KELEMEN | Kelemen |  |  | 10/31/2019 |  | 10/31/26 |  |  | NO | YES |  |  |  |  | GE MEDICAL SYSTEMS 30236327 SEG11028827HX |  |  | Active |  | 99:99:99:99:99:99 |  | Equipment | PAAR:00-PVAR | 10/31/2019 | 10/31/2019 | COOPER UNIVERSITY HOSPITAL |  |  |  | 0012651273 | FRANK OBRIEN | Preventative Maintenance | Closed | Josh Harris | 10/31/2019 | 10/31/2019 | PERFORMANCE ASSURANCE AT INVENTORY | INVENTORIED DEVICE AND ENSURED DEVICE WAS FUNCTIONING PROPERLY. | 7C19C18B-C6BD-4445-860E-D1BD656D86A2 | Labor | 10/31/2019 | 10/31/2019 | Richard Jolly
|  | GE HEALTHCARE | CARESTATION F5-01 M1115512 | MODULE, CONTROL/RACK | SEG16150125HX | PACU KELEMEN | Kelemen |  |  | 10/31/2019 |  | 10/31/26 |  |  | NO | YES |  |  |  |  | GE MEDICAL SYSTEMS 30225020 SEG16150125HX |  |  | Active |  | 99:99:99:99:99:99 |  | Equipment | PAAR:00-PVAR | 10/31/2019 | 10/31/2019 | COOPER UNIVERSITY HOSPITAL |  |  |  | 0011045024 | FRANK OBRIEN | Performance Verification | Closed | Bonnie Aichroth | 10/31/2019 | 10/31/2019 | INCOMING INVENTORY | DEVICE INVENTORIED | E32F72FA-C5FE-43CE-A08D-40EB81B24CCB | Labor | 10/31/2019 | 10/31/2019 | Bonnie Aichroth
|  | GE HEALTHCARE | CARESTATION F5-01 M1115512 | MODULE, CONTROL/RACK | SEG16100124HX | PACU KELEMEN | Kelemen |  |  | 10/31/2019 |  | 10/31/26 |  |  | NO | YES |  |  |  |  | GE MEDICAL SYSTEMS 30225019 SEG16100124HX |  |  | Active |  | 99:99:99:99:99:99 |  | Equipment | PAAR:00-PVAR | 10/31/2019 | 10/31/2019 | COOPER UNIVERSITY HOSPITAL |  |  |  | 0011045027 | FRANK OBRIEN | Performance Verification | Closed | Bonnie Aichroth | 10/31/2019 | 10/31/2019 | INCOMING INVENTORY | DEVICE INVENTORIED | D28FEBF3-4EFF-4904-B04F-C72EB8238346 | Labor | 10/31/2019 | 10/31/2019 | Bonnie Aichroth
|  | GE HEALTHCARE | CARESTATION F5-01 M1115512 | MODULE, CONTROL/RACK | SEG16150115HX | PACU KELEMEN | Kelemen |  |  | 10/31/2019 |  | 10/31/26 |  |  | NO | YES |  |  |  |  | GE MEDICAL SYSTEMS 30225017 SEG16150115HX |  |  | Active |  | 99:99:99:99:99:99 |  | Equipment | PAAR:00-PVAR | 10/31/2019 | 10/31/2019 | COOPER UNIVERSITY HOSPITAL |  |  |  | 0011045030 | FRANK OBRIEN | Preventative Maintenance | Closed | Bonnie Aichroth | 10/31/2019 | 10/31/2019 | PERFORMANCE ASSURANCE AT INVENTORY | INVENTORIED DEVICE AND ENSURED DEVICE WAS FUNCTIONING PROPERLY. | 2FF45B63-3337-4247-BFF2-3BDABDEA7AD6 | Labor | 10/31/2019 | 10/31/2019 | Richard Jolly
|  | GE HEALTHCARE | CARESTATION F5-01 M1115512 | MODULE, CONTROL/RACK | SEG16100038HX | PACU KELEMEN | Kelemen |  |  | 10/31/2019 |  | 10/31/26 |  |  | NO | YES |  |  |  |  | GE MEDICAL SYSTEMS 30225016 SEG16100038HX |  |  | Active |  | 99:99:99:99:99:99 |  | Equipment | PAAR:00-PVAR | 10/31/2019 | 10/31/2019 | COOPER UNIVERSITY HOSPITAL |  |  |  | 0011045032 | FRANK OBRIEN | Performance Verification | Closed | Bonnie Aichroth | 10/31/2019 | 10/31/2019 | INCOMING INVENTORY | DEVICE INVENTORIED | E1C74981-A827-4D28-805A-62ACAEF5C8E2 | Labor | 10/31/2019 | 10/31/2019 | Bonnie Aichroth
|  | GE HEALTHCARE | CARESTATION F5-01 M1115512 | MODULE, CONTROL/RACK | SEG16150109HX | PACU KELEMEN | Kelemen |  |  | 10/31/2019 |  | 10/31/26 |  |  | NO | YES |  |  |  |  | GE MEDICAL SYSTEMS 30225014 SEG16150109HX |  |  | Active |  | 99:99:99:99:99:99 |  | Equipment | PAAR:00-PVAR | 10/31/2019 | 10/31/2019 | COOPER UNIVERSITY HOSPITAL |  |  |  | 0011045036 | FRANK OBRIEN | Preventative Maintenance | Closed | Bonnie Aichroth | 10/31/2019 | 10/31/2019 | PERFORMANCE ASSURANCE AT INVENTORY | INVENTORIED DEVICE AND ENSURED DEVICE WAS FUNCTIONING PROPERLY. | CDB28763-9A34-43B5-A83F-DED9E089DC28 | Labor | 10/31/2019 | 10/31/2019 | Richard Jolly
|  | GE HEALTHCARE | CARESTATION F5-01 M1115512 | MODULE, CONTROL/RACK | SEG16150089HX | PACU KELEMEN | Kelemen |  |  | 10/31/2019 |  | 10/31/26 |  |  | NO | YES |  |  |  |  | GE MEDICAL SYSTEMS 30225013 SEG16150089HX |  |  | Active |  | 99:99:99:99:99:99 |  | Equipment | PAAR:00-PVAR | 10/31/2019 | 10/31/2019 | COOPER UNIVERSITY HOSPITAL |  |  |  | 0012651356 | FRANK OBRIEN | Performance Verification | Closed | Josh Harris | 10/31/2019 | 10/31/2019 | INCOMING INVENTORY | DEVICE INVENTORIED | AF8AAF60-B2C4-4C9F-9F37-8A481ED3441C | Labor | 10/31/2019 | 10/31/2019 | Josh Harris
|  | GE HEALTHCARE | CARESTATION F5-01 M1115512 | MODULE, CONTROL/RACK | SEG16150113HX | PACU KELEMEN | Kelemen |  |  | 10/31/2019 |  | 10/31/26 |  |  | NO | YES |  |  |  |  | GE MEDICAL SYSTEMS 30225009 SEG16150113HX |  |  | Active |  | 99:99:99:99:99:99 |  | Equipment | PAAR:00-PVAR | 10/31/2019 | 10/31/2019 | COOPER UNIVERSITY HOSPITAL |  |  |  | 0012651360 | FRANK OBRIEN | Preventative Maintenance | Closed | Josh Harris | 10/31/2019 | 10/31/2019 | PERFORMANCE ASSURANCE AT INVENTORY | INVENTORIED DEVICE AND ENSURED DEVICE WAS FUNCTIONING PROPERLY. | F7D27EBA-88FB-4C37-9A3E-9EFDEF25036E | Labor | 10/31/2019 | 10/31/2019 | Richard Jolly
|  | GE HEALTHCARE | CARESTATION F5-01 M1115512 | MODULE, CONTROL/RACK | Seg17290020hx |  | Kelemen | [7 empty] | YES | YES
|  | GE HEALTHCARE | F7-01 M1115509 | MODULE, CONTROL/RACK | sef13172664hx | OR - KELEMEN 3 | Pavilion |  |  | 11/02/2019 |  | 11/2/26 |  |  | NO | YES |  |  |  |  | GE MEDICAL SYSTEMS 30144056 sef13172664hx |  |  | Active |  | 99:99:99:99:99:99 |  | Equipment | PAAR:00-PVAR | 11/02/2019 | 11/02/2019 | COOPER UNIVERSITY HOSPITAL |  |  | pav or 9 | WOT00000000534140 | DOMINIC VENDETTA | Disposition | Closed | Salvatore Bombara | 11/02/2019 | 11/02/2019 | Bulk Disposition CNL |  |  |  | 11/02/2019 | 11/02/2019
|  | SAKURA MEDICAL | TISSUE-TEK TEC PLUS | MODULE, CRYO |  | LAB HISTOLOGY | Pavilion | Basement |  | 01/01/1900 |  |  |  |  | NO | YES |  |  |  |  | SAKURA MEDICAL 10368006 51010728 |  |  | Active |  | 99:99:99:99:99:99 |  | Equipment | PAAR:00-PVAR | 11/02/2019 |  | COOPER UNIVERSITY HOSPITAL |  |  | HISTOLOGY |  | DALE MORRONE
|  | SAKURA MEDICAL | TISSUE-TEK TEC PLUS | MODULE, CRYO | 5101515-1006 | LAB HISTOLOGY | Pavilion | Basement |  | 09/26/2014 |  | 9/26/22 |  |  | NO | YES |  |  |  |  | SAKURA MEDICAL 10349479 5101515-1006 |  |  | Active |  | 99:99:99:99:99:99 |  | Equipment | PAAR:00-PVAR | 11/01/2019 |  | COOPER UNIVERSITY HOSPITAL |  |  | HISTOLOGY | WOT00000000516812 | DALE MORRONE | Disposition | Closed | Gene Amodei | 02/08/2018 | 05/14/2019 | Bulk Disposition CNL
|  | DATEX OHMEDA | F-CU8 | MODULE, ECG |  |  | Pavilion |  |  | 06/01/2003 |  | 6/1/10 |  |  | NO | YES |  |  |  |  | DATEX OHMEDA 10369426 4882467 |  |  | Active |  | 99:99:99:99:99:99 |  | Equipment | PAAR:00-PVAR | 11/02/2019 |  | COOPER UNIVERSITY HOSPITAL |  |  | scu 29 |  | Lisa Geoghegan
|  | DATEX OHMEDA | F-CU8 | MODULE, ECG |  |  | Pavilion |  |  | 01/27/2005 |  | 1/27/12 |  |  | NO | YES |  |  |  |  | DATEX OHMEDA 10369019 5174773 |  |  | Active |  | 99:99:99:99:99:99 |  | Equipment | PAAR:00-PVAR | 11/02/2019 |  | COOPER UNIVERSITY HOSPITAL |  |  | RM 31 | WOT00000002202722 | Lisa Geoghegan | Disposition | Closed | Zhan Kiselev | 02/14/2019 | 05/25/2019 | Bulk Disposition CNL
|  | DATEX OHMEDA | F-CU8 | MODULE, ECG |  |  | Pavilion |  |  | 01/27/2005 |  | 1/27/12 |  |  | NO | YES |  |  |  |  | DATEX OHMEDA 10368573 5170854 |  |  | Active |  | 99:99:99:99:99:99 |  | Equipment | PAAR:00-PVAR | 11/02/2019 |  | COOPER UNIVERSITY HOSPITAL |  |  | BED 38 | WOT00000002201804 | Lisa Geoghegan | Disposition | Closed | Zhan Kiselev | 02/14/2019 | 05/25/2019 | Bulk Disposition CNL
|  | DATEX OHMEDA | F-CU8 | MODULE, ECG |  | ANESTHESIOLOGY | Pavilion |  |  | 10/18/2005 |  | 10/18/12 |  |  | NO | YES |  |  |  |  | DATEX OHMEDA 10368560 5189209 |  |  | Active |  | 99:99:99:99:99:99 |  | Equipment | PAAR:00-PVAR | 11/02/2019 |  | COOPER UNIVERSITY HOSPITAL |  |  | BED 36 | WOT00000002201776 | Lisa Geoghegan | Disposition | Closed | Zhan Kiselev | 02/14/2019 | 05/25/2019 | Bulk Disposition CNL
|  | DATEX OHMEDA | F-CU8 | MODULE, ECG |  |  | Pavilion |  |  | 01/27/2005 |  | 1/27/12 |  |  | NO | YES |  |  |  |  | DATEX OHMEDA 10368553 5170855 |  |  | Active |  | 99:99:99:99:99:99 |  | Equipment | PAAR:00-PVAR | 11/02/2019 |  | COOPER UNIVERSITY HOSPITAL |  |  | BED 32 | 0012422098 | Lisa Geoghegan | Repair | Closed | Michael Youch | 11/24/2017 | 11/24/2017 | MONITOR - BP CUFF TUBING IS BROKEN - SCU BED 32 | 11/24/2017 2:38:54 PM MDYOUCH (MDYOUCH 11/24/2017 10:00 AM) REPAIRED PB HOSE CONNECTOR | 74A8564E-CC15-484D-BFFD-C948E2626A26 | Labor | 11/24/2017 | 11/24/2017 | Michael Youch
|  | DATEX OHMEDA | F-CU8 | MODULE, ECG |  |  | Pavilion |  |  | 01/27/2005 |  | 1/27/12 |  |  | NO | YES |  |  |  |  | DATEX OHMEDA 10368536 5170846 |  |  | Active |  | 99:99:99:99:99:99 |  | Equipment | PAAR:00-PVAR | 11/02/2019 |  | COOPER UNIVERSITY HOSPITAL |  |  | RM 30 | WOT00000002201662 | Lisa Geoghegan | Disposition | Closed | Zhan Kiselev | 02/14/2019 | 05/25/2019 | Bulk Disposition CNL
|  | DATEX OHMEDA | F-CU8 | MODULE, ECG |  |  | Pavilion |  |  | 06/01/2003 |  | 6/1/10 |  |  | NO | YES |  |  |  |  | DATEX OHMEDA 10365400 4875960 |  |  | Active |  | 99:99:99:99:99:99 |  | Equipment | PAAR:00-PVAR | 11/02/2019 |  | COOPER UNIVERSITY HOSPITAL |  |  | Bed 28 | WOT00000002205139 | Lisa Geoghegan | Disposition | Closed | Zhan Kiselev | 02/14/2019 | 05/25/2019 | Bulk Disposition CNL
|  | DATEX OHMEDA | F-CU8 | MODULE, ECG |  | SURGICAL CARE UNIT | Pavilion |  |  | 09/16/2005 |  | 9/16/12 |  |  | NO | YES |  |  |  |  | DATEX OHMEDA 10347512 5186200 |  |  | Active |  | 99:99:99:99:99:99 |  | Equipment | PAAR:00-PVAR | 11/02/2019 |  | COOPER UNIVERSITY HOSPITAL |  |  | BED 40 | WOT00000002200385 | Lisa Geoghegan | Disposition | Closed | Zhan Kiselev | 02/14/2019 | 05/25/2019 | Bulk Disposition CNL
|  | DATEX OHMEDA | F-CU8 | MODULE, ECG |  |  | Pavilion |  |  | 01/30/2008 |  | 1/30/15 |  |  | NO | YES |  |  |  |  | DATEX OHMEDA 10347508 6310916 |  |  | Active |  | 99:99:99:99:99:99 |  | Equipment | PAAR:00-PVAR | 11/02/2019 |  | COOPER UNIVERSITY HOSPITAL |  |  | BED 41 | WOT00000002200373 | Lisa Geoghegan | Disposition | Closed | Zhan Kiselev | 02/14/2019 | 05/25/2019 | Bulk Disposition CNL
|  | DATEX OHMEDA | F-CU8 | MODULE, ECG |  | OPERATING ROOM - PAVILION | Kelemen |  |  | 01/01/1900 |  |  |  |  | NO | YES |  |  |  |  | DATEX OHMEDA 10346529 4875969 |  |  | Disposition |  | 99:99:99:99:99:99 |  | Equipment | PAAR:00-PVAR | 11/02/2019 |  | COOPER UNIVERSITY HOSPITAL |  |  | Equipment Storage Biomed | WOT00000002200165 | DOMINIC VENDETTA | Disposition | Closed | Salvatore Bombara | 02/14/2019 | 05/13/2019 | Bulk Disposition CNL | Unit has been retired | EXP2914515 | Labor | 05/13/2019 | 05/13/2019 | Salvatore Bombara
|  | DATEX OHMEDA | F-CU8 | MODULE, ECG |  |  | Pavilion |  |  | 06/01/2003 |  | 6/1/10 |  |  | NO | YES |  |  |  |  | DATEX OHMEDA 10346396 4875953 |  |  | Active |  | 99:99:99:99:99:99 |  | Equipment | PAAR:00-PVAR | 11/02/2019 |  | COOPER UNIVERSITY HOSPITAL |  |  | SDS - 3 KELEMEN BED 37 | 0012518171 | Lisa Geoghegan | Repair | Closed | Charles Santomero | 12/20/2017 | 12/20/2017 | MODULE - BP PART NOT WORKING PROPERLY - SCU BED 37 | 12/20/2017 4:46:14 PM CTSANTOMERO (CTSANTOMERO 12/20/2017 9:35 AM) EVALUATED NIBP FUNCTION AND FOUND A LEAKY CONNECTOR DUE TO A SPLIT O-RING. TOOK HOSE TO SHOP AND REPLACED CONNECTOR FROM A SPARE WE HAD IN STORAGE. TESTED HOSE AND FOUND NO FURTHER ISSUES. OVP, RTS | 621F41AC-64A2-4FF6-A246-F49F04D5C007 | Labor | 12/20/2017 | 12/20/2017 | Charles Santomero
|  | DATEX OHMEDA | F-CU8 | MODULE, ECG |  |  | Pavilion |  |  | 09/16/2005 |  | 9/16/12 |  |  | NO | YES |  |  |  |  | DATEX OHMEDA 10346387 5186189 |  |  | Active |  | 00:40:97:07:62:54 |  | Alarm | 1Y:00-MFG | 06/18/2019 | 06/01/2020 | COOPER UNIVERSITY HOSPITAL |  |  | SDS - 3 KELEMEN BED 39 |  | Lisa Geoghegan
|  | DATEX OHMEDA | F-CU8 | MODULE, ECG |  | VOORHEES SURGERY CENTER-OPERATING ROOM | 900 Centennial Blvd | Suite E |  | 02/20/2008 |  | 2/20/15 |  |  | NO | YES |  |  |  |  | DATEX OHMEDA 10346028 6310895 |  |  | Active |  | 11:11:11:11:11:11 |  | Alarm | 1Y:00-MFG | 03/18/2019 | 03/01/2020 | COOPER AMBULATORY OFF-SITES |  |  | SPARE E117 |  | JENNIFER BOMBARO
|  | GE HEALTHCARE | SOLAR BIS | MODULE, EEG | RBM07061551GA | TRAUMA ICU | Pavilion |  |  | 10/01/2006 |  | 10/1/13 |  |  | NO | YES |  |  |  |  | GE MEDICAL SYSTEMS 10368085 RBM07061551GA |  |  | Active |  | 99:99:99:99:99:99 |  | Equipment | PAAR:00-PVAR | 11/02/2019 |  | COOPER UNIVERSITY HOSPITAL |  |  | L | WOT00000000533241 | Diane Floyd | Disposition | Closed | Richard Jolly | 02/08/2018 | 05/23/2019 | Bulk Disposition CNL
|  | GE HEALTHCARE | SOLAR BIS | MODULE, EEG | RBM07061548GA | TRAUMA ICU | Kelemen |  |  | 10/01/2006 |  | 10/1/13 |  |  | NO | YES |  |  |  |  | GE MEDICAL SYSTEMS 10368082 RBM07061548GA |  |  | Active |  | 99:99:99:99:99:99 |  | Equipment | PAAR:00-PVAR | 11/02/2019 |  | COOPER UNIVERSITY HOSPITAL |  |  | TICU-EQUIP STORAGE | WOT00000000533239 | Diane Floyd | Disposition | Closed | Richard Jolly | 02/08/2018 | 05/23/2019 | Bulk Disposition CNL
|  | GE HEALTHCARE | SOLAR BIS | MODULE, EEG | RBM10233338GA | TRAUMA ICU | Pavilion |  |  | 08/23/2010 |  | 8/23/17 |  |  | NO | YES |  |  |  |  | GE MEDICAL SYSTEMS 10368081 RBM10233338GA |  |  | Active |  | 99:99:99:99:99:99 |  | Equipment | PAAR:00-PVAR | 11/02/2019 |  | COOPER UNIVERSITY HOSPITAL |  |  | TICU-EQUIP STORAGE |  | Diane Floyd
|  | GE HEALTHCARE | SOLAR BIS | MODULE, EEG | RBM10233337GA | TRAUMA ICU | Kelemen |  |  | 08/23/2010 |  | 8/23/17 |  |  | NO | YES |  |  |  |  | GE MEDICAL SYSTEMS 10368080 RBM10233337GA |  |  | Active |  | 99:99:99:99:99:99 |  | Equipment | PAAR:00-PVAR | 11/01/2019 |  | COOPER UNIVERSITY HOSPITAL |  |  | TICU-EQUIP STORAGE | WOT00000000533245 | Diane Floyd | Disposition | Closed | Richard Jolly | 02/08/2018 | 05/24/2019 | Bulk Disposition CNL
|  | GE HEALTHCARE | SOLAR BIS | MODULE, EEG | RBM10473421GA | CCU - CORONARY CARE UNIT | Kelemen |  |  | 12/28/2010 |  | 12/28/17 |  |  | NO | YES |  |  |  |  | GE MEDICAL SYSTEMS 10367276 RBM10473421GA |  |  | Active |  | 99:99:99:99:99:99 |  | Equipment | PAAR:00-PVAR | 11/02/2019 |  | COOPER UNIVERSITY HOSPITAL |  |  | CCU CLEAN SUPPLY | WOT00000000533250 | CAROLYN RUMELL | Disposition | Closed | Richard Jolly | 02/08/2018 | 05/15/2019 | Bulk Disposition CNL
|  | CAREFUSION | ALARIS 8300 | MODULE, ETCO2 |  | SPD | Kelemen |  |  | 12/17/2018 |  | 12/17/25 |  |  | NO | YES |  |  |  |  | CAREFUSION 11221630 2001219 |  |  | Active |  | 99:99:99:99:99:99 |  | High Risk | 1Y:00-MFG | 12/17/2018 | 12/17/2018 | COOPER UNIVERSITY HOSPITAL |  |  |  |  | David Frye |  |  |  | 12/17/2018 | 12/17/2018 |  |  |  |  | 12/17/2018 | 12/17/2018
|  | CAREFUSION | ALARIS 8300 | MODULE, ETCO2 |  | SPD | Kelemen |  |  | 01/09/2019 |  | 1/9/26 |  |  | NO | YES | Asset Tag 11136859 |  |  |  | CAREFUSION 11137399 15261914 |  |  | Active |  | 99:99:99:99:99:99 |  | High Risk | 1Y:00-MFG | 01/09/2019 | 01/09/2019 | COOPER UNIVERSITY HOSPITAL |  |  | Moves | WOT00000001468180 | David Frye | Performance Verification | Completed |  | 01/09/2019 | 01/09/2019 | Performance Verification for CAREFUSION 11137399 15261914 | Initial Install of Performance Verification. Device is ready for patient use. |  |  | 01/09/2019 | 01/09/2019
|  | CAREFUSION | ALARIS 8300 | MODULE, ETCO2 |  | SPD | Kelemen |  |  | 01/22/2019 |  | 1/22/26 |  |  | NO | YES |  |  |  |  | CAREFUSION 11137199 15261471 |  |  | Active |  | 99:99:99:99:99:99 |  | High Risk | 1Y:00-MFG | 01/22/2019 | 01/22/2019 | COOPER UNIVERSITY HOSPITAL |  |  | Moves | WOT00000001468703 | David Frye | Performance Verification | Completed |  | 01/22/2019 | 01/22/2019 | Performance Verification for CAREFUSION 11137199 15261471 | Initial Install of Performance Verification. Device is ready for patient use. |  |  | 01/22/2019 | 01/22/2019
|  | CAREFUSION | ALARIS 8300 | MODULE, ETCO2 |  | SPD | Kelemen |  |  | 03/26/2019 |  | 3/26/26 |  |  | NO | YES |  |  |  |  | CAREFUSION 11137110 15262167 |  |  | Active |  | 99:99:99:99:99:99 |  | High Risk | 1Y:00-MFG | 03/26/2019 | 03/26/2019 | COOPER UNIVERSITY HOSPITAL |  |  | Moves | WOT00000001466598 | David Frye | Performance Verification | Completed |  | 03/26/2019 | 03/26/2019 | Performance Verification for CAREFUSION 11137110 15262167 | Initial Install of Performance Verification. Device is ready for patient use. |  |  | 03/26/2019 | 03/26/2019
|  | CAREFUSION | ALARIS 8300 | MODULE, ETCO2 |  | SPD | Kelemen |  |  | 02/01/2019 |  | 2/1/26 |  |  | NO | YES |  |  |  |  | CAREFUSION 11137054 15261620 |  |  | Active | dup11137054 | 99:99:99:99:99:99 |  | High Risk | 1Y:00-MFG | 02/01/2019 | 02/01/2019 | COOPER UNIVERSITY HOSPITAL |  |  | Moves | WOT00000001468017 | David Frye | Performance Verification | Completed |  | 02/01/2019 | 02/01/2019 | Performance Verification for CAREFUSION 11137054 15261620 | Initial Install of Performance Verification. Device is ready for patient use. |  |  | 02/01/2019 | 02/01/2019
|  | CAREFUSION | ALARIS 8300 | MODULE, ETCO2 |  | SPD | Kelemen |  |  | 01/09/2019 |  | 1/9/26 |  |  | NO | YES |  |  |  |  | CAREFUSION 11137045 15261515 |  |  | Active |  | 99:99:99:99:99:99 |  | High Risk | 1Y:00-MFG | 01/09/2019 | 01/09/2019 | COOPER UNIVERSITY HOSPITAL |  |  | Moves | WOT00000001467067 | David Frye | Performance Verification | Completed |  | 01/09/2019 | 01/09/2019 | Performance Verification for CAREFUSION 11137045 15261515 | Initial Install of Performance Verification. Device is ready for patient use. |  |  | 01/09/2019 | 01/09/2019
|  | CAREFUSION | ALARIS 8300 | MODULE, ETCO2 |  | SPD | Kelemen |  |  | 02/01/2019 |  | 2/1/26 |  |  | NO | YES |  |  |  |  | CAREFUSION 11137016 15258040 |  |  | Active | dup11137016 | 99:99:99:99:99:99 |  | High Risk | 1Y:00-MFG | 02/01/2019 | 02/01/2019 | COOPER UNIVERSITY HOSPITAL |  |  | Moves | WOT00000001468082 | David Frye | Performance Verification | Completed |  | 02/01/2019 | 02/01/2019 | Performance Verification for CAREFUSION 11137016 15258040 | Initial Install of Performance Verification. Device is ready for patient use. |  |  | 02/01/2019 | 02/01/2019
|  | CAREFUSION | ALARIS 8300 | MODULE, ETCO2 |  | SPD | Kelemen |  |  | 02/01/2019 |  | 2/1/26 |  |  | NO | YES |  |  |  |  | CAREFUSION 11136736 15258418 |  |  | Active |  | 99:99:99:99:99:99 |  | High Risk | 1Y:00-MFG | 02/01/2019 | 02/01/2019 | COOPER UNIVERSITY HOSPITAL |  |  | Moves | WOT00000001467253 | David Frye | Performance Verification | Completed |  | 02/01/2019 | 02/01/2019 | Performance Verification for CAREFUSION 11136736 15258418 | Initial Install of Performance Verification. Device is ready for patient use. |  |  | 02/01/2019 | 02/01/2019
|  | CAREFUSION | ALARIS 8300 | MODULE, ETCO2 |  | SPD | Kelemen |  |  | 02/06/2019 |  | 2/6/26 |  |  | NO | YES |  |  |  |  | CAREFUSION 11136597 15257952 |  |  | Active | dup11136597 | 99:99:99:99:99:99 |  | High Risk | 1Y:00-MFG | 02/06/2019 | 02/06/2019 | COOPER UNIVERSITY HOSPITAL |  |  | Moves | WOT00000001468079 | David Frye | Performance Verification | Completed |  | 02/06/2019 | 02/06/2019 | Performance Verification for CAREFUSION 11136597 15257952 | Initial Install of Performance Verification. Device is ready for patient use. |  |  | 02/06/2019 | 02/06/2019
|  | CAREFUSION | ALARIS 8300 | MODULE, ETCO2 |  | SPD | Kelemen |  |  | 01/17/2019 |  | 1/17/26 |  |  | NO | YES |  |  |  |  | CAREFUSION 11136474 15269341 |  |  | Active |  | 99:99:99:99:99:99 |  | High Risk | 1Y:00-MFG | 01/17/2019 | 01/17/2019 | COOPER UNIVERSITY HOSPITAL |  |  | Moves | WOT00000001454821 | David Frye | Performance Verification | Completed |  | 01/17/2019 | 01/17/2019 | Performance Verification for CAREFUSION 11136474 15269341 | Initial Install of Performance Verification. Device is ready for patient use. |  |  | 01/17/2019 | 01/17/2019
|  | CAREFUSION | ALARIS 8300 | MODULE, ETCO2 |  | SPD | Kelemen |  |  | 01/21/2019 |  | 1/21/26 |  |  | NO | YES |  |  |  |  | CAREFUSION 11136459 15271042 |  |  | Active |  | 99:99:99:99:99:99 |  | High Risk | 1Y:00-MFG | 01/21/2019 | 01/21/2019 | COOPER UNIVERSITY HOSPITAL |  |  | Moves | WOT00000001467628 | David Frye | Performance Verification | Completed |  | 01/21/2019 | 01/21/2019 | Performance Verification for CAREFUSION 11136459 15271042 | Initial Install of Performance Verification. Device is ready for patient use. |  |  | 01/21/2019 | 01/21/2019
|  | CAREFUSION | ALARIS 8300 | MODULE, ETCO2 |  | SPD | Kelemen |  |  | 01/29/2019 |  | 1/29/26 |  |  | NO | YES |  |  |  |  | CAREFUSION 11136449 15269889 |  |  | Active |  | 99:99:99:99:99:99 |  | High Risk | 1Y:00-MFG | 01/29/2019 | 01/29/2019 | COOPER UNIVERSITY HOSPITAL |  |  | Moves | WOT00000001467821 | David Frye | Performance Verification | Completed |  | 01/29/2019 | 01/29/2019 | Performance Verification for CAREFUSION 11136449 15269889 | Initial Install of Performance Verification. Device is ready for patient use. |  |  | 01/29/2019 | 01/29/2019
|  | CAREFUSION | ALARIS 8300 | MODULE, ETCO2 |  | SPD | Kelemen |  |  | 01/03/2019 |  | 1/3/26 |  |  | NO | YES |  |  |  |  | CAREFUSION 11136333 15269307 |  |  | Active |  | 99:99:99:99:99:99 |  | High Risk | 1Y:00-MFG | 01/03/2019 | 01/03/2019 | COOPER UNIVERSITY HOSPITAL |  |  | Moves | WOT00000001469186 | David Frye | Performance Verification | Completed |  | 01/03/2019 | 01/03/2019 | Performance Verification for CAREFUSION 11136333 15269307 | Initial Install of Performance Verification. Device is ready for patient use. |  |  | 01/03/2019 | 01/03/2019
|  | CAREFUSION | ALARIS 8300 | MODULE, ETCO2 |  | SPD | Kelemen |  |  | 01/08/2019 |  | 1/8/26 |  |  | NO | YES |  |  |  |  | CAREFUSION 11136262 15270942 |  |  | Active |  | 99:99:99:99:99:99 |  | High Risk | 1Y:00-MFG | 01/08/2019 | 01/08/2019 | COOPER UNIVERSITY HOSPITAL |  |  | Moves | WOT00000001456068 | David Frye | Performance Verification | Completed |  | 01/08/2019 | 01/08/2019 | Performance Verification for CAREFUSION 11136262 15270942 | Initial Install of Performance Verification. Device is ready for patient use. |  |  | 01/08/2019 | 01/08/2019
|  | CAREFUSION | ALARIS 8300 | MODULE, ETCO2 |  | SPD | Kelemen |  |  | 02/01/2019 |  | 2/1/26 |  |  | NO | YES |  |  |  |  | CAREFUSION 11136232 15269204 |  |  | Active | dup11136232 | 99:99:99:99:99:99 |  | High Risk | 1Y:00-MFG | 02/01/2019 | 02/01/2019 | COOPER UNIVERSITY HOSPITAL |  |  | Moves | WOT00000001468895 | David Frye | Performance Verification | Completed |  | 02/01/2019 | 02/01/2019 | Performance Verification for CAREFUSION 11136232 15269204 | Initial Install of Performance Verification. Device is ready for patient use. |  |  | 02/01/2019 | 02/01/2019
|  | CAREFUSION | ALARIS 8300 | MODULE, ETCO2 |  | SPD | Kelemen |  |  | 02/11/2019 |  | 2/11/26 |  |  | NO | YES |  |  |  |  | CAREFUSION 11136013 15270671 |  |  | Active |  | 99:99:99:99:99:99 |  | High Risk | 1Y:00-MFG | 02/11/2019 | 02/11/2019 | COOPER UNIVERSITY HOSPITAL |  |  | Moves | WOT00000001467930 | David Frye | Performance Verification | Completed |  | 02/11/2019 | 02/11/2019 | Performance Verification for CAREFUSION 11136013 15270671 | Initial Install of Performance Verification. Device is ready for patient use. |  |  | 02/11/2019 | 02/11/2019
|  | CAREFUSION | ALARIS 8300 | MODULE, ETCO2 |  | SPD | Pavilion |  |  | 05/01/2013 |  | 5/1/20 |  |  | NO | YES |  |  |  |  | CAREFUSION 10752995 13845896 |  |  | Active |  | 99:99:99:99:99:99 |  | High Risk | 1Y:00-MFG | 11/15/2018 | 12/01/2019 | COOPER UNIVERSITY HOSPITAL |  |  |  |  | David Frye
|  | CAREFUSION | ALARIS 8300 | MODULE, ETCO2 |  | SPD | Kelemen |  |  | 09/30/2011 |  | 9/30/18 |  |  | NO | YES |  |  |  |  | CAREFUSION 10752980 13480573 |  |  | Active |  | 99:99:99:99:99:99 |  | High Risk | 1Y:00-MFG | 11/07/2018 | 12/01/2019 | COOPER UNIVERSITY HOSPITAL |  |  |  |  | David Frye
|  | CAREFUSION | ALARIS 8300 | MODULE, ETCO2 |  | SPD | Kelemen |  |  | 05/01/2013 |  | 5/1/20 |  |  | NO | YES |  |  |  |  | CAREFUSION 10752974 13845909 |  |  | Active |  | 99:99:99:99:99:99 |  | High Risk | 1Y:00-MFG | 12/05/2018 | 12/01/2019 | COOPER UNIVERSITY HOSPITAL |  |  | APRIL |  | David Frye
|  | CAREFUSION | ALARIS 8300 | MODULE, ETCO2 |  | COOPER CANCER CENTER | Kelemen |  |  | 06/16/2016 |  | 6/16/23 |  |  | NO | YES |  |  |  |  | CAREFUSION 10505163 14640934 |  |  | Active |  | 99:99:99:99:99:99 |  | High Risk | 1Y:00-MFG | 09/01/2019 | 09/01/2020 | COOPER AMBULATORY OFF-SITES |  |  |  |  | COLLEEN TEGELER
|  | CAREFUSION | ALARIS 8300 | MODULE, ETCO2 |  | SPD | Kelemen |  |  | 05/01/2013 |  | 5/1/20 |  |  | NO | YES |  |  |  |  | CAREFUSION 10369124 13832851 |  |  | Active |  | 99:99:99:99:99:99 |  | High Risk | 1Y:00-MFG | 11/06/2018 | 12/01/2019 | COOPER UNIVERSITY HOSPITAL |  |  |  |  | David Frye
|  | CAREFUSION | ALARIS 8300 | MODULE, ETCO2 |  | SPD | Kelemen |  |  | 05/01/2013 |  | 5/1/20 |  |  | NO | YES |  |  |  |  | CAREFUSION 10368204 13846333 |  |  | Active |  | 99:99:99:99:99:99 |  | High Risk | 1Y:00-MFG | 11/14/2018 | 12/01/2019 | COOPER UNIVERSITY HOSPITAL |  |  |  |  | David Frye
|  | CAREFUSION | ALARIS 8300 | MODULE, ETCO2 |  | SPD | Kelemen |  |  | 11/13/2018 |  | 11/13/25 |  |  | NO | YES |  |  |  |  | CAREFUSION 30236284 13846436 |  |  | Active |  | 99:99:99:99:99:99 |  | High Risk | 1Y:00-MFG | 11/13/2018 | 11/13/2018 | COOPER UNIVERSITY HOSPITAL |  |  |  |  | David Frye |  |  |  | 11/13/2018 | 11/13/2018 |  |  |  |  | 11/13/2018 | 11/13/2018
|  | CAREFUSION | ALARIS 8300 | MODULE, ETCO2 |  | SPD | Kelemen |  |  | 09/30/2011 |  | 9/30/18 |  |  | NO | YES |  |  |  |  | CAREFUSION 10360355 13520122 |  |  | Active |  | 99:99:99:99:99:99 |  | High Risk | 1Y:00-MFG | 11/06/2018 | 12/01/2019 | COOPER UNIVERSITY HOSPITAL |  |  | BIOMED |  | David Frye
|  | CAREFUSION | ALARIS 8300 | MODULE, ETCO2 |  | SPD | Dorrance |  |  | 05/01/2013 |  | 5/1/20 |  |  | NO | YES |  |  |  |  | CAREFUSION 10356739 13846599 |  |  | Active |  | 99:99:99:99:99:99 |  | High Risk | 1Y:00-MFG | 12/20/2018 | 12/01/2019 | COOPER UNIVERSITY HOSPITAL |  |  |  |  | David Frye
|  | CAREFUSION | ALARIS 8300 | MODULE, ETCO2 |  | SPD | Kelemen |  |  | 05/01/2013 |  | 5/1/20 |  |  | NO | YES |  |  |  |  | CAREFUSION 10356652 13845681 |  |  | Active |  | 99:99:99:99:99:99 |  | High Risk | 1Y:00-MFG | 11/14/2018 | 12/01/2019 | COOPER UNIVERSITY HOSPITAL |  |  | APRIL |  | David Frye
|  | CAREFUSION | ALARIS 8300 | MODULE, ETCO2 |  | SPD | Kelemen |  |  | 05/01/2013 |  | 5/1/20 |  |  | NO | YES |  |  |  |  | CAREFUSION 10356575 13846253 |  |  | Active |  | 99:99:99:99:99:99 |  | High Risk | 1Y:00-MFG | 12/20/2018 | 12/01/2019 | COOPER UNIVERSITY HOSPITAL |  |  |  |  | David Frye
|  | CAREFUSION | ALARIS 8300 | MODULE, ETCO2 |  | SPD | Kelemen |  |  | 09/30/2011 |  | 9/30/18 |  |  | NO | YES |  |  |  |  | CAREFUSION 10356555 13520007 |  |  | Active |  | 99:99:99:99:99:99 |  | High Risk | 1Y:00-MFG | 04/25/2019 | 12/01/2019 | COOPER UNIVERSITY HOSPITAL |  |  | Performance Verification |  | David Frye
|  | CAREFUSION | ALARIS 8300 | MODULE, ETCO2 |  | SPD | Dorrance |  |  | 05/01/2013 |  | 5/1/20 |  |  | NO | YES |  |  |  |  | CAREFUSION 10356548 13846486 |  |  | Active |  | 99:99:99:99:99:99 |  | High Risk | 1Y:00-MFG | 12/20/2018 | 12/01/2019 | COOPER UNIVERSITY HOSPITAL |  |  |  |  | David Frye
|  | CAREFUSION | ALARIS 8300 | MODULE, ETCO2 |  | SPD | Kelemen |  |  | 05/01/2013 |  | 5/1/20 |  |  | NO | YES |  |  |  |  | CAREFUSION 10356264 13846207 |  |  | Active |  | 99:99:99:99:99:99 |  | High Risk | 1Y:00-MFG | 11/15/2018 | 12/01/2019 | COOPER UNIVERSITY HOSPITAL |  |  |  |  | David Frye
|  | CAREFUSION | ALARIS 8300 | MODULE, ETCO2 |  | SPD | Kelemen |  |  | 05/01/2013 |  | 5/1/20 |  |  | NO | YES |  |  |  |  | CAREFUSION 10355943 13846209 |  |  | Active |  | 99:99:99:99:99:99 |  | High Risk | 1Y:00-MFG | 11/15/2018 | 12/01/2019 | COOPER UNIVERSITY HOSPITAL |  |  |  |  | David Frye
|  | CAREFUSION | ALARIS 8300 | MODULE, ETCO2 |  | SPD | Kelemen |  |  | 05/01/2013 |  | 5/1/20 |  |  | NO | YES |  |  |  |  | CAREFUSION 10355647 13846806 |  |  | Active |  | 99:99:99:99:99:99 |  | High Risk | 1Y:00-MFG | 11/07/2018 | 12/01/2019 | COOPER UNIVERSITY HOSPITAL |  |  |  |  | David Frye
|  | CAREFUSION | ALARIS 8300 | MODULE, ETCO2 |  | SPD | Kelemen |  |  | 05/01/2013 |  | 5/1/20 |  |  | NO | YES |  |  |  |  | CAREFUSION 10355630 13845707 |  |  | Active |  | 99:99:99:99:99:99 |  | High Risk | 1Y:00-MFG | 11/07/2018 | 12/01/2019 | COOPER UNIVERSITY HOSPITAL |  |  | APRIL |  | David Frye
|  | CAREFUSION | ALARIS 8300 | MODULE, ETCO2 |  | SPD | Kelemen |  |  | 05/01/2013 |  | 5/1/20 |  |  | NO | YES |  |  |  |  | CAREFUSION 10355539 13846755 |  |  | Active |  | 99:99:99:99:99:99 |  | High Risk | 1Y:00-MFG | 12/10/2018 | 12/01/2019 | COOPER UNIVERSITY HOSPITAL |  |  |  |  | David Frye
|  | CAREFUSION | ALARIS 8300 | MODULE, ETCO2 |  | SPD | Kelemen |  |  | 05/01/2013 |  | 5/1/20 |  |  | NO | YES |  |  |  |  | CAREFUSION 10355533 13845911 |  |  | Active |  | 99:99:99:99:99:99 |  | High Risk | 1Y:00-MFG | 11/14/2018 | 12/01/2019 | COOPER UNIVERSITY HOSPITAL |  |  |  |  | David Frye
|  | CAREFUSION | ALARIS 8300 | MODULE, ETCO2 |  | SPD | Kelemen |  |  | 09/30/2011 |  | 9/30/18 |  |  | NO | YES |  |  |  |  | CAREFUSION 10355534 13517733 |  |  | Active |  | 99:99:99:99:99:99 |  | High Risk | 1Y:00-MFG | 11/06/2018 | 12/01/2019 | COOPER UNIVERSITY HOSPITAL |  |  |  |  | David Frye
|  | CAREFUSION | ALARIS 8300 | MODULE, ETCO2 |  | SPD | Pavilion |  |  | 05/01/2013 |  | 5/1/20 |  |  | NO | YES |  |  |  |  | CAREFUSION 10355535 13845777 |  |  | Active |  | 99:99:99:99:99:99 |  | High Risk | 1Y:00-MFG | 11/13/2018 | 12/01/2019 | COOPER UNIVERSITY HOSPITAL |  |  | APRIL |  | David Frye
|  | CAREFUSION | ALARIS 8300 | MODULE, ETCO2 |  | SPD | Kelemen |  |  | 05/01/2013 |  | 5/1/20 |  |  | NO | YES |  |  |  |  | CAREFUSION 10355536 13846805 |  |  | Active |  | 99:99:99:99:99:99 |  | High Risk | 1Y:00-MFG | 12/10/2018 | 12/01/2019 | COOPER UNIVERSITY HOSPITAL |  |  |  |  | David Frye
|  | CAREFUSION | ALARIS 8300 | MODULE, ETCO2 |  | SPD | Kelemen |  |  | 05/01/2013 |  | 5/1/20 |  |  | NO | YES |  |  |  |  | CAREFUSION 10355538 13846628 |  |  | Active |  | 99:99:99:99:99:99 |  | High Risk | 1Y:00-MFG | 11/15/2018 | 12/01/2019 | COOPER UNIVERSITY HOSPITAL |  |  |  |  | David Frye
|  | CAREFUSION | ALARIS 8300 | MODULE, ETCO2 |  | SPD | Kelemen |  |  | 05/01/2013 |  | 5/1/20 |  |  | NO | YES |  |  |  |  | CAREFUSION 10355537 13846337 |  |  | Active |  | 99:99:99:99:99:99 |  | High Risk | 1Y:00-MFG | 11/06/2018 | 12/01/2019 | COOPER UNIVERSITY HOSPITAL |  |  |  |  | David Frye
|  | CAREFUSION | ALARIS 8300 | MODULE, ETCO2 |  | SPD | Kelemen |  |  | 05/01/2013 |  | 5/1/20 |  |  | NO | YES |  |  |  |  | CAREFUSION 10355531 13846165 |  |  | Active |  | 99:99:99:99:99:99 |  | High Risk | 1Y:00-MFG | 11/29/2018 | 12/01/2019 | COOPER UNIVERSITY HOSPITAL |  |  |  |  | David Frye
|  | CAREFUSION | ALARIS 8300 | MODULE, ETCO2 |  | SPD | Kelemen |  |  | 05/01/2013 |  | 5/1/20 |  |  | NO | YES |  |  |  |  | CAREFUSION 10355532 13846036 |  |  | Active |  | 99:99:99:99:99:99 |  | High Risk | 1Y:00-MFG | 11/07/2018 | 12/01/2019 | COOPER UNIVERSITY HOSPITAL |  |  |  |  | David Frye
|  | CAREFUSION | ALARIS 8300 | MODULE, ETCO2 |  |  | Kelemen |  |  | 05/01/2013 |  | 5/1/20 |  |  | NO | YES |  |  |  |  | CAREFUSION 10355530 13846522 |  |  | Active |  | 99:99:99:99:99:99 | [5 empty] | COOPER UNIVERSITY HOSPITAL
|  | CAREFUSION | ALARIS 8300 | MODULE, ETCO2 |  | SPD | Kelemen |  |  | 05/01/2013 |  | 5/1/20 |  |  | NO | YES |  |  |  |  | CAREFUSION 10355528 13845776 |  |  | Active |  | 99:99:99:99:99:99 |  | High Risk | 1Y:00-MFG | 11/13/2018 | 12/01/2019 | COOPER UNIVERSITY HOSPITAL |  |  | APRIL |  | David Frye
|  | CAREFUSION | ALARIS 8300 | MODULE, ETCO2 |  | SPD | Kelemen |  |  | 05/01/2013 |  | 5/1/20 |  |  | NO | YES |  |  |  |  | CAREFUSION 10355529 13846841 |  |  | Active |  | 99:99:99:99:99:99 |  | High Risk | 1Y:00-MFG | 02/07/2019 | 12/01/2019 | COOPER UNIVERSITY HOSPITAL |  |  |  |  | David Frye
|  | CAREFUSION | ALARIS 8300 | MODULE, ETCO2 |  | SPD | Kelemen |  |  | 05/01/2013 |  | 5/1/20 |  |  | NO | YES |  |  |  |  | CAREFUSION 10355526 13845263 |  |  | Active |  | 99:99:99:99:99:99 |  | High Risk | 1Y:00-MFG | 11/14/2018 | 12/01/2019 | COOPER UNIVERSITY HOSPITAL |  |  | APRIL |  | David Frye
|  | CAREFUSION | ALARIS 8300 | MODULE, ETCO2 |  | SPD | Kelemen |  |  | 05/01/2013 |  | 5/1/20 |  |  | NO | YES |  |  |  |  | CAREFUSION 10355524 13844958 |  |  | Active |  | 99:99:99:99:99:99 |  | High Risk | 1Y:00-MFG | 11/15/2018 | 12/01/2019 | COOPER UNIVERSITY HOSPITAL |  |  | APRIL |  | David Frye
|  | CAREFUSION | ALARIS 8300 | MODULE, ETCO2 |  | SPD | Pavilion |  |  | 05/01/2013 |  | 5/1/20 |  |  | NO | YES |  |  |  |  | CAREFUSION 10355523 13846372 |  |  | Active |  | 99:99:99:99:99:99 |  | High Risk | 1Y:00-MFG | 11/06/2018 | 12/01/2019 | COOPER UNIVERSITY HOSPITAL |  |  |  |  | David Frye
|  | CAREFUSION | ALARIS 8300 | MODULE, ETCO2 |  | SPD | Kelemen |  |  | 05/01/2013 |  | 5/1/20 |  |  | NO | YES |  |  |  |  | CAREFUSION 10355522 13846083 |  |  | Active |  | 99:99:99:99:99:99 |  | High Risk | 1Y:00-MFG | 11/07/2018 | 12/01/2019 | COOPER UNIVERSITY HOSPITAL |  |  |  |  | David Frye
|  | CAREFUSION | ALARIS 8300 | MODULE, ETCO2 |  | SPD | Pavilion |  |  | 09/30/2011 |  | 9/30/18 |  |  | NO | YES |  |  |  |  | CAREFUSION 10355517 13517620 |  |  | Active |  | 99:99:99:99:99:99 |  | High Risk | 1Y:00-MFG | 02/06/2019 | 12/01/2019 | COOPER UNIVERSITY HOSPITAL |  |  |  |  | David Frye
|  | CAREFUSION | ALARIS 8300 | MODULE, ETCO2 |  | SPD | Kelemen |  |  | 05/01/2013 |  | 5/1/20 |  |  | NO | YES |  |  |  |  | CAREFUSION 10355521 13845569 |  |  | Active |  | 99:99:99:99:99:99 |  | High Risk | 1Y:00-MFG | 11/14/2018 | 12/01/2019 | COOPER UNIVERSITY HOSPITAL |  |  | APRIL |  | David Frye
|  | CAREFUSION | ALARIS 8300 | MODULE, ETCO2 |  | SPD | Kelemen |  |  | 05/01/2013 |  | 5/1/20 |  |  | NO | YES |  |  |  |  | CAREFUSION 10355520 13846487 |  |  | Active |  | 99:99:99:99:99:99 |  | High Risk | 1Y:00-MFG | 11/19/2018 | 12/01/2019 | COOPER UNIVERSITY HOSPITAL |  |  | biomed dept |  | David Frye
|  | CAREFUSION | ALARIS 8300 | MODULE, ETCO2 |  | SPD | Kelemen |  |  | 05/01/2013 |  | 5/1/20 |  |  | NO | YES |  |  |  |  | CAREFUSION 10355519 13846022 |  |  | Active |  | 99:99:99:99:99:99 |  | High Risk | 1Y:00-MFG | 11/14/2018 | 12/01/2019 | COOPER UNIVERSITY HOSPITAL |  |  |  |  | David Frye
|  | CAREFUSION | ALARIS 8300 | MODULE, ETCO2 |  | SPD | Kelemen |  |  | 05/01/2013 |  | 5/1/20 |  |  | NO | YES |  |  |  |  | CAREFUSION 10355518 13845706 |  |  | Active |  | 99:99:99:99:99:99 |  | High Risk | 1Y:00-MFG | 11/15/2018 | 12/01/2019 | COOPER UNIVERSITY HOSPITAL |  |  | APRIL |  | David Frye
|  | CAREFUSION | ALARIS 8300 | MODULE, ETCO2 |  | SPD | Kelemen |  |  | 05/01/2013 |  | 5/1/20 |  |  | NO | YES |  |  |  |  | CAREFUSION 10355516 13846164 |  |  | Active |  | 99:99:99:99:99:99 |  | High Risk | 1Y:00-MFG | 11/14/2018 | 12/01/2019 | COOPER UNIVERSITY HOSPITAL |  |  |  |  | David Frye
|  | CAREFUSION | ALARIS 8300 | MODULE, ETCO2 |  | SPD | Kelemen | BASEMENT |  | 05/01/2013 |  | 5/1/20 |  |  | NO | YES |  |  |  |  | CAREFUSION 10355513 13846807 |  |  | Active |  | 99:99:99:99:99:99 |  | High Risk | 1Y:00-MFG | 12/01/2018 | 12/01/2019 | COOPER UNIVERSITY HOSPITAL |  |  |  |  | David Frye
|  | CAREFUSION | ALARIS 8300 | MODULE, ETCO2 |  | SPD | Kelemen |  |  | 05/01/2013 |  | 5/1/20 |  |  | NO | YES |  |  |  |  | CAREFUSION 10355514 13846520 |  |  | Active |  | 99:99:99:99:99:99 |  | High Risk | 1Y:00-MFG | 11/13/2018 | 12/01/2019 | COOPER UNIVERSITY HOSPITAL |  |  |  |  | David Frye
|  | CAREFUSION | ALARIS 8300 | MODULE, ETCO2 |  | SPD | Kelemen |  |  | 05/01/2013 |  | 5/1/20 |  |  | NO | YES |  |  |  |  | CAREFUSION 10355510 13845705 |  |  | Active |  | 99:99:99:99:99:99 |  | High Risk | 1Y:00-MFG | 11/14/2018 | 12/01/2019 | COOPER UNIVERSITY HOSPITAL |  |  | APRIL |  | David Frye
|  | CAREFUSION | ALARIS 8300 | MODULE, ETCO2 |  | SPD | Kelemen |  |  | 05/01/2013 |  | 5/1/20 |  |  | NO | YES |  |  |  |  | CAREFUSION 10355507 13845184 |  |  | Active |  | 99:99:99:99:99:99 |  | High Risk | 1Y:00-MFG | 11/14/2018 | 12/01/2019 | COOPER UNIVERSITY HOSPITAL |  |  | APRIL |  | David Frye
|  | CAREFUSION | ALARIS 8300 | MODULE, ETCO2 |  | SPD | Kelemen |  |  | 05/01/2013 |  | 5/1/20 |  |  | NO | YES |  |  |  |  | CAREFUSION 10355506 13845871 |  |  | Active |  | 99:99:99:99:99:99 |  | High Risk | 1Y:00-MFG | 11/14/2018 | 12/01/2019 | COOPER UNIVERSITY HOSPITAL |  |  | APRIL |  | David Frye
|  | CAREFUSION | ALARIS 8300 | MODULE, ETCO2 |  | SPD | Kelemen |  |  | 05/01/2013 |  | 5/1/20 |  |  | NO | YES |  |  |  |  | CAREFUSION 10355509 13845872 |  |  | Active |  | 99:99:99:99:99:99 |  | High Risk | 1Y:00-MFG | 11/19/2018 | 12/01/2019 | COOPER UNIVERSITY HOSPITAL |  |  | APRIL |  | David Frye
|  | CAREFUSION | ALARIS 8300 | MODULE, ETCO2 |  | SPD | Kelemen |  |  | 09/30/2011 |  | 9/30/18 |  |  | NO | YES |  |  |  |  | CAREFUSION 10355504 13470447 |  |  | Active |  | 99:99:99:99:99:99 |  | High Risk | 1Y:00-MFG | 02/27/2019 | 12/01/2019 | COOPER UNIVERSITY HOSPITAL |  |  |  |  | David Frye
|  | CAREFUSION | ALARIS 8300 | MODULE, ETCO2 |  | SPD | Kelemen |  |  | 05/01/2013 |  | 5/1/20 |  |  | NO | YES |  |  |  |  | CAREFUSION 10355505 13846756 |  |  | Active |  | 99:99:99:99:99:99 |  | High Risk | 1Y:00-MFG | 11/14/2018 | 12/01/2019 | COOPER UNIVERSITY HOSPITAL |  |  |  |  | David Frye
|  | CAREFUSION | ALARIS 8300 | MODULE, ETCO2 |  | SPD | Dorrance |  |  | 05/01/2013 |  | 5/1/20 |  |  | NO | YES |  |  |  |  | CAREFUSION 10355315 13846037 |  |  | Active |  | 99:99:99:99:99:99 |  | High Risk | 1Y:00-MFG | 11/14/2018 | 12/01/2019 | COOPER UNIVERSITY HOSPITAL |  |  |  |  | David Frye
|  | CAREFUSION | ALARIS 8300 | MODULE, ETCO2 |  | SPD | Pavilion |  |  | 05/01/2013 |  | 5/1/20 |  |  | NO | YES |  |  |  |  | CAREFUSION 10355303 13846782 |  |  | Active |  | 99:99:99:99:99:99 |  | High Risk | 1Y:00-MFG | 12/20/2018 | 12/01/2019 | COOPER UNIVERSITY HOSPITAL |  |  |  |  | David Frye
|  | CAREFUSION | ALARIS 8300 | MODULE, ETCO2 |  | SPD | Kelemen |  |  | 05/01/2013 |  | 5/1/20 |  |  | NO | YES |  |  |  |  | CAREFUSION 10355291 13847111 |  |  | Active |  | 99:99:99:99:99:99 |  | High Risk | 1Y:00-MFG | 11/29/2018 | 12/01/2019 | COOPER UNIVERSITY HOSPITAL |  |  |  |  | David Frye
|  | CAREFUSION | ALARIS 8300 | MODULE, ETCO2 |  | SPD | Kelemen |  |  | 05/01/2013 |  | 5/1/20 |  |  | NO | YES |  |  |  |  | CAREFUSION 10354970 13845945 |  |  | Active |  | 99:99:99:99:99:99 |  | High Risk | 1Y:00-MFG | 11/13/2018 | 12/01/2019 | COOPER UNIVERSITY HOSPITAL |  |  |  |  | David Frye
|  | CAREFUSION | ALARIS 8300 | MODULE, ETCO2 |  | SPD | Kelemen |  |  | 09/30/2011 |  | 9/30/18 |  |  | NO | YES |  |  |  |  | CAREFUSION 10348329 13521321 |  |  | Active |  | 99:99:99:99:99:99 |  | High Risk | 1Y:00-MFG | 11/07/2018 | 12/01/2019 | COOPER UNIVERSITY HOSPITAL |  |  |  |  | David Frye
|  | CAREFUSION | ALARIS 8300 | MODULE, ETCO2 |  | SPD | Kelemen |  |  | 11/19/2018 |  | 11/19/25 |  |  | NO | YES |  |  |  |  | CAREFUSION 30144899 13846523 |  |  | Active |  | 99:99:99:99:99:99 |  | High Risk | 1Y:00-MFG | 11/19/2018 | 11/19/2018 | COOPER UNIVERSITY HOSPITAL |  |  |  |  | David Frye |  |  |  | 11/19/2018 | 11/19/2018 |  |  |  |  | 11/19/2018 | 11/19/2018
|  | CAREFUSION | ALARIS 8300 | MODULE, ETCO2 |  | SPD | Kelemen |  |  | 11/07/2018 |  | 11/7/25 |  |  | NO | YES |  |  |  |  | CAREFUSION 30144881 13846371 |  |  | Active |  | 99:99:99:99:99:99 |  | High Risk | 1Y:00-MFG | 11/07/2018 | 11/07/2018 | COOPER UNIVERSITY HOSPITAL |  |  | NURSING ADMIN LOGISTICS ROOM |  | David Frye |  |  |  | 11/07/2018 | 11/07/2018 |  |  |  |  | 11/07/2018 | 11/07/2018
|  | CAREFUSION | ALARIS 8300 | MODULE, ETCO2 |  | SPD | Kelemen |  |  | 11/13/2018 |  | 11/13/25 |  |  | NO | YES |  |  |  |  | CAREFUSION 30144879 13846254 |  |  | Active |  | 99:99:99:99:99:99 |  | High Risk | 1Y:00-MFG | 11/13/2018 | 11/13/2018 | COOPER UNIVERSITY HOSPITAL |  |  |  |  | David Frye |  |  |  | 11/13/2018 | 11/13/2018 |  |  |  |  | 11/13/2018 | 11/13/2018
|  | CAREFUSION | ALARIS 8300 | MODULE, ETCO2 |  | SPD | Pavilion |  |  | 11/13/2018 |  | 11/13/25 |  |  | NO | YES |  |  |  |  | CAREFUSION 30144874 13846946 |  |  | Active |  | 99:99:99:99:99:99 |  | High Risk | 1Y:00-MFG | 11/13/2018 | 11/13/2018 | COOPER UNIVERSITY HOSPITAL |  |  |  |  | David Frye |  |  |  | 11/13/2018 | 11/13/2018 |  |  |  |  | 11/13/2018 | 11/13/2018
|  | CAREFUSION | ALARIS 8300 | MODULE, ETCO2 |  | SPD | Kelemen |  |  | 11/29/2018 |  | 11/29/25 |  |  | NO | YES |  |  |  |  | CAREFUSION 30144867 13846023 |  |  | Active |  | 99:99:99:99:99:99 |  | High Risk | 1Y:00-MFG | 11/29/2018 | 11/29/2018 | COOPER UNIVERSITY HOSPITAL |  |  |  |  | David Frye |  |  |  | 11/29/2018 | 11/29/2018 |  |  |  |  | 11/29/2018 | 11/29/2018
|  | CAREFUSION | ALARIS 8300 | MODULE, ETCO2 |  | SPD | Kelemen |  |  | 11/13/2018 |  | 11/13/25 |  |  | NO | YES |  |  |  |  | CAREFUSION 30144845 13846163 |  |  | Active |  | 99:99:99:99:99:99 |  | High Risk | 1Y:00-MFG | 11/13/2018 | 11/13/2018 | COOPER UNIVERSITY HOSPITAL |  |  |  |  | David Frye |  |  |  | 11/13/2018 | 11/13/2018 |  |  |  |  | 11/13/2018 | 11/13/2018
|  | CAREFUSION | ALARIS 8300 | MODULE, ETCO2 |  | SPD | Kelemen |  |  | 05/01/2013 |  | 5/1/20 |  |  | NO | YES |  |  |  |  | CAREFUSION 10347528 13846784 |  |  | Active |  | 99:99:99:99:99:99 |  | High Risk | 1Y:00-MFG | 11/06/2018 | 12/01/2019 | COOPER UNIVERSITY HOSPITAL |  |  |  |  | David Frye
|  | CAREFUSION | ALARIS 8300 | MODULE, ETCO2 |  | SPD | Kelemen |  |  | 05/01/2013 |  | 5/1/20 |  |  | NO | YES |  |  |  |  | CAREFUSION 10347527 13846208 |  |  | Active |  | 99:99:99:99:99:99 |  | High Risk | 1Y:00-MFG | 12/10/2018 | 12/01/2019 | COOPER UNIVERSITY HOSPITAL |  |  |  |  | David Frye
|  | CAREFUSION | ALARIS 8300 | MODULE, ETCO2 |  | SPD | Kelemen |  |  | 12/05/2018 |  | 12/5/25 |  |  | NO | YES |  |  |  |  | CAREFUSION 30144779 13845946 |  |  | Active |  | 99:99:99:99:99:99 |  | High Risk | 1Y:00-MFG | 12/05/2018 | 12/05/2018 | COOPER UNIVERSITY HOSPITAL |  |  |  |  | David Frye |  |  |  | 12/05/2018 | 12/05/2018 |  |  |  |  | 12/05/2018 | 12/05/2018
|  | CAREFUSION | ALARIS 8300 | MODULE, ETCO2 |  | SPD | Pavilion |  |  | 11/14/2018 |  | 11/14/25 |  |  | NO | YES |  |  |  |  | CAREFUSION 30144766 13846521 |  |  | Active |  | 99:99:99:99:99:99 |  | High Risk | 1Y:00-MFG | 11/14/2018 | 11/14/2018 | COOPER UNIVERSITY HOSPITAL |  |  |  |  | David Frye |  |  |  | 11/14/2018 | 11/14/2018 |  |  |  |  | 11/14/2018 | 11/14/2018
|  | CAREFUSION | ALARIS 8300 | MODULE, ETCO2 |  | SPD | Pavilion |  |  | 11/13/2018 |  | 11/13/25 |  |  | NO | YES |  |  |  |  | CAREFUSION 30144634 13845694 |  |  | Active |  | 99:99:99:99:99:99 |  | High Risk | 1Y:00-MFG | 11/13/2018 | 11/13/2018 | COOPER UNIVERSITY HOSPITAL |  |  |  |  | David Frye |  |  |  | 11/13/2018 | 11/13/2018 |  |  |  |  | 11/13/2018 | 11/13/2018
|  | CAREFUSION | ALARIS 8300 | MODULE, ETCO2 |  | SPD | Kelemen |  |  | 12/10/2018 |  | 12/10/25 |  |  | NO | YES |  |  |  |  | CAREFUSION 30144632 13846021 |  |  | Active |  | 99:99:99:99:99:99 |  | High Risk | 1Y:00-MFG | 12/10/2018 | 12/10/2018 | COOPER UNIVERSITY HOSPITAL |  |  |  |  | David Frye |  |  |  | 12/10/2018 | 12/10/2018 |  |  |  |  | 12/10/2018 | 12/10/2018
|  | CAREFUSION | ALARIS 8300 | MODULE, ETCO2 |  | SPD | Kelemen |  |  | 11/14/2018 |  | 11/14/25 |  |  | NO | YES |  |  |  |  | CAREFUSION 30144626 13846535 |  |  | Active |  | 99:99:99:99:99:99 |  | High Risk | 1Y:00-MFG | 11/14/2018 | 11/14/2018 | COOPER UNIVERSITY HOSPITAL |  |  |  |  | David Frye |  |  |  | 11/14/2018 | 11/14/2018 |  |  |  |  | 11/14/2018 | 11/14/2018
|  | CAREFUSION | ALARIS 8300 | MODULE, ETCO2 |  | SPD | Kelemen |  |  | 11/14/2018 |  | 11/14/25 |  |  | NO | YES |  |  |  |  | CAREFUSION 30144622 13845695 |  |  | Active |  | 99:99:99:99:99:99 |  | High Risk | 1Y:00-MFG | 11/14/2018 | 11/14/2018 | COOPER UNIVERSITY HOSPITAL |  |  |  |  | David Frye |  |  |  | 11/14/2018 | 11/14/2018 |  |  |  |  | 11/14/2018 | 11/14/2018
|  | CAREFUSION | ALARIS 8300 | MODULE, ETCO2 |  | SPD | Kelemen |  |  | 11/06/2018 |  | 11/6/25 |  |  | NO | YES |  |  |  |  | CAREFUSION 30144623 13847036 |  |  | Active |  | 99:99:99:99:99:99 |  | High Risk | 1Y:00-MFG | 11/06/2018 | 11/06/2018 | COOPER UNIVERSITY HOSPITAL |  |  |  |  | David Frye |  |  |  | 11/06/2018 | 11/06/2018 |  |  |  |  | 11/06/2018 | 11/06/2018
|  | CAREFUSION | ALARIS 8300 | MODULE, ETCO2 |  | SPD | Kelemen |  |  | 11/29/2018 |  | 11/29/25 |  |  | NO | YES |  |  |  |  | CAREFUSION 30144621 13845704 |  |  | Active |  | 99:99:99:99:99:99 |  | High Risk | 1Y:00-MFG | 11/29/2018 | 11/29/2018 | COOPER UNIVERSITY HOSPITAL |  |  |  |  | David Frye |  |  |  | 11/29/2018 | 11/29/2018 |  |  |  |  | 11/29/2018 | 11/29/2018
|  | CAREFUSION | ALARIS 8300 | MODULE, ETCO2 |  | SPD | Kelemen |  |  | 11/19/2018 |  | 11/19/25 |  |  | NO | YES |  |  |  |  | CAREFUSION 30144538 13846783 |  |  | Active |  | 99:99:99:99:99:99 |  | High Risk | 1Y:00-MFG | 11/19/2018 | 11/19/2018 | COOPER UNIVERSITY HOSPITAL |  |  |  |  | David Frye |  |  |  | 11/19/2018 | 11/19/2018 |  |  |  |  | 11/19/2018 | 11/19/2018
|  | CAREFUSION | ALARIS 8300 | MODULE, ETCO2 |  | SPD | Kelemen |  |  | 12/10/2018 |  | 12/10/25 |  |  | NO | YES |  |  |  |  | CAREFUSION 30144539 13845613 |  |  | Active |  | 99:99:99:99:99:99 |  | High Risk | 1Y:00-MFG | 12/10/2018 | 12/10/2018 | COOPER UNIVERSITY HOSPITAL |  |  |  |  | David Frye |  |  |  | 12/10/2018 | 12/10/2018 |  |  |  |  | 12/10/2018 | 12/10/2018
|  | CAREFUSION | ALARIS 8300 | MODULE, ETCO2 |  | SPD | Pavilion |  |  | 11/13/2018 |  | 11/13/25 |  |  | NO | YES |  |  |  |  | CAREFUSION 30144543 13845539 |  |  | Active |  | 99:99:99:99:99:99 |  | High Risk | 1Y:00-MFG | 11/13/2018 | 11/13/2018 | COOPER UNIVERSITY HOSPITAL |  |  |  |  | David Frye |  |  |  | 11/13/2018 | 11/13/2018 |  |  |  |  | 11/13/2018 | 11/13/2018
|  | CAREFUSION | ALARIS 8300 | MODULE, ETCO2 |  | SPD | Kelemen |  |  | 11/15/2018 |  | 11/15/25 |  |  | NO | YES |  |  |  |  | CAREFUSION 30144542 13846488 |  |  | Active |  | 99:99:99:99:99:99 |  | High Risk | 1Y:00-MFG | 11/15/2018 | 11/15/2018 | COOPER UNIVERSITY HOSPITAL |  |  |  |  | David Frye |  |  |  | 11/15/2018 | 11/15/2018 |  |  |  |  | 11/15/2018 | 11/15/2018
|  | CAREFUSION | ALARIS 8300 | MODULE, ETCO2 |  | SPD | Kelemen |  |  | 11/13/2018 |  | 11/13/25 |  |  | NO | YES |  |  |  |  | CAREFUSION 30144541 13845680 |  |  | Active |  | 99:99:99:99:99:99 |  | High Risk | 1Y:00-MFG | 11/13/2018 | 11/13/2018 | COOPER UNIVERSITY HOSPITAL |  |  |  |  | David Frye |  |  |  | 11/13/2018 | 11/13/2018 |  |  |  |  | 11/13/2018 | 11/13/2018
|  | CAREFUSION | ALARIS 8300 | MODULE, ETCO2 |  | SPD | Kelemen |  |  | 11/14/2018 |  | 11/14/25 |  |  | NO | YES |  |  |  |  | CAREFUSION 30144537 13845693 |  |  | Active |  | 99:99:99:99:99:99 |  | High Risk | 1Y:00-MFG | 11/14/2018 | 11/14/2018 | COOPER UNIVERSITY HOSPITAL |  |  |  |  | David Frye |  |  |  | 11/14/2018 | 11/14/2018 |  |  |  |  | 11/14/2018 | 11/14/2018
|  | CAREFUSION | ALARIS 8300 | MODULE, ETCO2 |  | SPD | Kelemen |  |  | 11/06/2018 |  | 11/6/25 |  |  | NO | YES |  |  |  |  | CAREFUSION 30144536 13845895 |  |  | Active |  | 99:99:99:99:99:99 |  | High Risk | 1Y:00-MFG | 11/06/2018 | 11/06/2018 | COOPER UNIVERSITY HOSPITAL |  |  |  |  | David Frye |  |  |  | 11/06/2018 | 11/06/2018 |  |  |  |  | 11/06/2018 | 11/06/2018
|  | CAREFUSION | ALARIS 8300 | MODULE, ETCO2 |  | SPD | Kelemen |  |  | 11/29/2018 |  | 11/29/25 |  |  | NO | YES |  |  |  |  | CAREFUSION 30144534 13470988 |  |  | Active |  | 99:99:99:99:99:99 |  | High Risk | 1Y:00-MFG | 11/29/2018 | 11/29/2018 | COOPER UNIVERSITY HOSPITAL |  |  |  |  | David Frye |  |  |  | 11/29/2018 | 11/29/2018 |  |  |  |  | 11/29/2018 | 11/29/2018
|  | CAREFUSION | ALARIS 8300 | MODULE, ETCO2 |  | SPD | Kelemen |  |  | 12/17/2018 |  | 12/17/25 |  |  | NO | YES |  |  |  |  | CAREFUSION 30144533 13845783 |  |  | Active |  | 99:99:99:99:99:99 |  | High Risk | 1Y:00-MFG | 12/17/2018 | 12/17/2018 | COOPER UNIVERSITY HOSPITAL |  |  |  |  | David Frye |  |  |  | 12/17/2018 | 12/17/2018 |  |  |  |  | 12/17/2018 | 12/17/2018
|  | CAREFUSION | ALARIS 8300 | MODULE, ETCO2 |  | SPD | Kelemen | Basement |  | 11/06/2018 |  | 11/6/25 |  |  | NO | YES |  |  |  |  | CAREFUSION 30144530 13840421 |  |  | Active |  | 99:99:99:99:99:99 |  | High Risk | 1Y:00-MFG | 11/06/2018 | 11/06/2018 | COOPER UNIVERSITY HOSPITAL |  |  | Bio-med shop |  | David Frye |  |  |  | 11/06/2018 | 11/06/2018 |  |  |  |  | 11/06/2018 | 11/06/2018
|  | CAREFUSION | ALARIS 8300 | MODULE, ETCO2 |  | SPD | Pavilion |  |  | 11/29/2018 |  | 11/29/25 |  |  | NO | YES |  |  |  |  | CAREFUSION 30144529 13846369 |  |  | Active |  | 99:99:99:99:99:99 |  | High Risk | 1Y:00-MFG | 11/29/2018 | 11/29/2018 | COOPER UNIVERSITY HOSPITAL |  |  |  |  | David Frye |  |  |  | 11/29/2018 | 11/29/2018 |  |  |  |  | 11/29/2018 | 11/29/2018
|  | CAREFUSION | ALARIS 8300 | MODULE, ETCO2 |  | SPD | Pavilion |  |  | 11/14/2018 |  | 11/14/25 |  |  | NO | YES |  |  |  |  | CAREFUSION 30144526 13846937 |  |  | Active |  | 99:99:99:99:99:99 |  | High Risk | 1Y:00-MFG | 11/14/2018 | 11/14/2018 | COOPER UNIVERSITY HOSPITAL |  |  |  |  | David Frye |  |  |  | 11/14/2018 | 11/14/2018 |  |  |  |  | 11/14/2018 | 11/14/2018
|  | CAREFUSION | ALARIS 8300 | MODULE, ETCO2 |  | SPD | Kelemen | BASEMENT |  | 11/15/2018 |  | 11/15/25 |  |  | NO | YES |  |  |  |  | CAREFUSION 30144527 13845679 |  |  | Active |  | 99:99:99:99:99:99 |  | High Risk | 1Y:00-MFG | 11/15/2018 | 11/15/2018 | COOPER UNIVERSITY HOSPITAL |  |  |  |  | David Frye |  |  |  | 11/15/2018 | 11/15/2018 |  |  |  |  | 11/15/2018 | 11/15/2018
|  | CAREFUSION | ALARIS 8300 | MODULE, ETCO2 |  | SPD | Kelemen |  |  | 11/14/2018 |  | 11/14/25 |  |  | NO | YES |  |  |  |  | CAREFUSION 30144523 13832903 |  |  | Active |  | 99:99:99:99:99:99 |  | High Risk | 1Y:00-MFG | 11/14/2018 | 11/14/2018 | COOPER UNIVERSITY HOSPITAL |  |  |  |  | David Frye |  |  |  | 11/14/2018 | 11/14/2018 |  |  |  |  | 11/14/2018 | 11/14/2018
|  | CAREFUSION | ALARIS 8300 | MODULE, ETCO2 |  | SPD | Kelemen |  |  | 11/29/2018 |  | 11/29/25 |  |  | NO | YES |  |  |  |  | CAREFUSION 30144524 13845462 |  |  | Active |  | 99:99:99:99:99:99 |  | High Risk | 1Y:00-MFG | 11/29/2018 | 11/29/2018 | COOPER UNIVERSITY HOSPITAL |  |  |  |  | David Frye |  |  |  | 11/29/2018 | 11/29/2018 |  |  |  |  | 11/29/2018 | 11/29/2018
|  | CAREFUSION | ALARIS 8300 | MODULE, ETCO2 |  | SPD | Kelemen |  |  | 11/15/2018 |  | 11/15/25 |  |  | NO | YES |  |  |  |  | CAREFUSION 30144525 13845362 |  |  | Active |  | 99:99:99:99:99:99 |  | High Risk | 1Y:00-MFG | 11/15/2018 | 11/15/2018 | COOPER UNIVERSITY HOSPITAL |  |  |  |  | David Frye |  |  |  | 11/15/2018 | 11/15/2018 |  |  |  |  | 11/15/2018 | 11/15/2018
|  | CAREFUSION | ALARIS 8300 | MODULE, ETCO2 |  | SPD | Kelemen |  |  | 11/19/2018 |  | 11/19/25 |  |  | NO | YES |  |  |  |  | CAREFUSION 30144279 13845762 |  |  | Active |  | 99:99:99:99:99:99 |  | High Risk | 1Y:00-MFG | 11/19/2018 | 11/19/2018 | COOPER UNIVERSITY HOSPITAL |  |  |  |  | David Frye |  |  |  | 11/19/2018 | 11/19/2018 |  |  |  |  | 11/19/2018 | 11/19/2018
|  | CAREFUSION | ALARIS 8300 | MODULE, ETCO2 |  | SPD | Kelemen |  |  | 11/07/2018 |  | 11/7/25 |  |  | NO | YES |  |  |  |  | CAREFUSION 30144273 13846618 |  |  | Active |  | 99:99:99:99:99:99 |  | High Risk | 1Y:00-MFG | 11/07/2018 | 11/07/2018 | COOPER UNIVERSITY HOSPITAL |  |  |  |  | David Frye |  |  |  | 11/07/2018 | 11/07/2018 |  |  |  |  | 11/07/2018 | 11/07/2018
|  | CAREFUSION | ALARIS 8300 | MODULE, ETCO2 |  | SPD | Kelemen |  |  | 11/14/2018 |  | 11/14/25 |  |  | NO | YES |  |  |  |  | CAREFUSION 30144278 13846084 |  |  | Active |  | 99:99:99:99:99:99 |  | High Risk | 1Y:00-MFG | 11/14/2018 | 11/14/2018 | COOPER UNIVERSITY HOSPITAL |  |  |  |  | David Frye |  |  |  | 11/14/2018 | 11/14/2018 |  |  |  |  | 11/14/2018 | 11/14/2018
|  | CAREFUSION | ALARIS 8300 | MODULE, ETCO2 |  | SPD | Kelemen |  |  | 11/07/2018 |  | 11/7/25 |  |  | NO | YES |  |  |  |  | CAREFUSION 30144274 13846370 |  |  | Active |  | 99:99:99:99:99:99 |  | High Risk | 1Y:00-MFG | 11/07/2018 | 11/07/2018 | COOPER UNIVERSITY HOSPITAL |  |  |  |  | David Frye |  |  |  | 11/07/2018 | 11/07/2018 |  |  |  |  | 11/07/2018 | 11/07/2018
|  | CAREFUSION | ALARIS 8300 | MODULE, ETCO2 |  | SPD | Kelemen |  |  | 11/15/2018 |  | 11/15/25 |  |  | NO | YES |  |  |  |  | CAREFUSION 30144271 13845893 |  |  | Active |  | 99:99:99:99:99:99 |  | High Risk | 1Y:00-MFG | 11/15/2018 | 11/15/2018 | COOPER UNIVERSITY HOSPITAL |  |  |  |  | David Frye |  |  |  | 11/15/2018 | 11/15/2018 |  |  |  |  | 11/15/2018 | 11/15/2018
|  | CAREFUSION | ALARIS 8300 | MODULE, ETCO2 |  | SPD | Kelemen |  |  | 11/14/2018 |  | 11/14/25 |  |  | NO | YES |  |  |  |  | CAREFUSION 30144270 13846619 |  |  | Active |  | 99:99:99:99:99:99 |  | High Risk | 1Y:00-MFG | 11/14/2018 | 11/14/2018 | COOPER UNIVERSITY HOSPITAL |  |  |  |  | David Frye |  |  |  | 11/14/2018 | 11/14/2018 |  |  |  |  | 11/14/2018 | 11/14/2018
|  | CAREFUSION | ALARIS 8300 | MODULE, ETCO2 |  | SPD | Kelemen |  |  | 11/06/2018 |  | 11/6/25 |  |  | NO | YES |  |  |  |  | CAREFUSION 30143272 13845910 |  |  | Active |  | 99:99:99:99:99:99 |  | High Risk | 1Y:00-MFG | 11/06/2018 | 11/06/2018 | COOPER UNIVERSITY HOSPITAL |  |  |  |  | David Frye |  |  |  | 11/06/2018 | 11/06/2018 |  |  |  |  | 11/06/2018 | 11/06/2018
|  | CAREFUSION | ALARIS 8300 | MODULE, ETCO2 |  | SPD | Kelemen |  |  | 05/01/2013 |  | 5/1/20 |  |  | NO | YES |  |  |  |  | CAREFUSION 10345244 13846210 |  |  | Active |  | 99:99:99:99:99:99 |  | High Risk | 1Y:00-MFG | 11/06/2018 | 12/01/2019 | COOPER UNIVERSITY HOSPITAL |  |  |  |  | David Frye
|  | CAREFUSION | ALARIS 8300 | MODULE, ETCO2 |  | SPD | Kelemen |  |  | 05/01/2013 |  | 5/1/20 |  |  | NO | YES |  |  |  |  | CAREFUSION 10345167 13846544 |  |  | Active |  | 99:99:99:99:99:99 |  | High Risk | 1Y:00-MFG | 11/14/2018 | 12/01/2019 | COOPER UNIVERSITY HOSPITAL |  |  |  |  | David Frye
|  | CAREFUSION | ALARIS 8300 | MODULE, ETCO2 |  | SPD | Kelemen |  |  | 05/01/2013 |  | 5/1/20 |  |  | NO | YES |  |  |  |  | CAREFUSION 10345157 13845947 |  |  | Disposition |  | 99:99:99:99:99:99 |  | High Risk | 1Y:00-MFG | 04/25/2019 | 12/01/2019 | COOPER UNIVERSITY HOSPITAL |  |  |  |  | David Frye
|  | CAREFUSION | ALARIS 8300 | MODULE, ETCO2 |  | SPD | Kelemen |  |  | 05/01/2013 |  | 5/1/20 |  |  | NO | YES |  |  |  |  | CAREFUSION 10345131 13846082 |  |  | Active |  | 99:99:99:99:99:99 |  | High Risk | 1Y:00-MFG | 12/20/2018 | 12/01/2019 | COOPER UNIVERSITY HOSPITAL |  |  |  |  | David Frye
|  | CAREFUSION | ALARIS 8300 | MODULE, ETCO2 |  | SPD | Pavilion |  |  | 11/06/2018 |  | 11/6/25 |  |  | NO | YES |  |  |  |  | CAREFUSION 30142036 13846949 |  |  | Active |  | 99:99:99:99:99:99 |  | High Risk | 1Y:00-MFG | 11/06/2018 | 11/06/2018 | COOPER UNIVERSITY HOSPITAL |  |  |  |  | David Frye |  |  |  | 11/06/2018 | 11/06/2018 |  |  |  |  | 11/06/2018 | 11/06/2018
|  | GE HEALTHCARE | E-COP-01 | MODULE, HEMODYNAMIC |  | ANESTHESIOLOGY | Pavilion |  |  | 11/02/2019 |  | 11/2/26 |  |  | NO | YES |  |  |  |  | DATEX OHMEDA 30144054 6313726 |  |  | Disposition |  | 99:99:99:99:99:99 |  | Alarm | PAAR:00-PVAR | 11/02/2019 | 11/02/2019 | COOPER UNIVERSITY HOSPITAL |  |  | OR 9 | WOT00000000518118 | GIACINTA ROUPAS | Disposition | Closed | Salvatore Bombara | 11/02/2019 | 11/02/2019 | Bulk Disposition CNL | Unit has been removed from service | EXP2940473 | Labor | 11/02/2019 | 11/02/2019 | Salvatore Bombara
|  | STORZ | IMAGE1 HD | MODULE, HUB | XS773745-P | OPERATING ROOM - PAVILION | Pavilion |  |  | 12/06/2017 |  | 12/6/24 |  |  | NO | YES |  |  |  |  | STORZ 10725719 XS773745-P |  |  | Active |  | 99:99:99:99:99:99 |  | Equipment | 1Y:00-MFG | 02/23/2019 | 02/01/2020 | COOPER UNIVERSITY HOSPITAL |  |  | P 11 | 0012647445 | DOMINIC VENDETTA | Performance Verification | Closed | Josh Harris | 01/11/2018 | 01/11/2018 | INCOMING INVENTORY | DEVICE INVENTORIED | 66194404-84C6-42D1-9516-1C83D516E6B3 | Labor | 01/11/2018 | 01/11/2018 | Josh Harris
|  | GIVEN IMAGING INC. | MANOSCAN Z | MODULE, IMPEDANCE | MS2L 1283 |  | Kelemen | [7 empty] | NO | YES | Asset Tag 10769358
|  | CAREFUSION | ALARIS 8100 | MODULE, INFUSION PUMP |  | COOPER CANCER CENTER | MD Anderson Cancer Center |  |  | 08/27/2019 |  | 8/27/29 |  |  | NO | YES |  |  |  |  | CAREFUSION 30126120 13112300 |  |  | Active |  | 99:99:99:99:99:99 |  | High Risk | 1Y:00-MFG | 08/27/2019 | 08/27/2019 | COOPER AMBULATORY OFF-SITES |  |  |  |  | COLLEEN TEGELER |  |  |  | 08/27/2019 | 08/27/2019 |  |  |  |  | 08/27/2019 | 08/27/2019
|  | CAREFUSION | ALARIS 8100 | MODULE, INFUSION PUMP |  |  | Pavilion | [7 empty] | NO | YES
|  | CAREFUSION | ALARIS 8100 | MODULE, INFUSION PUMP |  |  | Pavilion | [7 empty] | NO | YES
|  | CAREFUSION | ALARIS 8100 | MODULE, INFUSION PUMP |  | WILLINGBORO HEMATOLOGY/ONCOLOGY | 1000 Salem Rd |  |  | 09/17/2019 |  | 9/17/29 |  |  | NO | YES |  |  |  |  | CAREFUSION 11221652 14479268 |  |  | Active |  | 99:99:99:99:99:99 |  | High Risk | 1Y:00-MFG | 09/17/2019 | 09/17/2019 | COOPER AMBULATORY OFF-SITES |  |  |  |  | ANN DENTON |  |  |  | 09/17/2019 | 09/17/2019 |  |  |  |  | 09/17/2019 | 09/17/2019
|  | CAREFUSION | ALARIS 8100 | MODULE, INFUSION PUMP |  | VOORHEES SURGERY CENTER-HEM/ONC | 900 Centennial Blvd | Suite M |  | 08/14/2019 |  | 8/14/29 |  |  | NO | YES |  |  |  |  | CAREFUSION 11221622 13110824 |  |  | Active |  | 99:99:99:99:99:99 |  | High Risk | 1Y:00-MFG | 08/14/2019 | 08/14/2019 | COOPER AMBULATORY OFF-SITES |  |  | SUITE F |  | MEGAN MCCAFFERTY |  |  |  | 08/14/2019 | 08/14/2019 |  |  |  |  | 08/14/2019 | 08/14/2019
|  | CAREFUSION | ALARIS 8100 | MODULE, INFUSION PUMP |  | VOORHEES SURGERY CENTER-OPERATING ROOM | 900 Centennial Blvd | Suite E |  | 08/14/2019 |  | 8/14/29 |  |  | NO | YES |  |  |  |  | CAREFUSION 11187508 14479519 |  |  | Active |  | 99:99:99:99:99:99 |  | High Risk | 1Y:00-MFG | 08/14/2019 | 08/14/2019 | COOPER AMBULATORY OFF-SITES |  |  | SUITE E |  | JENNIFER BOMBARO |  |  |  | 08/14/2019 | 08/14/2019 |  |  |  |  | 08/14/2019 | 08/14/2019
|  | CAREFUSION | ALARIS 8100 | MODULE, INFUSION PUMP |  |  | 900 Centennial Blvd | 2 New Suite | [6 empty] | YES | YES
|  | CAREFUSION | ALARIS 8100 | MODULE, INFUSION PUMP |  | SPD | Kelemen |  |  | 01/21/2019 |  | 1/21/29 |  |  | NO | YES |  |  |  |  | CAREFUSION 11137319 15261595 |  |  | Active |  | 99:99:99:99:99:99 |  | High Risk | 1Y:00-MFG | 01/21/2019 | 01/21/2019 | COOPER UNIVERSITY HOSPITAL |  |  | Moves | WOT00000001468013 | David Frye | Performance Verification | Completed |  | 01/21/2019 | 01/21/2019 | Performance Verification for CAREFUSION 11137319 15261595 | Initial Install of Performance Verification. Device is ready for patient use. |  |  | 01/21/2019 | 01/21/2019
|  | CAREFUSION | ALARIS 8100 | MODULE, INFUSION PUMP |  | SPD | Kelemen |  |  | 01/16/2019 |  | 1/16/29 |  |  | NO | YES |  |  |  |  | CAREFUSION 11137320 15261721 |  |  | Active |  | 99:99:99:99:99:99 |  | High Risk | 1Y:00-MFG | 01/16/2019 | 01/16/2019 | COOPER UNIVERSITY HOSPITAL |  |  | Moves | WOT00000001456358 | David Frye | Performance Verification | Completed |  | 01/16/2019 | 01/16/2019 | Performance Verification for CAREFUSION 11137320 15261721 | Initial Install of Performance Verification. Device is ready for patient use. |  |  | 01/16/2019 | 01/16/2019
|  | CAREFUSION | ALARIS 8100 | MODULE, INFUSION PUMP |  | SPD | Kelemen |  |  | 02/01/2019 |  | 2/1/29 |  |  | NO | YES |  |  |  |  | CAREFUSION 11137321 15260787 |  |  | Active |  | 99:99:99:99:99:99 |  | High Risk | 1Y:00-MFG | 02/01/2019 | 02/01/2019 | COOPER UNIVERSITY HOSPITAL |  |  | Moves | WOT00000001469306 | David Frye | Performance Verification | Completed |  | 02/01/2019 | 02/01/2019 | Performance Verification for CAREFUSION 11137321 15260787 | Initial Install of Performance Verification. Device is ready for patient use. |  |  | 02/01/2019 | 02/01/2019
|  | CAREFUSION | ALARIS 8100 | MODULE, INFUSION PUMP |  | SPD | Kelemen |  |  | 01/21/2019 |  | 1/21/29 |  |  | NO | YES |  |  |  |  | CAREFUSION 11137323 15262942 |  |  | Active |  | 99:99:99:99:99:99 |  | High Risk | 1Y:00-MFG | 01/21/2019 | 01/21/2019 | COOPER UNIVERSITY HOSPITAL |  |  | Moves | WOT00000001469517 | David Frye | Performance Verification | Completed |  | 01/21/2019 | 01/21/2019 | Performance Verification for CAREFUSION 11137323 15262942 | Initial Install of Performance Verification. Device is ready for patient use. |  |  | 01/21/2019 | 01/21/2019
|  | CAREFUSION | ALARIS 8100 | MODULE, INFUSION PUMP |  | SPD | Kelemen |  |  | 02/11/2019 |  | 2/11/29 |  |  | NO | YES |  |  |  |  | CAREFUSION 11137500 15261661 |  |  | Active |  | 99:99:99:99:99:99 |  | High Risk | 1Y:00-MFG | 02/11/2019 | 02/11/2019 | COOPER UNIVERSITY HOSPITAL |  |  | Moves | WOT00000001468834 | David Frye | Performance Verification | Completed |  | 02/11/2019 | 02/11/2019 | Performance Verification for CAREFUSION 11137500 15261661 | Initial Install of Performance Verification. Device is ready for patient use. |  |  | 02/11/2019 | 02/11/2019
|  | CAREFUSION | ALARIS 8100 | MODULE, INFUSION PUMP |  | SPD | Pavilion |  |  | 01/07/2019 |  | 1/7/29 |  |  | NO | YES |  |  |  |  | CAREFUSION 11137501 15260672 |  |  | Active |  | 99:99:99:99:99:99 |  | High Risk | 1Y:00-MFG | 01/07/2019 | 01/07/2019 | COOPER UNIVERSITY HOSPITAL |  |  | Moves | WOT00000001467321 | David Frye | Performance Verification | Completed |  | 01/07/2019 | 01/07/2019 | Performance Verification for CAREFUSION 11137501 15260672 | Initial Install of Performance Verification. Device is ready for patient use. |  |  | 01/07/2019 | 01/07/2019
|  | CAREFUSION | ALARIS 8100 | MODULE, INFUSION PUMP |  | SPD | Kelemen |  |  | 01/14/2019 |  | 1/14/29 |  |  | NO | YES |  |  |  |  | CAREFUSION 11137502 15263254 |  |  | Active |  | 99:99:99:99:99:99 |  | High Risk | 1Y:00-MFG | 01/14/2019 | 01/14/2019 | COOPER UNIVERSITY HOSPITAL |  |  | Moves | WOT00000001466930 | David Frye | Performance Verification | Completed |  | 01/14/2019 | 01/14/2019 | Performance Verification for CAREFUSION 11137502 15263254 | Initial Install of Performance Verification. Device is ready for patient use. |  |  | 01/14/2019 | 01/14/2019
|  | CAREFUSION | ALARIS 8100 | MODULE, INFUSION PUMP |  | SPD | Pavilion |  |  | 01/09/2019 |  | 1/9/29 |  |  | NO | YES |  |  |  |  | CAREFUSION 11137498 15260902 |  |  | Active |  | 99:99:99:99:99:99 |  | High Risk | 1Y:00-MFG | 01/09/2019 | 01/09/2019 | COOPER UNIVERSITY HOSPITAL |  |  | Moves | WOT00000001467707 | David Frye | Performance Verification | Completed |  | 01/09/2019 | 01/09/2019 | Performance Verification for CAREFUSION 11137498 15260902 | Initial Install of Performance Verification. Device is ready for patient use. |  |  | 01/09/2019 | 01/09/2019
|  | CAREFUSION | ALARIS 8100 | MODULE, INFUSION PUMP |  | SPD | Pavilion |  |  | 02/07/2019 |  | 2/7/29 |  |  | NO | YES |  |  |  |  | CAREFUSION 11137499 15261654 |  |  | Active |  | 99:99:99:99:99:99 |  | High Risk | 1Y:00-MFG | 02/07/2019 | 02/07/2019 | COOPER UNIVERSITY HOSPITAL |  |  | Moves | WOT00000001468826 | David Frye | Performance Verification | Completed |  | 02/07/2019 | 02/07/2019 | Performance Verification for CAREFUSION 11137499 15261654 | Initial Install of Performance Verification. Device is ready for patient use. |  |  | 02/07/2019 | 02/07/2019
|  | CAREFUSION | ALARIS 8100 | MODULE, INFUSION PUMP |  | SPD | Kelemen |  |  | 01/04/2019 |  | 1/4/29 |  |  | NO | YES |  |  |  |  | CAREFUSION 11137497 15261109 |  |  | Active |  | 99:99:99:99:99:99 |  | High Risk | 1Y:00-MFG | 01/04/2019 | 01/04/2019 | COOPER UNIVERSITY HOSPITAL |  |  | Moves | WOT00000001468492 | David Frye | Performance Verification | Completed |  | 01/04/2019 | 01/04/2019 | Performance Verification for CAREFUSION 11137497 15261109 | Initial Install of Performance Verification. Device is ready for patient use. |  |  | 01/04/2019 | 01/04/2019
|  | CAREFUSION | ALARIS 8100 | MODULE, INFUSION PUMP |  | SPD | Pavilion |  |  | 01/07/2019 |  | 1/7/29 |  |  | NO | YES |  |  |  |  | CAREFUSION 11137496 15261570 |  |  | Active |  | 99:99:99:99:99:99 |  | High Risk | 1Y:00-MFG | 01/07/2019 | 01/07/2019 | COOPER UNIVERSITY HOSPITAL |  |  | Moves | WOT00000001468992 | David Frye | Performance Verification | Completed |  | 01/07/2019 | 01/07/2019 | Performance Verification for CAREFUSION 11137496 15261570 | Initial Install of Performance Verification. Device is ready for patient use. |  |  | 01/07/2019 | 01/07/2019
|  | CAREFUSION | ALARIS 8100 | MODULE, INFUSION PUMP |  | SPD | Kelemen |  |  | 01/03/2019 |  | 1/3/29 |  |  | NO | YES |  |  |  |  | CAREFUSION 11137493 15260724 |  |  | Active |  | 99:99:99:99:99:99 |  | High Risk | 1Y:00-MFG | 01/03/2019 | 01/03/2019 | COOPER UNIVERSITY HOSPITAL |  |  | Moves | WOT00000001460443 | David Frye | Performance Verification | Completed |  | 01/03/2019 | 01/03/2019 | Performance Verification for CAREFUSION 11137493 15260724 | Initial Install of Performance Verification. Device is ready for patient use. |  |  | 01/03/2019 | 01/03/2019
|  | CAREFUSION | ALARIS 8100 | MODULE, INFUSION PUMP |  | SPD | Kelemen |  |  | 01/08/2019 |  | 1/8/29 |  |  | NO | YES |  |  |  |  | CAREFUSION 11137494 15261029 |  |  | Active |  | 99:99:99:99:99:99 |  | High Risk | 1Y:00-MFG | 01/08/2019 | 01/08/2019 | COOPER UNIVERSITY HOSPITAL |  |  | Moves | WOT00000001469434 | David Frye | Performance Verification | Completed |  | 01/08/2019 | 01/08/2019 | Performance Verification for CAREFUSION 11137494 15261029 | Initial Install of Performance Verification. Device is ready for patient use. |  |  | 01/08/2019 | 01/08/2019
|  | CAREFUSION | ALARIS 8100 | MODULE, INFUSION PUMP |  | SPD | Pavilion |  |  | 02/06/2019 |  | 2/6/29 |  |  | NO | YES |  |  |  |  | CAREFUSION 11137492 15261715 |  |  | Active |  | 99:99:99:99:99:99 |  | High Risk | 1Y:00-MFG | 02/06/2019 | 02/06/2019 | COOPER UNIVERSITY HOSPITAL |  |  | Moves | WOT00000001456311 | David Frye | Performance Verification | Completed |  | 02/06/2019 | 02/06/2019 | Performance Verification for CAREFUSION 11137492 15261715 | Initial Install of Performance Verification. Device is ready for patient use. |  |  | 02/06/2019 | 02/06/2019
|  | CAREFUSION | ALARIS 8100 | MODULE, INFUSION PUMP |  | SPD | Kelemen |  |  | 01/16/2019 |  | 1/16/29 |  |  | NO | YES |  |  |  |  | CAREFUSION 11137491 15261237 |  |  | Active |  | 99:99:99:99:99:99 |  | High Risk | 1Y:00-MFG | 01/16/2019 | 01/16/2019 | COOPER UNIVERSITY HOSPITAL |  |  | Moves | WOT00000001466659 | David Frye | Performance Verification | Completed |  | 01/16/2019 | 01/16/2019 | Performance Verification for CAREFUSION 11137491 15261237 | Initial Install of Performance Verification. Device is ready for patient use. |  |  | 01/16/2019 | 01/16/2019
|  | CAREFUSION | ALARIS 8100 | MODULE, INFUSION PUMP |  | SPD | Kelemen |  |  | 02/01/2019 |  | 2/1/29 |  |  | NO | YES |  |  |  |  | CAREFUSION 11137489 15260572 |  |  | Active |  | 99:99:99:99:99:99 |  | High Risk | 1Y:00-MFG | 02/01/2019 | 02/01/2019 | COOPER UNIVERSITY HOSPITAL |  |  | Moves | WOT00000001467315 | David Frye | Performance Verification | Completed |  | 02/01/2019 | 02/01/2019 | Performance Verification for CAREFUSION 11137489 15260572 | Initial Install of Performance Verification. Device is ready for patient use. |  |  | 02/01/2019 | 02/01/2019
|  | CAREFUSION | ALARIS 8100 | MODULE, INFUSION PUMP |  | SPD | Pavilion |  |  | 01/15/2019 |  | 1/15/29 |  |  | NO | YES |  |  |  |  | CAREFUSION 11137490 15261270 |  |  | Active |  | 99:99:99:99:99:99 |  | High Risk | 1Y:00-MFG | 01/15/2019 | 01/15/2019 | COOPER UNIVERSITY HOSPITAL |  |  | Moves | WOT00000001469560 | David Frye | Performance Verification | Completed |  | 01/15/2019 | 01/15/2019 | Performance Verification for CAREFUSION 11137490 15261270 | Initial Install of Performance Verification. Device is ready for patient use. |  |  | 01/15/2019 | 01/15/2019
|  | CAREFUSION | ALARIS 8100 | MODULE, INFUSION PUMP |  | SPD | Kelemen |  |  | 01/07/2019 |  | 1/7/29 |  |  | NO | YES |  |  |  |  | CAREFUSION 11137488 15261738 |  |  | Active |  | 99:99:99:99:99:99 |  | High Risk | 1Y:00-MFG | 01/07/2019 | 01/07/2019 | COOPER UNIVERSITY HOSPITAL |  |  | Moves | WOT00000001469099 | David Frye | Performance Verification | Completed |  | 01/07/2019 | 01/07/2019 | Performance Verification for CAREFUSION 11137488 15261738 | Initial Install of Performance Verification. Device is ready for patient use. |  |  | 01/07/2019 | 01/07/2019
|  | CAREFUSION | ALARIS 8100 | MODULE, INFUSION PUMP |  | SPD | Kelemen |  |  | 01/15/2019 |  | 1/15/29 |  |  | NO | YES |  |  |  |  | CAREFUSION 11137487 15261724 |  |  | Active |  | 99:99:99:99:99:99 |  | High Risk | 1Y:00-MFG | 01/15/2019 | 01/15/2019 | COOPER UNIVERSITY HOSPITAL |  |  | Moves | WOT00000001469090 | David Frye | Performance Verification | Completed |  | 01/15/2019 | 01/15/2019 | Performance Verification for CAREFUSION 11137487 15261724 | Initial Install of Performance Verification. Device is ready for patient use. |  |  | 01/15/2019 | 01/15/2019
|  | CAREFUSION | ALARIS 8100 | MODULE, INFUSION PUMP |  | SPD | Pavilion |  |  | 02/21/2019 |  | 2/21/29 |  |  | NO | YES |  |  |  |  | CAREFUSION 11137486 15261754 |  |  | Active |  | 99:99:99:99:99:99 |  | High Risk | 1Y:00-MFG | 02/21/2019 | 02/21/2019 | COOPER UNIVERSITY HOSPITAL |  |  | Moves | WOT00000001469104 | David Frye | Performance Verification | Completed |  | 02/21/2019 | 02/21/2019 | Performance Verification for CAREFUSION 11137486 15261754 | Initial Install of Performance Verification. Device is ready for patient use. |  |  | 02/21/2019 | 02/21/2019
|  | CAREFUSION | ALARIS 8100 | MODULE, INFUSION PUMP |  | SPD | Kelemen |  |  | 02/12/2019 |  | 2/12/29 |  |  | NO | YES |  |  |  |  | CAREFUSION 11137485 15261859 |  |  | Active | dup11137485 | 99:99:99:99:99:99 |  | High Risk | 1Y:00-MFG | 02/12/2019 | 02/12/2019 | COOPER UNIVERSITY HOSPITAL |  |  | Moves | WOT00000001468151 | David Frye | Performance Verification | Completed |  | 02/12/2019 | 02/12/2019 | Performance Verification for CAREFUSION 11137485 15261859 | Initial Install of Performance Verification. Device is ready for patient use. |  |  | 02/12/2019 | 02/12/2019
|  | CAREFUSION | ALARIS 8100 | MODULE, INFUSION PUMP |  | SPD | Kelemen |  |  | 01/08/2019 |  | 1/8/29 |  |  | NO | YES |  |  |  |  | CAREFUSION 11137484 15261365 |  |  | Active |  | 99:99:99:99:99:99 |  | High Risk | 1Y:00-MFG | 01/08/2019 | 01/08/2019 | COOPER UNIVERSITY HOSPITAL |  |  | Moves | WOT00000001469594 | David Frye | Performance Verification | Completed |  | 01/08/2019 | 01/08/2019 | Performance Verification for CAREFUSION 11137484 15261365 | Initial Install of Performance Verification. Device is ready for patient use. |  |  | 01/08/2019 | 01/08/2019
|  | CAREFUSION | ALARIS 8100 | MODULE, INFUSION PUMP |  | SPD | Pavilion |  |  | 01/21/2019 |  | 1/21/29 |  |  | NO | YES |  |  |  |  | CAREFUSION 11137478 15261704 |  |  | Active |  | 99:99:99:99:99:99 |  | High Risk | 1Y:00-MFG | 01/21/2019 | 01/21/2019 | COOPER UNIVERSITY HOSPITAL |  |  | Moves | WOT00000001467122 | David Frye | Performance Verification | Completed |  | 01/21/2019 | 01/21/2019 | Performance Verification for CAREFUSION 11137478 15261704 | Initial Install of Performance Verification. Device is ready for patient use. |  |  | 01/21/2019 | 01/21/2019
|  | CAREFUSION | ALARIS 8100 | MODULE, INFUSION PUMP |  | SPD | Pavilion |  |  | 01/29/2019 |  | 1/29/29 |  |  | NO | YES |  |  |  |  | CAREFUSION 11137483 15261535 |  |  | Active |  | 99:99:99:99:99:99 |  | High Risk | 1Y:00-MFG | 01/29/2019 | 01/29/2019 | COOPER UNIVERSITY HOSPITAL |  |  | Moves | WOT00000001467287 | David Frye | Performance Verification | Completed |  | 01/29/2019 | 01/29/2019 | Performance Verification for CAREFUSION 11137483 15261535 | Initial Install of Performance Verification. Device is ready for patient use. |  |  | 01/29/2019 | 01/29/2019
|  | CAREFUSION | ALARIS 8100 | MODULE, INFUSION PUMP |  | SPD | Pavilion |  |  | 02/21/2019 |  | 2/21/29 |  |  | NO | YES |  |  |  |  | CAREFUSION 11137482 15261017 |  |  | Active |  | 99:99:99:99:99:99 |  | High Risk | 1Y:00-MFG | 02/21/2019 | 02/21/2019 | COOPER UNIVERSITY HOSPITAL |  |  | Moves | WOT00000001469426 | David Frye | Performance Verification | Completed |  | 02/21/2019 | 02/21/2019 | Performance Verification for CAREFUSION 11137482 15261017 | Initial Install of Performance Verification. Device is ready for patient use. |  |  | 02/21/2019 | 02/21/2019
|  | CAREFUSION | ALARIS 8100 | MODULE, INFUSION PUMP |  | SPD | Kelemen |  |  | 01/04/2019 |  | 1/4/29 |  |  | NO | YES |  |  |  |  | CAREFUSION 11137481 15261680 |  |  | Active |  | 99:99:99:99:99:99 |  | High Risk | 1Y:00-MFG | 01/04/2019 | 01/04/2019 | COOPER UNIVERSITY HOSPITAL |  |  | Moves | WOT00000001468851 | David Frye | Performance Verification | Completed |  | 01/04/2019 | 01/04/2019 | Performance Verification for CAREFUSION 11137481 15261680 | Initial Install of Performance Verification. Device is ready for patient use. |  |  | 01/04/2019 | 01/04/2019
|  | CAREFUSION | ALARIS 8100 | MODULE, INFUSION PUMP |  | SPD | Kelemen |  |  | 01/14/2019 |  | 1/14/29 |  |  | NO | YES |  |  |  |  | CAREFUSION 11137480 15261827 |  |  | Active |  | 99:99:99:99:99:99 |  | High Risk | 1Y:00-MFG | 01/14/2019 | 01/14/2019 | COOPER UNIVERSITY HOSPITAL |  |  | Moves | WOT00000001469156 | David Frye | Performance Verification | Completed |  | 01/14/2019 | 01/14/2019 | Performance Verification for CAREFUSION 11137480 15261827 | Initial Install of Performance Verification. Device is ready for patient use. |  |  | 01/14/2019 | 01/14/2019
|  | CAREFUSION | ALARIS 8100 | MODULE, INFUSION PUMP |  | SPD | Kelemen |  |  | 01/07/2019 |  | 1/7/29 |  |  | NO | YES |  |  |  |  | CAREFUSION 11137479 15258267 |  |  | Active |  | 99:99:99:99:99:99 |  | High Risk | 1Y:00-MFG | 01/07/2019 | 01/07/2019 | COOPER UNIVERSITY HOSPITAL |  |  | Moves | WOT00000001468104 | David Frye | Performance Verification | Completed |  | 01/07/2019 | 01/07/2019 | Performance Verification for CAREFUSION 11137479 15258267 | Initial Install of Performance Verification. Device is ready for patient use. |  |  | 01/07/2019 | 01/07/2019
|  | CAREFUSION | ALARIS 8100 | MODULE, INFUSION PUMP |  | SPD | Pavilion |  |  | 01/16/2019 |  | 1/16/29 |  |  | NO | YES |  |  |  |  | CAREFUSION 11137477 15261863 |  |  | Active |  | 99:99:99:99:99:99 |  | High Risk | 1Y:00-MFG | 01/16/2019 | 01/16/2019 | COOPER UNIVERSITY HOSPITAL |  |  | Moves | WOT00000001468155 | David Frye | Performance Verification | Completed |  | 01/16/2019 | 01/16/2019 | Performance Verification for CAREFUSION 11137477 15261863 | Initial Install of Performance Verification. Device is ready for patient use. |  |  | 01/16/2019 | 01/16/2019
|  | CAREFUSION | ALARIS 8100 | MODULE, INFUSION PUMP |  | SPD | Kelemen |  |  | 01/16/2019 |  | 1/16/29 |  |  | NO | YES |  |  |  |  | CAREFUSION 11137475 15262230 |  |  | Active |  | 99:99:99:99:99:99 |  | High Risk | 1Y:00-MFG | 01/16/2019 | 01/16/2019 | COOPER UNIVERSITY HOSPITAL |  |  | Moves | WOT00000001469370 | David Frye | Performance Verification | Completed |  | 01/16/2019 | 01/16/2019 | Performance Verification for CAREFUSION 11137475 15262230 | Initial Install of Performance Verification. Device is ready for patient use. |  |  | 01/16/2019 | 01/16/2019
|  | CAREFUSION | ALARIS 8100 | MODULE, INFUSION PUMP |  | SPD | Kelemen |  |  | 02/22/2019 |  | 2/22/29 |  |  | NO | YES |  |  |  |  | CAREFUSION 11137472 15261576 |  |  | Active |  | 99:99:99:99:99:99 |  | High Risk | 1Y:00-MFG | 02/22/2019 | 02/22/2019 | COOPER UNIVERSITY HOSPITAL |  |  | Moves | WOT00000001468995 | David Frye | Performance Verification | Completed |  | 02/22/2019 | 02/22/2019 | Performance Verification for CAREFUSION 11137472 15261576 | Initial Install of Performance Verification. Device is ready for patient use. |  |  | 02/22/2019 | 02/22/2019
|  | CAREFUSION | ALARIS 8100 | MODULE, INFUSION PUMP |  | SPD | Kelemen |  |  | 02/01/2019 |  | 2/1/29 |  |  | NO | YES |  |  |  |  | CAREFUSION 11137473 15262733 |  |  | Active |  | 99:99:99:99:99:99 |  | High Risk | 1Y:00-MFG | 02/01/2019 | 02/01/2019 | COOPER UNIVERSITY HOSPITAL |  |  | Moves | WOT00000001466747 | David Frye | Performance Verification | Completed |  | 02/01/2019 | 02/01/2019 | Performance Verification for CAREFUSION 11137473 15262733 | Initial Install of Performance Verification. Device is ready for patient use. |  |  | 02/01/2019 | 02/01/2019
|  | CAREFUSION | ALARIS 8100 | MODULE, INFUSION PUMP |  | SPD | Kelemen |  |  | 01/28/2019 |  | 1/28/29 |  |  | NO | YES |  |  |  |  | CAREFUSION 11137467 15261463 |  |  | Active |  | 99:99:99:99:99:99 |  | High Risk | 1Y:00-MFG | 01/28/2019 | 01/28/2019 | COOPER UNIVERSITY HOSPITAL |  |  | Moves | WOT00000001468688 | David Frye | Performance Verification | Completed |  | 01/28/2019 | 01/28/2019 | Performance Verification for CAREFUSION 11137467 15261463 | Initial Install of Performance Verification. Device is ready for patient use. |  |  | 01/28/2019 | 01/28/2019
|  | CAREFUSION | ALARIS 8100 | MODULE, INFUSION PUMP |  | SPD | Pavilion |  |  | 02/19/2019 |  | 2/19/29 |  |  | NO | YES |  |  |  |  | CAREFUSION 11137471 15261497 |  |  | Active |  | 99:99:99:99:99:99 |  | High Risk | 1Y:00-MFG | 02/19/2019 | 02/19/2019 | COOPER UNIVERSITY HOSPITAL |  |  | Moves | WOT00000001467054 | David Frye | Performance Verification | Completed |  | 02/19/2019 | 02/19/2019 | Performance Verification for CAREFUSION 11137471 15261497 | Initial Install of Performance Verification. Device is ready for patient use. |  |  | 02/19/2019 | 02/19/2019
|  | CAREFUSION | ALARIS 8100 | MODULE, INFUSION PUMP |  | SPD | Pavilion |  |  | 02/11/2019 |  | 2/11/29 |  |  | NO | YES |  |  |  |  | CAREFUSION 11137469 15261564 |  |  | Active |  | 99:99:99:99:99:99 |  | High Risk | 1Y:00-MFG | 02/11/2019 | 02/11/2019 | COOPER UNIVERSITY HOSPITAL |  |  | Moves | WOT00000001468986 | David Frye | Performance Verification | Completed |  | 02/11/2019 | 02/11/2019 | Performance Verification for CAREFUSION 11137469 15261564 | Initial Install of Performance Verification. Device is ready for patient use. |  |  | 02/11/2019 | 02/11/2019
|  | CAREFUSION | ALARIS 8100 | MODULE, INFUSION PUMP |  | SPD | Pavilion |  |  | 01/28/2019 |  | 1/28/29 |  |  | NO | YES |  |  |  |  | CAREFUSION 11137470 15260914 |  |  | Active |  | 99:99:99:99:99:99 |  | High Risk | 1Y:00-MFG | 01/28/2019 | 01/28/2019 | COOPER UNIVERSITY HOSPITAL |  |  | Moves | WOT00000001467715 | David Frye | Performance Verification | Completed |  | 01/28/2019 | 01/28/2019 | Performance Verification for CAREFUSION 11137470 15260914 | Initial Install of Performance Verification. Device is ready for patient use. |  |  | 01/28/2019 | 01/28/2019
|  | CAREFUSION | ALARIS 8100 | MODULE, INFUSION PUMP |  | SPD | Pavilion |  |  | 01/09/2019 |  | 1/9/29 |  |  | NO | YES |  |  |  |  | CAREFUSION 11137468 15260913 |  |  | Active |  | 99:99:99:99:99:99 |  | High Risk | 1Y:00-MFG | 01/09/2019 | 01/09/2019 | COOPER UNIVERSITY HOSPITAL |  |  | Moves | WOT00000001467713 | David Frye | Performance Verification | Completed |  | 01/09/2019 | 01/09/2019 | Performance Verification for CAREFUSION 11137468 15260913 | Initial Install of Performance Verification. Device is ready for patient use. |  |  | 01/09/2019 | 01/09/2019
|  | CAREFUSION | ALARIS 8100 | MODULE, INFUSION PUMP |  | SPD | Kelemen |  |  | 02/04/2019 |  | 2/4/29 |  |  | NO | YES |  |  |  |  | CAREFUSION 11137466 15261466 |  |  | Active |  | 99:99:99:99:99:99 |  | High Risk | 1Y:00-MFG | 02/04/2019 | 02/04/2019 | COOPER UNIVERSITY HOSPITAL |  |  | Moves | WOT00000001468692 | David Frye | Performance Verification | Completed |  | 02/04/2019 | 02/04/2019 | Performance Verification for CAREFUSION 11137466 15261466 | Initial Install of Performance Verification. Device is ready for patient use. |  |  | 02/04/2019 | 02/04/2019
|  | CAREFUSION | ALARIS 8100 | MODULE, INFUSION PUMP |  | SPD | Pavilion |  |  | 02/08/2019 |  | 2/8/29 |  |  | NO | YES |  |  |  |  | CAREFUSION 11137465 15260843 |  |  | Active |  | 99:99:99:99:99:99 |  | High Risk | 1Y:00-MFG | 02/08/2019 | 02/08/2019 | COOPER UNIVERSITY HOSPITAL |  |  | Moves | WOT00000001468294 | David Frye | Performance Verification | Completed |  | 02/08/2019 | 02/08/2019 | Performance Verification for CAREFUSION 11137465 15260843 | Initial Install of Performance Verification. Device is ready for patient use. |  |  | 02/08/2019 | 02/08/2019
|  | CAREFUSION | ALARIS 8100 | MODULE, INFUSION PUMP |  | SPD | Pavilion |  |  | 01/03/2019 |  | 1/3/29 |  |  | NO | YES |  |  |  |  | CAREFUSION 11137464 15260862 |  |  | Active |  | 99:99:99:99:99:99 |  | High Risk | 1Y:00-MFG | 01/03/2019 | 01/03/2019 | COOPER UNIVERSITY HOSPITAL |  |  | Moves | WOT00000001467494 | David Frye | Performance Verification | Completed |  | 01/03/2019 | 01/03/2019 | Performance Verification for CAREFUSION 11137464 15260862 | Initial Install of Performance Verification. Device is ready for patient use. |  |  | 01/03/2019 | 01/03/2019
|  | CAREFUSION | ALARIS 8100 | MODULE, INFUSION PUMP |  | SPD | Pavilion |  |  | 02/19/2019 |  | 2/19/29 |  |  | NO | YES |  |  |  |  | CAREFUSION 11137463 15262667 |  |  | Active |  | 99:99:99:99:99:99 |  | High Risk | 1Y:00-MFG | 02/19/2019 | 02/19/2019 | COOPER UNIVERSITY HOSPITAL |  |  | Moves | WOT00000001468524 | David Frye | Performance Verification | Completed |  | 02/19/2019 | 02/19/2019 | Performance Verification for CAREFUSION 11137463 15262667 | Initial Install of Performance Verification. Device is ready for patient use. |  |  | 02/19/2019 | 02/19/2019
|  | CAREFUSION | ALARIS 8100 | MODULE, INFUSION PUMP |  | SPD | Dorrance |  |  | 02/12/2019 |  | 2/12/29 |  |  | NO | YES |  |  |  |  | CAREFUSION 11137462 15262084 |  |  | Active |  | 99:99:99:99:99:99 |  | High Risk | 1Y:00-MFG | 02/12/2019 | 02/12/2019 | COOPER UNIVERSITY HOSPITAL |  |  | Moves | WOT00000001466592 | David Frye | Performance Verification | Completed |  | 02/12/2019 | 02/12/2019 | Performance Verification for CAREFUSION 11137462 15262084 | Initial Install of Performance Verification. Device is ready for patient use. |  |  | 02/12/2019 | 02/12/2019
|  | CAREFUSION | ALARIS 8100 | MODULE, INFUSION PUMP |  | SPD | Pavilion |  |  | 02/04/2019 |  | 2/4/29 |  |  | NO | YES |  |  |  |  | CAREFUSION 11137461 15261727 |  |  | Active |  | 99:99:99:99:99:99 |  | High Risk | 1Y:00-MFG | 02/04/2019 | 02/04/2019 | COOPER UNIVERSITY HOSPITAL |  |  | Moves | WOT00000001469092 | David Frye | Performance Verification | Completed |  | 02/04/2019 | 02/04/2019 | Performance Verification for CAREFUSION 11137461 15261727 | Initial Install of Performance Verification. Device is ready for patient use. |  |  | 02/04/2019 | 02/04/2019
|  | CAREFUSION | ALARIS 8100 | MODULE, INFUSION PUMP |  | SPD | Kelemen |  |  | 01/16/2019 |  | 1/16/29 |  |  | NO | YES |  |  |  |  | CAREFUSION 11137460 15260827 |  |  | Active |  | 99:99:99:99:99:99 |  | High Risk | 1Y:00-MFG | 01/16/2019 | 01/16/2019 | COOPER UNIVERSITY HOSPITAL |  |  | Moves | WOT00000001468287 | David Frye | Performance Verification | Completed |  | 01/16/2019 | 01/16/2019 | Performance Verification for CAREFUSION 11137460 15260827 | Initial Install of Performance Verification. Device is ready for patient use. |  |  | 01/16/2019 | 01/16/2019
|  | CAREFUSION | ALARIS 8100 | MODULE, INFUSION PUMP |  | SPD | Pavilion |  |  | 01/24/2019 |  | 1/24/29 |  |  | NO | YES |  |  |  |  | CAREFUSION 11137459 15261854 |  |  | Active |  | 99:99:99:99:99:99 |  | High Risk | 1Y:00-MFG | 01/24/2019 | 01/24/2019 | COOPER UNIVERSITY HOSPITAL |  |  | Moves | WOT00000001468147 | David Frye | Performance Verification | Completed |  | 01/24/2019 | 01/24/2019 | Performance Verification for CAREFUSION 11137459 15261854 | Initial Install of Performance Verification. Device is ready for patient use. |  |  | 01/24/2019 | 01/24/2019
|  | CAREFUSION | ALARIS 8100 | MODULE, INFUSION PUMP |  | SPD | Kelemen |  |  | 01/08/2019 |  | 1/8/29 |  |  | NO | YES |  |  |  |  | CAREFUSION 11137457 15257738 |  |  | Active |  | 99:99:99:99:99:99 |  | High Risk | 1Y:00-MFG | 01/08/2019 | 01/08/2019 | COOPER UNIVERSITY HOSPITAL |  |  | Moves | WOT00000001466910 | David Frye | Performance Verification | Completed |  | 01/08/2019 | 01/08/2019 | Performance Verification for CAREFUSION 11137457 15257738 | Initial Install of Performance Verification. Device is ready for patient use. |  |  | 01/08/2019 | 01/08/2019
|  | CAREFUSION | ALARIS 8100 | MODULE, INFUSION PUMP |  | SPD | Pavilion |  |  | 01/14/2019 |  | 1/14/29 |  |  | NO | YES |  |  |  |  | CAREFUSION 11137458 15261297 |  |  | Active |  | 99:99:99:99:99:99 |  | High Risk | 1Y:00-MFG | 01/14/2019 | 01/14/2019 | COOPER UNIVERSITY HOSPITAL |  |  | Moves | WOT00000001469572 | David Frye | Performance Verification | Completed |  | 01/14/2019 | 01/14/2019 | Performance Verification for CAREFUSION 11137458 15261297 | Initial Install of Performance Verification. Device is ready for patient use. |  |  | 01/14/2019 | 01/14/2019
|  | CAREFUSION | ALARIS 8100 | MODULE, INFUSION PUMP |  | SPD | Kelemen |  |  | 02/04/2019 |  | 2/4/29 |  |  | NO | YES |  |  |  |  | CAREFUSION 11137456 15258314 |  |  | Active |  | 99:99:99:99:99:99 |  | High Risk | 1Y:00-MFG | 02/04/2019 | 02/04/2019 | COOPER UNIVERSITY HOSPITAL |  |  | Moves | WOT00000001467236 | David Frye | Performance Verification | Completed |  | 02/04/2019 | 02/04/2019 | Performance Verification for CAREFUSION 11137456 15258314 | Initial Install of Performance Verification. Device is ready for patient use. |  |  | 02/04/2019 | 02/04/2019
|  | CAREFUSION | ALARIS 8100 | MODULE, INFUSION PUMP |  | SPD | Pavilion |  |  | 01/03/2019 |  | 1/3/29 |  |  | NO | YES |  |  |  |  | CAREFUSION 11137455 15262213 |  |  | Active |  | 99:99:99:99:99:99 |  | High Risk | 1Y:00-MFG | 01/03/2019 | 01/03/2019 | COOPER UNIVERSITY HOSPITAL |  |  | Moves | WOT00000001469360 | David Frye | Performance Verification | Completed |  | 01/03/2019 | 01/03/2019 | Performance Verification for CAREFUSION 11137455 15262213 | Initial Install of Performance Verification. Device is ready for patient use. |  |  | 01/03/2019 | 01/03/2019
|  | CAREFUSION | ALARIS 8100 | MODULE, INFUSION PUMP |  | SPD | Pavilion |  |  | 02/25/2019 |  | 2/25/29 |  |  | NO | YES |  |  |  |  | CAREFUSION 11137453 15262237 |  |  | Active |  | 99:99:99:99:99:99 |  | High Risk | 1Y:00-MFG | 02/25/2019 | 02/25/2019 | COOPER UNIVERSITY HOSPITAL |  |  | Moves | WOT00000001469374 | David Frye | Performance Verification | Completed |  | 02/25/2019 | 02/25/2019 | Performance Verification for CAREFUSION 11137453 15262237 | Initial Install of Performance Verification. Device is ready for patient use. |  |  | 02/25/2019 | 02/25/2019
|  | CAREFUSION | ALARIS 8100 | MODULE, INFUSION PUMP |  | SPD | Kelemen |  |  | 01/16/2019 |  | 1/16/29 |  |  | NO | YES |  |  |  |  | CAREFUSION 11137454 15258067 |  |  | Active |  | 99:99:99:99:99:99 |  | High Risk | 1Y:00-MFG | 01/16/2019 | 01/16/2019 | COOPER UNIVERSITY HOSPITAL |  |  | Moves | WOT00000001468086 | David Frye | Performance Verification | Completed |  | 01/16/2019 | 01/16/2019 | Performance Verification for CAREFUSION 11137454 15258067 | Initial Install of Performance Verification. Device is ready for patient use. |  |  | 01/16/2019 | 01/16/2019
|  | CAREFUSION | ALARIS 8100 | MODULE, INFUSION PUMP |  | SPD | Dorrance |  |  | 01/02/2019 |  | 1/2/29 |  |  | NO | YES |  |  |  |  | CAREFUSION 11137452 15261776 |  |  | Active |  | 99:99:99:99:99:99 |  | High Risk | 1Y:00-MFG | 01/02/2019 | 01/02/2019 | COOPER UNIVERSITY HOSPITAL |  |  | Moves | WOT00000001469112 | David Frye | Performance Verification | Completed |  | 01/02/2019 | 01/02/2019 | Performance Verification for CAREFUSION 11137452 15261776 | Initial Install of Performance Verification. Device is ready for patient use. |  |  | 01/02/2019 | 01/02/2019
|  | CAREFUSION | ALARIS 8100 | MODULE, INFUSION PUMP |  | SPD | Pavilion |  |  | 01/09/2019 |  | 1/9/29 |  |  | NO | YES |  |  |  |  | CAREFUSION 11137451 15262079 |  |  | Active |  | 99:99:99:99:99:99 |  | High Risk | 1Y:00-MFG | 01/09/2019 | 01/09/2019 | COOPER UNIVERSITY HOSPITAL |  |  | Moves | WOT00000001460485 | David Frye | Performance Verification | Completed |  | 01/09/2019 | 01/09/2019 | Performance Verification for CAREFUSION 11137451 15262079 | Initial Install of Performance Verification. Device is ready for patient use. |  |  | 01/09/2019 | 01/09/2019
|  | CAREFUSION | ALARIS 8100 | MODULE, INFUSION PUMP |  | SPD | Pavilion |  |  | 01/04/2019 |  | 1/4/29 |  |  | NO | YES |  |  |  |  | CAREFUSION 11137450 15260722 |  |  | Active |  | 99:99:99:99:99:99 |  | High Risk | 1Y:00-MFG | 01/04/2019 | 01/04/2019 | COOPER UNIVERSITY HOSPITAL |  |  | Moves | WOT00000001460441 | David Frye | Performance Verification | Completed |  | 01/04/2019 | 01/04/2019 | Performance Verification for CAREFUSION 11137450 15260722 | Initial Install of Performance Verification. Device is ready for patient use. |  |  | 01/04/2019 | 01/04/2019
|  | CAREFUSION | ALARIS 8100 | MODULE, INFUSION PUMP |  | SPD | Pavilion |  |  | 01/24/2019 |  | 1/24/29 |  |  | NO | YES |  |  |  |  | CAREFUSION 11137449 15262889 |  |  | Active |  | 99:99:99:99:99:99 |  | High Risk | 1Y:00-MFG | 01/24/2019 | 01/24/2019 | COOPER UNIVERSITY HOSPITAL |  |  | Moves | WOT00000001466990 | David Frye | Performance Verification | Completed |  | 01/24/2019 | 01/24/2019 | Performance Verification for CAREFUSION 11137449 15262889 | Initial Install of Performance Verification. Device is ready for patient use. |  |  | 01/24/2019 | 01/24/2019
|  | CAREFUSION | ALARIS 8100 | MODULE, INFUSION PUMP |  | SPD | Kelemen |  |  | 01/28/2019 |  | 1/28/29 |  |  | NO | YES |  |  |  |  | CAREFUSION 11137448 15262884 |  |  | Active |  | 99:99:99:99:99:99 |  | High Risk | 1Y:00-MFG | 01/28/2019 | 01/28/2019 | COOPER UNIVERSITY HOSPITAL |  |  | Moves | WOT00000001466988 | David Frye | Performance Verification | Completed |  | 01/28/2019 | 01/28/2019 | Performance Verification for CAREFUSION 11137448 15262884 | Initial Install of Performance Verification. Device is ready for patient use. |  |  | 01/28/2019 | 01/28/2019
|  | CAREFUSION | ALARIS 8100 | MODULE, INFUSION PUMP |  | SPD | Pavilion |  |  | 02/01/2019 |  | 2/1/29 |  |  | NO | YES |  |  |  |  | CAREFUSION 11137447 15261631 |  |  | Active | dup11137447 | 99:99:99:99:99:99 |  | High Risk | 1Y:00-MFG | 02/01/2019 | 02/01/2019 | COOPER UNIVERSITY HOSPITAL |  |  | Moves | WOT00000001468026 | David Frye | Performance Verification | Completed |  | 02/01/2019 | 02/01/2019 | Performance Verification for CAREFUSION 11137447 15261631 | Initial Install of Performance Verification. Device is ready for patient use. |  |  | 02/01/2019 | 02/01/2019
|  | CAREFUSION | ALARIS 8100 | MODULE, INFUSION PUMP |  | SPD | Pavilion |  |  | 02/06/2019 |  | 2/6/29 |  |  | NO | YES |  |  |  |  | CAREFUSION 11137446 15262951 |  |  | Active | dup11137446 | 99:99:99:99:99:99 |  | High Risk | 1Y:00-MFG | 02/06/2019 | 02/06/2019 | COOPER UNIVERSITY HOSPITAL |  |  | Moves | WOT00000001469523 | David Frye | Performance Verification | Completed |  | 02/06/2019 | 02/06/2019 | Performance Verification for CAREFUSION 11137446 15262951 | Initial Install of Performance Verification. Device is ready for patient use. |  |  | 02/06/2019 | 02/06/2019
|  | CAREFUSION | ALARIS 8100 | MODULE, INFUSION PUMP |  | SPD | Kelemen |  |  | 01/21/2019 |  | 1/21/29 |  |  | NO | YES |  |  |  |  | CAREFUSION 11137444 15262807 |  |  | Active |  | 99:99:99:99:99:99 |  | High Risk | 1Y:00-MFG | 01/21/2019 | 01/21/2019 | COOPER UNIVERSITY HOSPITAL |  |  | Moves | WOT00000001466980 | David Frye | Performance Verification | Completed |  | 01/21/2019 | 01/21/2019 | Performance Verification for CAREFUSION 11137444 15262807 | Initial Install of Performance Verification. Device is ready for patient use. |  |  | 01/21/2019 | 01/21/2019
|  | CAREFUSION | ALARIS 8100 | MODULE, INFUSION PUMP |  | SPD | Kelemen |  |  | 01/23/2019 |  | 1/23/29 |  |  | NO | YES |  |  |  |  | CAREFUSION 11137443 15262698 |  |  | Active |  | 99:99:99:99:99:99 |  | High Risk | 1Y:00-MFG | 01/23/2019 | 01/23/2019 | COOPER UNIVERSITY HOSPITAL |  |  | Moves | WOT00000001468542 | David Frye | Performance Verification | Completed |  | 01/23/2019 | 01/23/2019 | Performance Verification for CAREFUSION 11137443 15262698 | Initial Install of Performance Verification. Device is ready for patient use. |  |  | 01/23/2019 | 01/23/2019
|  | CAREFUSION | ALARIS 8100 | MODULE, INFUSION PUMP |  | SPD | Pavilion |  |  | 01/28/2019 |  | 1/28/29 |  |  | NO | YES |  |  |  |  | CAREFUSION 11137441 15257925 |  |  | Active |  | 99:99:99:99:99:99 |  | High Risk | 1Y:00-MFG | 01/28/2019 | 01/28/2019 | COOPER UNIVERSITY HOSPITAL |  |  | Moves | WOT00000001467854 | David Frye | Performance Verification | Completed |  | 01/28/2019 | 01/28/2019 | Performance Verification for CAREFUSION 11137441 15257925 | Initial Install of Performance Verification. Device is ready for patient use. |  |  | 01/28/2019 | 01/28/2019
|  | CAREFUSION | ALARIS 8100 | MODULE, INFUSION PUMP |  | SPD | Pavilion |  |  | 02/05/2019 |  | 2/5/29 |  |  | NO | YES |  |  |  |  | CAREFUSION 11137442 15260970 |  |  | Active |  | 99:99:99:99:99:99 |  | High Risk | 1Y:00-MFG | 02/05/2019 | 02/05/2019 | COOPER UNIVERSITY HOSPITAL |  |  | Moves | WOT00000001466706 | David Frye | Performance Verification | Completed |  | 02/05/2019 | 02/05/2019 | Performance Verification for CAREFUSION 11137442 15260970 | Initial Install of Performance Verification. Device is ready for patient use. |  |  | 02/05/2019 | 02/05/2019
|  | CAREFUSION | ALARIS 8100 | MODULE, INFUSION PUMP |  | SPD | Kelemen |  |  | 02/04/2019 |  | 2/4/29 |  |  | NO | YES |  |  |  |  | CAREFUSION 11137440 15262929 |  |  | Active |  | 99:99:99:99:99:99 |  | High Risk | 1Y:00-MFG | 02/04/2019 | 02/04/2019 | COOPER UNIVERSITY HOSPITAL |  |  | Moves | WOT00000001469509 | David Frye | Performance Verification | Completed |  | 02/04/2019 | 02/04/2019 | Performance Verification for CAREFUSION 11137440 15262929 | Initial Install of Performance Verification. Device is ready for patient use. |  |  | 02/04/2019 | 02/04/2019
|  | CAREFUSION | ALARIS 8100 | MODULE, INFUSION PUMP |  | SPD | Kelemen |  |  | 01/21/2019 |  | 1/21/29 |  |  | NO | YES |  |  |  |  | CAREFUSION 11137439 15261555 |  |  | Active |  | 99:99:99:99:99:99 |  | High Risk | 1Y:00-MFG | 01/21/2019 | 01/21/2019 | COOPER UNIVERSITY HOSPITAL |  |  | Moves | WOT00000001468982 | David Frye | Performance Verification | Completed |  | 01/21/2019 | 01/21/2019 | Performance Verification for CAREFUSION 11137439 15261555 | Initial Install of Performance Verification. Device is ready for patient use. |  |  | 01/21/2019 | 01/21/2019
|  | CAREFUSION | ALARIS 8100 | MODULE, INFUSION PUMP |  | SPD | Kelemen |  |  | 01/22/2019 |  | 1/22/29 |  |  | NO | YES |  |  |  |  | CAREFUSION 11137438 15262902 |  |  | Active |  | 99:99:99:99:99:99 |  | High Risk | 1Y:00-MFG | 01/22/2019 | 01/22/2019 | COOPER UNIVERSITY HOSPITAL |  |  | Moves | WOT00000001466994 | David Frye | Performance Verification | Completed |  | 01/22/2019 | 01/22/2019 | Performance Verification for CAREFUSION 11137438 15262902 | Initial Install of Performance Verification. Device is ready for patient use. |  |  | 01/22/2019 | 01/22/2019
|  | CAREFUSION | ALARIS 8100 | MODULE, INFUSION PUMP |  | SPD | Pavilion |  |  | 01/21/2019 |  | 1/21/29 |  |  | NO | YES |  |  |  |  | CAREFUSION 11137436 15260956 |  |  | Active |  | 99:99:99:99:99:99 |  | High Risk | 1Y:00-MFG | 01/21/2019 | 01/21/2019 | COOPER UNIVERSITY HOSPITAL |  |  | Moves | WOT00000001466698 | David Frye | Performance Verification | Completed |  | 01/21/2019 | 01/21/2019 | Performance Verification for CAREFUSION 11137436 15260956 | Initial Install of Performance Verification. Device is ready for patient use. |  |  | 01/21/2019 | 01/21/2019
|  | CAREFUSION | ALARIS 8100 | MODULE, INFUSION PUMP |  | SPD | Kelemen |  |  | 01/07/2019 |  | 1/7/29 |  |  | NO | YES |  |  |  |  | CAREFUSION 11137437 15261478 |  |  | Active |  | 99:99:99:99:99:99 |  | High Risk | 1Y:00-MFG | 01/07/2019 | 01/07/2019 | COOPER UNIVERSITY HOSPITAL |  |  | Moves | WOT00000001468707 | David Frye | Performance Verification | Completed |  | 01/07/2019 | 01/07/2019 | Performance Verification for CAREFUSION 11137437 15261478 | Initial Install of Performance Verification. Device is ready for patient use. |  |  | 01/07/2019 | 01/07/2019
|  | CAREFUSION | ALARIS 8100 | MODULE, INFUSION PUMP |  | SPD | Kelemen |  |  | 01/08/2019 |  | 1/8/29 |  |  | NO | YES |  |  |  |  | CAREFUSION 11137435 15260783 |  |  | Active |  | 99:99:99:99:99:99 |  | High Risk | 1Y:00-MFG | 01/08/2019 | 01/08/2019 | COOPER UNIVERSITY HOSPITAL |  |  | Moves | WOT00000001469300 | David Frye | Performance Verification | Completed |  | 01/08/2019 | 01/08/2019 | Performance Verification for CAREFUSION 11137435 15260783 | Initial Install of Performance Verification. Device is ready for patient use. |  |  | 01/08/2019 | 01/08/2019
|  | CAREFUSION | ALARIS 8100 | MODULE, INFUSION PUMP |  | SPD | Kelemen |  |  | 02/19/2019 |  | 2/19/29 |  |  | NO | YES |  |  |  |  | CAREFUSION 11137432 15262189 |  |  | Active |  | 99:99:99:99:99:99 |  | High Risk | 1Y:00-MFG | 02/19/2019 | 02/19/2019 | COOPER UNIVERSITY HOSPITAL |  |  | Moves | WOT00000001466606 | David Frye | Performance Verification | Completed |  | 02/19/2019 | 02/19/2019 | Performance Verification for CAREFUSION 11137432 15262189 | Initial Install of Performance Verification. Device is ready for patient use. |  |  | 02/19/2019 | 02/19/2019
|  | CAREFUSION | ALARIS 8100 | MODULE, INFUSION PUMP |  | SPD | Pavilion |  |  | 01/07/2019 |  | 1/7/29 |  |  | NO | YES |  |  |  |  | CAREFUSION 11137426 15262921 |  |  | Active |  | 99:99:99:99:99:99 |  | High Risk | 1Y:00-MFG | 01/07/2019 | 01/07/2019 | COOPER UNIVERSITY HOSPITAL |  |  | Moves | WOT00000001469505 | David Frye | Performance Verification | Completed |  | 01/07/2019 | 01/07/2019 | Performance Verification for CAREFUSION 11137426 15262921 | Initial Install of Performance Verification. Device is ready for patient use. |  |  | 01/07/2019 | 01/07/2019
|  | CAREFUSION | ALARIS 8100 | MODULE, INFUSION PUMP |  | SPD | Kelemen |  |  | 01/16/2019 |  | 1/16/29 |  |  | NO | YES |  |  |  |  | CAREFUSION 11137427 15262196 |  |  | Active |  | 99:99:99:99:99:99 |  | High Risk | 1Y:00-MFG | 01/16/2019 | 01/16/2019 | COOPER UNIVERSITY HOSPITAL |  |  | Moves | WOT00000001466610 | David Frye | Performance Verification | Completed |  | 01/16/2019 | 01/16/2019 | Performance Verification for CAREFUSION 11137427 15262196 | Initial Install of Performance Verification. Device is ready for patient use. |  |  | 01/16/2019 | 01/16/2019
|  | CAREFUSION | ALARIS 8100 | MODULE, INFUSION PUMP |  | SPD | Kelemen |  |  | 01/21/2019 |  | 1/21/29 |  |  | NO | YES |  |  |  |  | CAREFUSION 11137431 15261526 |  |  | Active |  | 99:99:99:99:99:99 |  | High Risk | 1Y:00-MFG | 01/21/2019 | 01/21/2019 | COOPER UNIVERSITY HOSPITAL |  |  | Moves | WOT00000001467074 | David Frye | Performance Verification | Completed |  | 01/21/2019 | 01/21/2019 | Performance Verification for CAREFUSION 11137431 15261526 | Initial Install of Performance Verification. Device is ready for patient use. |  |  | 01/21/2019 | 01/21/2019
|  | CAREFUSION | ALARIS 8100 | MODULE, INFUSION PUMP |  | SPD | Pavilion |  |  | 01/09/2019 |  | 1/9/29 |  |  | NO | YES |  |  |  |  | CAREFUSION 11137430 15261898 |  |  | Active |  | 99:99:99:99:99:99 |  | High Risk | 1Y:00-MFG | 01/09/2019 | 01/09/2019 | COOPER UNIVERSITY HOSPITAL |  |  | Moves | WOT00000001468172 | David Frye | Performance Verification | Completed |  | 01/09/2019 | 01/09/2019 | Performance Verification for CAREFUSION 11137430 15261898 | Initial Install of Performance Verification. Device is ready for patient use. |  |  | 01/09/2019 | 01/09/2019
|  | CAREFUSION | ALARIS 8100 | MODULE, INFUSION PUMP |  | SPD | Pavilion |  |  | 01/15/2019 |  | 1/15/29 |  |  | NO | YES |  |  |  |  | CAREFUSION 11137429 15262188 |  |  | Active |  | 99:99:99:99:99:99 |  | High Risk | 1Y:00-MFG | 01/15/2019 | 01/15/2019 | COOPER UNIVERSITY HOSPITAL |  |  | Moves | WOT00000001466604 | David Frye | Performance Verification | Completed |  | 01/15/2019 | 01/15/2019 | Performance Verification for CAREFUSION 11137429 15262188 | Initial Install of Performance Verification. Device is ready for patient use. |  |  | 01/15/2019 | 01/15/2019
|  | CAREFUSION | ALARIS 8100 | MODULE, INFUSION PUMP |  | SPD | Kelemen |  |  | 01/14/2019 |  | 1/14/29 |  |  | NO | YES |  |  |  |  | CAREFUSION 11137428 15261689 |  |  | Active |  | 99:99:99:99:99:99 |  | High Risk | 1Y:00-MFG | 01/14/2019 | 01/14/2019 | COOPER UNIVERSITY HOSPITAL |  |  | Moves | WOT00000001468859 | David Frye | Performance Verification | Completed |  | 01/14/2019 | 01/14/2019 | Performance Verification for CAREFUSION 11137428 15261689 | Initial Install of Performance Verification. Device is ready for patient use. |  |  | 01/14/2019 | 01/14/2019
|  | CAREFUSION | ALARIS 8100 | MODULE, INFUSION PUMP |  | SPD | Pavilion |  |  | 01/28/2019 |  | 1/28/29 |  |  | NO | YES |  |  |  |  | CAREFUSION 11137423 15262685 |  |  | Active |  | 99:99:99:99:99:99 |  | High Risk | 1Y:00-MFG | 01/28/2019 | 01/28/2019 | COOPER UNIVERSITY HOSPITAL |  |  | Moves | WOT00000001468537 | David Frye | Performance Verification | Completed |  | 01/28/2019 | 01/28/2019 | Performance Verification for CAREFUSION 11137423 15262685 | Initial Install of Performance Verification. Device is ready for patient use. |  |  | 01/28/2019 | 01/28/2019
|  | CAREFUSION | ALARIS 8100 | MODULE, INFUSION PUMP |  | SPD | Pavilion |  |  | 01/09/2019 |  | 1/9/29 |  |  | NO | YES |  |  |  |  | CAREFUSION 11137425 15262211 |  |  | Active |  | 99:99:99:99:99:99 |  | High Risk | 1Y:00-MFG | 01/09/2019 | 01/09/2019 | COOPER UNIVERSITY HOSPITAL |  |  | Moves | WOT00000001469356 | David Frye | Performance Verification | Completed |  | 01/09/2019 | 01/09/2019 | Performance Verification for CAREFUSION 11137425 15262211 | Initial Install of Performance Verification. Device is ready for patient use. |  |  | 01/09/2019 | 01/09/2019
|  | CAREFUSION | ALARIS 8100 | MODULE, INFUSION PUMP |  | SPD | Kelemen |  |  | 01/14/2019 |  | 1/14/29 |  |  | NO | YES |  |  |  |  | CAREFUSION 11137424 15262156 |  |  | Active |  | 99:99:99:99:99:99 |  | High Risk | 1Y:00-MFG | 01/14/2019 | 01/14/2019 | COOPER UNIVERSITY HOSPITAL |  |  | Moves | WOT00000001466596 | David Frye | Performance Verification | Completed |  | 01/14/2019 | 01/14/2019 | Performance Verification for CAREFUSION 11137424 15262156 | Initial Install of Performance Verification. Device is ready for patient use. |  |  | 01/14/2019 | 01/14/2019
|  | CAREFUSION | ALARIS 8100 | MODULE, INFUSION PUMP |  | SPD | Kelemen |  |  | 01/21/2019 |  | 1/21/29 |  |  | NO | YES |  |  |  |  | CAREFUSION 11137417 15262437 |  |  | Active |  | 99:99:99:99:99:99 |  | High Risk | 1Y:00-MFG | 01/21/2019 | 01/21/2019 | COOPER UNIVERSITY HOSPITAL |  |  | Moves | WOT00000001469376 | David Frye | Performance Verification | Completed |  | 01/21/2019 | 01/21/2019 | Performance Verification for CAREFUSION 11137417 15262437 | Initial Install of Performance Verification. Device is ready for patient use. |  |  | 01/21/2019 | 01/21/2019
|  | CAREFUSION | ALARIS 8100 | MODULE, INFUSION PUMP |  | SPD | Kelemen |  |  | 01/15/2019 |  | 1/15/29 |  |  | NO | YES |  |  |  |  | CAREFUSION 11137418 15262082 |  |  | Active |  | 99:99:99:99:99:99 |  | High Risk | 1Y:00-MFG | 01/15/2019 | 01/15/2019 | COOPER UNIVERSITY HOSPITAL |  |  | Moves | WOT00000001460591 | David Frye | Performance Verification | Closed | Stephen Zubrzycki | 01/15/2019 | 01/15/2019 | Performance Verification for CAREFUSION 11137418 15262082 | Initial Install of Performance Verification. Device is ready for patient use. |  |  | 01/15/2019 | 01/15/2019
|  | CAREFUSION | ALARIS 8100 | MODULE, INFUSION PUMP |  | SPD | Kelemen |  |  | 01/25/2019 |  | 1/25/29 |  |  | NO | YES |  |  |  |  | CAREFUSION 11137421 15260849 |  |  | Active |  | 99:99:99:99:99:99 |  | High Risk | 1Y:00-MFG | 01/25/2019 | 01/25/2019 | COOPER UNIVERSITY HOSPITAL |  |  | Moves | WOT00000001467478 | David Frye | Performance Verification | Completed |  | 01/25/2019 | 01/25/2019 | Performance Verification for CAREFUSION 11137421 15260849 | Initial Install of Performance Verification. Device is ready for patient use. |  |  | 01/25/2019 | 01/25/2019
|  | CAREFUSION | ALARIS 8100 | MODULE, INFUSION PUMP |  | SPD | Kelemen |  |  | 01/15/2019 |  | 1/15/29 |  |  | NO | YES |  |  |  |  | CAREFUSION 11137420 15262207 |  |  | Active |  | 99:99:99:99:99:99 |  | High Risk | 1Y:00-MFG | 01/15/2019 | 01/15/2019 | COOPER UNIVERSITY HOSPITAL |  |  | Moves | WOT00000001466618 | David Frye | Performance Verification | Completed |  | 01/15/2019 | 01/15/2019 | Performance Verification for CAREFUSION 11137420 15262207 | Initial Install of Performance Verification. Device is ready for patient use. |  |  | 01/15/2019 | 01/15/2019
|  | CAREFUSION | ALARIS 8100 | MODULE, INFUSION PUMP |  | SPD | Pavilion |  |  | 01/09/2019 |  | 1/9/29 |  |  | NO | YES |  |  |  |  | CAREFUSION 11137419 15262828 |  |  | Active |  | 99:99:99:99:99:99 |  | High Risk | 1Y:00-MFG | 01/09/2019 | 01/09/2019 | COOPER UNIVERSITY HOSPITAL |  |  | Moves | WOT00000001466986 | David Frye | Performance Verification | Completed |  | 01/09/2019 | 01/09/2019 | Performance Verification for CAREFUSION 11137419 15262828 | Initial Install of Performance Verification. Device is ready for patient use. |  |  | 01/09/2019 | 01/09/2019
|  | CAREFUSION | ALARIS 8100 | MODULE, INFUSION PUMP |  | SPD | Pavilion |  |  | 01/31/2019 |  | 1/31/29 |  |  | NO | YES |  |  |  |  | CAREFUSION 11137416 15261485 |  |  | Active |  | 99:99:99:99:99:99 |  | High Risk | 1Y:00-MFG | 01/31/2019 | 01/31/2019 | COOPER UNIVERSITY HOSPITAL |  |  | Moves | WOT00000001468715 | David Frye | Performance Verification | Completed |  | 01/31/2019 | 01/31/2019 | Performance Verification for CAREFUSION 11137416 15261485 | Initial Install of Performance Verification. Device is ready for patient use. |  |  | 01/31/2019 | 01/31/2019
|  | CAREFUSION | ALARIS 8100 | MODULE, INFUSION PUMP |  | SPD | Kelemen | BASEMENT |  | 01/07/2019 |  | 1/7/29 |  |  | NO | YES |  |  |  |  | CAREFUSION 11137415 15260924 |  |  | Active |  | 99:99:99:99:99:99 |  | High Risk | 1Y:00-MFG | 01/07/2019 | 01/07/2019 | COOPER UNIVERSITY HOSPITAL |  |  | Moves | WOT00000001466696 | David Frye | Performance Verification | Completed |  | 01/07/2019 | 01/07/2019 | Performance Verification for CAREFUSION 11137415 15260924 | Initial Install of Performance Verification. Device is ready for patient use. |  |  | 01/07/2019 | 01/07/2019
|  | CAREFUSION | ALARIS 8100 | MODULE, INFUSION PUMP |  | SPD | Kelemen | BASEMENT |  | 02/19/2019 |  | 2/19/29 |  |  | NO | YES |  |  |  |  | CAREFUSION 11137414 15261984 |  |  | Active |  | 99:99:99:99:99:99 |  | High Risk | 1Y:00-MFG | 02/19/2019 | 02/19/2019 | COOPER UNIVERSITY HOSPITAL |  |  | Moves | WOT00000001467389 | David Frye | Performance Verification | Completed |  | 02/19/2019 | 02/19/2019 | Performance Verification for CAREFUSION 11137414 15261984 | Initial Install of Performance Verification. Device is ready for patient use. |  |  | 02/19/2019 | 02/19/2019
|  | CAREFUSION | ALARIS 8100 | MODULE, INFUSION PUMP |  | SPD | Kelemen |  |  | 02/11/2019 |  | 2/11/29 |  |  | NO | YES |  |  |  |  | CAREFUSION 11137411 15262666 |  |  | Active |  | 99:99:99:99:99:99 |  | High Risk | 1Y:00-MFG | 02/11/2019 | 02/11/2019 | COOPER UNIVERSITY HOSPITAL |  |  | Moves | WOT00000001468522 | David Frye | Performance Verification | Completed |  | 02/11/2019 | 02/11/2019 | Performance Verification for CAREFUSION 11137411 15262666 | Initial Install of Performance Verification. Device is ready for patient use. |  |  | 02/11/2019 | 02/11/2019
|  | CAREFUSION | ALARIS 8100 | MODULE, INFUSION PUMP |  | SPD | Pavilion |  |  | 01/17/2019 |  | 1/17/29 |  |  | NO | YES |  |  |  |  | CAREFUSION 11137413 15262677 |  |  | Active |  | 99:99:99:99:99:99 |  | High Risk | 1Y:00-MFG | 01/17/2019 | 01/17/2019 | COOPER UNIVERSITY HOSPITAL |  |  | Moves | WOT00000001468534 | David Frye | Performance Verification | Completed |  | 01/17/2019 | 01/17/2019 | Performance Verification for CAREFUSION 11137413 15262677 | Initial Install of Performance Verification. Device is ready for patient use. |  |  | 01/17/2019 | 01/17/2019
|  | CAREFUSION | ALARIS 8100 | MODULE, INFUSION PUMP |  | SPD | Pavilion |  |  | 01/15/2019 |  | 1/15/29 |  |  | NO | YES |  |  |  |  | CAREFUSION 11137412 15262946 |  |  | Active |  | 99:99:99:99:99:99 |  | High Risk | 1Y:00-MFG | 01/15/2019 | 01/15/2019 | COOPER UNIVERSITY HOSPITAL |  |  | Moves | WOT00000001469518 | David Frye | Performance Verification | Completed |  | 01/15/2019 | 01/15/2019 | Performance Verification for CAREFUSION 11137412 15262946 | Initial Install of Performance Verification. Device is ready for patient use. |  |  | 01/15/2019 | 01/15/2019
|  | CAREFUSION | ALARIS 8100 | MODULE, INFUSION PUMP |  | SPD | Kelemen |  |  | 01/04/2019 |  | 1/4/29 |  |  | NO | YES |  |  |  |  | CAREFUSION 11137410 15261452 |  |  | Active |  | 99:99:99:99:99:99 |  | High Risk | 1Y:00-MFG | 01/04/2019 | 01/04/2019 | COOPER UNIVERSITY HOSPITAL |  |  | Moves | WOT00000001468680 | David Frye | Performance Verification | Completed |  | 01/04/2019 | 01/04/2019 | Performance Verification for CAREFUSION 11137410 15261452 | Initial Install of Performance Verification. Device is ready for patient use. |  |  | 01/04/2019 | 01/04/2019
|  | CAREFUSION | ALARIS 8100 | MODULE, INFUSION PUMP |  | SPD | Kelemen |  |  | 02/13/2019 |  | 2/13/29 |  |  | NO | YES |  |  |  |  | CAREFUSION 11137409 15261920 |  |  | Active |  | 99:99:99:99:99:99 |  | High Risk | 1Y:00-MFG | 02/13/2019 | 02/13/2019 | COOPER UNIVERSITY HOSPITAL |  |  | Moves | WOT00000001468181 | David Frye | Performance Verification | Completed |  | 02/13/2019 | 02/13/2019 | Performance Verification for CAREFUSION 11137409 15261920 | Initial Install of Performance Verification. Device is ready for patient use. |  |  | 02/13/2019 | 02/13/2019
|  | CAREFUSION | ALARIS 8100 | MODULE, INFUSION PUMP |  | SPD | Kelemen |  |  | 02/05/2019 |  | 2/5/29 |  |  | NO | YES |  |  |  |  | CAREFUSION 11137408 15262712 |  |  | Active | dup11137408 | 99:99:99:99:99:99 |  | High Risk | 1Y:00-MFG | 02/05/2019 | 02/05/2019 | COOPER UNIVERSITY HOSPITAL |  |  | Moves | WOT00000001468553 | David Frye | Performance Verification | Completed |  | 02/05/2019 | 02/05/2019 | Performance Verification for CAREFUSION 11137408 15262712 | Initial Install of Performance Verification. Device is ready for patient use. |  |  | 02/05/2019 | 02/05/2019
|  | CAREFUSION | ALARIS 8100 | MODULE, INFUSION PUMP |  | SPD | Kelemen |  |  | 02/01/2019 |  | 2/1/29 |  |  | NO | YES |  |  |  |  | CAREFUSION 11137406 15261895 |  |  | Active | dup11137406 | 99:99:99:99:99:99 |  | High Risk | 1Y:00-MFG | 02/01/2019 | 02/01/2019 | COOPER UNIVERSITY HOSPITAL |  |  | Moves | WOT00000001468167 | David Frye | Performance Verification | Completed |  | 02/01/2019 | 02/01/2019 | Performance Verification for CAREFUSION 11137406 15261895 | Initial Install of Performance Verification. Device is ready for patient use. |  |  | 02/01/2019 | 02/01/2019
|  | CAREFUSION | ALARIS 8100 | MODULE, INFUSION PUMP |  | SPD | Pavilion |  |  | 01/24/2019 |  | 1/24/29 |  |  | NO | YES |  |  |  |  | CAREFUSION 11137407 15262693 |  |  | Active |  | 99:99:99:99:99:99 |  | High Risk | 1Y:00-MFG | 01/24/2019 | 01/24/2019 | COOPER UNIVERSITY HOSPITAL |  |  | Moves | WOT00000001468541 | David Frye | Performance Verification | Completed |  | 01/24/2019 | 01/24/2019 | Performance Verification for CAREFUSION 11137407 15262693 | Initial Install of Performance Verification. Device is ready for patient use. |  |  | 01/24/2019 | 01/24/2019
|  | CAREFUSION | ALARIS 8100 | MODULE, INFUSION PUMP |  | SPD | Kelemen |  |  | 01/03/2019 |  | 1/3/29 |  |  | NO | YES |  |  |  |  | CAREFUSION 11137405 15262212 |  |  | Active |  | 99:99:99:99:99:99 |  | High Risk | 1Y:00-MFG | 01/03/2019 | 01/03/2019 | COOPER UNIVERSITY HOSPITAL |  |  | Moves | WOT00000001469358 | David Frye | Performance Verification | Completed |  | 01/03/2019 | 01/03/2019 | Performance Verification for CAREFUSION 11137405 15262212 | Initial Install of Performance Verification. Device is ready for patient use. |  |  | 01/03/2019 | 01/03/2019
|  | CAREFUSION | ALARIS 8100 | MODULE, INFUSION PUMP |  | SPD | Kelemen |  |  | 01/28/2019 |  | 1/28/29 |  |  | NO | YES |  |  |  |  | CAREFUSION 11137404 15262675 |  |  | Active |  | 99:99:99:99:99:99 |  | High Risk | 1Y:00-MFG | 01/28/2019 | 01/28/2019 | COOPER UNIVERSITY HOSPITAL |  |  | Moves | WOT00000001468533 | David Frye | Performance Verification | Completed |  | 01/28/2019 | 01/28/2019 | Performance Verification for CAREFUSION 11137404 15262675 | Initial Install of Performance Verification. Device is ready for patient use. |  |  | 01/28/2019 | 01/28/2019
|  | CAREFUSION | ALARIS 8100 | MODULE, INFUSION PUMP |  | SPD | Kelemen |  |  | 01/08/2019 |  | 1/8/29 |  |  | NO | YES |  |  |  |  | CAREFUSION 11137398 15260215 |  |  | Active |  | 99:99:99:99:99:99 |  | High Risk | 1Y:00-MFG | 01/08/2019 | 01/08/2019 | COOPER UNIVERSITY HOSPITAL |  |  | Moves | WOT00000001468928 | David Frye | Performance Verification | Completed |  | 01/08/2019 | 01/08/2019 | Performance Verification for CAREFUSION 11137398 15260215 | Initial Install of Performance Verification. Device is ready for patient use. |  |  | 01/08/2019 | 01/08/2019
|  | CAREFUSION | ALARIS 8100 | MODULE, INFUSION PUMP |  | SPD | Kelemen |  |  | 02/04/2019 |  | 2/4/29 |  |  | NO | YES |  |  |  |  | CAREFUSION 11137402 15261626 |  |  | Active |  | 99:99:99:99:99:99 |  | High Risk | 1Y:00-MFG | 02/04/2019 | 02/04/2019 | COOPER UNIVERSITY HOSPITAL |  |  | Moves | WOT00000001468021 | David Frye | Performance Verification | Completed |  | 02/04/2019 | 02/04/2019 | Performance Verification for CAREFUSION 11137402 15261626 | Initial Install of Performance Verification. Device is ready for patient use. |  |  | 02/04/2019 | 02/04/2019
|  | CAREFUSION | ALARIS 8100 | MODULE, INFUSION PUMP |  | SPD | Kelemen |  |  | 01/23/2019 |  | 1/23/29 |  |  | NO | YES |  |  |  |  | CAREFUSION 11137401 15260959 |  |  | Active |  | 99:99:99:99:99:99 |  | High Risk | 1Y:00-MFG | 01/23/2019 | 01/23/2019 | COOPER UNIVERSITY HOSPITAL |  |  | Moves | WOT00000001466702 | David Frye | Performance Verification | Completed |  | 01/23/2019 | 01/23/2019 | Performance Verification for CAREFUSION 11137401 15260959 | Initial Install of Performance Verification. Device is ready for patient use. |  |  | 01/23/2019 | 01/23/2019
|  | CAREFUSION | ALARIS 8100 | MODULE, INFUSION PUMP |  | SPD | Pavilion |  |  | 01/17/2019 |  | 1/17/29 |  |  | NO | YES |  |  |  |  | CAREFUSION 11137392 15262762 |  |  | Active |  | 99:99:99:99:99:99 |  | High Risk | 1Y:00-MFG | 01/17/2019 | 01/17/2019 | COOPER UNIVERSITY HOSPITAL |  |  | Moves | WOT00000001466755 | David Frye | Performance Verification | Completed |  | 01/17/2019 | 01/17/2019 | Performance Verification for CAREFUSION 11137392 15262762 | Initial Install of Performance Verification. Device is ready for patient use. |  |  | 01/17/2019 | 01/17/2019
|  | CAREFUSION | ALARIS 8100 | MODULE, INFUSION PUMP |  | SPD | Pavilion |  |  | 01/14/2019 |  | 1/14/29 |  |  | NO | YES |  |  |  |  | CAREFUSION 11137400 15261743 |  |  | Active |  | 99:99:99:99:99:99 |  | High Risk | 1Y:00-MFG | 01/14/2019 | 01/14/2019 | COOPER UNIVERSITY HOSPITAL |  |  | Moves | WOT00000001469103 | David Frye | Performance Verification | Completed |  | 01/14/2019 | 01/14/2019 | Performance Verification for CAREFUSION 11137400 15261743 | Initial Install of Performance Verification. Device is ready for patient use. |  |  | 01/14/2019 | 01/14/2019
|  | CAREFUSION | ALARIS 8100 | MODULE, INFUSION PUMP |  | SPD | Kelemen |  |  | 01/16/2019 |  | 1/16/29 |  |  | NO | YES |  |  |  |  | CAREFUSION 11137397 15260695 |  |  | Active |  | 99:99:99:99:99:99 |  | High Risk | 1Y:00-MFG | 01/16/2019 | 01/16/2019 | COOPER UNIVERSITY HOSPITAL |  |  | Moves | WOT00000001467333 | David Frye | Performance Verification | Completed |  | 01/16/2019 | 01/16/2019 | Performance Verification for CAREFUSION 11137397 15260695 | Initial Install of Performance Verification. Device is ready for patient use. |  |  | 01/16/2019 | 01/16/2019
|  | CAREFUSION | ALARIS 8100 | MODULE, INFUSION PUMP |  | SPD | Pavilion |  |  | 01/08/2019 |  | 1/8/29 |  |  | NO | YES |  |  |  |  | CAREFUSION 11137396 15261016 |  |  | Active |  | 99:99:99:99:99:99 |  | High Risk | 1Y:00-MFG | 01/08/2019 | 01/08/2019 | COOPER UNIVERSITY HOSPITAL |  |  | Moves | WOT00000001469424 | David Frye | Performance Verification | Completed |  | 01/08/2019 | 01/08/2019 | Performance Verification for CAREFUSION 11137396 15261016 | Initial Install of Performance Verification. Device is ready for patient use. |  |  | 01/08/2019 | 01/08/2019
|  | CAREFUSION | ALARIS 8100 | MODULE, INFUSION PUMP |  | SPD | Kelemen |  |  | 01/08/2019 |  | 1/8/29 |  |  | NO | YES |  |  |  |  | CAREFUSION 11137395 15261549 |  |  | Active |  | 99:99:99:99:99:99 |  | High Risk | 1Y:00-MFG | 01/08/2019 | 01/08/2019 | COOPER UNIVERSITY HOSPITAL |  |  | Moves | WOT00000001468976 | David Frye | Performance Verification | Completed |  | 01/08/2019 | 01/08/2019 | Performance Verification for CAREFUSION 11137395 15261549 | Initial Install of Performance Verification. Device is ready for patient use. |  |  | 01/08/2019 | 01/08/2019
|  | CAREFUSION | ALARIS 8100 | MODULE, INFUSION PUMP |  | SPD | Pavilion |  |  | 01/14/2019 |  | 1/14/29 |  |  | NO | YES |  |  |  |  | CAREFUSION 11137394 15261445 |  |  | Active |  | 99:99:99:99:99:99 |  | High Risk | 1Y:00-MFG | 01/14/2019 | 01/14/2019 | COOPER UNIVERSITY HOSPITAL |  |  | Moves | WOT00000001468676 | David Frye | Performance Verification | Completed |  | 01/14/2019 | 01/14/2019 | Performance Verification for CAREFUSION 11137394 15261445 | Initial Install of Performance Verification. Device is ready for patient use. |  |  | 01/14/2019 | 01/14/2019
|  | CAREFUSION | ALARIS 8100 | MODULE, INFUSION PUMP |  | SPD | Pavilion |  |  | 02/05/2019 |  | 2/5/29 |  |  | NO | YES |  |  |  |  | CAREFUSION 11137393 15261533 |  |  | Active |  | 99:99:99:99:99:99 |  | High Risk | 1Y:00-MFG | 02/05/2019 | 02/05/2019 | COOPER UNIVERSITY HOSPITAL |  |  | Moves | WOT00000001467283 | David Frye | Performance Verification | Completed |  | 02/05/2019 | 02/05/2019 | Performance Verification for CAREFUSION 11137393 15261533 | Initial Install of Performance Verification. Device is ready for patient use. |  |  | 02/05/2019 | 02/05/2019
|  | CAREFUSION | ALARIS 8100 | MODULE, INFUSION PUMP |  | SPD | Pavilion |  |  | 02/25/2019 |  | 2/25/29 |  |  | NO | YES |  |  |  |  | CAREFUSION 11137391 15262919 |  |  | Active |  | 99:99:99:99:99:99 |  | High Risk | 1Y:00-MFG | 02/25/2019 | 02/25/2019 | COOPER UNIVERSITY HOSPITAL |  |  | Moves | WOT00000001467007 | David Frye | Performance Verification | Completed |  | 02/25/2019 | 02/25/2019 | Performance Verification for CAREFUSION 11137391 15262919 | Initial Install of Performance Verification. Device is ready for patient use. |  |  | 02/25/2019 | 02/25/2019
|  | CAREFUSION | ALARIS 8100 | MODULE, INFUSION PUMP |  | SPD | Kelemen |  |  | 01/14/2019 |  | 1/14/29 |  |  | NO | YES |  |  |  |  | CAREFUSION 11137390 15260826 |  |  | Active |  | 99:99:99:99:99:99 |  | High Risk | 1Y:00-MFG | 01/14/2019 | 01/14/2019 | COOPER UNIVERSITY HOSPITAL |  |  | Moves | WOT00000001468285 | David Frye | Performance Verification | Completed |  | 01/14/2019 | 01/14/2019 | Performance Verification for CAREFUSION 11137390 15260826 | Initial Install of Performance Verification. Device is ready for patient use. |  |  | 01/14/2019 | 01/14/2019
|  | CAREFUSION | ALARIS 8100 | MODULE, INFUSION PUMP |  | SPD | Pavilion |  |  | 01/14/2019 |  | 1/14/29 |  |  | NO | YES |  |  |  |  | CAREFUSION 11137388 15260852 |  |  | Active |  | 99:99:99:99:99:99 |  | High Risk | 1Y:00-MFG | 01/14/2019 | 01/14/2019 | COOPER UNIVERSITY HOSPITAL |  |  | Moves | WOT00000001467482 | David Frye | Performance Verification | Completed |  | 01/14/2019 | 01/14/2019 | Performance Verification for CAREFUSION 11137388 15260852 | Initial Install of Performance Verification. Device is ready for patient use. |  |  | 01/14/2019 | 01/14/2019
|  | CAREFUSION | ALARIS 8100 | MODULE, INFUSION PUMP |  |  | Pavilion | [7 empty] | NO | YES
|  | CAREFUSION | ALARIS 8100 | MODULE, INFUSION PUMP |  | SPD | Pavilion |  |  | 02/25/2019 |  | 2/25/29 |  |  | NO | YES |  |  |  |  | CAREFUSION 11137389 15261694 |  |  | Active |  | 99:99:99:99:99:99 |  | High Risk | 1Y:00-MFG | 02/25/2019 | 02/25/2019 | COOPER UNIVERSITY HOSPITAL |  |  | Moves | WOT00000001467114 | David Frye | Performance Verification | Completed |  | 02/25/2019 | 02/25/2019 | Performance Verification for CAREFUSION 11137389 15261694 | Initial Install of Performance Verification. Device is ready for patient use. |  |  | 02/25/2019 | 02/25/2019
|  | CAREFUSION | ALARIS 8100 | MODULE, INFUSION PUMP |  | SPD | Kelemen |  |  | 02/11/2019 |  | 2/11/29 |  |  | NO | YES |  |  |  |  | CAREFUSION 11137385 15262747 |  |  | Active |  | 99:99:99:99:99:99 |  | High Risk | 1Y:00-MFG | 02/11/2019 | 02/11/2019 | COOPER UNIVERSITY HOSPITAL |  |  | Moves | WOT00000001466751 | David Frye | Performance Verification | Completed |  | 02/11/2019 | 02/11/2019 | Performance Verification for CAREFUSION 11137385 15262747 | Initial Install of Performance Verification. Device is ready for patient use. |  |  | 02/11/2019 | 02/11/2019
|  | CAREFUSION | ALARIS 8100 | MODULE, INFUSION PUMP |  | SPD | Pavilion |  |  | 01/15/2019 |  | 1/15/29 |  |  | NO | YES |  |  |  |  | CAREFUSION 11137387 15262912 |  |  | Active |  | 99:99:99:99:99:99 |  | High Risk | 1Y:00-MFG | 01/15/2019 | 01/15/2019 | COOPER UNIVERSITY HOSPITAL |  |  | Moves | WOT00000001467003 | David Frye | Performance Verification | Completed |  | 01/15/2019 | 01/15/2019 | Performance Verification for CAREFUSION 11137387 15262912 | Initial Install of Performance Verification. Device is ready for patient use. |  |  | 01/15/2019 | 01/15/2019
|  | CAREFUSION | ALARIS 8100 | MODULE, INFUSION PUMP |  | SPD | Kelemen |  |  | 02/19/2019 |  | 2/19/29 |  |  | NO | YES |  |  |  |  | CAREFUSION 11137386 15260838 |  |  | Active |  | 99:99:99:99:99:99 |  | High Risk | 1Y:00-MFG | 02/19/2019 | 02/19/2019 | COOPER UNIVERSITY HOSPITAL |  |  | Moves | WOT00000001468293 | David Frye | Performance Verification | Completed |  | 02/19/2019 | 02/19/2019 | Performance Verification for CAREFUSION 11137386 15260838 | Initial Install of Performance Verification. Device is ready for patient use. |  |  | 02/19/2019 | 02/19/2019
|  | CAREFUSION | ALARIS 8100 | MODULE, INFUSION PUMP |  | SPD | Kelemen |  |  | 01/09/2019 |  | 1/9/29 |  |  | NO | YES |  |  |  |  | CAREFUSION 11137384 15262906 |  |  | Active |  | 99:99:99:99:99:99 |  | High Risk | 1Y:00-MFG | 01/09/2019 | 01/09/2019 | COOPER UNIVERSITY HOSPITAL |  |  | Moves | WOT00000001466998 | David Frye | Performance Verification | Completed |  | 01/09/2019 | 01/09/2019 | Performance Verification for CAREFUSION 11137384 15262906 | Initial Install of Performance Verification. Device is ready for patient use. |  |  | 01/09/2019 | 01/09/2019
|  | CAREFUSION | ALARIS 8100 | MODULE, INFUSION PUMP |  | SPD | Kelemen |  |  | 01/08/2019 |  | 1/8/29 |  |  | NO | YES |  |  |  |  | CAREFUSION 11137382 15261843 |  |  | Active |  | 99:99:99:99:99:99 |  | High Risk | 1Y:00-MFG | 01/08/2019 | 01/08/2019 | COOPER UNIVERSITY HOSPITAL |  |  | Moves | WOT00000001468143 | David Frye | Performance Verification | Completed |  | 01/08/2019 | 01/08/2019 | Performance Verification for CAREFUSION 11137382 15261843 | Initial Install of Performance Verification. Device is ready for patient use. |  |  | 01/08/2019 | 01/08/2019
|  | CAREFUSION | ALARIS 8100 | MODULE, INFUSION PUMP |  | SPD | Kelemen |  |  | 01/09/2019 |  | 1/9/29 |  |  | NO | YES |  |  |  |  | CAREFUSION 11137378 15262766 |  |  | Active |  | 99:99:99:99:99:99 |  | High Risk | 1Y:00-MFG | 01/09/2019 | 01/09/2019 | COOPER UNIVERSITY HOSPITAL |  |  | Moves | WOT00000001466759 | David Frye | Performance Verification | Completed |  | 01/09/2019 | 01/09/2019 | Performance Verification for CAREFUSION 11137378 15262766 | Initial Install of Performance Verification. Device is ready for patient use. |  |  | 01/09/2019 | 01/09/2019
|  | CAREFUSION | ALARIS 8100 | MODULE, INFUSION PUMP |  | SPD | Kelemen |  |  | 01/15/2019 |  | 1/15/29 |  |  | NO | YES |  |  |  |  | CAREFUSION 11137379 15261904 |  |  | Active |  | 99:99:99:99:99:99 |  | High Risk | 1Y:00-MFG | 01/15/2019 | 01/15/2019 | COOPER UNIVERSITY HOSPITAL |  |  | Moves | WOT00000001468175 | David Frye | Performance Verification | Completed |  | 01/15/2019 | 01/15/2019 | Performance Verification for CAREFUSION 11137379 15261904 | Initial Install of Performance Verification. Device is ready for patient use. |  |  | 01/15/2019 | 01/15/2019
|  | CAREFUSION | ALARIS 8100 | MODULE, INFUSION PUMP |  | SPD | Pavilion |  |  | 02/04/2019 |  | 2/4/29 |  |  | NO | YES |  |  |  |  | CAREFUSION 11137380 15262058 |  |  | Active |  | 99:99:99:99:99:99 |  | High Risk | 1Y:00-MFG | 02/04/2019 | 02/04/2019 | COOPER UNIVERSITY HOSPITAL |  |  | Moves | WOT00000001460483 | David Frye | Performance Verification | Completed |  | 02/04/2019 | 02/04/2019 | Performance Verification for CAREFUSION 11137380 15262058 | Initial Install of Performance Verification. Device is ready for patient use. |  |  | 02/04/2019 | 02/04/2019
|  | CAREFUSION | ALARIS 8100 | MODULE, INFUSION PUMP |  | SPD | Kelemen |  |  | 02/28/2019 |  | 2/28/29 |  |  | NO | YES |  |  |  |  | CAREFUSION 11137377 15261568 |  |  | Active |  | 99:99:99:99:99:99 |  | High Risk | 1Y:00-MFG | 02/28/2019 | 02/28/2019 | COOPER UNIVERSITY HOSPITAL |  |  | Moves | WOT00000001468990 | David Frye | Performance Verification | Completed |  | 02/28/2019 | 02/28/2019 | Performance Verification for CAREFUSION 11137377 15261568 | Initial Install of Performance Verification. Device is ready for patient use. |  |  | 02/28/2019 | 02/28/2019
|  | CAREFUSION | ALARIS 8100 | MODULE, INFUSION PUMP |  | SPD | Kelemen |  |  | 02/04/2019 |  | 2/4/29 |  |  | NO | YES |  |  |  |  | CAREFUSION 11137376 15262214 |  |  | Active |  | 99:99:99:99:99:99 |  | High Risk | 1Y:00-MFG | 02/04/2019 | 02/04/2019 | COOPER UNIVERSITY HOSPITAL |  |  | Moves | WOT00000001469362 | David Frye | Performance Verification | Completed |  | 02/04/2019 | 02/04/2019 | Performance Verification for CAREFUSION 11137376 15262214 | Initial Install of Performance Verification. Device is ready for patient use. |  |  | 02/04/2019 | 02/04/2019
|  | CAREFUSION | ALARIS 8100 | MODULE, INFUSION PUMP |  | SPD | Pavilion |  |  | 01/09/2019 |  | 1/9/29 |  |  | NO | YES |  |  |  |  | CAREFUSION 11137375 15263172 |  |  | Active |  | 99:99:99:99:99:99 |  | High Risk | 1Y:00-MFG | 01/09/2019 | 01/09/2019 | COOPER UNIVERSITY HOSPITAL |  |  | Moves | WOT00000001467745 | David Frye | Performance Verification | Completed |  | 01/09/2019 | 01/09/2019 | Performance Verification for CAREFUSION 11137375 15263172 | Initial Install of Performance Verification. Device is ready for patient use. |  |  | 01/09/2019 | 01/09/2019
|  | CAREFUSION | ALARIS 8100 | MODULE, INFUSION PUMP |  | SPD | Kelemen |  |  | 01/08/2019 |  | 1/8/29 |  |  | NO | YES |  |  |  |  | CAREFUSION 11137369 15261519 |  |  | Active |  | 99:99:99:99:99:99 |  | High Risk | 1Y:00-MFG | 01/08/2019 | 01/08/2019 | COOPER UNIVERSITY HOSPITAL |  |  | Moves | WOT00000001467070 | David Frye | Performance Verification | Completed |  | 01/08/2019 | 01/08/2019 | Performance Verification for CAREFUSION 11137369 15261519 | Initial Install of Performance Verification. Device is ready for patient use. |  |  | 01/08/2019 | 01/08/2019
|  | CAREFUSION | ALARIS 8100 | MODULE, INFUSION PUMP |  | SPD | Kelemen |  |  | 01/08/2019 |  | 1/8/29 |  |  | NO | YES |  |  |  |  | CAREFUSION 11137370 15261065 |  |  | Active |  | 99:99:99:99:99:99 |  | High Risk | 1Y:00-MFG | 01/08/2019 | 01/08/2019 | COOPER UNIVERSITY HOSPITAL |  |  | Moves | WOT00000001468431 | David Frye | Performance Verification | Completed |  | 01/08/2019 | 01/08/2019 | Performance Verification for CAREFUSION 11137370 15261065 | Initial Install of Performance Verification. Device is ready for patient use. |  |  | 01/08/2019 | 01/08/2019
|  | CAREFUSION | ALARIS 8100 | MODULE, INFUSION PUMP |  | SPD | Kelemen |  |  | 01/03/2019 |  | 1/3/29 |  |  | NO | YES |  |  |  |  | CAREFUSION 11137374 15261911 |  |  | Active |  | 99:99:99:99:99:99 |  | High Risk | 1Y:00-MFG | 01/03/2019 | 01/03/2019 | COOPER UNIVERSITY HOSPITAL |  |  | Moves | WOT00000001468176 | David Frye | Performance Verification | Completed |  | 01/03/2019 | 01/03/2019 | Performance Verification for CAREFUSION 11137374 15261911 | Initial Install of Performance Verification. Device is ready for patient use. |  |  | 01/03/2019 | 01/03/2019
|  | CAREFUSION | ALARIS 8100 | MODULE, INFUSION PUMP |  | SPD | Pavilion |  |  | 01/15/2019 |  | 1/15/29 |  |  | NO | YES |  |  |  |  | CAREFUSION 11137373 15261064 |  |  | Active |  | 99:99:99:99:99:99 |  | High Risk | 1Y:00-MFG | 01/15/2019 | 01/15/2019 | COOPER UNIVERSITY HOSPITAL |  |  | Moves | WOT00000001468429 | David Frye | Performance Verification | Completed |  | 01/15/2019 | 01/15/2019 | Performance Verification for CAREFUSION 11137373 15261064 | Initial Install of Performance Verification. Device is ready for patient use. |  |  | 01/15/2019 | 01/15/2019
|  | CAREFUSION | ALARIS 8100 | MODULE, INFUSION PUMP |  | SPD | Kelemen |  |  | 02/06/2019 |  | 2/6/29 |  |  | NO | YES |  |  |  |  | CAREFUSION 11137372 15262909 |  |  | Active |  | 99:99:99:99:99:99 |  | High Risk | 1Y:00-MFG | 02/06/2019 | 02/06/2019 | COOPER UNIVERSITY HOSPITAL |  |  | Moves | WOT00000001467002 | David Frye | Performance Verification | Completed |  | 02/06/2019 | 02/06/2019 | Performance Verification for CAREFUSION 11137372 15262909 | Initial Install of Performance Verification. Device is ready for patient use. |  |  | 02/06/2019 | 02/06/2019
|  | CAREFUSION | ALARIS 8100 | MODULE, INFUSION PUMP |  | SPD | Kelemen |  |  | 02/27/2019 |  | 2/27/29 |  |  | NO | YES |  |  |  |  | CAREFUSION 11137371 15262927 |  |  | Active |  | 99:99:99:99:99:99 |  | High Risk | 1Y:00-MFG | 02/27/2019 | 02/27/2019 | COOPER UNIVERSITY HOSPITAL |  |  | Moves | WOT00000001469506 | David Frye | Performance Verification | Completed |  | 02/27/2019 | 02/27/2019 | Performance Verification for CAREFUSION 11137371 15262927 | Initial Install of Performance Verification. Device is ready for patient use. |  |  | 02/27/2019 | 02/27/2019
|  | CAREFUSION | ALARIS 8100 | MODULE, INFUSION PUMP |  | SPD | Kelemen |  |  | 01/14/2019 |  | 1/14/29 |  |  | NO | YES |  |  |  |  | CAREFUSION 11137364 15263247 |  |  | Active |  | 99:99:99:99:99:99 |  | High Risk | 1Y:00-MFG | 01/14/2019 | 01/14/2019 | COOPER UNIVERSITY HOSPITAL |  |  | Moves | WOT00000001466926 | David Frye | Performance Verification | Completed |  | 01/14/2019 | 01/14/2019 | Performance Verification for CAREFUSION 11137364 15263247 | Initial Install of Performance Verification. Device is ready for patient use. |  |  | 01/14/2019 | 01/14/2019
|  | CAREFUSION | ALARIS 8100 | MODULE, INFUSION PUMP |  | SPD | Kelemen |  |  | 01/28/2019 |  | 1/28/29 |  |  | NO | YES |  |  |  |  | CAREFUSION 11137365 15261857 |  |  | Active |  | 99:99:99:99:99:99 |  | High Risk | 1Y:00-MFG | 01/28/2019 | 01/28/2019 | COOPER UNIVERSITY HOSPITAL |  |  | Moves | WOT00000001468148 | David Frye | Performance Verification | Completed |  | 01/28/2019 | 01/28/2019 | Performance Verification for CAREFUSION 11137365 15261857 | Initial Install of Performance Verification. Device is ready for patient use. |  |  | 01/28/2019 | 01/28/2019
|  | CAREFUSION | ALARIS 8100 | MODULE, INFUSION PUMP |  | SPD | Kelemen |  |  | 01/14/2019 |  | 1/14/29 |  |  | NO | YES |  |  |  |  | CAREFUSION 11137368 15261740 |  |  | Active |  | 99:99:99:99:99:99 |  | High Risk | 1Y:00-MFG | 01/14/2019 | 01/14/2019 | COOPER UNIVERSITY HOSPITAL |  |  | Moves | WOT00000001469101 | David Frye | Performance Verification | Completed |  | 01/14/2019 | 01/14/2019 | Performance Verification for CAREFUSION 11137368 15261740 | Initial Install of Performance Verification. Device is ready for patient use. |  |  | 01/14/2019 | 01/14/2019
|  | CAREFUSION | ALARIS 8100 | MODULE, INFUSION PUMP |  | SPD | Kelemen |  |  | 01/24/2019 |  | 1/24/29 |  |  | NO | YES |  |  |  |  | CAREFUSION 11137367 15261353 |  |  | Active |  | 99:99:99:99:99:99 |  | High Risk | 1Y:00-MFG | 01/24/2019 | 01/24/2019 | COOPER UNIVERSITY HOSPITAL |  |  | Moves | WOT00000001469582 | David Frye | Performance Verification | Completed |  | 01/24/2019 | 01/24/2019 | Performance Verification for CAREFUSION 11137367 15261353 | Initial Install of Performance Verification. Device is ready for patient use. |  |  | 01/24/2019 | 01/24/2019
|  | CAREFUSION | ALARIS 8100 | MODULE, INFUSION PUMP |  | SPD | Kelemen |  |  | 01/24/2019 |  | 1/24/29 |  |  | NO | YES |  |  |  |  | CAREFUSION 11137366 15260451 |  |  | Active |  | 99:99:99:99:99:99 |  | High Risk | 1Y:00-MFG | 01/24/2019 | 01/24/2019 | COOPER UNIVERSITY HOSPITAL |  |  | Moves | WOT00000001468932 | David Frye | Performance Verification | Completed |  | 01/24/2019 | 01/24/2019 | Performance Verification for CAREFUSION 11137366 15260451 | Initial Install of Performance Verification. Device is ready for patient use. |  |  | 01/24/2019 | 01/24/2019
|  | CAREFUSION | ALARIS 8100 | MODULE, INFUSION PUMP |  | SPD | Kelemen |  |  | 01/28/2019 |  | 1/28/29 |  |  | NO | YES |  |  |  |  | CAREFUSION 11137363 15260674 |  |  | Active |  | 99:99:99:99:99:99 |  | High Risk | 1Y:00-MFG | 01/28/2019 | 01/28/2019 | COOPER UNIVERSITY HOSPITAL |  |  | Moves | WOT00000001467323 | David Frye | Performance Verification | Completed |  | 01/28/2019 | 01/28/2019 | Performance Verification for CAREFUSION 11137363 15260674 | Initial Install of Performance Verification. Device is ready for patient use. |  |  | 01/28/2019 | 01/28/2019
|  | CAREFUSION | ALARIS 8100 | MODULE, INFUSION PUMP |  | SPD | Kelemen |  |  | 01/07/2019 |  | 1/7/29 |  |  | NO | YES |  |  |  |  | CAREFUSION 11137362 15261049 |  |  | Active |  | 99:99:99:99:99:99 |  | High Risk | 1Y:00-MFG | 01/07/2019 | 01/07/2019 | COOPER UNIVERSITY HOSPITAL |  |  | Moves | WOT00000001468417 | David Frye | Performance Verification | Completed |  | 01/07/2019 | 01/07/2019 | Performance Verification for CAREFUSION 11137362 15261049 | Initial Install of Performance Verification. Device is ready for patient use. |  |  | 01/07/2019 | 01/07/2019
|  | CAREFUSION | ALARIS 8100 | MODULE, INFUSION PUMP |  | SPD | Kelemen |  |  | 02/12/2019 |  | 2/12/29 |  |  | NO | YES |  |  |  |  | CAREFUSION 11137359 15258271 |  |  | Active |  | 99:99:99:99:99:99 |  | High Risk | 1Y:00-MFG | 02/12/2019 | 02/12/2019 | COOPER UNIVERSITY HOSPITAL |  |  | Moves | WOT00000001467232 | David Frye | Performance Verification | Completed |  | 02/12/2019 | 02/12/2019 | Performance Verification for CAREFUSION 11137359 15258271 | Initial Install of Performance Verification. Device is ready for patient use. |  |  | 02/12/2019 | 02/12/2019
|  | CAREFUSION | ALARIS 8100 | MODULE, INFUSION PUMP |  | SPD | Pavilion |  |  | 01/29/2019 |  | 1/29/29 |  |  | NO | YES |  |  |  |  | CAREFUSION 11137361 15260071 |  |  | Active |  | 99:99:99:99:99:99 |  | High Risk | 1Y:00-MFG | 01/29/2019 | 01/29/2019 | COOPER UNIVERSITY HOSPITAL |  |  | Moves | WOT00000001469710 | David Frye | Performance Verification | Completed |  | 01/29/2019 | 01/29/2019 | Performance Verification for CAREFUSION 11137361 15260071 | Initial Install of Performance Verification. Device is ready for patient use. |  |  | 01/29/2019 | 01/29/2019
|  | CAREFUSION | ALARIS 8100 | MODULE, INFUSION PUMP |  | SPD | Pavilion |  |  | 01/08/2019 |  | 1/8/29 |  |  | NO | YES |  |  |  |  | CAREFUSION 11137358 15257922 |  |  | Active |  | 99:99:99:99:99:99 |  | High Risk | 1Y:00-MFG | 01/08/2019 | 01/08/2019 | COOPER UNIVERSITY HOSPITAL |  |  | Moves | WOT00000001467852 | David Frye | Performance Verification | Completed |  | 01/08/2019 | 01/08/2019 | Performance Verification for CAREFUSION 11137358 15257922 | Initial Install of Performance Verification. Device is ready for patient use. |  |  | 01/08/2019 | 01/08/2019
|  | CAREFUSION | ALARIS 8100 | MODULE, INFUSION PUMP |  | SPD | Kelemen |  |  | 01/21/2019 |  | 1/21/29 |  |  | NO | YES |  |  |  |  | CAREFUSION 11137357 15258236 |  |  | Active |  | 99:99:99:99:99:99 |  | High Risk | 1Y:00-MFG | 01/21/2019 | 01/21/2019 | COOPER UNIVERSITY HOSPITAL |  |  | Moves | WOT00000001468095 | David Frye | Performance Verification | Completed |  | 01/21/2019 | 01/21/2019 | Performance Verification for CAREFUSION 11137357 15258236 | Initial Install of Performance Verification. Device is ready for patient use. |  |  | 01/21/2019 | 01/21/2019
|  | CAREFUSION | ALARIS 8100 | MODULE, INFUSION PUMP |  | SPD | Pavilion |  |  | 02/12/2019 |  | 2/12/29 |  |  | NO | YES |  |  |  |  | CAREFUSION 11137355 15258275 |  |  | Active |  | 99:99:99:99:99:99 |  | High Risk | 1Y:00-MFG | 02/12/2019 | 02/12/2019 | COOPER UNIVERSITY HOSPITAL |  |  | Moves | WOT00000001467234 | David Frye | Performance Verification | Completed |  | 02/12/2019 | 02/12/2019 | Performance Verification for CAREFUSION 11137355 15258275 | Initial Install of Performance Verification. Device is ready for patient use. |  |  | 02/12/2019 | 02/12/2019
|  | CAREFUSION | ALARIS 8100 | MODULE, INFUSION PUMP |  | SPD | Pavilion |  |  | 01/14/2019 |  | 1/14/29 |  |  | NO | YES |  |  |  |  | CAREFUSION 11137354 15261560 |  |  | Active |  | 99:99:99:99:99:99 |  | High Risk | 1Y:00-MFG | 01/14/2019 | 01/14/2019 | COOPER UNIVERSITY HOSPITAL |  |  | Moves | WOT00000001468984 | David Frye | Performance Verification | Completed |  | 01/14/2019 | 01/14/2019 | Performance Verification for CAREFUSION 11137354 15261560 | Initial Install of Performance Verification. Device is ready for patient use. |  |  | 01/14/2019 | 01/14/2019
|  | CAREFUSION | ALARIS 8100 | MODULE, INFUSION PUMP |  | SPD | Pavilion |  |  | 02/01/2019 |  | 2/1/29 |  |  | NO | YES |  |  |  |  | CAREFUSION 11137353 15261547 |  |  | Active |  | 99:99:99:99:99:99 |  | High Risk | 1Y:00-MFG | 02/01/2019 | 02/01/2019 | COOPER UNIVERSITY HOSPITAL |  |  | Moves | WOT00000001467293 | David Frye | Performance Verification | Completed |  | 02/01/2019 | 02/01/2019 | Performance Verification for CAREFUSION 11137353 15261547 | Initial Install of Performance Verification. Device is ready for patient use. |  |  | 02/01/2019 | 02/01/2019
|  | CAREFUSION | ALARIS 8100 | MODULE, INFUSION PUMP |  | SPD | Kelemen |  |  | 01/08/2019 |  | 1/8/29 |  |  | NO | YES |  |  |  |  | CAREFUSION 11137352 15260508 |  |  | Active |  | 99:99:99:99:99:99 |  | High Risk | 1Y:00-MFG | 01/08/2019 | 01/08/2019 | COOPER UNIVERSITY HOSPITAL |  |  | Moves | WOT00000001468934 | David Frye | Performance Verification | Completed |  | 01/08/2019 | 01/08/2019 | Performance Verification for CAREFUSION 11137352 15260508 | Initial Install of Performance Verification. Device is ready for patient use. |  |  | 01/08/2019 | 01/08/2019
|  | CAREFUSION | ALARIS 8100 | MODULE, INFUSION PUMP |  | SPD | Pavilion |  |  | 01/08/2019 |  | 1/8/29 |  |  | NO | YES |  |  |  |  | CAREFUSION 11137350 15258270 |  |  | Active |  | 99:99:99:99:99:99 |  | High Risk | 1Y:00-MFG | 01/08/2019 | 01/08/2019 | COOPER UNIVERSITY HOSPITAL |  |  | Moves | WOT00000001467230 | David Frye | Performance Verification | Completed |  | 01/08/2019 | 01/08/2019 | Performance Verification for CAREFUSION 11137350 15258270 | Initial Install of Performance Verification. Device is ready for patient use. |  |  | 01/08/2019 | 01/08/2019
|  | CAREFUSION | ALARIS 8100 | MODULE, INFUSION PUMP |  | SPD | Pavilion |  |  | 04/22/2019 |  | 4/22/29 |  |  | NO | YES |  |  |  |  | CAREFUSION 11137346 15260973 |  |  | Active |  | 99:99:99:99:99:99 |  | High Risk | 1Y:00-MFG | 04/22/2019 | 04/22/2019 | COOPER UNIVERSITY HOSPITAL |  |  | Moves | WOT00000001466713 | David Frye | Performance Verification | Completed |  | 04/22/2019 | 04/22/2019 | Performance Verification for CAREFUSION 11137346 15260973 | Initial Install of Performance Verification. Device is ready for patient use. |  |  | 04/22/2019 | 04/22/2019
|  | CAREFUSION | ALARIS 8100 | MODULE, INFUSION PUMP |  | SPD | Kelemen |  |  | 01/29/2019 |  | 1/29/29 |  |  | NO | YES |  |  |  |  | CAREFUSION 11137347 15261719 |  |  | Active |  | 99:99:99:99:99:99 |  | High Risk | 1Y:00-MFG | 01/29/2019 | 01/29/2019 | COOPER UNIVERSITY HOSPITAL |  |  | Moves | WOT00000001456334 | David Frye | Performance Verification | Completed |  | 01/29/2019 | 01/29/2019 | Performance Verification for CAREFUSION 11137347 15261719 | Initial Install of Performance Verification. Device is ready for patient use. |  |  | 01/29/2019 | 01/29/2019
|  | CAREFUSION | ALARIS 8100 | MODULE, INFUSION PUMP |  | SPD | Pavilion |  |  | 01/21/2019 |  | 1/21/29 |  |  | NO | YES |  |  |  |  | CAREFUSION 11137349 15263135 |  |  | Active |  | 99:99:99:99:99:99 |  | High Risk | 1Y:00-MFG | 01/21/2019 | 01/21/2019 | COOPER UNIVERSITY HOSPITAL |  |  | Moves | WOT00000001467728 | David Frye | Performance Verification | Completed |  | 01/21/2019 | 01/21/2019 | Performance Verification for CAREFUSION 11137349 15263135 | Initial Install of Performance Verification. Device is ready for patient use. |  |  | 01/21/2019 | 01/21/2019
|  | CAREFUSION | ALARIS 8100 | MODULE, INFUSION PUMP |  | SPD | Pavilion |  |  | 01/15/2019 |  | 1/15/29 |  |  | NO | YES |  |  |  |  | CAREFUSION 11137348 15258234 |  |  | Active |  | 99:99:99:99:99:99 |  | High Risk | 1Y:00-MFG | 01/15/2019 | 01/15/2019 | COOPER UNIVERSITY HOSPITAL |  |  | Moves | WOT00000001468092 | David Frye | Performance Verification | Completed |  | 01/15/2019 | 01/15/2019 | Performance Verification for CAREFUSION 11137348 15258234 | Initial Install of Performance Verification. Device is ready for patient use. |  |  | 01/15/2019 | 01/15/2019
|  | CAREFUSION | ALARIS 8100 | MODULE, INFUSION PUMP |  | SPD | Kelemen |  |  | 01/09/2019 |  | 1/9/29 |  |  | NO | YES |  |  |  |  | CAREFUSION 11137343 15257940 |  |  | Active |  | 99:99:99:99:99:99 |  | High Risk | 1Y:00-MFG | 01/09/2019 | 01/09/2019 | COOPER UNIVERSITY HOSPITAL |  |  | Moves | WOT00000001468067 | David Frye | Performance Verification | Completed |  | 01/09/2019 | 01/09/2019 | Performance Verification for CAREFUSION 11137343 15257940 | Initial Install of Performance Verification. Device is ready for patient use. |  |  | 01/09/2019 | 01/09/2019
|  | CAREFUSION | ALARIS 8100 | MODULE, INFUSION PUMP |  | SPD | Kelemen |  |  | 04/01/2019 |  | 4/1/29 |  |  | NO | YES |  |  |  |  | CAREFUSION 11137345 15261280 |  |  | Active |  | 99:99:99:99:99:99 |  | High Risk | 1Y:00-MFG | 04/01/2019 | 04/01/2019 | COOPER UNIVERSITY HOSPITAL |  |  | Moves | WOT00000001469562 | David Frye | Performance Verification | Completed |  | 04/01/2019 | 04/01/2019 | Performance Verification for CAREFUSION 11137345 15261280 | Initial Install of Performance Verification. Device is ready for patient use. |  |  | 04/01/2019 | 04/01/2019
|  | CAREFUSION | ALARIS 8100 | MODULE, INFUSION PUMP |  | SPD | Kelemen |  |  | 01/07/2019 |  | 1/7/29 |  |  | NO | YES |  |  |  |  | CAREFUSION 11137344 15261168 |  |  | Active |  | 99:99:99:99:99:99 |  | High Risk | 1Y:00-MFG | 01/07/2019 | 01/07/2019 | COOPER UNIVERSITY HOSPITAL |  |  | Moves | WOT00000001466653 | David Frye | Performance Verification | Completed |  | 01/07/2019 | 01/07/2019 | Performance Verification for CAREFUSION 11137344 15261168 | Initial Install of Performance Verification. Device is ready for patient use. |  |  | 01/07/2019 | 01/07/2019
|  | CAREFUSION | ALARIS 8100 | MODULE, INFUSION PUMP |  | SPD | Pavilion |  |  | 02/01/2019 |  | 2/1/29 |  |  | NO | YES |  |  |  |  | CAREFUSION 11137342 15257907 |  |  | Active |  | 99:99:99:99:99:99 |  | High Risk | 1Y:00-MFG | 02/01/2019 | 02/01/2019 | COOPER UNIVERSITY HOSPITAL |  |  | Moves | WOT00000001466869 | David Frye | Performance Verification | Completed |  | 02/01/2019 | 02/01/2019 | Performance Verification for CAREFUSION 11137342 15257907 | Initial Install of Performance Verification. Device is ready for patient use. |  |  | 02/01/2019 | 02/01/2019
|  | CAREFUSION | ALARIS 8100 | MODULE, INFUSION PUMP |  | SPD | Kelemen |  |  | 01/22/2019 |  | 1/22/29 |  |  | NO | YES |  |  |  |  | CAREFUSION 11137341 15262198 |  |  | Active |  | 99:99:99:99:99:99 |  | High Risk | 1Y:00-MFG | 01/22/2019 | 01/22/2019 | COOPER UNIVERSITY HOSPITAL |  |  | Moves | WOT00000001466612 | David Frye | Performance Verification | Completed |  | 01/22/2019 | 01/22/2019 | Performance Verification for CAREFUSION 11137341 15262198 | Initial Install of Performance Verification. Device is ready for patient use. |  |  | 01/22/2019 | 01/22/2019
|  | CAREFUSION | ALARIS 8100 | MODULE, INFUSION PUMP |  | SPD | Pavilion |  |  | 01/22/2019 |  | 1/22/29 |  |  | NO | YES |  |  |  |  | CAREFUSION 11137340 15262195 |  |  | Active |  | 99:99:99:99:99:99 |  | High Risk | 1Y:00-MFG | 01/22/2019 | 01/22/2019 | COOPER UNIVERSITY HOSPITAL |  |  | Moves | WOT00000001466608 | David Frye | Performance Verification | Completed |  | 01/22/2019 | 01/22/2019 | Performance Verification for CAREFUSION 11137340 15262195 | Initial Install of Performance Verification. Device is ready for patient use. |  |  | 01/22/2019 | 01/22/2019
|  | CAREFUSION | ALARIS 8100 | MODULE, INFUSION PUMP |  | SPD | Pavilion |  |  | 01/16/2019 |  | 1/16/29 |  |  | NO | YES |  |  |  |  | CAREFUSION 11137339 15258363 |  |  | Active |  | 99:99:99:99:99:99 |  | High Risk | 1Y:00-MFG | 01/16/2019 | 01/16/2019 | COOPER UNIVERSITY HOSPITAL |  |  | Moves | WOT00000001467247 | David Frye | Performance Verification | Completed |  | 01/16/2019 | 01/16/2019 | Performance Verification for CAREFUSION 11137339 15258363 | Initial Install of Performance Verification. Device is ready for patient use. |  |  | 01/16/2019 | 01/16/2019
|  | CAREFUSION | ALARIS 8100 | MODULE, INFUSION PUMP |  | SPD | Kelemen |  |  | 02/21/2019 |  | 2/21/29 |  |  | NO | YES |  |  |  |  | CAREFUSION 11137338 15257768 |  |  | Active |  | 99:99:99:99:99:99 |  | High Risk | 1Y:00-MFG | 02/21/2019 | 02/21/2019 | COOPER UNIVERSITY HOSPITAL |  |  | Moves | WOT00000001466911 | David Frye | Performance Verification | Completed |  | 02/21/2019 | 02/21/2019 | Performance Verification for CAREFUSION 11137338 15257768 | Initial Install of Performance Verification. Device is ready for patient use. |  |  | 02/21/2019 | 02/21/2019
|  | CAREFUSION | ALARIS 8100 | MODULE, INFUSION PUMP |  | SPD | Kelemen |  |  | 01/03/2019 |  | 1/3/29 |  |  | NO | YES |  |  |  |  | CAREFUSION 11137330 15262806 |  |  | Active |  | 99:99:99:99:99:99 |  | High Risk | 1Y:00-MFG | 01/03/2019 | 01/03/2019 | COOPER UNIVERSITY HOSPITAL |  |  | Moves | WOT00000001466978 | David Frye | Performance Verification | Completed |  | 01/03/2019 | 01/03/2019 | Performance Verification for CAREFUSION 11137330 15262806 | Initial Install of Performance Verification. Device is ready for patient use. |  |  | 01/03/2019 | 01/03/2019
|  | CAREFUSION | ALARIS 8100 | MODULE, INFUSION PUMP |  | SPD | Pavilion |  |  | 01/08/2019 |  | 1/8/29 |  |  | NO | YES |  |  |  |  | CAREFUSION 11137335 15261087 |  |  | Active |  | 99:99:99:99:99:99 |  | High Risk | 1Y:00-MFG | 01/08/2019 | 01/08/2019 | COOPER UNIVERSITY HOSPITAL |  |  | Moves | WOT00000001468447 | David Frye | Performance Verification | Completed |  | 01/08/2019 | 01/08/2019 | Performance Verification for CAREFUSION 11137335 15261087 | Initial Install of Performance Verification. Device is ready for patient use. |  |  | 01/08/2019 | 01/08/2019
|  | CAREFUSION | ALARIS 8100 | MODULE, INFUSION PUMP |  | SPD | Dorrance |  |  | 01/23/2019 |  | 1/23/29 |  |  | NO | YES |  |  |  |  | CAREFUSION 11137334 15257934 |  |  | Active |  | 99:99:99:99:99:99 |  | High Risk | 1Y:00-MFG | 01/23/2019 | 01/23/2019 | COOPER UNIVERSITY HOSPITAL |  |  | Moves | WOT00000001468063 | David Frye | Performance Verification | Completed |  | 01/23/2019 | 01/23/2019 | Performance Verification for CAREFUSION 11137334 15257934 | Initial Install of Performance Verification. Device is ready for patient use. |  |  | 01/23/2019 | 01/23/2019
|  | CAREFUSION | ALARIS 8100 | MODULE, INFUSION PUMP |  | SPD | Pavilion |  |  | 01/21/2019 |  | 1/21/29 |  |  | NO | YES |  |  |  |  | CAREFUSION 11137332 15263182 |  |  | Active |  | 99:99:99:99:99:99 |  | High Risk | 1Y:00-MFG | 01/21/2019 | 01/21/2019 | COOPER UNIVERSITY HOSPITAL |  |  | Moves | WOT00000001467750 | David Frye | Performance Verification | Completed |  | 01/21/2019 | 01/21/2019 | Performance Verification for CAREFUSION 11137332 15263182 | Initial Install of Performance Verification. Device is ready for patient use. |  |  | 01/21/2019 | 01/21/2019
|  | CAREFUSION | ALARIS 8100 | MODULE, INFUSION PUMP |  | SPD | Kelemen |  |  | 01/08/2019 |  | 1/8/29 |  |  | NO | YES |  |  |  |  | CAREFUSION 11137331 15263126 |  |  | Active |  | 99:99:99:99:99:99 |  | High Risk | 1Y:00-MFG | 01/08/2019 | 01/08/2019 | COOPER UNIVERSITY HOSPITAL |  |  | Moves | WOT00000001468622 | David Frye | Performance Verification | Completed |  | 01/08/2019 | 01/08/2019 | Performance Verification for CAREFUSION 11137331 15263126 | Initial Install of Performance Verification. Device is ready for patient use. |  |  | 01/08/2019 | 01/08/2019
|  | CAREFUSION | ALARIS 8100 | MODULE, INFUSION PUMP |  | SPD | Kelemen |  |  | 02/04/2019 |  | 2/4/29 |  |  | NO | YES |  |  |  |  | CAREFUSION 11137329 15260788 |  |  | Active |  | 99:99:99:99:99:99 |  | High Risk | 1Y:00-MFG | 02/04/2019 | 02/04/2019 | COOPER UNIVERSITY HOSPITAL |  |  | Moves | WOT00000001468273 | David Frye | Performance Verification | Completed |  | 02/04/2019 | 02/04/2019 | Performance Verification for CAREFUSION 11137329 15260788 | Initial Install of Performance Verification. Device is ready for patient use. |  |  | 02/04/2019 | 02/04/2019
|  | CAREFUSION | ALARIS 8100 | MODULE, INFUSION PUMP |  | SPD | Kelemen |  |  | 02/25/2019 |  | 2/25/29 |  |  | NO | YES |  |  |  |  | CAREFUSION 11137328 15260846 |  |  | Active |  | 99:99:99:99:99:99 |  | High Risk | 1Y:00-MFG | 02/25/2019 | 02/25/2019 | COOPER UNIVERSITY HOSPITAL |  |  | Moves | WOT00000001467477 | David Frye | Performance Verification | Completed |  | 02/25/2019 | 02/25/2019 | Performance Verification for CAREFUSION 11137328 15260846 | Initial Install of Performance Verification. Device is ready for patient use. |  |  | 02/25/2019 | 02/25/2019
|  | CAREFUSION | ALARIS 8100 | MODULE, INFUSION PUMP |  | SPD | Dorrance |  |  | 02/19/2019 |  | 2/19/29 |  |  | NO | YES |  |  |  |  | CAREFUSION 11137327 15261736 |  |  | Active |  | 99:99:99:99:99:99 |  | High Risk | 1Y:00-MFG | 02/19/2019 | 02/19/2019 | COOPER UNIVERSITY HOSPITAL |  |  | Moves | WOT00000001469096 | David Frye | Performance Verification | Completed |  | 02/19/2019 | 02/19/2019 | Performance Verification for CAREFUSION 11137327 15261736 | Initial Install of Performance Verification. Device is ready for patient use. |  |  | 02/19/2019 | 02/19/2019
|  | CAREFUSION | ALARIS 8100 | MODULE, INFUSION PUMP |  | SPD | Pavilion |  |  | 01/07/2019 |  | 1/7/29 |  |  | NO | YES |  |  |  |  | CAREFUSION 11137294 15229700 |  |  | Active |  | 99:99:99:99:99:99 |  | High Risk | 1Y:00-MFG | 01/07/2019 | 01/07/2019 | COOPER UNIVERSITY HOSPITAL |  |  | Moves | WOT00000001466898 | David Frye | Performance Verification | Completed |  | 01/07/2019 | 01/07/2019 | Performance Verification for CAREFUSION 11137294 15229700 | Initial Install of Performance Verification. Device is ready for patient use. |  |  | 01/07/2019 | 01/07/2019
|  | CAREFUSION | ALARIS 8100 | MODULE, INFUSION PUMP |  | SPD | Kelemen |  |  | 01/24/2019 |  | 1/24/29 |  |  | NO | YES |  |  |  |  | CAREFUSION 11137295 15229705 |  |  | Active |  | 99:99:99:99:99:99 |  | High Risk | 1Y:00-MFG | 01/24/2019 | 01/24/2019 | COOPER UNIVERSITY HOSPITAL |  |  | Moves | WOT00000001466902 | David Frye | Performance Verification | Completed |  | 01/24/2019 | 01/24/2019 | Performance Verification for CAREFUSION 11137295 15229705 | Initial Install of Performance Verification. Device is ready for patient use. |  |  | 01/24/2019 | 01/24/2019
|  | CAREFUSION | ALARIS 8100 | MODULE, INFUSION PUMP |  |  | Kelemen | [7 empty] | NO | YES
|  | CAREFUSION | ALARIS 8100 | MODULE, INFUSION PUMP |  | SPD | Kelemen |  |  | 01/09/2019 |  | 1/9/29 |  |  | NO | YES |  |  |  |  | CAREFUSION 11137326 15260720 |  |  | Active |  | 99:99:99:99:99:99 |  | High Risk | 1Y:00-MFG | 01/09/2019 | 01/09/2019 | COOPER UNIVERSITY HOSPITAL |  |  | Moves | WOT00000001460437 | David Frye | Performance Verification | Completed |  | 01/09/2019 | 01/09/2019 | Performance Verification for CAREFUSION 11137326 15260720 | Initial Install of Performance Verification. Device is ready for patient use. |  |  | 01/09/2019 | 01/09/2019
|  | CAREFUSION | ALARIS 8100 | MODULE, INFUSION PUMP |  | SPD | Kelemen |  |  | 02/13/2019 |  | 2/13/29 |  |  | NO | YES |  |  |  |  | CAREFUSION 11137325 15261120 |  |  | Active |  | 99:99:99:99:99:99 |  | High Risk | 1Y:00-MFG | 02/13/2019 | 02/13/2019 | COOPER UNIVERSITY HOSPITAL |  |  | Moves | WOT00000001466647 | David Frye | Performance Verification | Completed |  | 02/13/2019 | 02/13/2019 | Performance Verification for CAREFUSION 11137325 15261120 | Initial Install of Performance Verification. Device is ready for patient use. |  |  | 02/13/2019 | 02/13/2019
|  | CAREFUSION | ALARIS 8100 | MODULE, INFUSION PUMP |  | SPD | Pavilion |  |  | 01/14/2019 |  | 1/14/29 |  |  | NO | YES |  |  |  |  | CAREFUSION 11137324 15261177 |  |  | Active |  | 99:99:99:99:99:99 |  | High Risk | 1Y:00-MFG | 01/14/2019 | 01/14/2019 | COOPER UNIVERSITY HOSPITAL |  |  | Moves | WOT00000001466657 | David Frye | Performance Verification | Completed |  | 01/14/2019 | 01/14/2019 | Performance Verification for CAREFUSION 11137324 15261177 | Initial Install of Performance Verification. Device is ready for patient use. |  |  | 01/14/2019 | 01/14/2019
|  | CAREFUSION | ALARIS 8100 | MODULE, INFUSION PUMP |  | SPD | Pavilion |  |  | 01/22/2019 |  | 1/22/29 |  |  | NO | YES |  |  |  |  | CAREFUSION 11137312 15260785 |  |  | Active |  | 99:99:99:99:99:99 |  | High Risk | 1Y:00-MFG | 01/22/2019 | 01/22/2019 | COOPER UNIVERSITY HOSPITAL |  |  | Moves | WOT00000001469302 | David Frye | Performance Verification | Completed |  | 01/22/2019 | 01/22/2019 | Performance Verification for CAREFUSION 11137312 15260785 | Initial Install of Performance Verification. Device is ready for patient use. |  |  | 01/22/2019 | 01/22/2019
|  | CAREFUSION | ALARIS 8100 | MODULE, INFUSION PUMP |  | SPD | Pavilion |  |  | 01/23/2019 |  | 1/23/29 |  |  | NO | YES |  |  |  |  | CAREFUSION 11137313 15260786 |  |  | Active |  | 99:99:99:99:99:99 |  | High Risk | 1Y:00-MFG | 01/23/2019 | 01/23/2019 | COOPER UNIVERSITY HOSPITAL |  |  | Moves | WOT00000001469304 | David Frye | Performance Verification | Completed |  | 01/23/2019 | 01/23/2019 | Performance Verification for CAREFUSION 11137313 15260786 | Initial Install of Performance Verification. Device is ready for patient use. |  |  | 01/23/2019 | 01/23/2019
|  | CAREFUSION | ALARIS 8100 | MODULE, INFUSION PUMP |  | SPD | Pavilion |  |  | 01/14/2019 |  | 1/14/29 |  |  | NO | YES |  |  |  |  | CAREFUSION 11137318 15261593 |  |  | Active |  | 99:99:99:99:99:99 |  | High Risk | 1Y:00-MFG | 01/14/2019 | 01/14/2019 | COOPER UNIVERSITY HOSPITAL |  |  | Moves | WOT00000001469768 | David Frye | Performance Verification | Completed |  | 01/14/2019 | 01/14/2019 | Performance Verification for CAREFUSION 11137318 15261593 | Initial Install of Performance Verification. Device is ready for patient use. |  |  | 01/14/2019 | 01/14/2019
|  | CAREFUSION | ALARIS 8100 | MODULE, INFUSION PUMP |  | SPD | Kelemen |  |  | 01/07/2019 |  | 1/7/29 |  |  | NO | YES |  |  |  |  | CAREFUSION 11137315 15257935 |  |  | Active |  | 99:99:99:99:99:99 |  | High Risk | 1Y:00-MFG | 01/07/2019 | 01/07/2019 | COOPER UNIVERSITY HOSPITAL |  |  | Moves | WOT00000001468066 | David Frye | Performance Verification | Completed |  | 01/07/2019 | 01/07/2019 | Performance Verification for CAREFUSION 11137315 15257935 | Initial Install of Performance Verification. Device is ready for patient use. |  |  | 01/07/2019 | 01/07/2019
|  | CAREFUSION | ALARIS 8100 | MODULE, INFUSION PUMP |  | SPD | Kelemen |  |  | 01/07/2019 |  | 1/7/26 |  |  | NO | YES |  |  |  |  | CAREFUSION 11137314 15257909 |  |  | Active |  | 99:99:99:99:99:99 |  | High Risk | 1Y:00-MFG | 01/07/2019 | 01/07/2019 | COOPER UNIVERSITY HOSPITAL |  |  | Moves | WOT00000001466874 | David Frye | Performance Verification | Completed |  | 01/07/2019 | 01/07/2019 | Performance Verification for CAREFUSION 11137314 15257909 | Initial Install of Performance Verification. Device is ready for patient use. |  |  | 01/07/2019 | 01/07/2019
|  | CAREFUSION | ALARIS 8100 | MODULE, INFUSION PUMP |  | SPD | Kelemen |  |  | 01/29/2019 |  | 1/29/29 |  |  | NO | YES |  |  |  |  | CAREFUSION 11137310 15260829 |  |  | Active |  | 99:99:99:99:99:99 |  | High Risk | 1Y:00-MFG | 01/29/2019 | 01/29/2019 | COOPER UNIVERSITY HOSPITAL |  |  | Moves | WOT00000001468291 | David Frye | Performance Verification | Completed |  | 01/29/2019 | 01/29/2019 | Performance Verification for CAREFUSION 11137310 15260829 | Initial Install of Performance Verification. Device is ready for patient use. |  |  | 01/29/2019 | 01/29/2019
|  | CAREFUSION | ALARIS 8100 | MODULE, INFUSION PUMP |  | SPD | Pavilion |  |  | 01/16/2019 |  | 1/16/29 |  |  | NO | YES |  |  |  |  | CAREFUSION 11137311 15258256 |  |  | Active |  | 99:99:99:99:99:99 |  | High Risk | 1Y:00-MFG | 01/16/2019 | 01/16/2019 | COOPER UNIVERSITY HOSPITAL |  |  | Moves | WOT00000001468100 | David Frye | Performance Verification | Completed |  | 01/16/2019 | 01/16/2019 | Performance Verification for CAREFUSION 11137311 15258256 | Initial Install of Performance Verification. Device is ready for patient use. |  |  | 01/16/2019 | 01/16/2019
|  | CAREFUSION | ALARIS 8100 | MODULE, INFUSION PUMP |  | SPD | Kelemen |  |  | 01/21/2019 |  | 1/21/29 |  |  | NO | YES |  |  |  |  | CAREFUSION 11137308 15261592 |  |  | Active |  | 99:99:99:99:99:99 |  | High Risk | 1Y:00-MFG | 01/21/2019 | 01/21/2019 | COOPER UNIVERSITY HOSPITAL |  |  | Moves | WOT00000001468974 | David Frye | Performance Verification | Completed |  | 01/21/2019 | 01/21/2019 | Performance Verification for CAREFUSION 11137308 15261592 | Initial Install of Performance Verification. Device is ready for patient use. |  |  | 01/21/2019 | 01/21/2019
|  | CAREFUSION | ALARIS 8100 | MODULE, INFUSION PUMP |  | SPD | Kelemen |  |  | 01/25/2019 |  | 1/25/29 |  |  | NO | YES |  |  |  |  | CAREFUSION 11137309 15257908 |  |  | Active |  | 99:99:99:99:99:99 |  | High Risk | 1Y:00-MFG | 01/25/2019 | 01/25/2019 | COOPER UNIVERSITY HOSPITAL |  |  | Moves | WOT00000001466872 | David Frye | Performance Verification | Completed |  | 01/25/2019 | 01/25/2019 | Performance Verification for CAREFUSION 11137309 15257908 | Initial Install of Performance Verification. Device is ready for patient use. |  |  | 01/25/2019 | 01/25/2019
|  | CAREFUSION | ALARIS 8100 | MODULE, INFUSION PUMP |  | SPD | Pavilion |  |  | 03/13/2019 |  | 3/13/29 |  |  | NO | YES |  |  |  |  | CAREFUSION 11137307 15258570 |  |  | Active |  | 99:99:99:99:99:99 |  | High Risk | 1Y:00-MFG | 03/13/2019 | 03/13/2019 | COOPER UNIVERSITY HOSPITAL |  |  | Moves | WOT00000001467259 | David Frye | Performance Verification | Completed |  | 03/13/2019 | 03/13/2019 | Performance Verification for CAREFUSION 11137307 15258570 | Initial Install of Performance Verification. Device is ready for patient use. |  |  | 03/13/2019 | 03/13/2019
|  | CAREFUSION | ALARIS 8100 | MODULE, INFUSION PUMP |  | SPD | Kelemen |  |  | 01/07/2019 |  | 1/7/29 |  |  | NO | YES |  |  |  |  | CAREFUSION 11137306 15258621 |  |  | Active |  | 99:99:99:99:99:99 |  | High Risk | 1Y:00-MFG | 01/07/2019 | 01/07/2019 | COOPER UNIVERSITY HOSPITAL |  |  | Moves | WOT00000001467267 | David Frye | Performance Verification | Completed |  | 01/07/2019 | 01/07/2019 | Performance Verification for CAREFUSION 11137306 15258621 | Initial Install of Performance Verification. Device is ready for patient use. |  |  | 01/07/2019 | 01/07/2019
|  | CAREFUSION | ALARIS 8100 | MODULE, INFUSION PUMP |  | SPD | Kelemen |  |  | 01/17/2019 |  | 1/17/29 |  |  | NO | YES |  |  |  |  | CAREFUSION 11137305 15261897 |  |  | Active |  | 99:99:99:99:99:99 |  | High Risk | 1Y:00-MFG | 01/17/2019 | 01/17/2019 | COOPER UNIVERSITY HOSPITAL |  |  | Moves | WOT00000001468171 | David Frye | Performance Verification | Completed |  | 01/17/2019 | 01/17/2019 | Performance Verification for CAREFUSION 11137305 15261897 | Initial Install of Performance Verification. Device is ready for patient use. |  |  | 01/17/2019 | 01/17/2019
|  | CAREFUSION | ALARIS 8100 | MODULE, INFUSION PUMP |  | SPD | Kelemen |  |  | 02/12/2019 |  | 2/12/29 |  |  | NO | YES |  |  |  |  | CAREFUSION 11137304 15261438 |  |  | Active |  | 99:99:99:99:99:99 |  | High Risk | 1Y:00-MFG | 02/12/2019 | 02/12/2019 | COOPER UNIVERSITY HOSPITAL |  |  | Moves | WOT00000001468672 | David Frye | Performance Verification | Completed |  | 02/12/2019 | 02/12/2019 | Performance Verification for CAREFUSION 11137304 15261438 | Initial Install of Performance Verification. Device is ready for patient use. |  |  | 02/12/2019 | 02/12/2019
|  | CAREFUSION | ALARIS 8100 | MODULE, INFUSION PUMP |  | SPD | Pavilion |  |  | 01/07/2019 |  | 1/7/29 |  |  | NO | YES |  |  |  |  | CAREFUSION 11137301 15261269 |  |  | Active |  | 99:99:99:99:99:99 |  | High Risk | 1Y:00-MFG | 01/07/2019 | 01/07/2019 | COOPER UNIVERSITY HOSPITAL |  |  | Moves | WOT00000001469558 | David Frye | Performance Verification | Completed |  | 01/07/2019 | 01/07/2019 | Performance Verification for CAREFUSION 11137301 15261269 | Initial Install of Performance Verification. Device is ready for patient use. |  |  | 01/07/2019 | 01/07/2019
|  | CAREFUSION | ALARIS 8100 | MODULE, INFUSION PUMP |  | SPD | Kelemen |  |  | 01/28/2019 |  | 1/28/29 |  |  | NO | YES |  |  |  |  | CAREFUSION 11137302 15262686 |  |  | Active |  | 99:99:99:99:99:99 |  | High Risk | 1Y:00-MFG | 01/28/2019 | 01/28/2019 | COOPER UNIVERSITY HOSPITAL |  |  | Moves | WOT00000001468538 | David Frye | Performance Verification | Completed |  | 01/28/2019 | 01/28/2019 | Performance Verification for CAREFUSION 11137302 15262686 | Initial Install of Performance Verification. Device is ready for patient use. |  |  | 01/28/2019 | 01/28/2019
|  | CAREFUSION | ALARIS 8100 | MODULE, INFUSION PUMP |  | SPD | Pavilion |  |  | 02/11/2019 |  | 2/11/29 |  |  | NO | YES |  |  |  |  | CAREFUSION 11137303 15261531 |  |  | Active |  | 99:99:99:99:99:99 |  | High Risk | 1Y:00-MFG | 02/11/2019 | 02/11/2019 | COOPER UNIVERSITY HOSPITAL |  |  | Moves | WOT00000001467281 | David Frye | Performance Verification | Completed |  | 02/11/2019 | 02/11/2019 | Performance Verification for CAREFUSION 11137303 15261531 | Initial Install of Performance Verification. Device is ready for patient use. |  |  | 02/11/2019 | 02/11/2019
|  | CAREFUSION | ALARIS 8100 | MODULE, INFUSION PUMP |  | SPD | Pavilion |  |  | 01/22/2019 |  | 1/22/29 |  |  | NO | YES |  |  |  |  | CAREFUSION 11137299 15261982 |  |  | Active |  | 99:99:99:99:99:99 |  | High Risk | 1Y:00-MFG | 01/22/2019 | 01/22/2019 | COOPER UNIVERSITY HOSPITAL |  |  | Moves | WOT00000001467386 | David Frye | Performance Verification | Completed |  | 01/22/2019 | 01/22/2019 | Performance Verification for CAREFUSION 11137299 15261982 | Initial Install of Performance Verification. Device is ready for patient use. |  |  | 01/22/2019 | 01/22/2019
|  | CAREFUSION | ALARIS 8100 | MODULE, INFUSION PUMP |  | SPD | Kelemen |  |  | 01/14/2019 |  | 1/14/29 |  |  | NO | YES |  |  |  |  | CAREFUSION 11137300 15261492 |  |  | Active |  | 99:99:99:99:99:99 |  | High Risk | 1Y:00-MFG | 01/14/2019 | 01/14/2019 | COOPER UNIVERSITY HOSPITAL |  |  | Moves | WOT00000001467050 | David Frye | Performance Verification | Completed |  | 01/14/2019 | 01/14/2019 | Performance Verification for CAREFUSION 11137300 15261492 | Initial Install of Performance Verification. Device is ready for patient use. |  |  | 01/14/2019 | 01/14/2019
|  | CAREFUSION | ALARIS 8100 | MODULE, INFUSION PUMP |  | SPD | Pavilion |  |  | 01/03/2019 |  | 1/3/29 |  |  | NO | YES |  |  |  |  | CAREFUSION 11137298 15261416 |  |  | Active |  | 99:99:99:99:99:99 |  | High Risk | 1Y:00-MFG | 01/03/2019 | 01/03/2019 | COOPER UNIVERSITY HOSPITAL |  |  | Moves | WOT00000001468668 | David Frye | Performance Verification | Completed |  | 01/03/2019 | 01/03/2019 | Performance Verification for CAREFUSION 11137298 15261416 | Initial Install of Performance Verification. Device is ready for patient use. |  |  | 01/03/2019 | 01/03/2019
|  | CAREFUSION | ALARIS 8100 | MODULE, INFUSION PUMP |  | SPD | Pavilion |  |  | 01/21/2019 |  | 1/21/29 |  |  | NO | YES |  |  |  |  | CAREFUSION 11137297 15229703 |  |  | Active |  | 99:99:99:99:99:99 |  | High Risk | 1Y:00-MFG | 01/21/2019 | 01/21/2019 | COOPER UNIVERSITY HOSPITAL |  |  | Moves | WOT00000001466900 | David Frye | Performance Verification | Completed |  | 01/21/2019 | 01/21/2019 | Performance Verification for CAREFUSION 11137297 15229703 | Initial Install of Performance Verification. Device is ready for patient use. |  |  | 01/21/2019 | 01/21/2019
|  | CAREFUSION | ALARIS 8100 | MODULE, INFUSION PUMP |  | SPD | Kelemen |  |  | 01/07/2019 |  | 1/7/29 |  |  | NO | YES |  |  |  |  | CAREFUSION 11137296 15229699 |  |  | Active |  | 99:99:99:99:99:99 |  | High Risk | 1Y:00-MFG | 01/07/2019 | 01/07/2019 | COOPER UNIVERSITY HOSPITAL |  |  | Moves | WOT00000001466896 | David Frye | Performance Verification | Completed |  | 01/07/2019 | 01/07/2019 | Performance Verification for CAREFUSION 11137296 15229699 | Initial Install of Performance Verification. Device is ready for patient use. |  |  | 01/07/2019 | 01/07/2019
|  | CAREFUSION | ALARIS 8100 | MODULE, INFUSION PUMP |  | SPD | Kelemen |  |  | 02/11/2019 |  | 2/11/29 |  |  | NO | YES |  |  |  |  | CAREFUSION 11137293 15261980 |  |  | Active |  | 99:99:99:99:99:99 |  | High Risk | 1Y:00-MFG | 02/11/2019 | 02/11/2019 | COOPER UNIVERSITY HOSPITAL |  |  | Moves | WOT00000001467385 | David Frye | Performance Verification | Completed |  | 02/11/2019 | 02/11/2019 | Performance Verification for CAREFUSION 11137293 15261980 | Initial Install of Performance Verification. Device is ready for patient use. |  |  | 02/11/2019 | 02/11/2019
|  | CAREFUSION | ALARIS 8100 | MODULE, INFUSION PUMP |  | SPD | Pavilion |  |  | 01/23/2019 |  | 1/23/29 |  |  | NO | YES |  |  |  |  | CAREFUSION 11137285 15261107 |  |  | Active |  | 99:99:99:99:99:99 |  | High Risk | 1Y:00-MFG | 01/23/2019 | 01/23/2019 | COOPER UNIVERSITY HOSPITAL |  |  | Moves | WOT00000001467650 | David Frye | Performance Verification | Completed |  | 01/23/2019 | 01/23/2019 | Performance Verification for CAREFUSION 11137285 15261107 | Initial Install of Performance Verification. Device is ready for patient use. |  |  | 01/23/2019 | 01/23/2019
|  | CAREFUSION | ALARIS 8100 | MODULE, INFUSION PUMP |  | SPD | Kelemen |  |  | 02/01/2019 |  | 2/1/29 |  |  | NO | YES |  |  |  |  | CAREFUSION 11137292 15261363 |  |  | Active | 1113729/ | 99:99:99:99:99:99 |  | High Risk | 1Y:00-MFG | 02/01/2019 | 02/01/2019 | COOPER UNIVERSITY HOSPITAL |  |  | Moves | WOT00000001469591 | David Frye | Performance Verification | Completed |  | 02/01/2019 | 02/01/2019 | Performance Verification for CAREFUSION 1113729/ 15261363 | Initial Install of Performance Verification. Device is ready for patient use. |  |  | 02/01/2019 | 02/01/2019
|  | CAREFUSION | ALARIS 8100 | MODULE, INFUSION PUMP |  | SPD | Dorrance |  |  | 01/22/2019 |  | 1/22/29 |  |  | NO | YES |  |  |  |  | CAREFUSION 11137291 15260917 |  |  | Active |  | 99:99:99:99:99:99 |  | High Risk | 1Y:00-MFG | 01/22/2019 | 01/22/2019 | COOPER UNIVERSITY HOSPITAL |  |  | Moves | WOT00000001466694 | David Frye | Performance Verification | Completed |  | 01/22/2019 | 01/22/2019 | Performance Verification for CAREFUSION 11137291 15260917 | Initial Install of Performance Verification. Device is ready for patient use. |  |  | 01/22/2019 | 01/22/2019
|  | CAREFUSION | ALARIS 8100 | MODULE, INFUSION PUMP |  | SPD | Pavilion |  |  | 02/13/2019 |  | 2/13/29 |  |  | NO | YES |  |  |  |  | CAREFUSION 11137289 15260891 |  |  | Active |  | 99:99:99:99:99:99 |  | High Risk | 1Y:00-MFG | 02/13/2019 | 02/13/2019 | COOPER UNIVERSITY HOSPITAL |  |  | Moves | WOT00000001467502 | David Frye | Performance Verification | Completed |  | 02/13/2019 | 02/13/2019 | Performance Verification for CAREFUSION 11137289 15260891 | Initial Install of Performance Verification. Device is ready for patient use. |  |  | 02/13/2019 | 02/13/2019
|  | CAREFUSION | ALARIS 8100 | MODULE, INFUSION PUMP |  | SPD | Kelemen |  |  | 01/03/2019 |  | 1/3/29 |  |  | NO | YES |  |  |  |  | CAREFUSION 11137290 15260969 |  |  | Active |  | 99:99:99:99:99:99 |  | High Risk | 1Y:00-MFG | 01/03/2019 | 01/03/2019 | COOPER UNIVERSITY HOSPITAL |  |  | Moves | WOT00000001466704 | David Frye | Performance Verification | Completed |  | 01/03/2019 | 01/03/2019 | Performance Verification for CAREFUSION 11137290 15260969 | Initial Install of Performance Verification. Device is ready for patient use. |  |  | 01/03/2019 | 01/03/2019
|  | CAREFUSION | ALARIS 8100 | MODULE, INFUSION PUMP |  | SPD | Kelemen |  |  | 02/19/2019 |  | 2/19/29 |  |  | NO | YES |  |  |  |  | CAREFUSION 11137288 15260850 |  |  | Active |  | 99:99:99:99:99:99 |  | High Risk | 1Y:00-MFG | 02/19/2019 | 02/19/2019 | COOPER UNIVERSITY HOSPITAL |  |  | Moves | WOT00000001467481 | David Frye | Performance Verification | Completed |  | 02/19/2019 | 02/19/2019 | Performance Verification for CAREFUSION 11137288 15260850 | Initial Install of Performance Verification. Device is ready for patient use. |  |  | 02/19/2019 | 02/19/2019
|  | CAREFUSION | ALARIS 8100 | MODULE, INFUSION PUMP |  | SPD | Pavilion |  |  | 02/07/2019 |  | 2/7/29 |  |  | NO | YES |  |  |  |  | CAREFUSION 11137276 15261707 |  |  | Active |  | 99:99:99:99:99:99 |  | High Risk | 1Y:00-MFG | 02/07/2019 | 02/07/2019 | COOPER UNIVERSITY HOSPITAL |  |  | Moves | WOT00000001467124 | David Frye | Performance Verification | Completed |  | 02/07/2019 | 02/07/2019 | Performance Verification for CAREFUSION 11137276 15261707 | Initial Install of Performance Verification. Device is ready for patient use. |  |  | 02/07/2019 | 02/07/2019
|  | CAREFUSION | ALARIS 8100 | MODULE, INFUSION PUMP |  | SPD | Kelemen |  |  | 02/01/2019 |  | 2/1/29 |  |  | NO | YES |  |  |  |  | CAREFUSION 11137277 15261487 |  |  | Active |  | 99:99:99:99:99:99 |  | High Risk | 1Y:00-MFG | 02/01/2019 | 02/01/2019 | COOPER UNIVERSITY HOSPITAL |  |  | Moves | WOT00000001467045 | David Frye | Performance Verification | Completed |  | 02/01/2019 | 02/01/2019 | Performance Verification for CAREFUSION 11137277 15261487 | Initial Install of Performance Verification. Device is ready for patient use. |  |  | 02/01/2019 | 02/01/2019
|  | CAREFUSION | ALARIS 8100 | MODULE, INFUSION PUMP |  | SPD | Pavilion |  |  | 01/14/2019 |  | 1/14/29 |  |  | NO | YES |  |  |  |  | CAREFUSION 11137284 15261056 |  |  | Active |  | 99:99:99:99:99:99 |  | High Risk | 1Y:00-MFG | 01/14/2019 | 01/14/2019 | COOPER UNIVERSITY HOSPITAL |  |  | Moves | WOT00000001468419 | David Frye | Performance Verification | Completed |  | 01/14/2019 | 01/14/2019 | Performance Verification for CAREFUSION 11137284 15261056 | Initial Install of Performance Verification. Device is ready for patient use. |  |  | 01/14/2019 | 01/14/2019
|  | CAREFUSION | ALARIS 8100 | MODULE, INFUSION PUMP |  | SPD | Dorrance |  |  | 01/15/2019 |  | 1/15/29 |  |  | NO | YES |  |  |  |  | CAREFUSION 11137283 15261037 |  |  | Active |  | 99:99:99:99:99:99 |  | High Risk | 1Y:00-MFG | 01/15/2019 | 01/15/2019 | COOPER UNIVERSITY HOSPITAL |  |  | Moves | WOT00000001468407 | David Frye | Performance Verification | Completed |  | 01/15/2019 | 01/15/2019 | Performance Verification for CAREFUSION 11137283 15261037 | Initial Install of Performance Verification. Device is ready for patient use. |  |  | 01/15/2019 | 01/15/2019
|  | CAREFUSION | ALARIS 8100 | MODULE, INFUSION PUMP |  | SPD | Pavilion |  |  | 01/07/2019 |  | 1/7/29 |  |  | NO | YES |  |  |  |  | CAREFUSION 11137282 15261126 |  |  | Active |  | 99:99:99:99:99:99 |  | High Risk | 1Y:00-MFG | 01/07/2019 | 01/07/2019 | COOPER UNIVERSITY HOSPITAL |  |  | Moves | WOT00000001466649 | David Frye | Performance Verification | Completed |  | 01/07/2019 | 01/07/2019 | Performance Verification for CAREFUSION 11137282 15261126 | Initial Install of Performance Verification. Device is ready for patient use. |  |  | 01/07/2019 | 01/07/2019
|  | CAREFUSION | ALARIS 8100 | MODULE, INFUSION PUMP |  | SPD | Kelemen |  |  | 02/11/2019 |  | 2/11/29 |  |  | NO | YES |  |  |  |  | CAREFUSION 11137280 15261348 |  |  | Active |  | 99:99:99:99:99:99 |  | High Risk | 1Y:00-MFG | 02/11/2019 | 02/11/2019 | COOPER UNIVERSITY HOSPITAL |  |  | Moves | WOT00000001469578 | David Frye | Performance Verification | Completed |  | 02/11/2019 | 02/11/2019 | Performance Verification for CAREFUSION 11137280 15261348 | Initial Install of Performance Verification. Device is ready for patient use. |  |  | 02/11/2019 | 02/11/2019
|  | CAREFUSION | ALARIS 8100 | MODULE, INFUSION PUMP |  | SPD | Kelemen |  |  | 02/01/2019 |  | 2/1/29 |  |  | NO | YES |  |  |  |  | CAREFUSION 11137281 15261801 |  |  | Active | dup11137281 | 99:99:99:99:99:99 |  | High Risk | 1Y:00-MFG | 02/01/2019 | 02/01/2019 | COOPER UNIVERSITY HOSPITAL |  |  | Moves | WOT00000001469128 | David Frye | Performance Verification | Completed |  | 02/01/2019 | 02/01/2019 | Performance Verification for CAREFUSION 11137281 15261801 | Initial Install of Performance Verification. Device is ready for patient use. |  |  | 02/01/2019 | 02/01/2019
|  | CAREFUSION | ALARIS 8100 | MODULE, INFUSION PUMP |  | SPD | Pavilion |  |  | 01/16/2019 |  | 1/16/29 |  |  | NO | YES |  |  |  |  | CAREFUSION 11137279 15261665 |  |  | Active |  | 99:99:99:99:99:99 |  | High Risk | 1Y:00-MFG | 01/16/2019 | 01/16/2019 | COOPER UNIVERSITY HOSPITAL |  |  | Moves | WOT00000001468838 | David Frye | Performance Verification | Completed |  | 01/16/2019 | 01/16/2019 | Performance Verification for CAREFUSION 11137279 15261665 | Initial Install of Performance Verification. Device is ready for patient use. |  |  | 01/16/2019 | 01/16/2019
|  | CAREFUSION | ALARIS 8100 | MODULE, INFUSION PUMP |  | SPD | Kelemen |  |  | 01/03/2019 |  | 1/3/29 |  |  | NO | YES |  |  |  |  | CAREFUSION 11137278 15261356 |  |  | Active |  | 99:99:99:99:99:99 |  | High Risk | 1Y:00-MFG | 01/03/2019 | 01/03/2019 | COOPER UNIVERSITY HOSPITAL |  |  | Moves | WOT00000001469583 | David Frye | Performance Verification | Completed |  | 01/03/2019 | 01/03/2019 | Performance Verification for CAREFUSION 11137278 15261356 | Initial Install of Performance Verification. Device is ready for patient use. |  |  | 01/03/2019 | 01/03/2019
|  | CAREFUSION | ALARIS 8100 | MODULE, INFUSION PUMP |  | SPD | Kelemen |  |  | 02/21/2019 |  | 2/21/29 |  |  | NO | YES |  |  |  |  | CAREFUSION 11137270 15261701 |  |  | Active |  | 99:99:99:99:99:99 |  | High Risk | 1Y:00-MFG | 02/21/2019 | 02/21/2019 | COOPER UNIVERSITY HOSPITAL |  |  | Moves | WOT00000001467118 | David Frye | Performance Verification | Completed |  | 02/21/2019 | 02/21/2019 | Performance Verification for CAREFUSION 11137270 15261701 | Initial Install of Performance Verification. Device is ready for patient use. |  |  | 02/21/2019 | 02/21/2019
|  | CAREFUSION | ALARIS 8100 | MODULE, INFUSION PUMP |  | SPD | Pavilion |  |  | 02/01/2019 |  | 2/1/29 |  |  | NO | YES |  |  |  |  | CAREFUSION 11137275 15261822 |  |  | Active | dup11137275 | 99:99:99:99:99:99 |  | High Risk | 1Y:00-MFG | 02/01/2019 | 02/01/2019 | COOPER UNIVERSITY HOSPITAL |  |  | Moves | WOT00000001469153 | David Frye | Performance Verification | Completed |  | 02/01/2019 | 02/01/2019 | Performance Verification for CAREFUSION 11137275 15261822 | Initial Install of Performance Verification. Device is ready for patient use. |  |  | 02/01/2019 | 02/01/2019
|  | CAREFUSION | ALARIS 8100 | MODULE, INFUSION PUMP |  | SPD | Kelemen |  |  | 01/04/2019 |  | 1/4/29 |  |  | NO | YES |  |  |  |  | CAREFUSION 11137274 15261389 |  |  | Active |  | 99:99:99:99:99:99 |  | High Risk | 1Y:00-MFG | 01/04/2019 | 01/04/2019 | COOPER UNIVERSITY HOSPITAL |  |  | Moves | WOT00000001469606 | David Frye | Performance Verification | Completed |  | 01/04/2019 | 01/04/2019 | Performance Verification for CAREFUSION 11137274 15261389 | Initial Install of Performance Verification. Device is ready for patient use. |  |  | 01/04/2019 | 01/04/2019
|  | CAREFUSION | ALARIS 8100 | MODULE, INFUSION PUMP |  | SPD | Dorrance |  |  | 01/29/2019 |  | 1/29/29 |  |  | NO | YES |  |  |  |  | CAREFUSION 11137273 15261480 |  |  | Active |  | 99:99:99:99:99:99 |  | High Risk | 1Y:00-MFG | 01/29/2019 | 01/29/2019 | COOPER UNIVERSITY HOSPITAL |  |  | Moves | WOT00000001468708 | David Frye | Performance Verification | Completed |  | 01/29/2019 | 01/29/2019 | Performance Verification for CAREFUSION 11137273 15261480 | Initial Install of Performance Verification. Device is ready for patient use. |  |  | 01/29/2019 | 01/29/2019
|  | CAREFUSION | ALARIS 8100 | MODULE, INFUSION PUMP |  | SPD | Kelemen |  |  | 01/29/2019 |  | 1/29/29 |  |  | NO | YES |  |  |  |  | CAREFUSION 11137272 15261457 |  |  | Active |  | 99:99:99:99:99:99 |  | High Risk | 1Y:00-MFG | 01/29/2019 | 01/29/2019 | COOPER UNIVERSITY HOSPITAL |  |  | Moves | WOT00000001468684 | David Frye | Performance Verification | Completed |  | 01/29/2019 | 01/29/2019 | Performance Verification for CAREFUSION 11137272 15261457 | Initial Install of Performance Verification. Device is ready for patient use. |  |  | 01/29/2019 | 01/29/2019
|  | CAREFUSION | ALARIS 8100 | MODULE, INFUSION PUMP |  | SPD | Kelemen |  |  | 01/16/2019 |  | 1/16/29 |  |  | NO | YES |  |  |  |  | CAREFUSION 11137271 15261472 |  |  | Active |  | 99:99:99:99:99:99 |  | High Risk | 1Y:00-MFG | 01/16/2019 | 01/16/2019 | COOPER UNIVERSITY HOSPITAL |  |  | Moves | WOT00000001468704 | David Frye | Performance Verification | Completed |  | 01/16/2019 | 01/16/2019 | Performance Verification for CAREFUSION 11137271 15261472 | Initial Install of Performance Verification. Device is ready for patient use. |  |  | 01/16/2019 | 01/16/2019
|  | CAREFUSION | ALARIS 8100 | MODULE, INFUSION PUMP |  | SPD | Pavilion |  |  | 01/21/2019 |  | 1/21/29 |  |  | NO | YES |  |  |  |  | CAREFUSION 11137269 15260989 |  |  | Active |  | 99:99:99:99:99:99 |  | High Risk | 1Y:00-MFG | 01/21/2019 | 01/21/2019 | COOPER UNIVERSITY HOSPITAL |  |  | Moves | WOT00000001466715 | David Frye | Performance Verification | Completed |  | 01/21/2019 | 01/21/2019 | Performance Verification for CAREFUSION 11137269 15260989 | Initial Install of Performance Verification. Device is ready for patient use. |  |  | 01/21/2019 | 01/21/2019
|  | CAREFUSION | ALARIS 8100 | MODULE, INFUSION PUMP |  | SPD | Kelemen |  |  | 02/19/2019 |  | 2/19/29 |  |  | NO | YES |  |  |  |  | CAREFUSION 11137268 15260991 |  |  | Active |  | 99:99:99:99:99:99 |  | High Risk | 1Y:00-MFG | 02/19/2019 | 02/19/2019 | COOPER UNIVERSITY HOSPITAL |  |  | Moves | WOT00000001469419 | David Frye | Performance Verification | Completed |  | 02/19/2019 | 02/19/2019 | Performance Verification for CAREFUSION 11137268 15260991 | Initial Install of Performance Verification. Device is ready for patient use. |  |  | 02/19/2019 | 02/19/2019
|  | CAREFUSION | ALARIS 8100 | MODULE, INFUSION PUMP |  | SPD | Pavilion |  |  | 01/28/2019 |  | 1/28/29 |  |  | NO | YES |  |  |  |  | CAREFUSION 11137267 15261644 |  |  | Active |  | 99:99:99:99:99:99 |  | High Risk | 1Y:00-MFG | 01/28/2019 | 01/28/2019 | COOPER UNIVERSITY HOSPITAL |  |  | Moves | WOT00000001468814 | David Frye | Performance Verification | Completed |  | 01/28/2019 | 01/28/2019 | Performance Verification for CAREFUSION 11137267 15261644 | Initial Install of Performance Verification. Device is ready for patient use. |  |  | 01/28/2019 | 01/28/2019
|  | CAREFUSION | ALARIS 8100 | MODULE, INFUSION PUMP |  | SPD | Pavilion |  |  | 02/04/2019 |  | 2/4/29 |  |  | NO | YES |  |  |  |  | CAREFUSION 11137266 15261411 |  |  | Active |  | 99:99:99:99:99:99 |  | High Risk | 1Y:00-MFG | 02/04/2019 | 02/04/2019 | COOPER UNIVERSITY HOSPITAL |  |  | Moves | WOT00000001468667 | David Frye | Performance Verification | Completed |  | 02/04/2019 | 02/04/2019 | Performance Verification for CAREFUSION 11137266 15261411 | Initial Install of Performance Verification. Device is ready for patient use. |  |  | 02/04/2019 | 02/04/2019
|  | CAREFUSION | ALARIS 8100 | MODULE, INFUSION PUMP |  | SPD | Pavilion |  |  | 01/22/2019 |  | 1/22/29 |  |  | NO | YES |  |  |  |  | CAREFUSION 11137265 15261045 |  |  | Active |  | 99:99:99:99:99:99 |  | High Risk | 1Y:00-MFG | 01/22/2019 | 01/22/2019 | COOPER UNIVERSITY HOSPITAL |  |  | Moves | WOT00000001468413 | David Frye | Performance Verification | Completed |  | 01/22/2019 | 01/22/2019 | Performance Verification for CAREFUSION 11137265 15261045 | Initial Install of Performance Verification. Device is ready for patient use. |  |  | 01/22/2019 | 01/22/2019
|  | CAREFUSION | ALARIS 8100 | MODULE, INFUSION PUMP |  | SPD | Kelemen |  |  | 01/02/2019 |  | 1/2/29 |  |  | NO | YES |  |  |  |  | CAREFUSION 11137264 15261664 |  |  | Active |  | 99:99:99:99:99:99 |  | High Risk | 1Y:00-MFG | 01/02/2019 | 01/02/2019 | COOPER UNIVERSITY HOSPITAL |  |  | Moves | WOT00000001468835 | David Frye | Performance Verification | Completed |  | 01/02/2019 | 01/02/2019 | Performance Verification for CAREFUSION 11137264 15261664 | Initial Install of Performance Verification. Device is ready for patient use. |  |  | 01/02/2019 | 01/02/2019
|  | CAREFUSION | ALARIS 8100 | MODULE, INFUSION PUMP |  | SPD | Pavilion |  |  | 02/11/2019 |  | 2/11/29 |  |  | NO | YES |  |  |  |  | CAREFUSION 11137263 15260912 |  |  | Active |  | 99:99:99:99:99:99 |  | High Risk | 1Y:00-MFG | 02/11/2019 | 02/11/2019 | COOPER UNIVERSITY HOSPITAL |  |  | Moves | WOT00000001467711 | David Frye | Performance Verification | Completed |  | 02/11/2019 | 02/11/2019 | Performance Verification for CAREFUSION 11137263 15260912 | Initial Install of Performance Verification. Device is ready for patient use. |  |  | 02/11/2019 | 02/11/2019
|  | CAREFUSION | ALARIS 8100 | MODULE, INFUSION PUMP |  | SPD | Kelemen |  |  | 01/15/2019 |  | 1/15/29 |  |  | NO | YES |  |  |  |  | CAREFUSION 11137262 15261505 |  |  | Active |  | 99:99:99:99:99:99 |  | High Risk | 1Y:00-MFG | 01/15/2019 | 01/15/2019 | COOPER UNIVERSITY HOSPITAL |  |  | Moves | WOT00000001467059 | David Frye | Performance Verification | Completed |  | 01/15/2019 | 01/15/2019 | Performance Verification for CAREFUSION 11137262 15261505 | Initial Install of Performance Verification. Device is ready for patient use. |  |  | 01/15/2019 | 01/15/2019
|  | CAREFUSION | ALARIS 8100 | MODULE, INFUSION PUMP |  | SPD | Pavilion |  |  | 01/04/2019 |  | 1/4/29 |  |  | NO | YES |  |  |  |  | CAREFUSION 11137257 15261651 |  |  | Active |  | 99:99:99:99:99:99 |  | High Risk | 1Y:00-MFG | 01/04/2019 | 01/04/2019 | COOPER UNIVERSITY HOSPITAL |  |  | Moves | WOT00000001468822 | David Frye | Performance Verification | Completed |  | 01/04/2019 | 01/04/2019 | Performance Verification for CAREFUSION 11137257 15261651 | Initial Install of Performance Verification. Device is ready for patient use. |  |  | 01/04/2019 | 01/04/2019
|  | CAREFUSION | ALARIS 8100 | MODULE, INFUSION PUMP |  | SPD | Pavilion |  |  | 01/21/2019 |  | 1/21/29 |  |  | NO | YES |  |  |  |  | CAREFUSION 11137259 15261074 |  |  | Active |  | 99:99:99:99:99:99 |  | High Risk | 1Y:00-MFG | 01/21/2019 | 01/21/2019 | COOPER UNIVERSITY HOSPITAL |  |  | Moves | WOT00000001468435 | David Frye | Performance Verification | Completed |  | 01/21/2019 | 01/21/2019 | Performance Verification for CAREFUSION 11137259 15261074 | Initial Install of Performance Verification. Device is ready for patient use. |  |  | 01/21/2019 | 01/21/2019
|  | CAREFUSION | ALARIS 8100 | MODULE, INFUSION PUMP |  | SPD | Kelemen |  |  | 02/21/2019 |  | 2/21/29 |  |  | NO | YES |  |  |  |  | CAREFUSION 11137260 15261456 |  |  | Active |  | 99:99:99:99:99:99 |  | High Risk | 1Y:00-MFG | 02/21/2019 | 02/21/2019 | COOPER UNIVERSITY HOSPITAL |  |  | Moves | WOT00000001468683 | David Frye | Performance Verification | Completed |  | 02/21/2019 | 02/21/2019 | Performance Verification for CAREFUSION 11137260 15261456 | Initial Install of Performance Verification. Device is ready for patient use. |  |  | 02/21/2019 | 02/21/2019
|  | CAREFUSION | ALARIS 8100 | MODULE, INFUSION PUMP |  | SPD | Kelemen |  |  | 01/14/2019 |  | 1/14/29 |  |  | NO | YES |  |  |  |  | CAREFUSION 11137258 15261059 |  |  | Active |  | 99:99:99:99:99:99 |  | High Risk | 1Y:00-MFG | 01/14/2019 | 01/14/2019 | COOPER UNIVERSITY HOSPITAL |  |  | Moves | WOT00000001468425 | David Frye | Performance Verification | Completed |  | 01/14/2019 | 01/14/2019 | Performance Verification for CAREFUSION 11137258 15261059 | Initial Install of Performance Verification. Device is ready for patient use. |  |  | 01/14/2019 | 01/14/2019
|  | CAREFUSION | ALARIS 8100 | MODULE, INFUSION PUMP |  | SPD | Kelemen |  |  | 01/25/2019 |  | 1/25/29 |  |  | NO | YES |  |  |  |  | CAREFUSION 11137254 15260669 |  |  | Active |  | 99:99:99:99:99:99 |  | High Risk | 1Y:00-MFG | 01/25/2019 | 01/25/2019 | COOPER UNIVERSITY HOSPITAL |  |  | Moves | WOT00000001467317 | David Frye | Performance Verification | Completed |  | 01/25/2019 | 01/25/2019 | Performance Verification for CAREFUSION 11137254 15260669 | Initial Install of Performance Verification. Device is ready for patient use. |  |  | 01/25/2019 | 01/25/2019
|  | CAREFUSION | ALARIS 8100 | MODULE, INFUSION PUMP |  | SPD | Kelemen |  |  | 02/01/2019 |  | 2/1/29 |  |  | NO | YES |  |  |  |  | CAREFUSION 11137255 15261381 |  |  | Active |  | 99:99:99:99:99:99 |  | High Risk | 1Y:00-MFG | 02/01/2019 | 02/01/2019 | COOPER UNIVERSITY HOSPITAL |  |  | Moves | WOT00000001469598 | David Frye | Performance Verification | Completed |  | 02/01/2019 | 02/01/2019 | Performance Verification for CAREFUSION 11137255 15261381 | Initial Install of Performance Verification. Device is ready for patient use. |  |  | 02/01/2019 | 02/01/2019
|  | CAREFUSION | ALARIS 8100 | MODULE, INFUSION PUMP |  | SPD | Pavilion |  |  | 01/14/2019 |  | 1/14/29 |  |  | NO | YES |  |  |  |  | CAREFUSION 11137256 15261032 |  |  | Active |  | 99:99:99:99:99:99 |  | High Risk | 1Y:00-MFG | 01/14/2019 | 01/14/2019 | COOPER UNIVERSITY HOSPITAL |  |  | Moves | WOT00000001469438 | David Frye | Performance Verification | Completed |  | 01/14/2019 | 01/14/2019 | Performance Verification for CAREFUSION 11137256 15261032 | Initial Install of Performance Verification. Device is ready for patient use. |  |  | 01/14/2019 | 01/14/2019
|  | CAREFUSION | ALARIS 8100 | MODULE, INFUSION PUMP |  | SPD | Pavilion |  |  | 02/14/2019 |  | 2/14/29 |  |  | NO | YES |  |  |  |  | CAREFUSION 11137252 15261501 |  |  | Active |  | 99:99:99:99:99:99 |  | High Risk | 1Y:00-MFG | 02/14/2019 | 02/14/2019 | COOPER UNIVERSITY HOSPITAL |  |  | Moves | WOT00000001467058 | David Frye | Performance Verification | Completed |  | 02/14/2019 | 02/14/2019 | Performance Verification for CAREFUSION 11137252 15261501 | Initial Install of Performance Verification. Device is ready for patient use. |  |  | 02/14/2019 | 02/14/2019
|  | CAREFUSION | ALARIS 8100 | MODULE, INFUSION PUMP |  | SPD | Kelemen |  |  | 01/23/2019 |  | 1/23/29 |  |  | NO | YES |  |  |  |  | CAREFUSION 11137253 15261653 |  |  | Active |  | 99:99:99:99:99:99 |  | High Risk | 1Y:00-MFG | 01/23/2019 | 01/23/2019 | COOPER UNIVERSITY HOSPITAL |  |  | Moves | WOT00000001468823 | David Frye | Performance Verification | Completed |  | 01/23/2019 | 01/23/2019 | Performance Verification for CAREFUSION 11137253 15261653 | Initial Install of Performance Verification. Device is ready for patient use. |  |  | 01/23/2019 | 01/23/2019
|  | CAREFUSION | ALARIS 8100 | MODULE, INFUSION PUMP |  | SPD | Kelemen |  |  | 01/25/2019 |  | 1/25/29 |  |  | NO | YES |  |  |  |  | CAREFUSION 11137250 15260716 |  |  | Active |  | 99:99:99:99:99:99 |  | High Risk | 1Y:00-MFG | 01/25/2019 | 01/25/2019 | COOPER UNIVERSITY HOSPITAL |  |  | Moves | WOT00000001460432 | David Frye | Performance Verification | Completed |  | 01/25/2019 | 01/25/2019 | Performance Verification for CAREFUSION 11137250 15260716 | Initial Install of Performance Verification. Device is ready for patient use. |  |  | 01/25/2019 | 01/25/2019
|  | CAREFUSION | ALARIS 8100 | MODULE, INFUSION PUMP |  | SPD | Pavilion |  |  | 01/21/2019 |  | 1/21/29 |  |  | NO | YES |  |  |  |  | CAREFUSION 11137249 15261671 |  |  | Active |  | 99:99:99:99:99:99 |  | High Risk | 1Y:00-MFG | 01/21/2019 | 01/21/2019 | COOPER UNIVERSITY HOSPITAL |  |  | Moves | WOT00000001468843 | David Frye | Performance Verification | Completed |  | 01/21/2019 | 01/21/2019 | Performance Verification for CAREFUSION 11137249 15261671 | Initial Install of Performance Verification. Device is ready for patient use. |  |  | 01/21/2019 | 01/21/2019
|  | CAREFUSION | ALARIS 8100 | MODULE, INFUSION PUMP |  | SPD | Kelemen | BASEMENT |  | 01/24/2019 |  | 1/24/29 |  |  | NO | YES |  |  |  |  | CAREFUSION 11137248 15261892 |  |  | Active |  | 99:99:99:99:99:99 |  | High Risk | 1Y:00-MFG | 01/24/2019 | 01/24/2019 | COOPER UNIVERSITY HOSPITAL |  |  | Moves | WOT00000001468164 | David Frye | Performance Verification | Completed |  | 01/24/2019 | 01/24/2019 | Performance Verification for CAREFUSION 11137248 15261892 | Initial Install of Performance Verification. Device is ready for patient use. |  |  | 01/24/2019 | 01/24/2019
|  | CAREFUSION | ALARIS 8100 | MODULE, INFUSION PUMP |  | SPD | Pavilion |  |  | 01/14/2019 |  | 1/14/29 |  |  | NO | YES |  |  |  |  | CAREFUSION 11137247 15262170 |  |  | Active |  | 99:99:99:99:99:99 |  | High Risk | 1Y:00-MFG | 01/14/2019 | 01/14/2019 | COOPER UNIVERSITY HOSPITAL |  |  | Moves | WOT00000001466602 | David Frye | Performance Verification | Completed |  | 01/14/2019 | 01/14/2019 | Performance Verification for CAREFUSION 11137247 15262170 | Initial Install of Performance Verification. Device is ready for patient use. |  |  | 01/14/2019 | 01/14/2019
|  | CAREFUSION | ALARIS 8100 | MODULE, INFUSION PUMP |  | SPD | Pavilion |  |  | 01/25/2019 |  | 1/25/29 |  |  | NO | YES |  |  |  |  | CAREFUSION 11137243 15261424 |  |  | Active |  | 99:99:99:99:99:99 |  | High Risk | 1Y:00-MFG | 01/25/2019 | 01/25/2019 | COOPER UNIVERSITY HOSPITAL |  |  | Moves | WOT00000001468671 | David Frye | Performance Verification | Completed |  | 01/25/2019 | 01/25/2019 | Performance Verification for CAREFUSION 11137243 15261424 | Initial Install of Performance Verification. Device is ready for patient use. |  |  | 01/25/2019 | 01/25/2019
|  | CAREFUSION | ALARIS 8100 | MODULE, INFUSION PUMP |  | SPD | Kelemen |  |  | 01/03/2019 |  | 1/3/29 |  |  | NO | YES |  |  |  |  | CAREFUSION 11137245 15262225 |  |  | Active |  | 99:99:99:99:99:99 |  | High Risk | 1Y:00-MFG | 01/03/2019 | 01/03/2019 | COOPER UNIVERSITY HOSPITAL |  |  | Moves | WOT00000001469366 | David Frye | Performance Verification | Completed |  | 01/03/2019 | 01/03/2019 | Performance Verification for CAREFUSION 11137245 15262225 | Initial Install of Performance Verification. Device is ready for patient use. |  |  | 01/03/2019 | 01/03/2019
|  | CAREFUSION | ALARIS 8100 | MODULE, INFUSION PUMP |  | SPD | Pavilion |  |  | 01/08/2019 |  | 1/8/29 |  |  | NO | YES |  |  |  |  | CAREFUSION 11137246 15260824 |  |  | Active |  | 99:99:99:99:99:99 |  | High Risk | 1Y:00-MFG | 01/08/2019 | 01/08/2019 | COOPER UNIVERSITY HOSPITAL |  |  | Moves | WOT00000001468281 | David Frye | Performance Verification | Completed |  | 01/08/2019 | 01/08/2019 | Performance Verification for CAREFUSION 11137246 15260824 | Initial Install of Performance Verification. Device is ready for patient use. |  |  | 01/08/2019 | 01/08/2019
|  | CAREFUSION | ALARIS 8100 | MODULE, INFUSION PUMP |  | SPD | Pavilion |  |  | 01/21/2019 |  | 1/21/29 |  |  | NO | YES |  |  |  |  | CAREFUSION 11137244 15260876 |  |  | Active |  | 99:99:99:99:99:99 |  | High Risk | 1Y:00-MFG | 01/21/2019 | 01/21/2019 | COOPER UNIVERSITY HOSPITAL |  |  | Moves | WOT00000001467501 | David Frye | Performance Verification | Completed |  | 01/21/2019 | 01/21/2019 | Performance Verification for CAREFUSION 11137244 15260876 | Initial Install of Performance Verification. Device is ready for patient use. |  |  | 01/21/2019 | 01/21/2019
|  | CAREFUSION | ALARIS 8100 | MODULE, INFUSION PUMP |  | SPD | Kelemen |  |  | 01/24/2019 |  | 1/24/29 |  |  | NO | YES |  |  |  |  | CAREFUSION 11137241 15261974 |  |  | Active |  | 99:99:99:99:99:99 |  | High Risk | 1Y:00-MFG | 01/24/2019 | 01/24/2019 | COOPER UNIVERSITY HOSPITAL |  |  | Moves | WOT00000001468192 | David Frye | Performance Verification | Completed |  | 01/24/2019 | 01/24/2019 | Performance Verification for CAREFUSION 11137241 15261974 | Initial Install of Performance Verification. Device is ready for patient use. |  |  | 01/24/2019 | 01/24/2019
|  | CAREFUSION | ALARIS 8100 | MODULE, INFUSION PUMP |  | SPD | Kelemen |  |  | 01/15/2019 |  | 1/15/29 |  |  | NO | YES |  |  |  |  | CAREFUSION 11137239 15261891 |  |  | Active |  | 99:99:99:99:99:99 |  | High Risk | 1Y:00-MFG | 01/15/2019 | 01/15/2019 | COOPER UNIVERSITY HOSPITAL |  |  | Moves | WOT00000001468163 | David Frye | Performance Verification | Completed |  | 01/15/2019 | 01/15/2019 | Performance Verification for CAREFUSION 11137239 15261891 | Initial Install of Performance Verification. Device is ready for patient use. |  |  | 01/15/2019 | 01/15/2019
|  | CAREFUSION | ALARIS 8100 | MODULE, INFUSION PUMP |  | SPD | Kelemen |  |  | 01/14/2019 |  | 1/14/29 |  |  | NO | YES |  |  |  |  | CAREFUSION 11137240 15261888 |  |  | Active |  | 99:99:99:99:99:99 |  | High Risk | 1Y:00-MFG | 01/14/2019 | 01/14/2019 | COOPER UNIVERSITY HOSPITAL |  |  | Moves | WOT00000001468160 | David Frye | Performance Verification | Completed |  | 01/14/2019 | 01/14/2019 | Performance Verification for CAREFUSION 11137240 15261888 | Initial Install of Performance Verification. Device is ready for patient use. |  |  | 01/14/2019 | 01/14/2019
|  | CAREFUSION | ALARIS 8100 | MODULE, INFUSION PUMP |  | SPD | Kelemen |  |  | 01/09/2019 |  | 1/9/29 |  |  | NO | YES |  |  |  |  | CAREFUSION 11137238 15261970 |  |  | Active |  | 99:99:99:99:99:99 |  | High Risk | 1Y:00-MFG | 01/09/2019 | 01/09/2019 | COOPER UNIVERSITY HOSPITAL |  |  | Moves | WOT00000001468189 | David Frye | Performance Verification | Completed |  | 01/09/2019 | 01/09/2019 | Performance Verification for CAREFUSION 11137238 15261970 | Initial Install of Performance Verification. Device is ready for patient use. |  |  | 01/09/2019 | 01/09/2019
|  | CAREFUSION | ALARIS 8100 | MODULE, INFUSION PUMP |  | SPD | Pavilion |  |  | 03/01/2019 |  | 3/1/29 |  |  | NO | YES |  |  |  |  | CAREFUSION 11137237 15261838 |  |  | Active | dup11137237 | 99:99:99:99:99:99 |  | High Risk | 1Y:00-MFG | 03/01/2019 | 03/01/2019 | COOPER UNIVERSITY HOSPITAL |  |  | Moves | WOT00000001468139 | David Frye | Performance Verification | Completed |  | 03/01/2019 | 03/01/2019 | Performance Verification for CAREFUSION 11137237 15261838 | Initial Install of Performance Verification. Device is ready for patient use. |  |  | 03/01/2019 | 03/01/2019
|  | CAREFUSION | ALARIS 8100 | MODULE, INFUSION PUMP |  | SPD | Kelemen |  |  | 06/07/2019 |  | 6/7/29 |  |  | NO | YES |  |  |  |  | CAREFUSION 11137236 15261812 |  |  | Active | dup11137236 | 99:99:99:99:99:99 |  | High Risk | 1Y:00-MFG | 06/07/2019 | 06/07/2019 | COOPER UNIVERSITY HOSPITAL |  |  | Moves | WOT00000001469143 | David Frye | Performance Verification | Completed |  | 06/07/2019 | 06/07/2019 | Performance Verification for CAREFUSION 11137236 15261812 | Initial Install of Performance Verification. Device is ready for patient use. |  |  | 06/07/2019 | 06/07/2019
|  | CAREFUSION | ALARIS 8100 | MODULE, INFUSION PUMP |  | SPD | Dorrance |  |  | 01/22/2019 |  | 1/22/29 |  |  | NO | YES |  |  |  |  | CAREFUSION 11137234 15260874 |  |  | Active |  | 99:99:99:99:99:99 |  | High Risk | 1Y:00-MFG | 01/22/2019 | 01/22/2019 | COOPER UNIVERSITY HOSPITAL |  |  | Moves | WOT00000001467497 | David Frye | Performance Verification | Completed |  | 01/22/2019 | 01/22/2019 | Performance Verification for CAREFUSION 11137234 15260874 | Initial Install of Performance Verification. Device is ready for patient use. |  |  | 01/22/2019 | 01/22/2019
|  | CAREFUSION | ALARIS 8100 | MODULE, INFUSION PUMP |  | SPD | Kelemen |  |  | 02/01/2019 |  | 2/1/29 |  |  | NO | YES |  |  |  |  | CAREFUSION 11137233 15260854 |  |  | Active |  | 99:99:99:99:99:99 |  | High Risk | 1Y:00-MFG | 02/01/2019 | 02/01/2019 | COOPER UNIVERSITY HOSPITAL |  |  | Moves | WOT00000001467486 | David Frye | Performance Verification | Completed |  | 02/01/2019 | 02/01/2019 | Performance Verification for CAREFUSION 11137233 15260854 | Initial Install of Performance Verification. Device is ready for patient use. |  |  | 02/01/2019 | 02/01/2019
|  | CAREFUSION | ALARIS 8100 | MODULE, INFUSION PUMP |  | SPD | Kelemen |  |  | 01/23/2019 |  | 1/23/26 |  |  | NO | YES |  |  |  |  | CAREFUSION 11137232 15262722 |  |  | Active |  | 99:99:99:99:99:99 |  | High Risk | 1Y:00-MFG | 01/23/2019 | 01/23/2019 | COOPER UNIVERSITY HOSPITAL |  |  | Moves | WOT00000001468561 | David Frye | Performance Verification | Completed |  | 01/23/2019 | 01/23/2019 | Performance Verification for CAREFUSION 11137232 15262722 | Initial Install of Performance Verification. Device is ready for patient use. |  |  | 01/23/2019 | 01/23/2019
|  | CAREFUSION | ALARIS 8100 | MODULE, INFUSION PUMP |  | SPD | Kelemen |  |  | 01/08/2019 |  | 1/8/29 |  |  | NO | YES |  |  |  |  | CAREFUSION 11137226 15260705 |  |  | Active |  | 99:99:99:99:99:99 |  | High Risk | 1Y:00-MFG | 01/08/2019 | 01/08/2019 | COOPER UNIVERSITY HOSPITAL |  |  | Moves | WOT00000001460416 | David Frye | Performance Verification | Completed |  | 01/08/2019 | 01/08/2019 | Performance Verification for CAREFUSION 11137226 15260705 | Initial Install of Performance Verification. Device is ready for patient use. |  |  | 01/08/2019 | 01/08/2019
|  | CAREFUSION | ALARIS 8100 | MODULE, INFUSION PUMP |  | SPD | Pavilion |  |  | 01/07/2019 |  | 1/7/29 |  |  | NO | YES |  |  |  |  | CAREFUSION 11137227 15261443 |  |  | Active |  | 99:99:99:99:99:99 |  | High Risk | 1Y:00-MFG | 01/07/2019 | 01/07/2019 | COOPER UNIVERSITY HOSPITAL |  |  | Moves | WOT00000001468675 | David Frye | Performance Verification | Completed |  | 01/07/2019 | 01/07/2019 | Performance Verification for CAREFUSION 11137227 15261443 | Initial Install of Performance Verification. Device is ready for patient use. |  |  | 01/07/2019 | 01/07/2019
|  | CAREFUSION | ALARIS 8100 | MODULE, INFUSION PUMP |  | SPD | Kelemen | Basement |  | 01/28/2019 |  | 1/28/29 |  |  | NO | YES |  |  |  |  | CAREFUSION 11137231 15229696 |  |  | Active |  | 99:99:99:99:99:99 |  | High Risk | 1Y:00-MFG | 01/28/2019 | 01/28/2019 | COOPER UNIVERSITY HOSPITAL |  |  | Moves | WOT00000001466894 | David Frye | Performance Verification | Completed |  | 01/28/2019 | 01/28/2019 | Performance Verification for CAREFUSION 11137231 15229696 | Initial Install of Performance Verification. Device is ready for patient use. |  |  | 01/28/2019 | 01/28/2019
|  | CAREFUSION | ALARIS 8100 | MODULE, INFUSION PUMP |  | SPD | Kelemen |  |  | 01/15/2019 |  | 1/15/29 |  |  | NO | YES |  |  |  |  | CAREFUSION 11137230 15261447 |  |  | Active |  | 99:99:99:99:99:99 |  | High Risk | 1Y:00-MFG | 01/15/2019 | 01/15/2019 | COOPER UNIVERSITY HOSPITAL |  |  | Moves | WOT00000001468679 | David Frye | Performance Verification | Completed |  | 01/15/2019 | 01/15/2019 | Performance Verification for CAREFUSION 11137230 15261447 | Initial Install of Performance Verification. Device is ready for patient use. |  |  | 01/15/2019 | 01/15/2019
|  | CAREFUSION | ALARIS 8100 | MODULE, INFUSION PUMP |  | SPD | Kelemen |  |  | 01/14/2019 |  | 1/14/29 |  |  | NO | YES |  |  |  |  | CAREFUSION 11137228 15261921 |  |  | Active |  | 99:99:99:99:99:99 |  | High Risk | 1Y:00-MFG | 01/14/2019 | 01/14/2019 | COOPER UNIVERSITY HOSPITAL |  |  | Moves | WOT00000001468184 | David Frye | Performance Verification | Completed |  | 01/14/2019 | 01/14/2019 | Performance Verification for CAREFUSION 11137228 15261921 | Initial Install of Performance Verification. Device is ready for patient use. |  |  | 01/14/2019 | 01/14/2019
|  | CAREFUSION | ALARIS 8100 | MODULE, INFUSION PUMP |  | SPD | Kelemen |  |  | 02/12/2019 |  | 2/12/29 |  |  | NO | YES |  |  |  |  | CAREFUSION 11137229 15260771 |  |  | Active |  | 99:99:99:99:99:99 |  | High Risk | 1Y:00-MFG | 02/12/2019 | 02/12/2019 | COOPER UNIVERSITY HOSPITAL |  |  | Moves | WOT00000001469298 | David Frye | Performance Verification | Completed |  | 02/12/2019 | 02/12/2019 | Performance Verification for CAREFUSION 11137229 15260771 | Initial Install of Performance Verification. Device is ready for patient use. |  |  | 02/12/2019 | 02/12/2019
|  | CAREFUSION | ALARIS 8100 | MODULE, INFUSION PUMP |  | SPD | Pavilion |  |  | 01/15/2019 |  | 1/15/29 |  |  | NO | YES |  |  |  |  | CAREFUSION 11137225 15260683 |  |  | Active |  | 99:99:99:99:99:99 |  | High Risk | 1Y:00-MFG | 01/15/2019 | 01/15/2019 | COOPER UNIVERSITY HOSPITAL |  |  | Moves | WOT00000001467326 | David Frye | Performance Verification | Completed |  | 01/15/2019 | 01/15/2019 | Performance Verification for CAREFUSION 11137225 15260683 | Initial Install of Performance Verification. Device is ready for patient use. |  |  | 01/15/2019 | 01/15/2019
|  | CAREFUSION | ALARIS 8100 | MODULE, INFUSION PUMP |  | SPD | Kelemen |  |  | 01/14/2019 |  | 1/14/29 |  |  | NO | YES |  |  |  |  | CAREFUSION 11137198 15261527 |  |  | Active |  | 99:99:99:99:99:99 |  | High Risk | 1Y:00-MFG | 01/14/2019 | 01/14/2019 | COOPER UNIVERSITY HOSPITAL |  |  | Moves | WOT00000001467075 | David Frye | Performance Verification | Completed |  | 01/14/2019 | 01/14/2019 | Performance Verification for CAREFUSION 11137198 15261527 | Initial Install of Performance Verification. Device is ready for patient use. |  |  | 01/14/2019 | 01/14/2019
|  | CAREFUSION | ALARIS 8100 | MODULE, INFUSION PUMP |  | SPD | Kelemen |  |  | 01/28/2019 |  | 1/28/29 |  |  | NO | YES |  |  |  |  | CAREFUSION 11137196 15262035 |  |  | Active |  | 99:99:99:99:99:99 |  | High Risk | 1Y:00-MFG | 01/28/2019 | 01/28/2019 | COOPER UNIVERSITY HOSPITAL |  |  | Moves | WOT00000001454762 | David Frye | Performance Verification | Completed |  | 01/28/2019 | 01/28/2019 | Performance Verification for CAREFUSION 11137196 15262035 | Initial Install of Performance Verification. Device is ready for patient use. |  |  | 01/28/2019 | 01/28/2019
|  | CAREFUSION | ALARIS 8100 | MODULE, INFUSION PUMP |  | SPD | Pavilion |  |  | 01/16/2019 |  | 1/16/29 |  |  | NO | YES |  |  |  |  | CAREFUSION 11137195 15262023 |  |  | Active |  | 99:99:99:99:99:99 |  | High Risk | 1Y:00-MFG | 01/16/2019 | 01/16/2019 | COOPER UNIVERSITY HOSPITAL |  |  | Moves | WOT00000001454740 | David Frye | Performance Verification | Completed |  | 01/16/2019 | 01/16/2019 | Performance Verification for CAREFUSION 11137195 15262023 | Initial Install of Performance Verification. Device is ready for patient use. |  |  | 01/16/2019 | 01/16/2019
|  | CAREFUSION | ALARIS 8100 | MODULE, INFUSION PUMP |  | SPD | Kelemen |  |  | 01/08/2019 |  | 1/8/29 |  |  | NO | YES |  |  |  |  | CAREFUSION 11137194 15262824 |  |  | Active |  | 99:99:99:99:99:99 |  | High Risk | 1Y:00-MFG | 01/08/2019 | 01/08/2019 | COOPER UNIVERSITY HOSPITAL |  |  | Moves | WOT00000001466984 | David Frye | Performance Verification | Completed |  | 01/08/2019 | 01/08/2019 | Performance Verification for CAREFUSION 11137194 15262824 | Initial Install of Performance Verification. Device is ready for patient use. |  |  | 01/08/2019 | 01/08/2019
|  | CAREFUSION | ALARIS 8100 | MODULE, INFUSION PUMP |  | SPD | Kelemen |  |  | 01/15/2019 |  | 1/15/29 |  |  | NO | YES |  |  |  |  | CAREFUSION 11137193 15262931 |  |  | Active |  | 99:99:99:99:99:99 |  | High Risk | 1Y:00-MFG | 01/15/2019 | 01/15/2019 | COOPER UNIVERSITY HOSPITAL |  |  | Moves | WOT00000001469510 | David Frye | Performance Verification | Completed |  | 01/15/2019 | 01/15/2019 | Performance Verification for CAREFUSION 11137193 15262931 | Initial Install of Performance Verification. Device is ready for patient use. |  |  | 01/15/2019 | 01/15/2019
|  | CAREFUSION | ALARIS 8100 | MODULE, INFUSION PUMP |  | SPD | Pavilion |  |  | 01/14/2019 |  | 1/14/29 |  |  | NO | YES |  |  |  |  | CAREFUSION 11137192 15262764 |  |  | Active |  | 99:99:99:99:99:99 |  | High Risk | 1Y:00-MFG | 01/14/2019 | 01/14/2019 | COOPER UNIVERSITY HOSPITAL |  |  | Moves | WOT00000001466757 | David Frye | Performance Verification | Completed |  | 01/14/2019 | 01/14/2019 | Performance Verification for CAREFUSION 11137192 15262764 | Initial Install of Performance Verification. Device is ready for patient use. |  |  | 01/14/2019 | 01/14/2019
|  | CAREFUSION | ALARIS 8100 | MODULE, INFUSION PUMP |  | SPD | Pavilion |  |  | 02/13/2019 |  | 2/13/29 |  |  | NO | YES |  |  |  |  | CAREFUSION 11137190 15260860 |  |  | Active |  | 99:99:99:99:99:99 |  | High Risk | 1Y:00-MFG | 02/13/2019 | 02/13/2019 | COOPER UNIVERSITY HOSPITAL |  |  | Moves | WOT00000001467493 | David Frye | Performance Verification | Completed |  | 02/13/2019 | 02/13/2019 | Performance Verification for CAREFUSION 11137190 15260860 | Initial Install of Performance Verification. Device is ready for patient use. |  |  | 02/13/2019 | 02/13/2019
|  | CAREFUSION | ALARIS 8100 | MODULE, INFUSION PUMP |  | SPD | Pavilion |  |  | 01/14/2019 |  | 1/14/29 |  |  | NO | YES |  |  |  |  | CAREFUSION 11137191 15262941 |  |  | Active |  | 99:99:99:99:99:99 |  | High Risk | 1Y:00-MFG | 01/14/2019 | 01/14/2019 | COOPER UNIVERSITY HOSPITAL |  |  | Moves | WOT00000001469515 | David Frye | Performance Verification | Completed |  | 01/14/2019 | 01/14/2019 | Performance Verification for CAREFUSION 11137191 15262941 | Initial Install of Performance Verification. Device is ready for patient use. |  |  | 01/14/2019 | 01/14/2019
|  | CAREFUSION | ALARIS 8100 | MODULE, INFUSION PUMP |  | SPD | Kelemen | BASEMENT |  | 01/29/2019 |  | 1/29/29 |  |  | NO | YES |  |  |  |  | CAREFUSION 11137189 15261332 |  |  | Active |  | 99:99:99:99:99:99 |  | High Risk | 1Y:00-MFG | 01/29/2019 | 01/29/2019 | COOPER UNIVERSITY HOSPITAL |  |  | Moves | WOT00000001469576 | David Frye | Performance Verification | Completed |  | 01/29/2019 | 01/29/2019 | Performance Verification for CAREFUSION 11137189 15261332 | Initial Install of Performance Verification. Device is ready for patient use. |  |  | 01/29/2019 | 01/29/2019
|  | CAREFUSION | ALARIS 8100 | MODULE, INFUSION PUMP |  | SPD | Kelemen |  |  | 01/16/2019 |  | 1/16/29 |  |  | NO | YES |  |  |  |  | CAREFUSION 11137188 15260900 |  |  | Active |  | 99:99:99:99:99:99 |  | High Risk | 1Y:00-MFG | 01/16/2019 | 01/16/2019 | COOPER UNIVERSITY HOSPITAL |  |  | Moves | WOT00000001467510 | David Frye | Performance Verification | Completed |  | 01/16/2019 | 01/16/2019 | Performance Verification for CAREFUSION 11137188 15260900 | Initial Install of Performance Verification. Device is ready for patient use. |  |  | 01/16/2019 | 01/16/2019
|  | CAREFUSION | ALARIS 8100 | MODULE, INFUSION PUMP |  | SPD | Kelemen |  |  | 01/28/2019 |  | 1/28/29 |  |  | NO | YES |  |  |  |  | CAREFUSION 11137187 15261378 |  |  | Active |  | 99:99:99:99:99:99 |  | High Risk | 1Y:00-MFG | 01/28/2019 | 01/28/2019 | COOPER UNIVERSITY HOSPITAL |  |  | Moves | WOT00000001469596 | David Frye | Performance Verification | Completed |  | 01/28/2019 | 01/28/2019 | Performance Verification for CAREFUSION 11137187 15261378 | Initial Install of Performance Verification. Device is ready for patient use. |  |  | 01/28/2019 | 01/28/2019
|  | CAREFUSION | ALARIS 8100 | MODULE, INFUSION PUMP |  | SPD | Kelemen |  |  | 02/11/2019 |  | 2/11/29 |  |  | NO | YES |  |  |  |  | CAREFUSION 11137186 15260704 |  |  | Active |  | 99:99:99:99:99:99 |  | High Risk | 1Y:00-MFG | 02/11/2019 | 02/11/2019 | COOPER UNIVERSITY HOSPITAL |  |  | Moves | WOT00000001460413 | David Frye | Performance Verification | Completed |  | 02/11/2019 | 02/11/2019 | Performance Verification for CAREFUSION 11137186 15260704 | Initial Install of Performance Verification. Device is ready for patient use. |  |  | 02/11/2019 | 02/11/2019
|  | CAREFUSION | ALARIS 8100 | MODULE, INFUSION PUMP |  |  | Kelemen | [7 empty] | NO | YES
|  | CAREFUSION | ALARIS 8100 | MODULE, INFUSION PUMP |  | SPD | Kelemen |  |  | 02/21/2019 |  | 2/21/29 |  |  | NO | YES |  |  |  |  | CAREFUSION 11137185 15262018 |  |  | Active |  | 99:99:99:99:99:99 |  | High Risk | 1Y:00-MFG | 02/21/2019 | 02/21/2019 | COOPER UNIVERSITY HOSPITAL |  |  | Moves | WOT00000001468298 | David Frye | Performance Verification | Completed |  | 02/21/2019 | 02/21/2019 | Performance Verification for CAREFUSION 11137185 15262018 | Initial Install of Performance Verification. Device is ready for patient use. |  |  | 02/21/2019 | 02/21/2019
|  | CAREFUSION | ALARIS 8100 | MODULE, INFUSION PUMP |  | SPD | Kelemen |  |  | 01/16/2019 |  | 1/16/29 |  |  | NO | YES |  |  |  |  | CAREFUSION 11137170 15270939 |  |  | Active |  | 99:99:99:99:99:99 |  | High Risk | 1Y:00-MFG | 01/16/2019 | 01/16/2019 | COOPER UNIVERSITY HOSPITAL |  |  | Moves | WOT00000001468226 | David Frye | Performance Verification | Completed |  | 01/16/2019 | 01/16/2019 | Performance Verification for CAREFUSION 11137170 15270939 | Initial Install of Performance Verification. Device is ready for patient use. |  |  | 01/16/2019 | 01/16/2019
|  | CAREFUSION | ALARIS 8100 | MODULE, INFUSION PUMP |  | SPD | Kelemen |  |  | 01/17/2019 |  | 1/17/29 |  |  | NO | YES |  |  |  |  | CAREFUSION 11137167 15261582 |  |  | Active |  | 99:99:99:99:99:99 |  | High Risk | 1Y:00-MFG | 01/17/2019 | 01/17/2019 | COOPER UNIVERSITY HOSPITAL |  |  | Moves | WOT00000001468998 | David Frye | Performance Verification | Completed |  | 01/17/2019 | 01/17/2019 | Performance Verification for CAREFUSION 11137167 15261582 | Initial Install of Performance Verification. Device is ready for patient use. |  |  | 01/17/2019 | 01/17/2019
|  | CAREFUSION | ALARIS 8100 | MODULE, INFUSION PUMP |  | SPD | Kelemen |  |  | 02/28/2019 |  | 2/28/29 |  |  | NO | YES |  |  |  |  | CAREFUSION 11137166 15261266 |  |  | Active |  | 99:99:99:99:99:99 |  | High Risk | 1Y:00-MFG | 02/28/2019 | 02/28/2019 | COOPER UNIVERSITY HOSPITAL |  |  | Moves | WOT00000001469395 | David Frye | Performance Verification | Completed |  | 02/28/2019 | 02/28/2019 | Performance Verification for CAREFUSION 11137166 15261266 | Initial Install of Performance Verification. Device is ready for patient use. |  |  | 02/28/2019 | 02/28/2019
|  | CAREFUSION | ALARIS 8100 | MODULE, INFUSION PUMP |  | SPD | Kelemen |  |  | 01/29/2019 |  | 1/29/29 |  |  | NO | YES |  |  |  |  | CAREFUSION 11137138 15260915 |  |  | Active |  | 99:99:99:99:99:99 |  | High Risk | 1Y:00-MFG | 01/29/2019 | 01/29/2019 | COOPER UNIVERSITY HOSPITAL |  |  | Moves | WOT00000001466692 | David Frye | Performance Verification | Completed |  | 01/29/2019 | 01/29/2019 | Performance Verification for CAREFUSION 11137138 15260915 | Initial Install of Performance Verification. Device is ready for patient use. |  |  | 01/29/2019 | 01/29/2019
|  | CAREFUSION | ALARIS 8100 | MODULE, INFUSION PUMP |  | SPD | Kelemen |  |  | 01/15/2019 |  | 1/15/29 |  |  | NO | YES |  |  |  |  | CAREFUSION 11137137 15261554 |  |  | Active |  | 99:99:99:99:99:99 |  | High Risk | 1Y:00-MFG | 01/15/2019 | 01/15/2019 | COOPER UNIVERSITY HOSPITAL |  |  | Moves | WOT00000001468980 | David Frye | Performance Verification | Completed |  | 01/15/2019 | 01/15/2019 | Performance Verification for CAREFUSION 11137137 15261554 | Initial Install of Performance Verification. Device is ready for patient use. |  |  | 01/15/2019 | 01/15/2019
|  | CAREFUSION | ALARIS 8100 | MODULE, INFUSION PUMP |  | SPD | Pavilion |  |  | 01/14/2019 |  | 1/14/29 |  |  | NO | YES |  |  |  |  | CAREFUSION 11137124 15258259 |  |  | Active |  | 99:99:99:99:99:99 |  | High Risk | 1Y:00-MFG | 01/14/2019 | 01/14/2019 | COOPER UNIVERSITY HOSPITAL |  |  | Moves | WOT00000001468103 | David Frye | Performance Verification | Completed |  | 01/14/2019 | 01/14/2019 | Performance Verification for CAREFUSION 11137124 15258259 | Initial Install of Performance Verification. Device is ready for patient use. |  |  | 01/14/2019 | 01/14/2019
|  | CAREFUSION | ALARIS 8100 | MODULE, INFUSION PUMP |  | SPD | Kelemen |  |  | 01/15/2019 |  | 1/15/29 |  |  | NO | YES |  |  |  |  | CAREFUSION 11137136 15261386 |  |  | Active |  | 99:99:99:99:99:99 |  | High Risk | 1Y:00-MFG | 01/15/2019 | 01/15/2019 | COOPER UNIVERSITY HOSPITAL |  |  | Moves | WOT00000001469600 | David Frye | Performance Verification | Completed |  | 01/15/2019 | 01/15/2019 | Performance Verification for CAREFUSION 11137136 15261386 | Initial Install of Performance Verification. Device is ready for patient use. |  |  | 01/15/2019 | 01/15/2019
|  | CAREFUSION | ALARIS 8100 | MODULE, INFUSION PUMP |  | SPD | Kelemen |  |  | 02/25/2019 |  | 2/25/29 |  |  | NO | YES |  |  |  |  | CAREFUSION 11137135 15261359 |  |  | Active |  | 99:99:99:99:99:99 |  | High Risk | 1Y:00-MFG | 02/25/2019 | 02/25/2019 | COOPER UNIVERSITY HOSPITAL |  |  | Moves | WOT00000001469588 | David Frye | Performance Verification | Completed |  | 02/25/2019 | 02/25/2019 | Performance Verification for CAREFUSION 11137135 15261359 | Initial Install of Performance Verification. Device is ready for patient use. |  |  | 02/25/2019 | 02/25/2019
|  | CAREFUSION | ALARIS 8100 | MODULE, INFUSION PUMP |  | SPD | Pavilion |  |  | 01/04/2019 |  | 1/4/29 |  |  | NO | YES |  |  |  |  | CAREFUSION 11137134 15261583 |  |  | Active |  | 99:99:99:99:99:99 |  | High Risk | 1Y:00-MFG | 01/04/2019 | 01/04/2019 | COOPER UNIVERSITY HOSPITAL |  |  | Moves | WOT00000001468970 | David Frye | Performance Verification | Completed |  | 01/04/2019 | 01/04/2019 | Performance Verification for CAREFUSION 11137134 15261583 | Initial Install of Performance Verification. Device is ready for patient use. |  |  | 01/04/2019 | 01/04/2019
|  | CAREFUSION | ALARIS 8100 | MODULE, INFUSION PUMP |  | SPD | Pavilion |  |  | 02/01/2019 |  | 2/1/29 |  |  | NO | YES |  |  |  |  | CAREFUSION 11137125 15258341 |  |  | Active |  | 99:99:99:99:99:99 |  | High Risk | 1Y:00-MFG | 02/01/2019 | 02/01/2019 | COOPER UNIVERSITY HOSPITAL |  |  | Moves | WOT00000001467240 | David Frye | Performance Verification | Completed |  | 02/01/2019 | 02/01/2019 | Performance Verification for CAREFUSION 11137125 15258341 | Initial Install of Performance Verification. Device is ready for patient use. |  |  | 02/01/2019 | 02/01/2019
|  | CAREFUSION | ALARIS 8100 | MODULE, INFUSION PUMP |  | SPD | Kelemen |  |  | 01/14/2019 |  | 1/14/29 |  |  | NO | YES |  |  |  |  | CAREFUSION 11137126 15252735 |  |  | Active |  | 99:99:99:99:99:99 |  | High Risk | 1Y:00-MFG | 01/14/2019 | 01/14/2019 | COOPER UNIVERSITY HOSPITAL |  |  | Moves | WOT00000001466906 | David Frye | Performance Verification | Completed |  | 01/14/2019 | 01/14/2019 | Performance Verification for CAREFUSION 11137126 15252735 | Initial Install of Performance Verification. Device is ready for patient use. |  |  | 01/14/2019 | 01/14/2019
|  | CAREFUSION | ALARIS 8100 | MODULE, INFUSION PUMP |  | SPD | Kelemen |  |  | 01/03/2019 |  | 1/3/29 |  |  | NO | YES |  |  |  |  | CAREFUSION 11137127 15258126 |  |  | Active |  | 99:99:99:99:99:99 |  | High Risk | 1Y:00-MFG | 01/03/2019 | 01/03/2019 | COOPER UNIVERSITY HOSPITAL |  |  | Moves | WOT00000001468087 | David Frye | Performance Verification | Completed |  | 01/03/2019 | 01/03/2019 | Performance Verification for CAREFUSION 11137127 15258126 | Initial Install of Performance Verification. Device is ready for patient use. |  |  | 01/03/2019 | 01/03/2019
|  | CAREFUSION | ALARIS 8100 | MODULE, INFUSION PUMP |  | SPD | Kelemen |  |  | 01/03/2019 |  | 1/3/29 |  |  | NO | YES |  |  |  |  | CAREFUSION 11137133 15261350 |  |  | Active |  | 99:99:99:99:99:99 |  | High Risk | 1Y:00-MFG | 01/03/2019 | 01/03/2019 | COOPER UNIVERSITY HOSPITAL |  |  | Moves | WOT00000001469580 | David Frye | Performance Verification | Completed |  | 01/03/2019 | 01/03/2019 | Performance Verification for CAREFUSION 11137133 15261350 | Initial Install of Performance Verification. Device is ready for patient use. |  |  | 01/03/2019 | 01/03/2019
|  | CAREFUSION | ALARIS 8100 | MODULE, INFUSION PUMP |  | SPD | Pavilion |  |  | 02/01/2019 |  | 2/1/29 |  |  | NO | YES |  |  |  |  | CAREFUSION 11137132 15257916 |  |  | Active |  | 99:99:99:99:99:99 |  | High Risk | 1Y:00-MFG | 02/01/2019 | 02/01/2019 | COOPER UNIVERSITY HOSPITAL |  |  | Moves | WOT00000001469657 | David Frye | Performance Verification | Completed |  | 02/01/2019 | 02/01/2019 | Performance Verification for CAREFUSION 11137132 15257916 | Initial Install of Performance Verification. Device is ready for patient use. |  |  | 02/01/2019 | 02/01/2019
|  | CAREFUSION | ALARIS 8100 | MODULE, INFUSION PUMP |  | SPD | Kelemen |  |  | 06/07/2019 |  | 6/7/29 |  |  | NO | YES |  |  |  |  | CAREFUSION 11137131 15261633 |  |  | Disposition |  | 99:99:99:99:99:99 |  | High Risk | 1Y:00-MFG | 06/07/2019 | 06/07/2019 | COOPER UNIVERSITY HOSPITAL |  |  | Moves | WOT00000001468031 | David Frye | Performance Verification | Completed |  | 06/07/2019 | 06/07/2019 | Performance Verification for CAREFUSION 11137131 15261633 | Initial Install of Performance Verification. Device is ready for patient use. |  |  | 06/07/2019 | 06/07/2019
|  | CAREFUSION | ALARIS 8100 | MODULE, INFUSION PUMP |  | SPD | Kelemen |  |  | 01/16/2019 |  | 1/16/29 |  |  | NO | YES |  |  |  |  | CAREFUSION 11137130 15257812 |  |  | Active |  | 99:99:99:99:99:99 |  | High Risk | 1Y:00-MFG | 01/16/2019 | 01/16/2019 | COOPER UNIVERSITY HOSPITAL |  |  | Moves | WOT00000001466856 | David Frye | Performance Verification | Completed |  | 01/16/2019 | 01/16/2019 | Performance Verification for CAREFUSION 11137130 15257812 | Initial Install of Performance Verification. Device is ready for patient use. |  |  | 01/16/2019 | 01/16/2019
|  | CAREFUSION | ALARIS 8100 | MODULE, INFUSION PUMP |  |  | Kelemen | [7 empty] | NO | YES
|  | CAREFUSION | ALARIS 8100 | MODULE, INFUSION PUMP |  | SPD | Kelemen |  |  | 02/21/2019 |  | 2/21/29 |  |  | NO | YES |  |  |  |  | CAREFUSION 11137129 15257931 |  |  | Active | dup11137129 | 99:99:99:99:99:99 |  | High Risk | 1Y:00-MFG | 02/21/2019 | 02/21/2019 | COOPER UNIVERSITY HOSPITAL |  |  | Moves | WOT00000001468058 | David Frye | Performance Verification | Completed |  | 02/21/2019 | 02/21/2019 | Performance Verification for CAREFUSION 11137129 15257931 | Initial Install of Performance Verification. Device is ready for patient use. |  |  | 02/21/2019 | 02/21/2019
|  | CAREFUSION | ALARIS 8100 | MODULE, INFUSION PUMP |  | SPD | Pavilion |  |  | 02/11/2019 |  | 2/11/29 |  |  | NO | YES |  |  |  |  | CAREFUSION 11137128 15258623 |  |  | Active |  | 99:99:99:99:99:99 |  | High Risk | 1Y:00-MFG | 02/11/2019 | 02/11/2019 | COOPER UNIVERSITY HOSPITAL |  |  | Moves | WOT00000001467269 | David Frye | Performance Verification | Completed |  | 02/11/2019 | 02/11/2019 | Performance Verification for CAREFUSION 11137128 15258623 | Initial Install of Performance Verification. Device is ready for patient use. |  |  | 02/11/2019 | 02/11/2019
|  | CAREFUSION | ALARIS 8100 | MODULE, INFUSION PUMP |  | SPD | Pavilion |  |  | 01/03/2019 |  | 1/3/29 |  |  | NO | YES |  |  |  |  | CAREFUSION 11137122 15258667 |  |  | Active |  | 99:99:99:99:99:99 |  | High Risk | 1Y:00-MFG | 01/03/2019 | 01/03/2019 | COOPER UNIVERSITY HOSPITAL |  |  | Moves | WOT00000001469692 | David Frye | Performance Verification | Completed |  | 01/03/2019 | 01/03/2019 | Performance Verification for CAREFUSION 11137122 15258667 | Initial Install of Performance Verification. Device is ready for patient use. |  |  | 01/03/2019 | 01/03/2019
|  | CAREFUSION | ALARIS 8100 | MODULE, INFUSION PUMP |  | SPD | Pavilion |  |  | 01/07/2019 |  | 1/7/29 |  |  | NO | YES |  |  |  |  | CAREFUSION 11137123 15258629 |  |  | Active |  | 99:99:99:99:99:99 |  | High Risk | 1Y:00-MFG | 01/07/2019 | 01/07/2019 | COOPER UNIVERSITY HOSPITAL |  |  | Moves | WOT00000001467275 | David Frye | Performance Verification | Completed |  | 01/07/2019 | 01/07/2019 | Performance Verification for CAREFUSION 11137123 15258629 | Initial Install of Performance Verification. Device is ready for patient use. |  |  | 01/07/2019 | 01/07/2019
|  | CAREFUSION | ALARIS 8100 | MODULE, INFUSION PUMP |  | SPD | Pavilion |  |  | 02/21/2019 |  | 2/21/29 |  |  | NO | YES |  |  |  |  | CAREFUSION 11137117 15257834 |  |  | Active |  | 99:99:99:99:99:99 |  | High Risk | 1Y:00-MFG | 02/21/2019 | 02/21/2019 | COOPER UNIVERSITY HOSPITAL |  |  | Moves | WOT00000001466860 | David Frye | Performance Verification | Completed |  | 02/21/2019 | 02/21/2019 | Performance Verification for CAREFUSION 11137117 15257834 | Initial Install of Performance Verification. Device is ready for patient use. |  |  | 02/21/2019 | 02/21/2019
|  | CAREFUSION | ALARIS 8100 | MODULE, INFUSION PUMP |  | SPD | Kelemen |  |  | 02/05/2019 |  | 2/5/29 |  |  | NO | YES |  |  |  |  | CAREFUSION 11137118 15257892 |  |  | Active |  | 99:99:99:99:99:99 |  | High Risk | 1Y:00-MFG | 02/05/2019 | 02/05/2019 | COOPER UNIVERSITY HOSPITAL |  |  | Moves | WOT00000001466863 | David Frye | Performance Verification | Completed |  | 02/05/2019 | 02/05/2019 | Performance Verification for CAREFUSION 11137118 15257892 | Initial Install of Performance Verification. Device is ready for patient use. |  |  | 02/05/2019 | 02/05/2019
|  | CAREFUSION | ALARIS 8100 | MODULE, INFUSION PUMP |  | SPD | Pavilion |  |  | 01/17/2019 |  | 1/17/29 |  |  | NO | YES |  |  |  |  | CAREFUSION 11137121 15258243 |  |  | Active |  | 99:99:99:99:99:99 |  | High Risk | 1Y:00-MFG | 01/17/2019 | 01/17/2019 | COOPER UNIVERSITY HOSPITAL |  |  | Moves | WOT00000001468099 | David Frye | Performance Verification | Completed |  | 01/17/2019 | 01/17/2019 | Performance Verification for CAREFUSION 11137121 15258243 | Initial Install of Performance Verification. Device is ready for patient use. |  |  | 01/17/2019 | 01/17/2019
|  | CAREFUSION | ALARIS 8100 | MODULE, INFUSION PUMP |  | SPD | Pavilion |  |  | 01/15/2019 |  | 1/15/29 |  |  | NO | YES |  |  |  |  | CAREFUSION 11137120 15258644 |  |  | Active |  | 99:99:99:99:99:99 |  | High Risk | 1Y:00-MFG | 01/15/2019 | 01/15/2019 | COOPER UNIVERSITY HOSPITAL |  |  | Moves | WOT00000001467277 | David Frye | Performance Verification | Completed |  | 01/15/2019 | 01/15/2019 | Performance Verification for CAREFUSION 11137120 15258644 | Initial Install of Performance Verification. Device is ready for patient use. |  |  | 01/15/2019 | 01/15/2019
|  | CAREFUSION | ALARIS 8100 | MODULE, INFUSION PUMP |  | SPD | Kelemen |  |  | 01/22/2019 |  | 1/22/29 |  |  | NO | YES |  |  |  |  | CAREFUSION 11137119 15258334 |  |  | Active |  | 99:99:99:99:99:99 |  | High Risk | 1Y:00-MFG | 01/22/2019 | 01/22/2019 | COOPER UNIVERSITY HOSPITAL |  |  | Moves | WOT00000001467238 | David Frye | Performance Verification | Completed |  | 01/22/2019 | 01/22/2019 | Performance Verification for CAREFUSION 11137119 15258334 | Initial Install of Performance Verification. Device is ready for patient use. |  |  | 01/22/2019 | 01/22/2019
|  | CAREFUSION | ALARIS 8100 | MODULE, INFUSION PUMP |  | SPD | Kelemen |  |  | 01/28/2019 |  | 1/28/29 |  |  | NO | YES |  |  |  |  | CAREFUSION 11137115 15258417 |  |  | Active |  | 99:99:99:99:99:99 |  | High Risk | 1Y:00-MFG | 01/28/2019 | 01/28/2019 | COOPER UNIVERSITY HOSPITAL |  |  | Moves | WOT00000001467251 | David Frye | Performance Verification | Completed |  | 01/28/2019 | 01/28/2019 | Performance Verification for CAREFUSION 11137115 15258417 | Initial Install of Performance Verification. Device is ready for patient use. |  |  | 01/28/2019 | 01/28/2019
|  | CAREFUSION | ALARIS 8100 | MODULE, INFUSION PUMP |  | SPD | Kelemen |  |  | 02/25/2019 |  | 2/25/29 |  |  | NO | YES |  |  |  |  | CAREFUSION 11137116 15258353 |  |  | Active |  | 99:99:99:99:99:99 |  | High Risk | 1Y:00-MFG | 02/25/2019 | 02/25/2019 | COOPER UNIVERSITY HOSPITAL |  |  | Moves | WOT00000001467242 | David Frye | Performance Verification | Completed |  | 02/25/2019 | 02/25/2019 | Performance Verification for CAREFUSION 11137116 15258353 | Initial Install of Performance Verification. Device is ready for patient use. |  |  | 02/25/2019 | 02/25/2019
|  | CAREFUSION | ALARIS 8100 | MODULE, INFUSION PUMP |  | SPD | Pavilion |  |  | 02/25/2019 |  | 2/25/29 |  |  | NO | YES |  |  |  |  | CAREFUSION 11137114 15262711 |  |  | Active |  | 99:99:99:99:99:99 |  | High Risk | 1Y:00-MFG | 02/25/2019 | 02/25/2019 | COOPER UNIVERSITY HOSPITAL |  |  | Moves | WOT00000001468550 | David Frye | Performance Verification | Completed |  | 02/25/2019 | 02/25/2019 | Performance Verification for CAREFUSION 11137114 15262711 | Initial Install of Performance Verification. Device is ready for patient use. |  |  | 02/25/2019 | 02/25/2019
|  | CAREFUSION | ALARIS 8100 | MODULE, INFUSION PUMP |  | SPD | Pavilion |  |  | 01/28/2019 |  | 1/28/29 |  |  | NO | YES |  |  |  |  | CAREFUSION 11137113 15262916 |  |  | Active |  | 99:99:99:99:99:99 |  | High Risk | 1Y:00-MFG | 01/28/2019 | 01/28/2019 | COOPER UNIVERSITY HOSPITAL |  |  | Moves | WOT00000001467006 | David Frye | Performance Verification | Completed |  | 01/28/2019 | 01/28/2019 | Performance Verification for CAREFUSION 11137113 15262916 | Initial Install of Performance Verification. Device is ready for patient use. |  |  | 01/28/2019 | 01/28/2019
|  | CAREFUSION | ALARIS 8100 | MODULE, INFUSION PUMP |  | SPD | Kelemen |  |  | 01/15/2019 |  | 1/15/29 |  |  | NO | YES |  |  |  |  | CAREFUSION 11137112 15262705 |  |  | Active |  | 99:99:99:99:99:99 |  | High Risk | 1Y:00-MFG | 01/15/2019 | 01/15/2019 | COOPER UNIVERSITY HOSPITAL |  |  | Moves | WOT00000001468546 | David Frye | Performance Verification | Completed |  | 01/15/2019 | 01/15/2019 | Performance Verification for CAREFUSION 11137112 15262705 | Initial Install of Performance Verification. Device is ready for patient use. |  |  | 01/15/2019 | 01/15/2019
|  | CAREFUSION | ALARIS 8100 | MODULE, INFUSION PUMP |  | SPD | Kelemen |  |  | 01/08/2019 |  | 1/8/29 |  |  | NO | YES |  |  |  |  | CAREFUSION 11137108 15257933 |  |  | Active |  | 99:99:99:99:99:99 |  | High Risk | 1Y:00-MFG | 01/08/2019 | 01/08/2019 | COOPER UNIVERSITY HOSPITAL |  |  | Moves | WOT00000001468062 | David Frye | Performance Verification | Completed |  | 01/08/2019 | 01/08/2019 | Performance Verification for CAREFUSION 11137108 15257933 | Initial Install of Performance Verification. Device is ready for patient use. |  |  | 01/08/2019 | 01/08/2019
|  | CAREFUSION | ALARIS 8100 | MODULE, INFUSION PUMP |  | SPD | Dorrance |  |  | 01/25/2019 |  | 1/25/29 |  |  | NO | YES |  |  |  |  | CAREFUSION 11137109 15262809 |  |  | Active |  | 99:99:99:99:99:99 |  | High Risk | 1Y:00-MFG | 01/25/2019 | 01/25/2019 | COOPER UNIVERSITY HOSPITAL |  |  | Moves | WOT00000001466982 | David Frye | Performance Verification | Completed |  | 01/25/2019 | 01/25/2019 | Performance Verification for CAREFUSION 11137109 15262809 | Initial Install of Performance Verification. Device is ready for patient use. |  |  | 01/25/2019 | 01/25/2019
|  | CAREFUSION | ALARIS 8100 | MODULE, INFUSION PUMP |  | SPD | Kelemen | Basement |  | 01/29/2019 |  | 1/29/29 |  |  | NO | YES |  |  |  |  | CAREFUSION 11137107 15258401 |  |  | Active |  | 99:99:99:99:99:99 |  | High Risk | 1Y:00-MFG | 01/29/2019 | 01/29/2019 | COOPER UNIVERSITY HOSPITAL |  |  | Moves | WOT00000001467249 | David Frye | Performance Verification | Completed |  | 01/29/2019 | 01/29/2019 | Performance Verification for CAREFUSION 11137107 15258401 | Initial Install of Performance Verification. Device is ready for patient use. |  |  | 01/29/2019 | 01/29/2019
|  | CAREFUSION | ALARIS 8100 | MODULE, INFUSION PUMP |  | SPD | Kelemen |  |  | 01/15/2019 |  | 1/15/29 |  |  | NO | YES |  |  |  |  | CAREFUSION 11137106 15260569 |  |  | Active |  | 99:99:99:99:99:99 |  | High Risk | 1Y:00-MFG | 01/15/2019 | 01/15/2019 | COOPER UNIVERSITY HOSPITAL |  |  | Moves | WOT00000001468940 | David Frye | Performance Verification | Completed |  | 01/15/2019 | 01/15/2019 | Performance Verification for CAREFUSION 11137106 15260569 | Initial Install of Performance Verification. Device is ready for patient use. |  |  | 01/15/2019 | 01/15/2019
|  | CAREFUSION | ALARIS 8100 | MODULE, INFUSION PUMP |  | SPD | Pavilion |  |  | 01/14/2019 |  | 1/14/29 |  |  | NO | YES |  |  |  |  | CAREFUSION 11137105 15261632 |  |  | Active |  | 99:99:99:99:99:99 |  | High Risk | 1Y:00-MFG | 01/14/2019 | 01/14/2019 | COOPER UNIVERSITY HOSPITAL |  |  | Moves | WOT00000001468030 | David Frye | Performance Verification | Completed |  | 01/14/2019 | 01/14/2019 | Performance Verification for CAREFUSION 11137105 15261632 | Initial Install of Performance Verification. Device is ready for patient use. |  |  | 01/14/2019 | 01/14/2019
|  | CAREFUSION | ALARIS 8100 | MODULE, INFUSION PUMP |  | SPD | Pavilion |  |  | 02/19/2019 |  | 2/19/29 |  |  | NO | YES |  |  |  |  | CAREFUSION 11137100 15257948 |  |  | Active |  | 99:99:99:99:99:99 |  | High Risk | 1Y:00-MFG | 02/19/2019 | 02/19/2019 | COOPER UNIVERSITY HOSPITAL |  |  | Moves | WOT00000001468071 | David Frye | Performance Verification | Completed |  | 02/19/2019 | 02/19/2019 | Performance Verification for CAREFUSION 11137100 15257948 | Initial Install of Performance Verification. Device is ready for patient use. |  |  | 02/19/2019 | 02/19/2019
|  | CAREFUSION | ALARIS 8100 | MODULE, INFUSION PUMP |  | SPD | Pavilion |  |  | 01/22/2019 |  | 1/22/29 |  |  | NO | YES |  |  |  |  | CAREFUSION 11137104 15261552 |  |  | Active |  | 99:99:99:99:99:99 |  | High Risk | 1Y:00-MFG | 01/22/2019 | 01/22/2019 | COOPER UNIVERSITY HOSPITAL |  |  | Moves | WOT00000001468978 | David Frye | Performance Verification | Completed |  | 01/22/2019 | 01/22/2019 | Performance Verification for CAREFUSION 11137104 15261552 | Initial Install of Performance Verification. Device is ready for patient use. |  |  | 01/22/2019 | 01/22/2019
|  | CAREFUSION | ALARIS 8100 | MODULE, INFUSION PUMP |  | SPD | Pavilion |  |  | 01/15/2019 |  | 1/15/29 |  |  | NO | YES |  |  |  |  | CAREFUSION 11137103 15261657 |  |  | Active |  | 99:99:99:99:99:99 |  | High Risk | 1Y:00-MFG | 01/15/2019 | 01/15/2019 | COOPER UNIVERSITY HOSPITAL |  |  | Moves | WOT00000001468827 | David Frye | Performance Verification | Completed |  | 01/15/2019 | 01/15/2019 | Performance Verification for CAREFUSION 11137103 15261657 | Initial Install of Performance Verification. Device is ready for patient use. |  |  | 01/15/2019 | 01/15/2019
|  | CAREFUSION | ALARIS 8100 | MODULE, INFUSION PUMP |  | SPD | Kelemen | BASEMENT |  | 02/11/2019 |  | 2/11/29 |  |  | NO | YES |  |  |  |  | CAREFUSION 11137102 15260701 |  |  | Active |  | 99:99:99:99:99:99 |  | High Risk | 1Y:00-MFG | 02/11/2019 | 02/11/2019 | COOPER UNIVERSITY HOSPITAL |  |  | Moves | WOT00000001460408 | David Frye | Performance Verification | Completed |  | 02/11/2019 | 02/11/2019 | Performance Verification for CAREFUSION 11137102 15260701 | Initial Install of Performance Verification. Device is ready for patient use. |  |  | 02/11/2019 | 02/11/2019
|  | CAREFUSION | ALARIS 8100 | MODULE, INFUSION PUMP |  | SPD | Kelemen |  |  | 01/29/2019 |  | 1/29/29 |  |  | NO | YES |  |  |  |  | CAREFUSION 11137101 15257917 |  |  | Active |  | 99:99:99:99:99:99 |  | High Risk | 1Y:00-MFG | 01/29/2019 | 01/29/2019 | COOPER UNIVERSITY HOSPITAL |  |  | Moves | WOT00000001467850 | David Frye | Performance Verification | Completed |  | 01/29/2019 | 01/29/2019 | Performance Verification for CAREFUSION 11137101 15257917 | Initial Install of Performance Verification. Device is ready for patient use. |  |  | 01/29/2019 | 01/29/2019
|  | CAREFUSION | ALARIS 8100 | MODULE, INFUSION PUMP |  | SPD | Kelemen |  |  | 02/04/2019 |  | 2/4/29 |  |  | NO | YES |  |  |  |  | CAREFUSION 11137099 15257770 |  |  | Active |  | 99:99:99:99:99:99 |  | High Risk | 1Y:00-MFG | 02/04/2019 | 02/04/2019 | COOPER UNIVERSITY HOSPITAL |  |  | Moves | WOT00000001466914 | David Frye | Performance Verification | Completed |  | 02/04/2019 | 02/04/2019 | Performance Verification for CAREFUSION 11137099 15257770 | Initial Install of Performance Verification. Device is ready for patient use. |  |  | 02/04/2019 | 02/04/2019
|  | CAREFUSION | ALARIS 8100 | MODULE, INFUSION PUMP |  | SPD | Pavilion |  |  | 01/07/2019 |  | 1/7/29 |  |  | NO | YES |  |  |  |  | CAREFUSION 11137098 15258361 |  |  | Active |  | 99:99:99:99:99:99 |  | High Risk | 1Y:00-MFG | 01/07/2019 | 01/07/2019 | COOPER UNIVERSITY HOSPITAL |  |  | Moves | WOT00000001467244 | David Frye | Performance Verification | Completed |  | 01/07/2019 | 01/07/2019 | Performance Verification for CAREFUSION 11137098 15258361 | Initial Install of Performance Verification. Device is ready for patient use. |  |  | 01/07/2019 | 01/07/2019
|  | CAREFUSION | ALARIS 8100 | MODULE, INFUSION PUMP |  | SPD | Pavilion |  |  | 01/07/2019 |  | 1/7/29 |  |  | NO | YES |  |  |  |  | CAREFUSION 11137095 15261693 |  |  | Active |  | 99:99:99:99:99:99 |  | High Risk | 1Y:00-MFG | 01/07/2019 | 01/07/2019 | COOPER UNIVERSITY HOSPITAL |  |  | Moves | WOT00000001467112 | David Frye | Performance Verification | Completed |  | 01/07/2019 | 01/07/2019 | Performance Verification for CAREFUSION 11137095 15261693 | Initial Install of Performance Verification. Device is ready for patient use. |  |  | 01/07/2019 | 01/07/2019
|  | CAREFUSION | ALARIS 8100 | MODULE, INFUSION PUMP |  | SPD | Pavilion |  |  | 01/17/2019 |  | 1/17/29 |  |  | NO | YES |  |  |  |  | CAREFUSION 11137097 15258422 |  |  | Active |  | 99:99:99:99:99:99 |  | High Risk | 1Y:00-MFG | 01/17/2019 | 01/17/2019 | COOPER UNIVERSITY HOSPITAL |  |  | Moves | WOT00000001467257 | David Frye | Performance Verification | Completed |  | 01/17/2019 | 01/17/2019 | Performance Verification for CAREFUSION 11137097 15258422 | Initial Install of Performance Verification. Device is ready for patient use. |  |  | 01/17/2019 | 01/17/2019
|  | CAREFUSION | ALARIS 8100 | MODULE, INFUSION PUMP |  | SPD | Pavilion |  |  | 01/08/2019 |  | 1/8/29 |  |  | NO | YES |  |  |  |  | CAREFUSION 11137096 15257942 |  |  | Active |  | 99:99:99:99:99:99 |  | High Risk | 1Y:00-MFG | 01/08/2019 | 01/08/2019 | COOPER UNIVERSITY HOSPITAL |  |  | Moves | WOT00000001468070 | David Frye | Performance Verification | Completed |  | 01/08/2019 | 01/08/2019 | Performance Verification for CAREFUSION 11137096 15257942 | Initial Install of Performance Verification. Device is ready for patient use. |  |  | 01/08/2019 | 01/08/2019
|  | CAREFUSION | ALARIS 8100 | MODULE, INFUSION PUMP |  | SPD | Kelemen |  |  | 02/05/2019 |  | 2/5/29 |  |  | NO | YES |  |  |  |  | CAREFUSION 11137094 15261068 |  |  | Active |  | 99:99:99:99:99:99 |  | High Risk | 1Y:00-MFG | 02/05/2019 | 02/05/2019 | COOPER UNIVERSITY HOSPITAL |  |  | Moves | WOT00000001468433 | David Frye | Performance Verification | Completed |  | 02/05/2019 | 02/05/2019 | Performance Verification for CAREFUSION 11137094 15261068 | Initial Install of Performance Verification. Device is ready for patient use. |  |  | 02/05/2019 | 02/05/2019
|  | CAREFUSION | ALARIS 8100 | MODULE, INFUSION PUMP |  | SPD | Pavilion |  |  | 02/11/2019 |  | 2/11/29 |  |  | NO | YES |  |  |  |  | CAREFUSION 11137093 15260901 |  |  | Active |  | 99:99:99:99:99:99 |  | High Risk | 1Y:00-MFG | 02/11/2019 | 02/11/2019 | COOPER UNIVERSITY HOSPITAL |  |  | Moves | WOT00000001467513 | David Frye | Performance Verification | Completed |  | 02/11/2019 | 02/11/2019 | Performance Verification for CAREFUSION 11137093 15260901 | Initial Install of Performance Verification. Device is ready for patient use. |  |  | 02/11/2019 | 02/11/2019
|  | CAREFUSION | ALARIS 8100 | MODULE, INFUSION PUMP |  | SPD | Kelemen |  |  | 01/22/2019 |  | 1/22/29 |  |  | NO | YES |  |  |  |  | CAREFUSION 11137092 15261676 |  |  | Active |  | 99:99:99:99:99:99 |  | High Risk | 1Y:00-MFG | 01/22/2019 | 01/22/2019 | COOPER UNIVERSITY HOSPITAL |  |  | Moves | WOT00000001468850 | David Frye | Performance Verification | Completed |  | 01/22/2019 | 01/22/2019 | Performance Verification for CAREFUSION 11137092 15261676 | Initial Install of Performance Verification. Device is ready for patient use. |  |  | 01/22/2019 | 01/22/2019
|  | CAREFUSION | ALARIS 8100 | MODULE, INFUSION PUMP |  | SPD | Pavilion |  |  | 01/07/2019 |  | 1/7/29 |  |  | NO | YES |  |  |  |  | CAREFUSION 11137091 15261034 |  |  | Active |  | 99:99:99:99:99:99 |  | High Risk | 1Y:00-MFG | 01/07/2019 | 01/07/2019 | COOPER UNIVERSITY HOSPITAL |  |  | Moves | WOT00000001469443 | David Frye | Performance Verification | Completed |  | 01/07/2019 | 01/07/2019 | Performance Verification for CAREFUSION 11137091 15261034 | Initial Install of Performance Verification. Device is ready for patient use. |  |  | 01/07/2019 | 01/07/2019
|  | CAREFUSION | ALARIS 8100 | MODULE, INFUSION PUMP |  | SPD | Pavilion |  |  | 01/07/2019 |  | 1/7/29 |  |  | NO | YES |  |  |  |  | CAREFUSION 11137090 15261040 |  |  | Active |  | 99:99:99:99:99:99 |  | High Risk | 1Y:00-MFG | 01/07/2019 | 01/07/2019 | COOPER UNIVERSITY HOSPITAL |  |  | Moves | WOT00000001468409 | David Frye | Performance Verification | Completed |  | 01/07/2019 | 01/07/2019 | Performance Verification for CAREFUSION 11137090 15261040 | Initial Install of Performance Verification. Device is ready for patient use. |  |  | 01/07/2019 | 01/07/2019
|  | CAREFUSION | ALARIS 8100 | MODULE, INFUSION PUMP |  | SPD | Kelemen |  |  | 01/14/2019 |  | 1/14/29 |  |  | NO | YES |  |  |  |  | CAREFUSION 11137089 15258884 |  |  | Active |  | 99:99:99:99:99:99 |  | High Risk | 1Y:00-MFG | 01/14/2019 | 01/14/2019 | COOPER UNIVERSITY HOSPITAL |  |  | Moves | WOT00000001469694 | David Frye | Performance Verification | Completed |  | 01/14/2019 | 01/14/2019 | Performance Verification for CAREFUSION 11137089 15258884 | Initial Install of Performance Verification. Device is ready for patient use. |  |  | 01/14/2019 | 01/14/2019
|  | CAREFUSION | ALARIS 8100 | MODULE, INFUSION PUMP |  | SPD | Pavilion |  |  | 02/19/2019 |  | 2/19/29 |  |  | NO | YES |  |  |  |  | CAREFUSION 11137088 15259048 |  |  | Active |  | 99:99:99:99:99:99 |  | High Risk | 1Y:00-MFG | 02/19/2019 | 02/19/2019 | COOPER UNIVERSITY HOSPITAL |  |  | Moves | WOT00000001469706 | David Frye | Performance Verification | Completed |  | 02/19/2019 | 02/19/2019 | Performance Verification for CAREFUSION 11137088 15259048 | Initial Install of Performance Verification. Device is ready for patient use. |  |  | 02/19/2019 | 02/19/2019
|  | CAREFUSION | ALARIS 8100 | MODULE, INFUSION PUMP |  | SPD | Pavilion |  |  | 01/03/2019 |  | 1/3/29 |  |  | NO | YES |  |  |  |  | CAREFUSION 11137087 15260972 |  |  | Active |  | 99:99:99:99:99:99 |  | High Risk | 1Y:00-MFG | 01/03/2019 | 01/03/2019 | COOPER UNIVERSITY HOSPITAL |  |  | Moves | WOT00000001466711 | David Frye | Performance Verification | Completed |  | 01/03/2019 | 01/03/2019 | Performance Verification for CAREFUSION 11137087 15260972 | Initial Install of Performance Verification. Device is ready for patient use. |  |  | 01/03/2019 | 01/03/2019
|  | CAREFUSION | ALARIS 8100 | MODULE, INFUSION PUMP |  | SPD | Dorrance |  |  | 01/09/2019 |  | 1/9/29 |  |  | NO | YES |  |  |  |  | CAREFUSION 11137086 15261027 |  |  | Active |  | 99:99:99:99:99:99 |  | High Risk | 1Y:00-MFG | 01/09/2019 | 01/09/2019 | COOPER UNIVERSITY HOSPITAL |  |  | Moves | WOT00000001469432 | David Frye | Performance Verification | Completed |  | 01/09/2019 | 01/09/2019 | Performance Verification for CAREFUSION 11137086 15261027 | Initial Install of Performance Verification. Device is ready for patient use. |  |  | 01/09/2019 | 01/09/2019
|  | CAREFUSION | ALARIS 8100 | MODULE, INFUSION PUMP |  | SPD | Dorrance |  |  | 01/09/2019 |  | 1/9/29 |  |  | NO | YES |  |  |  |  | CAREFUSION 11137082 15261571 |  |  | Active |  | 99:99:99:99:99:99 |  | High Risk | 1Y:00-MFG | 01/09/2019 | 01/09/2019 | COOPER UNIVERSITY HOSPITAL |  |  | Moves | WOT00000001468994 | David Frye | Performance Verification | Completed |  | 01/09/2019 | 01/09/2019 | Performance Verification for CAREFUSION 11137082 15261571 | Initial Install of Performance Verification. Device is ready for patient use. |  |  | 01/09/2019 | 01/09/2019
|  | CAREFUSION | ALARIS 8100 | MODULE, INFUSION PUMP |  | SPD | Pavilion |  |  | 01/08/2019 |  | 1/8/29 |  |  | NO | YES |  |  |  |  | CAREFUSION 11137083 15260688 |  |  | Active |  | 99:99:99:99:99:99 |  | High Risk | 1Y:00-MFG | 01/08/2019 | 01/08/2019 | COOPER UNIVERSITY HOSPITAL |  |  | Moves | WOT00000001467329 | David Frye | Performance Verification | Completed |  | 01/08/2019 | 01/08/2019 | Performance Verification for CAREFUSION 11137083 15260688 | Initial Install of Performance Verification. Device is ready for patient use. |  |  | 01/08/2019 | 01/08/2019
|  | CAREFUSION | ALARIS 8100 | MODULE, INFUSION PUMP |  | SPD | Kelemen |  |  | 02/01/2019 |  | 2/1/29 |  |  | NO | YES |  |  |  |  | CAREFUSION 11137085 15261806 |  |  | Active | dup11137085 | 99:99:99:99:99:99 |  | High Risk | 1Y:00-MFG | 02/01/2019 | 02/01/2019 | COOPER UNIVERSITY HOSPITAL |  |  | Moves | WOT00000001469136 | David Frye | Performance Verification | Completed |  | 02/01/2019 | 02/01/2019 | Performance Verification for CAREFUSION 11137085 15261806 | Initial Install of Performance Verification. Device is ready for patient use. |  |  | 02/01/2019 | 02/01/2019
|  | CAREFUSION | ALARIS 8100 | MODULE, INFUSION PUMP |  | SPD | Pavilion |  |  | 01/29/2019 |  | 1/29/29 |  |  | NO | YES |  |  |  |  | CAREFUSION 11137084 15261542 |  |  | Active |  | 99:99:99:99:99:99 |  | High Risk | 1Y:00-MFG | 01/29/2019 | 01/29/2019 | COOPER UNIVERSITY HOSPITAL |  |  | Moves | WOT00000001467291 | David Frye | Performance Verification | Completed |  | 01/29/2019 | 01/29/2019 | Performance Verification for CAREFUSION 11137084 15261542 | Initial Install of Performance Verification. Device is ready for patient use. |  |  | 01/29/2019 | 01/29/2019
|  | CAREFUSION | ALARIS 8100 | MODULE, INFUSION PUMP |  | SPD | Dorrance |  |  | 01/29/2019 |  | 1/29/29 |  |  | NO | YES |  |  |  |  | CAREFUSION 11137081 15261015 |  |  | Active |  | 99:99:99:99:99:99 |  | High Risk | 1Y:00-MFG | 01/29/2019 | 01/29/2019 | COOPER UNIVERSITY HOSPITAL |  |  | Moves | WOT00000001469422 | David Frye | Performance Verification | Completed |  | 01/29/2019 | 01/29/2019 | Performance Verification for CAREFUSION 11137081 15261015 | Initial Install of Performance Verification. Device is ready for patient use. |  |  | 01/29/2019 | 01/29/2019
|  | CAREFUSION | ALARIS 8100 | MODULE, INFUSION PUMP |  | SPD | Kelemen |  |  | 02/19/2019 |  | 2/19/29 |  |  | NO | YES |  |  |  |  | CAREFUSION 11137078 15260710 |  |  | Active |  | 99:99:99:99:99:99 |  | High Risk | 1Y:00-MFG | 02/19/2019 | 02/19/2019 | COOPER UNIVERSITY HOSPITAL |  |  | Moves | WOT00000001460429 | David Frye | Performance Verification | Completed |  | 02/19/2019 | 02/19/2019 | Performance Verification for CAREFUSION 11137078 15260710 | Initial Install of Performance Verification. Device is ready for patient use. |  |  | 02/19/2019 | 02/19/2019
|  | CAREFUSION | ALARIS 8100 | MODULE, INFUSION PUMP |  | SPD | Pavilion |  |  | 01/03/2019 |  | 1/3/29 |  |  | NO | YES |  |  |  |  | CAREFUSION 11137080 15260765 |  |  | Active |  | 99:99:99:99:99:99 |  | High Risk | 1Y:00-MFG | 01/03/2019 | 01/03/2019 | COOPER UNIVERSITY HOSPITAL |  |  | Moves | WOT00000001469292 | David Frye | Performance Verification | Completed |  | 01/03/2019 | 01/03/2019 | Performance Verification for CAREFUSION 11137080 15260765 | Initial Install of Performance Verification. Device is ready for patient use. |  |  | 01/03/2019 | 01/03/2019
|  | CAREFUSION | ALARIS 8100 | MODULE, INFUSION PUMP |  | SPD | Pavilion |  |  | 01/16/2019 |  | 1/16/29 |  |  | NO | YES |  |  |  |  | CAREFUSION 11137079 15261506 |  |  | Active |  | 99:99:99:99:99:99 |  | High Risk | 1Y:00-MFG | 01/16/2019 | 01/16/2019 | COOPER UNIVERSITY HOSPITAL |  |  | Moves | WOT00000001467062 | David Frye | Performance Verification | Completed |  | 01/16/2019 | 01/16/2019 | Performance Verification for CAREFUSION 11137079 15261506 | Initial Install of Performance Verification. Device is ready for patient use. |  |  | 01/16/2019 | 01/16/2019
|  | CAREFUSION | ALARIS 8100 | MODULE, INFUSION PUMP |  | SPD | Pavilion |  |  | 01/21/2019 |  | 1/21/29 |  |  | NO | YES |  |  |  |  | CAREFUSION 11137077 15260762 |  |  | Active |  | 99:99:99:99:99:99 |  | High Risk | 1Y:00-MFG | 01/21/2019 | 01/21/2019 | COOPER UNIVERSITY HOSPITAL |  |  | Moves | WOT00000001467412 | David Frye | Performance Verification | Completed |  | 01/21/2019 | 01/21/2019 | Performance Verification for CAREFUSION 11137077 15260762 | Initial Install of Performance Verification. Device is ready for patient use. |  |  | 01/21/2019 | 01/21/2019
|  | CAREFUSION | ALARIS 8100 | MODULE, INFUSION PUMP |  | SPD | Kelemen |  |  | 01/16/2019 |  | 1/16/29 |  |  | NO | YES |  |  |  |  | CAREFUSION 11137076 15260691 |  |  | Active |  | 99:99:99:99:99:99 |  | High Risk | 1Y:00-MFG | 01/16/2019 | 01/16/2019 | COOPER UNIVERSITY HOSPITAL |  |  | Moves | WOT00000001467330 | David Frye | Performance Verification | Completed |  | 01/16/2019 | 01/16/2019 | Performance Verification for CAREFUSION 11137076 15260691 | Initial Install of Performance Verification. Device is ready for patient use. |  |  | 01/16/2019 | 01/16/2019
|  | CAREFUSION | ALARIS 8100 | MODULE, INFUSION PUMP |  | SPD | Pavilion |  |  | 01/17/2019 |  | 1/17/29 |  |  | NO | YES |  |  |  |  | CAREFUSION 11137074 15261025 |  |  | Active |  | 99:99:99:99:99:99 |  | High Risk | 1Y:00-MFG | 01/17/2019 | 01/17/2019 | COOPER UNIVERSITY HOSPITAL |  |  | Moves | WOT00000001469428 | David Frye | Performance Verification | Completed |  | 01/17/2019 | 01/17/2019 | Performance Verification for CAREFUSION 11137074 15261025 | Initial Install of Performance Verification. Device is ready for patient use. |  |  | 01/17/2019 | 01/17/2019
|  | CAREFUSION | ALARIS 8100 | MODULE, INFUSION PUMP |  | SPD | Kelemen |  |  | 02/21/2019 |  | 2/21/29 |  |  | NO | YES |  |  |  |  | CAREFUSION 11137073 15261085 |  |  | Active |  | 99:99:99:99:99:99 |  | High Risk | 1Y:00-MFG | 02/21/2019 | 02/21/2019 | COOPER UNIVERSITY HOSPITAL |  |  | Moves | WOT00000001468445 | David Frye | Performance Verification | Completed |  | 02/21/2019 | 02/21/2019 | Performance Verification for CAREFUSION 11137073 15261085 | Initial Install of Performance Verification. Device is ready for patient use. |  |  | 02/21/2019 | 02/21/2019
|  | CAREFUSION | ALARIS 8100 | MODULE, INFUSION PUMP |  | SPD | Pavilion |  |  | 01/08/2019 |  | 1/8/29 |  |  | NO | YES |  |  |  |  | CAREFUSION 11137072 15260825 |  |  | Active |  | 99:99:99:99:99:99 |  | High Risk | 1Y:00-MFG | 01/08/2019 | 01/08/2019 | COOPER UNIVERSITY HOSPITAL |  |  | Moves | WOT00000001468282 | David Frye | Performance Verification | Completed |  | 01/08/2019 | 01/08/2019 | Performance Verification for CAREFUSION 11137072 15260825 | Initial Install of Performance Verification. Device is ready for patient use. |  |  | 01/08/2019 | 01/08/2019
|  | CAREFUSION | ALARIS 8100 | MODULE, INFUSION PUMP |  | SPD | Pavilion |  |  | 01/23/2019 |  | 1/23/29 |  |  | NO | YES |  |  |  |  | CAREFUSION 11137071 15260121 |  |  | Active |  | 99:99:99:99:99:99 |  | High Risk | 1Y:00-MFG | 01/23/2019 | 01/23/2019 | COOPER UNIVERSITY HOSPITAL |  |  | Moves | WOT00000001468920 | David Frye | Performance Verification | Completed |  | 01/23/2019 | 01/23/2019 | Performance Verification for CAREFUSION 11137071 15260121 | Initial Install of Performance Verification. Device is ready for patient use. |  |  | 01/23/2019 | 01/23/2019
|  | CAREFUSION | ALARIS 8100 | MODULE, INFUSION PUMP |  | SPD | Pavilion |  |  | 01/15/2019 |  | 1/15/29 |  |  | NO | YES |  |  |  |  | CAREFUSION 11137070 15260709 |  |  | Active |  | 99:99:99:99:99:99 |  | High Risk | 1Y:00-MFG | 01/15/2019 | 01/15/2019 | COOPER UNIVERSITY HOSPITAL |  |  | Moves | WOT00000001460425 | David Frye | Performance Verification | Completed |  | 01/15/2019 | 01/15/2019 | Performance Verification for CAREFUSION 11137070 15260709 | Initial Install of Performance Verification. Device is ready for patient use. |  |  | 01/15/2019 | 01/15/2019
|  | CAREFUSION | ALARIS 8100 | MODULE, INFUSION PUMP |  | SPD | Pavilion |  |  | 01/14/2019 |  | 1/14/29 |  |  | NO | YES |  |  |  |  | CAREFUSION 11137069 15261493 |  |  | Active |  | 99:99:99:99:99:99 |  | High Risk | 1Y:00-MFG | 01/14/2019 | 01/14/2019 | COOPER UNIVERSITY HOSPITAL |  |  | Moves | WOT00000001467051 | David Frye | Performance Verification | Completed |  | 01/14/2019 | 01/14/2019 | Performance Verification for CAREFUSION 11137069 15261493 | Initial Install of Performance Verification. Device is ready for patient use. |  |  | 01/14/2019 | 01/14/2019
|  | CAREFUSION | ALARIS 8100 | MODULE, INFUSION PUMP |  | SPD | Kelemen |  |  | 02/04/2019 |  | 2/4/29 |  |  | NO | YES |  |  |  |  | CAREFUSION 11137068 15261566 |  |  | Active |  | 99:99:99:99:99:99 |  | High Risk | 1Y:00-MFG | 02/04/2019 | 02/04/2019 | COOPER UNIVERSITY HOSPITAL |  |  | Moves | WOT00000001468988 | David Frye | Performance Verification | Completed |  | 02/04/2019 | 02/04/2019 | Performance Verification for CAREFUSION 11137068 15261566 | Initial Install of Performance Verification. Device is ready for patient use. |  |  | 02/04/2019 | 02/04/2019
|  | CAREFUSION | ALARIS 8100 | MODULE, INFUSION PUMP |  | SPD | Kelemen |  |  | 01/16/2019 |  | 1/16/29 |  |  | NO | YES |  |  |  |  | CAREFUSION 11137067 15260118 |  |  | Active |  | 99:99:99:99:99:99 |  | High Risk | 1Y:00-MFG | 01/16/2019 | 01/16/2019 | COOPER UNIVERSITY HOSPITAL |  |  | Moves | WOT00000001468917 | David Frye | Performance Verification | Completed |  | 01/16/2019 | 01/16/2019 | Performance Verification for CAREFUSION 11137067 15260118 | Initial Install of Performance Verification. Device is ready for patient use. |  |  | 01/16/2019 | 01/16/2019
|  | CAREFUSION | ALARIS 8100 | MODULE, INFUSION PUMP |  | SPD | Kelemen | Basement |  | 06/07/2019 |  | 6/7/29 |  |  | NO | YES |  |  |  |  | CAREFUSION 11137066 15260101 |  |  | Disposition |  | 99:99:99:99:99:99 |  | High Risk | 1Y:00-MFG | 06/07/2019 | 06/07/2019 | COOPER UNIVERSITY HOSPITAL |  |  | Moves | WOT00000001469714 | David Frye | Performance Verification | Completed |  | 06/07/2019 | 06/07/2019 | Performance Verification for CAREFUSION 11137066 15260101 | Initial Install of Performance Verification. Device is ready for patient use. |  |  | 06/07/2019 | 06/07/2019
|  | CAREFUSION | ALARIS 8100 | MODULE, INFUSION PUMP |  | SPD | Pavilion |  |  | 01/03/2019 |  | 1/3/29 |  |  | NO | YES |  |  |  |  | CAREFUSION 11137065 15260770 |  |  | Active |  | 99:99:99:99:99:99 |  | High Risk | 1Y:00-MFG | 01/03/2019 | 01/03/2019 | COOPER UNIVERSITY HOSPITAL |  |  | Moves | WOT00000001469296 | David Frye | Performance Verification | Completed |  | 01/03/2019 | 01/03/2019 | Performance Verification for CAREFUSION 11137065 15260770 | Initial Install of Performance Verification. Device is ready for patient use. |  |  | 01/03/2019 | 01/03/2019
|  | CAREFUSION | ALARIS 8100 | MODULE, INFUSION PUMP |  | SPD | Kelemen |  |  | 06/07/2019 |  | 6/7/29 |  |  | NO | YES |  |  |  |  | CAREFUSION 11137059 15260766 |  |  | Active |  | 99:99:99:99:99:99 |  | High Risk | 1Y:00-MFG | 06/07/2019 | 06/07/2019 | COOPER UNIVERSITY HOSPITAL |  |  | Moves | WOT00000001469294 | David Frye | Performance Verification | Completed |  | 06/07/2019 | 06/07/2019 | Performance Verification for CAREFUSION 11137059 15260766 | Initial Install of Performance Verification. Device is ready for patient use. |  |  | 06/07/2019 | 06/07/2019
|  | CAREFUSION | ALARIS 8100 | MODULE, INFUSION PUMP |  | SPD | Kelemen |  |  | 01/25/2019 |  | 1/25/29 |  |  | NO | YES |  |  |  |  | CAREFUSION 11137060 15260702 |  |  | Active |  | 99:99:99:99:99:99 |  | High Risk | 1Y:00-MFG | 01/25/2019 | 01/25/2019 | COOPER UNIVERSITY HOSPITAL |  |  | Moves | WOT00000001460410 | David Frye | Performance Verification | Completed |  | 01/25/2019 | 01/25/2019 | Performance Verification for CAREFUSION 11137060 15260702 | Initial Install of Performance Verification. Device is ready for patient use. |  |  | 01/25/2019 | 01/25/2019
|  | CAREFUSION | ALARIS 8100 | MODULE, INFUSION PUMP |  | SPD | Kelemen |  |  | 01/03/2019 |  | 1/3/29 |  |  | NO | YES |  |  |  |  | CAREFUSION 11137062 15260532 |  |  | Active |  | 99:99:99:99:99:99 |  | High Risk | 1Y:00-MFG | 01/03/2019 | 01/03/2019 | COOPER UNIVERSITY HOSPITAL |  |  | Moves | WOT00000001468938 | David Frye | Performance Verification | Completed |  | 01/03/2019 | 01/03/2019 | Performance Verification for CAREFUSION 11137062 15260532 | Initial Install of Performance Verification. Device is ready for patient use. |  |  | 01/03/2019 | 01/03/2019
|  | CAREFUSION | ALARIS 8100 | MODULE, INFUSION PUMP |  | SPD | Pavilion |  |  | 01/28/2019 |  | 1/28/29 |  |  | NO | YES |  |  |  |  | CAREFUSION 11137063 15261650 |  |  | Active |  | 99:99:99:99:99:99 |  | High Risk | 1Y:00-MFG | 01/28/2019 | 01/28/2019 | COOPER UNIVERSITY HOSPITAL |  |  | Moves | WOT00000001468819 | David Frye | Performance Verification | Completed |  | 01/28/2019 | 01/28/2019 | Performance Verification for CAREFUSION 11137063 15261650 | Initial Install of Performance Verification. Device is ready for patient use. |  |  | 01/28/2019 | 01/28/2019
|  | CAREFUSION | ALARIS 8100 | MODULE, INFUSION PUMP |  | SPD | Pavilion |  |  | 02/01/2019 |  | 2/1/29 |  |  | NO | YES |  |  |  |  | CAREFUSION 11137064 15261488 |  |  | Active |  | 99:99:99:99:99:99 |  | High Risk | 1Y:00-MFG | 02/01/2019 | 02/01/2019 | COOPER UNIVERSITY HOSPITAL |  |  | Moves | WOT00000001467046 | David Frye | Performance Verification | Completed |  | 02/01/2019 | 02/01/2019 | Performance Verification for CAREFUSION 11137064 15261488 | Initial Install of Performance Verification. Device is ready for patient use. |  |  | 02/01/2019 | 02/01/2019
|  | CAREFUSION | ALARIS 8100 | MODULE, INFUSION PUMP |  | SPD | Kelemen |  |  | 02/01/2019 |  | 2/1/29 |  |  | NO | YES |  |  |  |  | CAREFUSION 11137056 15261795 |  |  | Active | dup11137056 | 99:99:99:99:99:99 |  | High Risk | 1Y:00-MFG | 02/01/2019 | 02/01/2019 | COOPER UNIVERSITY HOSPITAL |  |  | Moves | WOT00000001469123 | David Frye | Performance Verification | Completed |  | 02/01/2019 | 02/01/2019 | Performance Verification for CAREFUSION 11137056 15261795 | Initial Install of Performance Verification. Device is ready for patient use. |  |  | 02/01/2019 | 02/01/2019
|  | CAREFUSION | ALARIS 8100 | MODULE, INFUSION PUMP |  | SPD | Kelemen |  |  | 01/07/2019 |  | 1/7/29 |  |  | NO | YES |  |  |  |  | CAREFUSION 11137057 15261282 |  |  | Active |  | 99:99:99:99:99:99 |  | High Risk | 1Y:00-MFG | 01/07/2019 | 01/07/2019 | COOPER UNIVERSITY HOSPITAL |  |  | Moves | WOT00000001469564 | David Frye | Performance Verification | Completed |  | 01/07/2019 | 01/07/2019 | Performance Verification for CAREFUSION 11137057 15261282 | Initial Install of Performance Verification. Device is ready for patient use. |  |  | 01/07/2019 | 01/07/2019
|  | CAREFUSION | ALARIS 8100 | MODULE, INFUSION PUMP |  | SPD | Kelemen |  |  | 01/31/2019 |  | 1/31/29 |  |  | NO | YES |  |  |  |  | CAREFUSION 11137058 15261084 |  |  | Active |  | 99:99:99:99:99:99 |  | High Risk | 1Y:00-MFG | 01/31/2019 | 01/31/2019 | COOPER UNIVERSITY HOSPITAL |  |  | Moves | WOT00000001468443 | David Frye | Performance Verification | Completed |  | 01/31/2019 | 01/31/2019 | Performance Verification for CAREFUSION 11137058 15261084 | Initial Install of Performance Verification. Device is ready for patient use. |  |  | 01/31/2019 | 01/31/2019
|  | CAREFUSION | ALARIS 8100 | MODULE, INFUSION PUMP |  | SPD | Pavilion |  |  | 01/21/2019 |  | 1/21/29 |  |  | NO | YES |  |  |  |  | CAREFUSION 11137055 15261647 |  |  | Active |  | 99:99:99:99:99:99 |  | High Risk | 1Y:00-MFG | 01/21/2019 | 01/21/2019 | COOPER UNIVERSITY HOSPITAL |  |  | Moves | WOT00000001468815 | David Frye | Performance Verification | Completed |  | 01/21/2019 | 01/21/2019 | Performance Verification for CAREFUSION 11137055 15261647 | Initial Install of Performance Verification. Device is ready for patient use. |  |  | 01/21/2019 | 01/21/2019
|  | CAREFUSION | ALARIS 8100 | MODULE, INFUSION PUMP |  | SPD | Pavilion |  |  | 01/23/2019 |  | 1/23/29 |  |  | NO | YES |  |  |  |  | CAREFUSION 11137053 15261078 |  |  | Active |  | 99:99:99:99:99:99 |  | High Risk | 1Y:00-MFG | 01/23/2019 | 01/23/2019 | COOPER UNIVERSITY HOSPITAL |  |  | Moves | WOT00000001468437 | David Frye | Performance Verification | Completed |  | 01/23/2019 | 01/23/2019 | Performance Verification for CAREFUSION 11137053 15261078 | Initial Install of Performance Verification. Device is ready for patient use. |  |  | 01/23/2019 | 01/23/2019
|  | CAREFUSION | ALARIS 8100 | MODULE, INFUSION PUMP |  | SPD | Pavilion |  |  | 02/04/2019 |  | 2/4/29 |  |  | NO | YES |  |  |  |  | CAREFUSION 11137051 15261404 |  |  | Active | dup11137051 | 99:99:99:99:99:99 |  | High Risk | 1Y:00-MFG | 02/04/2019 | 02/04/2019 | COOPER UNIVERSITY HOSPITAL |  |  | Moves | WOT00000001468664 | David Frye | Performance Verification | Completed |  | 02/04/2019 | 02/04/2019 | Performance Verification for CAREFUSION 11137051 15261404 | Initial Install of Performance Verification. Device is ready for patient use. |  |  | 02/04/2019 | 02/04/2019
|  | CAREFUSION | ALARIS 8100 | MODULE, INFUSION PUMP |  | SPD | Kelemen |  |  | 01/15/2019 |  | 1/15/29 |  |  | NO | YES |  |  |  |  | CAREFUSION 11137052 15261658 |  |  | Active |  | 99:99:99:99:99:99 |  | High Risk | 1Y:00-MFG | 01/15/2019 | 01/15/2019 | COOPER UNIVERSITY HOSPITAL |  |  | Moves | WOT00000001468830 | David Frye | Performance Verification | Completed |  | 01/15/2019 | 01/15/2019 | Performance Verification for CAREFUSION 11137052 15261658 | Initial Install of Performance Verification. Device is ready for patient use. |  |  | 01/15/2019 | 01/15/2019
|  | CAREFUSION | ALARIS 8100 | MODULE, INFUSION PUMP |  | SPD | Dorrance |  |  | 01/25/2019 |  | 1/25/29 |  |  | NO | YES |  |  |  |  | CAREFUSION 11137049 15260698 |  |  | Active |  | 99:99:99:99:99:99 |  | High Risk | 1Y:00-MFG | 01/25/2019 | 01/25/2019 | COOPER UNIVERSITY HOSPITAL |  |  | Moves | WOT00000001467338 | David Frye | Performance Verification | Completed |  | 01/25/2019 | 01/25/2019 | Performance Verification for CAREFUSION 11137049 15260698 | Initial Install of Performance Verification. Device is ready for patient use. |  |  | 01/25/2019 | 01/25/2019
|  | CAREFUSION | ALARIS 8100 | MODULE, INFUSION PUMP |  | SPD | Kelemen |  |  | 02/05/2019 |  | 2/5/29 |  |  | NO | YES |  |  |  |  | CAREFUSION 11137043 15260696 |  |  | Active |  | 99:99:99:99:99:99 |  | High Risk | 1Y:00-MFG | 02/05/2019 | 02/05/2019 | COOPER UNIVERSITY HOSPITAL |  |  | Moves | WOT00000001467335 | David Frye | Performance Verification | Completed |  | 02/05/2019 | 02/05/2019 | Performance Verification for CAREFUSION 11137043 15260696 | Initial Install of Performance Verification. Device is ready for patient use. |  |  | 02/05/2019 | 02/05/2019
|  | CAREFUSION | ALARIS 8100 | MODULE, INFUSION PUMP |  | SPD | Kelemen |  |  | 01/23/2019 |  | 1/23/29 |  |  | NO | YES |  |  |  |  | CAREFUSION 11137047 15261674 |  |  | Active |  | 99:99:99:99:99:99 |  | High Risk | 1Y:00-MFG | 01/23/2019 | 01/23/2019 | COOPER UNIVERSITY HOSPITAL |  |  | Moves | WOT00000001468847 | David Frye | Performance Verification | Completed |  | 01/23/2019 | 01/23/2019 | Performance Verification for CAREFUSION 11137047 15261674 | Initial Install of Performance Verification. Device is ready for patient use. |  |  | 01/23/2019 | 01/23/2019
|  | CAREFUSION | ALARIS 8100 | MODULE, INFUSION PUMP |  | SPD | Kelemen |  |  | 01/07/2019 |  | 1/7/29 |  |  | NO | YES |  |  |  |  | CAREFUSION 11137046 15260844 |  |  | Active |  | 99:99:99:99:99:99 |  | High Risk | 1Y:00-MFG | 01/07/2019 | 01/07/2019 | COOPER UNIVERSITY HOSPITAL |  |  | Moves | WOT00000001468297 | David Frye | Performance Verification | Completed |  | 01/07/2019 | 01/07/2019 | Performance Verification for CAREFUSION 11137046 15260844 | Initial Install of Performance Verification. Device is ready for patient use. |  |  | 01/07/2019 | 01/07/2019
|  | CAREFUSION | ALARIS 8100 | MODULE, INFUSION PUMP |  | SPD | Kelemen |  |  | 01/15/2019 |  | 1/15/29 |  |  | NO | YES |  |  |  |  | CAREFUSION 11137044 15261090 |  |  | Active |  | 99:99:99:99:99:99 |  | High Risk | 1Y:00-MFG | 01/15/2019 | 01/15/2019 | COOPER UNIVERSITY HOSPITAL |  |  | Moves | WOT00000001468452 | David Frye | Performance Verification | Completed |  | 01/15/2019 | 01/15/2019 | Performance Verification for CAREFUSION 11137044 15261090 | Initial Install of Performance Verification. Device is ready for patient use. |  |  | 01/15/2019 | 01/15/2019
|  | CAREFUSION | ALARIS 8100 | MODULE, INFUSION PUMP |  | SPD | Dorrance |  |  | 01/02/2019 |  | 1/2/29 |  |  | NO | YES |  |  |  |  | CAREFUSION 11137042 15261696 |  |  | Active |  | 99:99:99:99:99:99 |  | High Risk | 1Y:00-MFG | 01/02/2019 | 01/02/2019 | COOPER UNIVERSITY HOSPITAL |  |  | Moves | WOT00000001467116 | David Frye | Performance Verification | Completed |  | 01/02/2019 | 01/02/2019 | Performance Verification for CAREFUSION 11137042 15261696 | Initial Install of Performance Verification. Device is ready for patient use. |  |  | 01/02/2019 | 01/02/2019
|  | CAREFUSION | ALARIS 8100 | MODULE, INFUSION PUMP |  | SPD | Kelemen |  |  | 01/08/2019 |  | 1/8/29 |  |  | NO | YES |  |  |  |  | CAREFUSION 11137041 15260682 |  |  | Active |  | 99:99:99:99:99:99 |  | High Risk | 1Y:00-MFG | 01/08/2019 | 01/08/2019 | COOPER UNIVERSITY HOSPITAL |  |  | Moves | WOT00000001467325 | David Frye | Performance Verification | Completed |  | 01/08/2019 | 01/08/2019 | Performance Verification for CAREFUSION 11137041 15260682 | Initial Install of Performance Verification. Device is ready for patient use. |  |  | 01/08/2019 | 01/08/2019
|  | CAREFUSION | ALARIS 8100 | MODULE, INFUSION PUMP |  | SPD | Kelemen |  |  | 02/06/2019 |  | 2/6/29 |  |  | NO | YES |  |  |  |  | CAREFUSION 11137039 15261512 |  |  | Active |  | 99:99:99:99:99:99 |  | High Risk | 1Y:00-MFG | 02/06/2019 | 02/06/2019 | COOPER UNIVERSITY HOSPITAL |  |  | Moves | WOT00000001467066 | David Frye | Performance Verification | Completed |  | 02/06/2019 | 02/06/2019 | Performance Verification for CAREFUSION 11137039 15261512 | Initial Install of Performance Verification. Device is ready for patient use. |  |  | 02/06/2019 | 02/06/2019
|  | CAREFUSION | ALARIS 8100 | MODULE, INFUSION PUMP |  | 3 COOPER-GAMMA KNIFE | 3 Cooper |  |  | 09/12/2019 |  | 9/12/29 |  |  | NO | YES |  |  |  |  | CAREFUSION 11137038 15261629 |  |  | Active |  | 99:99:99:99:99:99 |  | High Risk | 1Y:00-MFG | 09/12/2019 | 09/12/2019 | COOPER AMBULATORY OFF-SITES |  |  |  | WOT00000001468022 | ANNE BEXTON | Performance Verification | Completed |  | 09/12/2019 | 09/12/2019 | Performance Verification for CAREFUSION 11137038 15261629 | Initial Install of Performance Verification. Device is ready for patient use. |  |  | 09/12/2019 | 09/12/2019
|  | CAREFUSION | ALARIS 8100 | MODULE, INFUSION PUMP |  | SPD | Kelemen |  |  | 01/17/2019 |  | 1/17/29 |  |  | NO | YES |  |  |  |  | CAREFUSION 11137036 15259064 |  |  | Active |  | 99:99:99:99:99:99 |  | High Risk | 1Y:00-MFG | 01/17/2019 | 01/17/2019 | COOPER UNIVERSITY HOSPITAL |  |  | Moves | WOT00000001469708 | David Frye | Performance Verification | Completed |  | 01/17/2019 | 01/17/2019 | Performance Verification for CAREFUSION 11137036 15259064 | Initial Install of Performance Verification. Device is ready for patient use. |  |  | 01/17/2019 | 01/17/2019
|  | CAREFUSION | ALARIS 8100 | MODULE, INFUSION PUMP |  | SPD | Pavilion |  |  | 01/03/2019 |  | 1/3/29 |  |  | NO | YES |  |  |  |  | CAREFUSION 11137037 15258662 |  |  | Active |  | 99:99:99:99:99:99 |  | High Risk | 1Y:00-MFG | 01/03/2019 | 01/03/2019 | COOPER UNIVERSITY HOSPITAL |  |  | Moves | WOT00000001467279 | David Frye | Performance Verification | Completed |  | 01/03/2019 | 01/03/2019 | Performance Verification for CAREFUSION 11137037 15258662 | Initial Install of Performance Verification. Device is ready for patient use. |  |  | 01/03/2019 | 01/03/2019
|  | CAREFUSION | ALARIS 8100 | MODULE, INFUSION PUMP |  | SPD | Pavilion |  |  | 01/07/2019 |  | 1/7/29 |  |  | NO | YES |  |  |  |  | CAREFUSION 11137035 15260708 |  |  | Active |  | 99:99:99:99:99:99 |  | High Risk | 1Y:00-MFG | 01/07/2019 | 01/07/2019 | COOPER UNIVERSITY HOSPITAL |  |  | Moves | WOT00000001460423 | David Frye | Performance Verification | Completed |  | 01/07/2019 | 01/07/2019 | Performance Verification for CAREFUSION 11137035 15260708 | Initial Install of Performance Verification. Device is ready for patient use. |  |  | 01/07/2019 | 01/07/2019
|  | CAREFUSION | ALARIS 8100 | MODULE, INFUSION PUMP |  | SPD | Pavilion |  |  | 01/08/2019 |  | 1/8/29 |  |  | NO | YES |  |  |  |  | CAREFUSION 11137031 15261058 |  |  | Active |  | 99:99:99:99:99:99 |  | High Risk | 1Y:00-MFG | 01/08/2019 | 01/08/2019 | COOPER UNIVERSITY HOSPITAL |  |  | Moves | WOT00000001468423 | David Frye | Performance Verification | Completed |  | 01/08/2019 | 01/08/2019 | Performance Verification for CAREFUSION 11137031 15261058 | Initial Install of Performance Verification. Device is ready for patient use. |  |  | 01/08/2019 | 01/08/2019
|  | CAREFUSION | ALARIS 8100 | MODULE, INFUSION PUMP |  | SPD | Pavilion |  |  | 01/16/2019 |  | 1/16/29 |  |  | NO | YES |  |  |  |  | CAREFUSION 11137034 15260697 |  |  | Active |  | 99:99:99:99:99:99 |  | High Risk | 1Y:00-MFG | 01/16/2019 | 01/16/2019 | COOPER UNIVERSITY HOSPITAL |  |  | Moves | WOT00000001467337 | David Frye | Performance Verification | Completed |  | 01/16/2019 | 01/16/2019 | Performance Verification for CAREFUSION 11137034 15260697 | Initial Install of Performance Verification. Device is ready for patient use. |  |  | 01/16/2019 | 01/16/2019
|  | CAREFUSION | ALARIS 8100 | MODULE, INFUSION PUMP |  | SPD | Kelemen |  |  | 01/09/2019 |  | 1/9/29 |  |  | NO | YES |  |  |  |  | CAREFUSION 11137033 15259007 |  |  | Active |  | 99:99:99:99:99:99 |  | High Risk | 1Y:00-MFG | 01/09/2019 | 01/09/2019 | COOPER UNIVERSITY HOSPITAL |  |  | Moves | WOT00000001469702 | David Frye | Performance Verification | Completed |  | 01/09/2019 | 01/09/2019 | Performance Verification for CAREFUSION 11137033 15259007 | Initial Install of Performance Verification. Device is ready for patient use. |  |  | 01/09/2019 | 01/09/2019
|  | CAREFUSION | ALARIS 8100 | MODULE, INFUSION PUMP |  | SPD | Pavilion |  |  | 02/11/2019 |  | 2/11/29 |  |  | NO | YES |  |  |  |  | CAREFUSION 11137032 15258997 |  |  | Active |  | 99:99:99:99:99:99 |  | High Risk | 1Y:00-MFG | 02/11/2019 | 02/11/2019 | COOPER UNIVERSITY HOSPITAL |  |  | Moves | WOT00000001469700 | David Frye | Performance Verification | Completed |  | 02/11/2019 | 02/11/2019 | Performance Verification for CAREFUSION 11137032 15258997 | Initial Install of Performance Verification. Device is ready for patient use. |  |  | 02/11/2019 | 02/11/2019
|  | CAREFUSION | ALARIS 8100 | MODULE, INFUSION PUMP |  | SPD | Kelemen |  |  | 01/08/2019 |  | 1/8/29 |  |  | NO | YES |  |  |  |  | CAREFUSION 11137030 15261688 |  |  | Active |  | 99:99:99:99:99:99 |  | High Risk | 1Y:00-MFG | 01/08/2019 | 01/08/2019 | COOPER UNIVERSITY HOSPITAL |  |  | Moves | WOT00000001468858 | David Frye | Performance Verification | Completed |  | 01/08/2019 | 01/08/2019 | Performance Verification for CAREFUSION 11137030 15261688 | Initial Install of Performance Verification. Device is ready for patient use. |  |  | 01/08/2019 | 01/08/2019
|  | CAREFUSION | ALARIS 8100 | MODULE, INFUSION PUMP |  | SPD | Kelemen |  |  | 01/25/2019 |  | 1/25/29 |  |  | NO | YES |  |  |  |  | CAREFUSION 11137029 15261041 |  |  | Active |  | 99:99:99:99:99:99 |  | High Risk | 1Y:00-MFG | 01/25/2019 | 01/25/2019 | COOPER UNIVERSITY HOSPITAL |  |  | Moves | WOT00000001468411 | David Frye | Performance Verification | Completed |  | 01/25/2019 | 01/25/2019 | Performance Verification for CAREFUSION 11137029 15261041 | Initial Install of Performance Verification. Device is ready for patient use. |  |  | 01/25/2019 | 01/25/2019
|  | CAREFUSION | ALARIS 8100 | MODULE, INFUSION PUMP |  | SPD | Pavilion |  |  | 01/03/2019 |  | 1/3/29 |  |  | NO | YES |  |  |  |  | CAREFUSION 11137026 15261722 |  |  | Active |  | 99:99:99:99:99:99 |  | High Risk | 1Y:00-MFG | 01/03/2019 | 01/03/2019 | COOPER UNIVERSITY HOSPITAL |  |  | Moves | WOT00000001457975 | David Frye | Performance Verification | Completed |  | 01/03/2019 | 01/03/2019 | Performance Verification for CAREFUSION 11137026 15261722 | Initial Install of Performance Verification. Device is ready for patient use. |  |  | 01/03/2019 | 01/03/2019
|  | CAREFUSION | ALARIS 8100 | MODULE, INFUSION PUMP |  | SPD | Pavilion |  |  | 01/17/2019 |  | 1/17/29 |  |  | NO | YES |  |  |  |  | CAREFUSION 11137027 15258935 |  |  | Active |  | 99:99:99:99:99:99 |  | High Risk | 1Y:00-MFG | 01/17/2019 | 01/17/2019 | COOPER UNIVERSITY HOSPITAL |  |  | Moves | WOT00000001469696 | David Frye | Performance Verification | Completed |  | 01/17/2019 | 01/17/2019 | Performance Verification for CAREFUSION 11137027 15258935 | Initial Install of Performance Verification. Device is ready for patient use. |  |  | 01/17/2019 | 01/17/2019
|  | CAREFUSION | ALARIS 8100 | MODULE, INFUSION PUMP |  | SPD | Pavilion |  |  | 01/04/2019 |  | 1/4/29 |  |  | NO | YES |  |  |  |  | CAREFUSION 11137025 15252334 |  |  | Active |  | 99:99:99:99:99:99 |  | High Risk | 1Y:00-MFG | 01/04/2019 | 01/04/2019 | COOPER UNIVERSITY HOSPITAL |  |  | Moves | WOT00000001466904 | David Frye | Performance Verification | Completed |  | 01/04/2019 | 01/04/2019 | Performance Verification for CAREFUSION 11137025 15252334 | Initial Install of Performance Verification. Device is ready for patient use. |  |  | 01/04/2019 | 01/04/2019
|  | CAREFUSION | ALARIS 8100 | MODULE, INFUSION PUMP |  | SPD | Pavilion |  |  | 01/28/2019 |  | 1/28/29 |  |  | NO | YES |  |  |  |  | CAREFUSION 11137024 15260671 |  |  | Active |  | 99:99:99:99:99:99 |  | High Risk | 1Y:00-MFG | 01/28/2019 | 01/28/2019 | COOPER UNIVERSITY HOSPITAL |  |  | Moves | WOT00000001467318 | David Frye | Performance Verification | Completed |  | 01/28/2019 | 01/28/2019 | Performance Verification for CAREFUSION 11137024 15260671 | Initial Install of Performance Verification. Device is ready for patient use. |  |  | 01/28/2019 | 01/28/2019
|  | CAREFUSION | ALARIS 8100 | MODULE, INFUSION PUMP |  | SPD | Pavilion |  |  | 02/12/2019 |  | 2/12/29 |  |  | NO | YES |  |  |  |  | CAREFUSION 11137023 15261682 |  |  | Active |  | 99:99:99:99:99:99 |  | High Risk | 1Y:00-MFG | 02/12/2019 | 02/12/2019 | COOPER UNIVERSITY HOSPITAL |  |  | Moves | WOT00000001468854 | David Frye | Performance Verification | Completed |  | 02/12/2019 | 02/12/2019 | Performance Verification for CAREFUSION 11137023 15261682 | Initial Install of Performance Verification. Device is ready for patient use. |  |  | 02/12/2019 | 02/12/2019
|  | CAREFUSION | ALARIS 8100 | MODULE, INFUSION PUMP |  | SPD | Kelemen | BASEMENT |  | 02/01/2019 |  | 2/1/29 |  |  | NO | YES |  |  |  |  | CAREFUSION 11137022 15259026 |  |  | Active |  | 99:99:99:99:99:99 |  | High Risk | 1Y:00-MFG | 02/01/2019 | 02/01/2019 | COOPER UNIVERSITY HOSPITAL |  |  | Moves | WOT00000001469704 | David Frye | Performance Verification | Completed |  | 02/01/2019 | 02/01/2019 | Performance Verification for CAREFUSION 11137022 15259026 | Initial Install of Performance Verification. Device is ready for patient use. |  |  | 02/01/2019 | 02/01/2019
|  | CAREFUSION | ALARIS 8100 | MODULE, INFUSION PUMP |  | SPD | Kelemen |  |  | 01/15/2019 |  | 1/15/29 |  |  | NO | YES |  |  |  |  | CAREFUSION 11137021 15261511 |  |  | Active |  | 99:99:99:99:99:99 |  | High Risk | 1Y:00-MFG | 01/15/2019 | 01/15/2019 | COOPER UNIVERSITY HOSPITAL |  |  | Moves | WOT00000001467063 | David Frye | Performance Verification | Completed |  | 01/15/2019 | 01/15/2019 | Performance Verification for CAREFUSION 11137021 15261511 | Initial Install of Performance Verification. Device is ready for patient use. |  |  | 01/15/2019 | 01/15/2019
|  | CAREFUSION | ALARIS 8100 | MODULE, INFUSION PUMP |  | SPD | Pavilion |  |  | 01/14/2019 |  | 1/14/29 |  |  | NO | YES |  |  |  |  | CAREFUSION 11137018 15260707 |  |  | Active |  | 99:99:99:99:99:99 |  | High Risk | 1Y:00-MFG | 01/14/2019 | 01/14/2019 | COOPER UNIVERSITY HOSPITAL |  |  | Moves | WOT00000001460421 | David Frye | Performance Verification | Completed |  | 01/14/2019 | 01/14/2019 | Performance Verification for CAREFUSION 11137018 15260707 | Initial Install of Performance Verification. Device is ready for patient use. |  |  | 01/14/2019 | 01/14/2019
|  | CAREFUSION | ALARIS 8100 | MODULE, INFUSION PUMP |  | SPD | Pavilion |  |  | 02/01/2019 |  | 2/1/29 |  |  | NO | YES |  |  |  |  | CAREFUSION 11137020 15261528 |  |  | Active |  | 99:99:99:99:99:99 |  | High Risk | 1Y:00-MFG | 02/01/2019 | 02/01/2019 | COOPER UNIVERSITY HOSPITAL |  |  | Moves | WOT00000001467078 | David Frye | Performance Verification | Completed |  | 02/01/2019 | 02/01/2019 | Performance Verification for CAREFUSION 11137020 15261528 | Initial Install of Performance Verification. Device is ready for patient use. |  |  | 02/01/2019 | 02/01/2019
|  | CAREFUSION | ALARIS 8100 | MODULE, INFUSION PUMP |  | SPD | Kelemen |  |  | 01/08/2019 |  | 1/8/29 |  |  | NO | YES |  |  |  |  | CAREFUSION 11137019 15257831 |  |  | Active |  | 99:99:99:99:99:99 |  | High Risk | 1Y:00-MFG | 01/08/2019 | 01/08/2019 | COOPER UNIVERSITY HOSPITAL |  |  | Moves | WOT00000001466858 | David Frye | Performance Verification | Completed |  | 01/08/2019 | 01/08/2019 | Performance Verification for CAREFUSION 11137019 15257831 | Initial Install of Performance Verification. Device is ready for patient use. |  |  | 01/08/2019 | 01/08/2019
|  | CAREFUSION | ALARIS 8100 | MODULE, INFUSION PUMP |  | SPD | Kelemen |  |  | 01/07/2019 |  | 1/7/29 |  |  | NO | YES |  |  |  |  | CAREFUSION 11137017 15258994 |  |  | Active |  | 99:99:99:99:99:99 |  | High Risk | 1Y:00-MFG | 01/07/2019 | 01/07/2019 | COOPER UNIVERSITY HOSPITAL |  |  | Moves | WOT00000001469698 | David Frye | Performance Verification | Completed |  | 01/07/2019 | 01/07/2019 | Performance Verification for CAREFUSION 11137017 15258994 | Initial Install of Performance Verification. Device is ready for patient use. |  |  | 01/07/2019 | 01/07/2019
|  | CAREFUSION | ALARIS 8100 | MODULE, INFUSION PUMP |  | SPD | Kelemen |  |  | 01/15/2019 |  | 1/15/29 |  |  | NO | YES |  |  |  |  | CAREFUSION 11137015 15261033 |  |  | Active |  | 99:99:99:99:99:99 |  | High Risk | 1Y:00-MFG | 01/15/2019 | 01/15/2019 | COOPER UNIVERSITY HOSPITAL |  |  | Moves | WOT00000001469440 | David Frye | Performance Verification | Completed |  | 01/15/2019 | 01/15/2019 | Performance Verification for CAREFUSION 11137015 15261033 | Initial Install of Performance Verification. Device is ready for patient use. |  |  | 01/15/2019 | 01/15/2019
|  | CAREFUSION | ALARIS 8100 | MODULE, INFUSION PUMP |  | SPD | Pavilion |  |  | 01/28/2019 |  | 1/28/29 |  |  | NO | YES |  |  |  |  | CAREFUSION 11137014 15261522 |  |  | Active |  | 99:99:99:99:99:99 |  | High Risk | 1Y:00-MFG | 01/28/2019 | 01/28/2019 | COOPER UNIVERSITY HOSPITAL |  |  | Moves | WOT00000001467071 | David Frye | Performance Verification | Completed |  | 01/28/2019 | 01/28/2019 | Performance Verification for CAREFUSION 11137014 15261522 | Initial Install of Performance Verification. Device is ready for patient use. |  |  | 01/28/2019 | 01/28/2019
|  | CAREFUSION | ALARIS 8100 | MODULE, INFUSION PUMP |  | SPD | Pavilion |  |  | 02/05/2019 |  | 2/5/29 |  |  | NO | YES |  |  |  |  | CAREFUSION 11137013 15261757 |  |  | Active |  | 99:99:99:99:99:99 |  | High Risk | 1Y:00-MFG | 02/05/2019 | 02/05/2019 | COOPER UNIVERSITY HOSPITAL |  |  | Moves | WOT00000001469107 | David Frye | Performance Verification | Completed |  | 02/05/2019 | 02/05/2019 | Performance Verification for CAREFUSION 11137013 15261757 | Initial Install of Performance Verification. Device is ready for patient use. |  |  | 02/05/2019 | 02/05/2019
|  | CAREFUSION | ALARIS 8100 | MODULE, INFUSION PUMP |  | SPD | Kelemen |  |  | 01/25/2019 |  | 1/25/29 |  |  | NO | YES |  |  |  |  | CAREFUSION 11137012 15261111 |  |  | Active |  | 99:99:99:99:99:99 |  | High Risk | 1Y:00-MFG | 01/25/2019 | 01/25/2019 | COOPER UNIVERSITY HOSPITAL |  |  | Moves | WOT00000001466645 | David Frye | Performance Verification | Completed |  | 01/25/2019 | 01/25/2019 | Performance Verification for CAREFUSION 11137012 15261111 | Initial Install of Performance Verification. Device is ready for patient use. |  |  | 01/25/2019 | 01/25/2019
|  | CAREFUSION | ALARIS 8100 | MODULE, INFUSION PUMP |  | SPD | Kelemen |  |  | 01/28/2019 |  | 1/28/29 |  |  | NO | YES |  |  |  |  | CAREFUSION 11137011 15261048 |  |  | Active |  | 99:99:99:99:99:99 |  | High Risk | 1Y:00-MFG | 01/28/2019 | 01/28/2019 | COOPER UNIVERSITY HOSPITAL |  |  | Moves | WOT00000001468415 | David Frye | Performance Verification | Completed |  | 01/28/2019 | 01/28/2019 | Performance Verification for CAREFUSION 11137011 15261048 | Initial Install of Performance Verification. Device is ready for patient use. |  |  | 01/28/2019 | 01/28/2019
|  | CAREFUSION | ALARIS 8100 | MODULE, INFUSION PUMP |  | SPD | Kelemen |  |  | 01/08/2019 |  | 1/8/29 |  |  | NO | YES |  |  |  |  | CAREFUSION 11137010 15261648 |  |  | Active |  | 99:99:99:99:99:99 |  | High Risk | 1Y:00-MFG | 01/08/2019 | 01/08/2019 | COOPER UNIVERSITY HOSPITAL |  |  | Moves | WOT00000001468818 | David Frye | Performance Verification | Completed |  | 01/08/2019 | 01/08/2019 | Performance Verification for CAREFUSION 11137010 15261648 | Initial Install of Performance Verification. Device is ready for patient use. |  |  | 01/08/2019 | 01/08/2019
|  | CAREFUSION | ALARIS 8100 | MODULE, INFUSION PUMP |  | SPD | Kelemen |  |  | 01/04/2019 |  | 1/4/29 |  |  | NO | YES |  |  |  |  | CAREFUSION 11137008 15261265 |  |  | Active |  | 99:99:99:99:99:99 |  | High Risk | 1Y:00-MFG | 01/04/2019 | 01/04/2019 | COOPER UNIVERSITY HOSPITAL |  |  | Moves | WOT00000001466661 | David Frye | Performance Verification | Completed |  | 01/04/2019 | 01/04/2019 | Performance Verification for CAREFUSION 11137008 15261265 | Initial Install of Performance Verification. Device is ready for patient use. |  |  | 01/04/2019 | 01/04/2019
|  | CAREFUSION | ALARIS 8100 | MODULE, INFUSION PUMP |  | SPD | Kelemen |  |  | 01/14/2019 |  | 1/14/29 |  |  | NO | YES |  |  |  |  | CAREFUSION 11137009 15261031 |  |  | Active |  | 99:99:99:99:99:99 |  | High Risk | 1Y:00-MFG | 01/14/2019 | 01/14/2019 | COOPER UNIVERSITY HOSPITAL |  |  | Moves | WOT00000001469436 | David Frye | Performance Verification | Completed |  | 01/14/2019 | 01/14/2019 | Performance Verification for CAREFUSION 11137009 15261031 | Initial Install of Performance Verification. Device is ready for patient use. |  |  | 01/14/2019 | 01/14/2019
|  | CAREFUSION | ALARIS 8100 | MODULE, INFUSION PUMP |  | SPD | Pavilion |  |  | 01/21/2019 |  | 1/21/29 |  |  | NO | YES |  |  |  |  | CAREFUSION 11137007 15261534 |  |  | Active |  | 99:99:99:99:99:99 |  | High Risk | 1Y:00-MFG | 01/21/2019 | 01/21/2019 | COOPER UNIVERSITY HOSPITAL |  |  | Moves | WOT00000001467285 | David Frye | Performance Verification | Completed |  | 01/21/2019 | 01/21/2019 | Performance Verification for CAREFUSION 11137007 15261534 | Initial Install of Performance Verification. Device is ready for patient use. |  |  | 01/21/2019 | 01/21/2019
|  | CAREFUSION | ALARIS 8100 | MODULE, INFUSION PUMP |  | SPD | Pavilion | 7 |  | 01/07/2019 |  | 1/7/29 |  |  | NO | YES |  |  |  |  | CAREFUSION 11137005 15261358 |  |  | Active |  | 99:99:99:99:99:99 |  | High Risk | 1Y:00-MFG | 01/07/2019 | 01/07/2019 | COOPER UNIVERSITY HOSPITAL |  |  | Moves | WOT00000001469586 | David Frye | Performance Verification | Completed |  | 01/07/2019 | 01/07/2019 | Performance Verification for CAREFUSION 11137005 15261358 | Initial Install of Performance Verification. Device is ready for patient use. |  |  | 01/07/2019 | 01/07/2019
|  | CAREFUSION | ALARIS 8100 | MODULE, INFUSION PUMP |  | SPD | Pavilion |  |  | 01/22/2019 |  | 1/22/29 |  |  | NO | YES |  |  |  |  | CAREFUSION 11137004 15261540 |  |  | Active |  | 99:99:99:99:99:99 |  | High Risk | 1Y:00-MFG | 01/22/2019 | 01/22/2019 | COOPER UNIVERSITY HOSPITAL |  |  | Moves | WOT00000001467289 | David Frye | Performance Verification | Completed |  | 01/22/2019 | 01/22/2019 | Performance Verification for CAREFUSION 11137004 15261540 | Initial Install of Performance Verification. Device is ready for patient use. |  |  | 01/22/2019 | 01/22/2019
|  | CAREFUSION | ALARIS 8100 | MODULE, INFUSION PUMP |  | 3 COOPER-GAMMA KNIFE | 3 Cooper |  |  | 09/12/2019 |  | 9/12/29 |  |  | NO | YES |  |  |  |  | CAREFUSION 11136987 15270843 |  |  | Active |  | 99:99:99:99:99:99 |  | High Risk | 1Y:00-MFG | 09/12/2019 | 09/12/2019 | COOPER AMBULATORY OFF-SITES |  |  |  | WOT00000001458273 | ANNE BEXTON | Performance Verification | Completed |  | 09/12/2019 | 09/12/2019 | Performance Verification for CAREFUSION 11136987 15270843 | Initial Install of Performance Verification. Device is ready for patient use. |  |  | 09/12/2019 | 09/12/2019
|  | CAREFUSION | ALARIS 8100 | MODULE, INFUSION PUMP |  | SPD | Kelemen |  |  | 01/09/2019 |  | 1/9/29 |  |  | NO | YES |  |  |  |  | CAREFUSION 11136986 15270291 |  |  | Active |  | 99:99:99:99:99:99 |  | High Risk | 1Y:00-MFG | 01/09/2019 | 01/09/2019 | COOPER UNIVERSITY HOSPITAL |  |  | Moves | WOT00000001467178 | David Frye | Performance Verification | Completed |  | 01/09/2019 | 01/09/2019 | Performance Verification for CAREFUSION 11136986 15270291 | Initial Install of Performance Verification. Device is ready for patient use. |  |  | 01/09/2019 | 01/09/2019
|  | CAREFUSION | ALARIS 8100 | MODULE, INFUSION PUMP |  | SPD | Kelemen |  |  | 02/28/2019 |  | 2/28/29 |  |  | NO | YES |  |  |  |  | CAREFUSION 11136985 15270862 |  |  | Active |  | 99:99:99:99:99:99 |  | High Risk | 1Y:00-MFG | 02/28/2019 | 02/28/2019 | COOPER UNIVERSITY HOSPITAL |  |  | Moves | WOT00000001469210 | David Frye | Performance Verification | Completed |  | 02/28/2019 | 02/28/2019 | Performance Verification for CAREFUSION 11136985 15270862 | Initial Install of Performance Verification. Device is ready for patient use. |  |  | 02/28/2019 | 02/28/2019
|  | CAREFUSION | ALARIS 8100 | MODULE, INFUSION PUMP |  | SPD | Kelemen |  |  | 01/09/2019 |  | 1/9/29 |  |  | NO | YES |  |  |  |  | CAREFUSION 11136978 15270662 |  |  | Active |  | 99:99:99:99:99:99 |  | High Risk | 1Y:00-MFG | 01/09/2019 | 01/09/2019 | COOPER UNIVERSITY HOSPITAL |  |  | Moves | WOT00000001467925 | David Frye | Performance Verification | Completed |  | 01/09/2019 | 01/09/2019 | Performance Verification for CAREFUSION 11136978 15270662 | Initial Install of Performance Verification. Device is ready for patient use. |  |  | 01/09/2019 | 01/09/2019
|  | CAREFUSION | ALARIS 8100 | MODULE, INFUSION PUMP |  | SPD | Pavilion |  |  | 01/14/2019 |  | 1/14/29 |  |  | NO | YES |  |  |  |  | CAREFUSION 11136967 15270655 |  |  | Active |  | 99:99:99:99:99:99 |  | High Risk | 1Y:00-MFG | 01/14/2019 | 01/14/2019 | COOPER UNIVERSITY HOSPITAL |  |  | Moves | WOT00000001467921 | David Frye | Performance Verification | Completed |  | 01/14/2019 | 01/14/2019 | Performance Verification for CAREFUSION 11136967 15270655 | Initial Install of Performance Verification. Device is ready for patient use. |  |  | 01/14/2019 | 01/14/2019
|  | CAREFUSION | ALARIS 8100 | MODULE, INFUSION PUMP |  | SPD | Kelemen |  |  | 01/07/2019 |  | 1/7/29 |  |  | NO | YES |  |  |  |  | CAREFUSION 11136968 15270658 |  |  | Active |  | 99:99:99:99:99:99 |  | High Risk | 1Y:00-MFG | 01/07/2019 | 01/07/2019 | COOPER UNIVERSITY HOSPITAL |  |  | Moves | WOT00000001467923 | David Frye | Performance Verification | Completed |  | 01/07/2019 | 01/07/2019 | Performance Verification for CAREFUSION 11136968 15270658 | Initial Install of Performance Verification. Device is ready for patient use. |  |  | 01/07/2019 | 01/07/2019
|  | CAREFUSION | ALARIS 8100 | MODULE, INFUSION PUMP |  | SPD | Kelemen |  |  | 01/16/2019 |  | 1/16/29 |  |  | NO | YES |  |  |  |  | CAREFUSION 11136969 15270225 |  |  | Active |  | 99:99:99:99:99:99 |  | High Risk | 1Y:00-MFG | 01/16/2019 | 01/16/2019 | COOPER UNIVERSITY HOSPITAL |  |  | Moves | WOT00000001467019 | David Frye | Performance Verification | Completed |  | 01/16/2019 | 01/16/2019 | Performance Verification for CAREFUSION 11136969 15270225 | Initial Install of Performance Verification. Device is ready for patient use. |  |  | 01/16/2019 | 01/16/2019
|  | CAREFUSION | ALARIS 8100 | MODULE, INFUSION PUMP |  | SPD | Pavilion |  |  | 01/16/2019 |  | 1/16/29 |  |  | NO | YES |  |  |  |  | CAREFUSION 11136970 15270306 |  |  | Active |  | 99:99:99:99:99:99 |  | High Risk | 1Y:00-MFG | 01/16/2019 | 01/16/2019 | COOPER UNIVERSITY HOSPITAL |  |  | Moves | WOT00000001467186 | David Frye | Performance Verification | Completed |  | 01/16/2019 | 01/16/2019 | Performance Verification for CAREFUSION 11136970 15270306 | Initial Install of Performance Verification. Device is ready for patient use. |  |  | 01/16/2019 | 01/16/2019
|  | CAREFUSION | ALARIS 8100 | MODULE, INFUSION PUMP |  | SPD | Kelemen |  |  | 01/14/2019 |  | 1/14/29 |  |  | NO | YES |  |  |  |  | CAREFUSION 11136975 15270250 |  |  | Active |  | 99:99:99:99:99:99 |  | High Risk | 1Y:00-MFG | 01/14/2019 | 01/14/2019 | COOPER UNIVERSITY HOSPITAL |  |  | Moves | WOT00000001467033 | David Frye | Performance Verification | Completed |  | 01/14/2019 | 01/14/2019 | Performance Verification for CAREFUSION 11136975 15270250 | Initial Install of Performance Verification. Device is ready for patient use. |  |  | 01/14/2019 | 01/14/2019
|  | CAREFUSION | ALARIS 8100 | MODULE, INFUSION PUMP |  | SPD | Dorrance |  |  | 02/25/2019 |  | 2/25/29 |  |  | NO | YES |  |  |  |  | CAREFUSION 11136973 15270801 |  |  | Active |  | 99:99:99:99:99:99 |  | High Risk | 1Y:00-MFG | 02/25/2019 | 02/25/2019 | COOPER UNIVERSITY HOSPITAL |  |  | Moves | WOT00000001467461 | David Frye | Performance Verification | Completed |  | 02/25/2019 | 02/25/2019 | Performance Verification for CAREFUSION 11136973 15270801 | Initial Install of Performance Verification. Device is ready for patient use. |  |  | 02/25/2019 | 02/25/2019
|  | CAREFUSION | ALARIS 8100 | MODULE, INFUSION PUMP |  | SPD | Pavilion |  |  | 01/17/2019 |  | 1/17/29 |  |  | NO | YES |  |  |  |  | CAREFUSION 11136974 15270730 |  |  | Active |  | 99:99:99:99:99:99 |  | High Risk | 1Y:00-MFG | 01/17/2019 | 01/17/2019 | COOPER UNIVERSITY HOSPITAL |  |  | Moves | WOT00000001469830 | David Frye | Performance Verification | Completed |  | 01/17/2019 | 01/17/2019 | Performance Verification for CAREFUSION 11136974 15270730 | Initial Install of Performance Verification. Device is ready for patient use. |  |  | 01/17/2019 | 01/17/2019
|  | CAREFUSION | ALARIS 8100 | MODULE, INFUSION PUMP |  | SPD | Kelemen |  |  | 02/05/2019 |  | 2/5/29 |  |  | NO | YES |  |  |  |  | CAREFUSION 11136972 15270825 |  |  | Active |  | 99:99:99:99:99:99 |  | High Risk | 1Y:00-MFG | 02/05/2019 | 02/05/2019 | COOPER UNIVERSITY HOSPITAL |  |  | Moves | WOT00000001458177 | David Frye | Performance Verification | Completed |  | 02/05/2019 | 02/05/2019 | Performance Verification for CAREFUSION 11136972 15270825 | Initial Install of Performance Verification. Device is ready for patient use. |  |  | 02/05/2019 | 02/05/2019
|  | CAREFUSION | ALARIS 8100 | MODULE, INFUSION PUMP |  | SPD | Pavilion |  |  | 01/08/2019 |  | 1/8/29 |  |  | NO | YES |  |  |  |  | CAREFUSION 11136971 15270845 |  |  | Active |  | 99:99:99:99:99:99 |  | High Risk | 1Y:00-MFG | 01/08/2019 | 01/08/2019 | COOPER UNIVERSITY HOSPITAL |  |  | Moves | WOT00000001458291 | David Frye | Performance Verification | Completed |  | 01/08/2019 | 01/08/2019 | Performance Verification for CAREFUSION 11136971 15270845 | Initial Install of Performance Verification. Device is ready for patient use. |  |  | 01/08/2019 | 01/08/2019
|  | CAREFUSION | ALARIS 8100 | MODULE, INFUSION PUMP |  | SPD | Pavilion |  |  | 02/21/2019 |  | 2/21/29 |  |  | NO | YES |  |  |  |  | CAREFUSION 11136964 15270669 |  |  | Active |  | 99:99:99:99:99:99 |  | High Risk | 1Y:00-MFG | 02/21/2019 | 02/21/2019 | COOPER UNIVERSITY HOSPITAL |  |  | Moves | WOT00000001467929 | David Frye | Performance Verification | Completed |  | 02/21/2019 | 02/21/2019 | Performance Verification for CAREFUSION 11136964 15270669 | Initial Install of Performance Verification. Device is ready for patient use. |  |  | 02/21/2019 | 02/21/2019
|  | CAREFUSION | ALARIS 8100 | MODULE, INFUSION PUMP |  | SPD | Pavilion |  |  | 01/17/2019 |  | 1/17/29 |  |  | NO | YES |  |  |  |  | CAREFUSION 11136944 15268456 |  |  | Active |  | 99:99:99:99:99:99 |  | High Risk | 1Y:00-MFG | 01/17/2019 | 01/17/2019 | COOPER UNIVERSITY HOSPITAL |  |  | Moves | WOT00000001468766 | David Frye | Performance Verification | Completed |  | 01/17/2019 | 01/17/2019 | Performance Verification for CAREFUSION 11136944 15268456 | Initial Install of Performance Verification. Device is ready for patient use. |  |  | 01/17/2019 | 01/17/2019
|  | CAREFUSION | ALARIS 8100 | MODULE, INFUSION PUMP |  | SPD | Kelemen |  |  | 01/07/2019 |  | 1/7/29 |  |  | NO | YES |  |  |  |  | CAREFUSION 11136945 15269147 |  |  | Active |  | 99:99:99:99:99:99 |  | High Risk | 1Y:00-MFG | 01/07/2019 | 01/07/2019 | COOPER UNIVERSITY HOSPITAL |  |  | Moves | WOT00000001469744 | David Frye | Performance Verification | Completed |  | 01/07/2019 | 01/07/2019 | Performance Verification for CAREFUSION 11136945 15269147 | Initial Install of Performance Verification. Device is ready for patient use. |  |  | 01/07/2019 | 01/07/2019
|  | CAREFUSION | ALARIS 8100 | MODULE, INFUSION PUMP |  | SPD | Kelemen |  |  | 01/17/2019 |  | 1/17/29 |  |  | NO | YES |  |  |  |  | CAREFUSION 11136919 15270811 |  |  | Active |  | 99:99:99:99:99:99 |  | High Risk | 1Y:00-MFG | 01/17/2019 | 01/17/2019 | COOPER UNIVERSITY HOSPITAL |  |  | Moves | WOT00000001467466 | David Frye | Performance Verification | Completed |  | 01/17/2019 | 01/17/2019 | Performance Verification for CAREFUSION 11136919 15270811 | Initial Install of Performance Verification. Device is ready for patient use. |  |  | 01/17/2019 | 01/17/2019
|  | CAREFUSION | ALARIS 8100 | MODULE, INFUSION PUMP |  | SPD | Kelemen |  |  | 01/14/2019 |  | 1/14/29 |  |  | NO | YES |  |  |  |  | CAREFUSION 11136890 15269788 |  |  | Active |  | 99:99:99:99:99:99 |  | High Risk | 1Y:00-MFG | 01/14/2019 | 01/14/2019 | COOPER UNIVERSITY HOSPITAL |  |  | Moves | WOT00000001466802 | David Frye | Performance Verification | Completed |  | 01/14/2019 | 01/14/2019 | Performance Verification for CAREFUSION 11136890 15269788 | Initial Install of Performance Verification. Device is ready for patient use. |  |  | 01/14/2019 | 01/14/2019
|  | CAREFUSION | ALARIS 8100 | MODULE, INFUSION PUMP |  | SPD | Kelemen |  |  | 02/01/2019 |  | 2/1/29 |  |  | NO | YES |  |  |  |  | CAREFUSION 11136889 15269206 |  |  | Active | dup11136889 | 99:99:99:99:99:99 |  | High Risk | 1Y:00-MFG | 02/01/2019 | 02/01/2019 | COOPER UNIVERSITY HOSPITAL |  |  | Moves | WOT00000001468901 | David Frye | Performance Verification | Completed |  | 02/01/2019 | 02/01/2019 | Performance Verification for CAREFUSION 11136889 15269206 | Initial Install of Performance Verification. Device is ready for patient use. |  |  | 02/01/2019 | 02/01/2019
|  | CAREFUSION | ALARIS 8100 | MODULE, INFUSION PUMP |  | SPD | Kelemen |  |  | 03/25/2019 |  | 3/25/29 |  |  | NO | YES |  |  |  |  | CAREFUSION 11136887 15261807 |  |  | Active | dup11136887 | 99:99:99:99:99:99 |  | High Risk | 1Y:00-MFG | 03/25/2019 | 03/25/2019 | COOPER UNIVERSITY HOSPITAL |  |  | Moves | WOT00000001469140 | David Frye | Performance Verification | Completed |  | 03/25/2019 | 03/25/2019 | Performance Verification for CAREFUSION 11136887 15261807 | Initial Install of Performance Verification. Device is ready for patient use. |  |  | 03/25/2019 | 03/25/2019
|  | CAREFUSION | ALARIS 8100 | MODULE, INFUSION PUMP |  | SPD | Pavilion |  |  | 01/23/2019 |  | 1/23/29 |  |  | NO | YES |  |  |  |  | CAREFUSION 11136886 15270614 |  |  | Active |  | 99:99:99:99:99:99 |  | High Risk | 1Y:00-MFG | 01/23/2019 | 01/23/2019 | COOPER UNIVERSITY HOSPITAL |  |  | Moves | WOT00000001467914 | David Frye | Performance Verification | Completed |  | 01/23/2019 | 01/23/2019 | Performance Verification for CAREFUSION 11136886 15270614 | Initial Install of Performance Verification. Device is ready for patient use. |  |  | 01/23/2019 | 01/23/2019
|  | CAREFUSION | ALARIS 8100 | MODULE, INFUSION PUMP |  | SPD | Pavilion |  |  | 01/16/2019 |  | 1/16/29 |  |  | NO | YES |  |  |  |  | CAREFUSION 11136883 15270994 |  |  | Active |  | 99:99:99:99:99:99 |  | High Risk | 1Y:00-MFG | 01/16/2019 | 01/16/2019 | COOPER UNIVERSITY HOSPITAL |  |  | Moves | WOT00000001467313 | David Frye | Performance Verification | Completed |  | 01/16/2019 | 01/16/2019 | Performance Verification for CAREFUSION 11136883 15270994 | Initial Install of Performance Verification. Device is ready for patient use. |  |  | 01/16/2019 | 01/16/2019
|  | CAREFUSION | ALARIS 8100 | MODULE, INFUSION PUMP |  | SPD | Kelemen | BASEMENT |  | 02/21/2019 |  | 2/21/29 |  |  | NO | YES |  |  |  |  | CAREFUSION 11136884 15260764 |  |  | Active |  | 99:99:99:99:99:99 |  | High Risk | 1Y:00-MFG | 02/21/2019 | 02/21/2019 | COOPER UNIVERSITY HOSPITAL |  |  | Moves | WOT00000001469290 | David Frye | Performance Verification | Completed |  | 02/21/2019 | 02/21/2019 | Performance Verification for CAREFUSION 11136884 15260764 | Initial Install of Performance Verification. Device is ready for patient use. |  |  | 02/21/2019 | 02/21/2019
|  | CAREFUSION | ALARIS 8100 | MODULE, INFUSION PUMP |  | SPD | Pavilion |  |  | 02/05/2019 |  | 2/5/29 |  |  | NO | YES |  |  |  |  | CAREFUSION 11136882 15270927 |  |  | Active |  | 99:99:99:99:99:99 |  | High Risk | 1Y:00-MFG | 02/05/2019 | 02/05/2019 | COOPER UNIVERSITY HOSPITAL |  |  | Moves | WOT00000001468222 | David Frye | Performance Verification | Completed |  | 02/05/2019 | 02/05/2019 | Performance Verification for CAREFUSION 11136882 15270927 | Initial Install of Performance Verification. Device is ready for patient use. |  |  | 02/05/2019 | 02/05/2019
|  | CAREFUSION | ALARIS 8100 | MODULE, INFUSION PUMP |  | SPD | Pavilion |  |  | 02/19/2019 |  | 2/19/29 |  |  | NO | YES |  |  |  |  | CAREFUSION 11136881 15270720 |  |  | Active |  | 99:99:99:99:99:99 |  | High Risk | 1Y:00-MFG | 02/19/2019 | 02/19/2019 | COOPER UNIVERSITY HOSPITAL |  |  | Moves | WOT00000001469826 | David Frye | Performance Verification | Completed |  | 02/19/2019 | 02/19/2019 | Performance Verification for CAREFUSION 11136881 15270720 | Initial Install of Performance Verification. Device is ready for patient use. |  |  | 02/19/2019 | 02/19/2019
|  | CAREFUSION | ALARIS 8100 | MODULE, INFUSION PUMP |  | SPD | Kelemen |  |  | 02/28/2019 |  | 2/28/29 |  |  | NO | YES |  |  |  |  | CAREFUSION 11136773 15270768 |  |  | Active |  | 99:99:99:99:99:99 |  | High Risk | 1Y:00-MFG | 02/28/2019 | 02/28/2019 | COOPER UNIVERSITY HOSPITAL |  |  | Moves | WOT00000001469286 | David Frye | Performance Verification | Completed |  | 02/28/2019 | 02/28/2019 | Performance Verification for CAREFUSION 11136773 15270768 | Initial Install of Performance Verification. Device is ready for patient use. |  |  | 02/28/2019 | 02/28/2019
|  | CAREFUSION | ALARIS 8100 | MODULE, INFUSION PUMP |  | SPD | Pavilion |  |  | 01/21/2019 |  | 1/21/29 |  |  | NO | YES |  |  |  |  | CAREFUSION 11136725 15262804 |  |  | Active |  | 99:99:99:99:99:99 |  | High Risk | 1Y:00-MFG | 01/21/2019 | 01/21/2019 | COOPER UNIVERSITY HOSPITAL |  |  | Moves | WOT00000001466975 | David Frye | Performance Verification | Completed |  | 01/21/2019 | 01/21/2019 | Performance Verification for CAREFUSION 11137333 15262804 | Initial Install of Performance Verification. Device is ready for patient use. |  |  | 01/21/2019 | 01/21/2019
|  | CAREFUSION | ALARIS 8100 | MODULE, INFUSION PUMP |  | SPD | Kelemen |  |  | 01/31/2019 |  | 1/31/29 |  |  | NO | YES |  |  |  |  | CAREFUSION 11136724 15258421 |  |  | Active |  | 99:99:99:99:99:99 |  | High Risk | 1Y:00-MFG | 01/31/2019 | 01/31/2019 | COOPER UNIVERSITY HOSPITAL |  |  | Moves | WOT00000001467255 | David Frye | Performance Verification | Completed |  | 01/31/2019 | 01/31/2019 | Performance Verification for CAREFUSION 11136724 15258421 | Initial Install of Performance Verification. Device is ready for patient use. |  |  | 01/31/2019 | 01/31/2019
|  | CAREFUSION | ALARIS 8100 | MODULE, INFUSION PUMP |  | SPD | Kelemen |  |  | 01/22/2019 |  | 1/22/29 |  |  | NO | YES |  |  |  |  | CAREFUSION 11136686 15261089 |  |  | Active |  | 99:99:99:99:99:99 |  | High Risk | 1Y:00-MFG | 01/22/2019 | 01/22/2019 | COOPER UNIVERSITY HOSPITAL |  |  | Moves | WOT00000001468450 | David Frye | Performance Verification | Completed |  | 01/22/2019 | 01/22/2019 | Performance Verification for CAREFUSION 11136686 15261089 | Initial Install of Performance Verification. Device is ready for patient use. |  |  | 01/22/2019 | 01/22/2019
|  | CAREFUSION | ALARIS 8100 | MODULE, INFUSION PUMP |  | SPD | Kelemen |  |  | 01/21/2019 |  | 1/21/29 |  |  | NO | YES |  |  |  |  | CAREFUSION 11136685 15261108 |  |  | Active |  | 99:99:99:99:99:99 |  | High Risk | 1Y:00-MFG | 01/21/2019 | 01/21/2019 | COOPER UNIVERSITY HOSPITAL |  |  | Moves | WOT00000001467651 | David Frye | Performance Verification | Completed |  | 01/21/2019 | 01/21/2019 | Performance Verification for CAREFUSION 11136685 15261108 | Initial Install of Performance Verification. Device is ready for patient use. |  |  | 01/21/2019 | 01/21/2019
|  | CAREFUSION | ALARIS 8100 | MODULE, INFUSION PUMP |  | SPD | Kelemen |  |  | 01/22/2019 |  | 1/22/29 |  |  | NO | YES |  |  |  |  | CAREFUSION 11136682 15263148 |  |  | Active |  | 99:99:99:99:99:99 |  | High Risk | 1Y:00-MFG | 01/22/2019 | 01/22/2019 | COOPER UNIVERSITY HOSPITAL |  |  | Moves | WOT00000001467734 | David Frye | Performance Verification | Completed |  | 01/22/2019 | 01/22/2019 | Performance Verification for CAREFUSION 11136682 15263148 | Initial Install of Performance Verification. Device is ready for patient use. |  |  | 01/22/2019 | 01/22/2019
|  | CAREFUSION | ALARIS 8100 | MODULE, INFUSION PUMP |  | SPD | Kelemen |  |  | 02/12/2019 |  | 2/12/29 |  |  | NO | YES |  |  |  |  | CAREFUSION 11136683 15257902 |  |  | Active |  | 99:99:99:99:99:99 |  | High Risk | 1Y:00-MFG | 02/12/2019 | 02/12/2019 | COOPER UNIVERSITY HOSPITAL |  |  | Moves | WOT00000001466865 | David Frye | Performance Verification | Completed |  | 02/12/2019 | 02/12/2019 | Performance Verification for CAREFUSION 11136683 15257902 | Initial Install of Performance Verification. Device is ready for patient use. |  |  | 02/12/2019 | 02/12/2019
|  | CAREFUSION | ALARIS 8100 | MODULE, INFUSION PUMP |  | SPD | Pavilion |  |  | 01/29/2019 |  | 1/29/29 |  |  | NO | YES |  |  |  |  | CAREFUSION 11136684 15257737 |  |  | Active |  | 99:99:99:99:99:99 |  | High Risk | 1Y:00-MFG | 01/29/2019 | 01/29/2019 | COOPER UNIVERSITY HOSPITAL |  |  | Moves | WOT00000001466908 | David Frye | Performance Verification | Completed |  | 01/29/2019 | 01/29/2019 | Performance Verification for CAREFUSION 11136684 15257737 | Initial Install of Performance Verification. Device is ready for patient use. |  |  | 01/29/2019 | 01/29/2019
|  | CAREFUSION | ALARIS 8100 | MODULE, INFUSION PUMP |  | SPD | Kelemen |  |  | 02/01/2019 |  | 2/1/29 |  |  | NO | YES |  |  |  |  | CAREFUSION 11136681 15262201 |  |  | Active |  | 99:99:99:99:99:99 |  | High Risk | 1Y:00-MFG | 02/01/2019 | 02/01/2019 | COOPER UNIVERSITY HOSPITAL |  |  | Moves | WOT00000001466614 | David Frye | Performance Verification | Completed |  | 02/01/2019 | 02/01/2019 | Performance Verification for CAREFUSION 11136681 15262201 | Initial Install of Performance Verification. Device is ready for patient use. |  |  | 02/01/2019 | 02/01/2019
|  | CAREFUSION | ALARIS 8100 | MODULE, INFUSION PUMP |  | SPD | Kelemen |  |  | 01/03/2019 |  | 1/3/29 |  |  | NO | YES |  |  |  |  | CAREFUSION 11136680 15261291 |  |  | Active |  | 99:99:99:99:99:99 |  | High Risk | 1Y:00-MFG | 01/03/2019 | 01/03/2019 | COOPER UNIVERSITY HOSPITAL |  |  | Moves | WOT00000001469570 | David Frye | Performance Verification | Completed |  | 01/03/2019 | 01/03/2019 | Performance Verification for CAREFUSION 11136680 15261291 | Initial Install of Performance Verification. Device is ready for patient use. |  |  | 01/03/2019 | 01/03/2019
|  | CAREFUSION | ALARIS 8100 | MODULE, INFUSION PUMP |  | SPD | Kelemen |  |  | 01/09/2019 |  | 1/9/29 |  |  | NO | YES |  |  |  |  | CAREFUSION 11136679 15263087 |  |  | Active |  | 99:99:99:99:99:99 |  | High Risk | 1Y:00-MFG | 01/09/2019 | 01/09/2019 | COOPER UNIVERSITY HOSPITAL |  |  | Moves | WOT00000001469526 | David Frye | Performance Verification | Completed |  | 01/09/2019 | 01/09/2019 | Performance Verification for CAREFUSION 11136679 15263087 | Initial Install of Performance Verification. Device is ready for patient use. |  |  | 01/09/2019 | 01/09/2019
|  | CAREFUSION | ALARIS 8100 | MODULE, INFUSION PUMP |  | SPD | Pavilion |  |  | 01/23/2019 |  | 1/23/29 |  |  | NO | YES |  |  |  |  | CAREFUSION 11136678 15263168 |  |  | Active |  | 99:99:99:99:99:99 |  | High Risk | 1Y:00-MFG | 01/23/2019 | 01/23/2019 | COOPER UNIVERSITY HOSPITAL |  |  | Moves | WOT00000001467738 | David Frye | Performance Verification | Completed |  | 01/23/2019 | 01/23/2019 | Performance Verification for CAREFUSION 11136678 15263168 | Initial Install of Performance Verification. Device is ready for patient use. |  |  | 01/23/2019 | 01/23/2019
|  | CAREFUSION | ALARIS 8100 | MODULE, INFUSION PUMP |  | SPD | Pavilion |  |  | 02/13/2019 |  | 2/13/29 |  |  | NO | YES |  |  |  |  | CAREFUSION 11136677 15257903 |  |  | Active |  | 99:99:99:99:99:99 |  | High Risk | 1Y:00-MFG | 02/13/2019 | 02/13/2019 | COOPER UNIVERSITY HOSPITAL |  |  | Moves | WOT00000001466867 | David Frye | Performance Verification | Completed |  | 02/13/2019 | 02/13/2019 | Performance Verification for CAREFUSION 11136677 15257903 | Initial Install of Performance Verification. Device is ready for patient use. |  |  | 02/13/2019 | 02/13/2019
|  | CAREFUSION | ALARIS 8100 | MODULE, INFUSION PUMP |  | SPD | Pavilion |  |  | 01/14/2019 |  | 1/14/29 |  |  | NO | YES |  |  |  |  | CAREFUSION 11136675 15261289 |  |  | Active |  | 99:99:99:99:99:99 |  | High Risk | 1Y:00-MFG | 01/14/2019 | 01/14/2019 | COOPER UNIVERSITY HOSPITAL |  |  | Moves | WOT00000001469568 | David Frye | Performance Verification | Completed |  | 01/14/2019 | 01/14/2019 | Performance Verification for CAREFUSION 11136675 15261289 | Initial Install of Performance Verification. Device is ready for patient use. |  |  | 01/14/2019 | 01/14/2019
|  | CAREFUSION | ALARIS 8100 | MODULE, INFUSION PUMP |  | SPD | Pavilion |  |  | 02/01/2019 |  | 2/1/29 |  |  | NO | YES |  |  |  |  | CAREFUSION 11136676 15257778 |  |  | Active |  | 99:99:99:99:99:99 |  | High Risk | 1Y:00-MFG | 02/01/2019 | 02/01/2019 | COOPER UNIVERSITY HOSPITAL |  |  | Moves | WOT00000001466854 | David Frye | Performance Verification | Completed |  | 02/01/2019 | 02/01/2019 | Performance Verification for CAREFUSION 11136676 15257778 | Initial Install of Performance Verification. Device is ready for patient use. |  |  | 02/01/2019 | 02/01/2019
|  | CAREFUSION | ALARIS 8100 | MODULE, INFUSION PUMP |  | SPD | Kelemen |  |  | 01/15/2019 |  | 1/15/29 |  |  | NO | YES |  |  |  |  | CAREFUSION 11136620 15261026 |  |  | Active |  | 99:99:99:99:99:99 |  | High Risk | 1Y:00-MFG | 01/15/2019 | 01/15/2019 | COOPER UNIVERSITY HOSPITAL |  |  | Moves | WOT00000001469430 | David Frye | Performance Verification | Completed |  | 01/15/2019 | 01/15/2019 | Performance Verification for CAREFUSION 11136620 15261026 | Initial Install of Performance Verification. Device is ready for patient use. |  |  | 01/15/2019 | 01/15/2019
|  | CAREFUSION | ALARIS 8100 | MODULE, INFUSION PUMP |  |  | Kelemen |  |  | 01/14/2019 |  | 1/14/29 |  |  | NO | YES |  |  |  |  | CAREFUSION 11136618 15261458 |  |  | Active |  | 99:99:99:99:99:99 |  | High Risk | 1Y:00-MFG | 01/14/2019 | 01/14/2019 | COOPER UNIVERSITY HOSPITAL |  |  | Moves | WOT00000001468687 | David Frye | Performance Verification | Completed |  | 01/14/2019 | 01/14/2019 | Performance Verification for CAREFUSION 11136618 15261458 | Initial Install of Performance Verification. Device is ready for patient use. |  |  | 01/14/2019 | 01/14/2019
|  | CAREFUSION | ALARIS 8100 | MODULE, INFUSION PUMP |  | SPD | Kelemen |  |  | 01/24/2019 |  | 1/24/29 |  |  | NO | YES |  |  |  |  | CAREFUSION 11136619 15261669 |  |  | Active |  | 99:99:99:99:99:99 |  | High Risk | 1Y:00-MFG | 01/24/2019 | 01/24/2019 | COOPER UNIVERSITY HOSPITAL |  |  | Moves | WOT00000001468842 | David Frye | Performance Verification | Completed |  | 01/24/2019 | 01/24/2019 | Performance Verification for CAREFUSION 11136619 15261669 | Initial Install of Performance Verification. Device is ready for patient use. |  |  | 01/24/2019 | 01/24/2019
|  | CAREFUSION | ALARIS 8100 | MODULE, INFUSION PUMP |  | SPD | Kelemen |  |  | 01/15/2019 |  | 1/15/29 |  |  | NO | YES |  |  |  |  | CAREFUSION 11136616 15261865 |  |  | Active |  | 99:99:99:99:99:99 |  | High Risk | 1Y:00-MFG | 01/15/2019 | 01/15/2019 | COOPER UNIVERSITY HOSPITAL |  |  | Moves | WOT00000001468156 | David Frye | Performance Verification | Completed |  | 01/15/2019 | 01/15/2019 | Performance Verification for CAREFUSION 11136616 15261865 | Initial Install of Performance Verification. Device is ready for patient use. |  |  | 01/15/2019 | 01/15/2019
|  | CAREFUSION | ALARIS 8100 | MODULE, INFUSION PUMP |  | SPD | Kelemen |  |  | 02/01/2019 |  | 2/1/29 |  |  | NO | YES |  |  |  |  | CAREFUSION 11136617 15260823 |  |  | Active |  | 99:99:99:99:99:99 |  | High Risk | 1Y:00-MFG | 02/01/2019 | 02/01/2019 | COOPER UNIVERSITY HOSPITAL |  |  | Moves | WOT00000001468278 | David Frye | Performance Verification | Completed |  | 02/01/2019 | 02/01/2019 | Performance Verification for CAREFUSION 11136617 15260823 | Initial Install of Performance Verification. Device is ready for patient use. |  |  | 02/01/2019 | 02/01/2019
|  | CAREFUSION | ALARIS 8100 | MODULE, INFUSION PUMP |  | SPD | Kelemen |  |  | 02/12/2019 |  | 2/12/29 |  |  | NO | YES |  |  |  |  | CAREFUSION 11136615 15261361 |  |  | Active |  | 99:99:99:99:99:99 |  | High Risk | 1Y:00-MFG | 02/12/2019 | 02/12/2019 | COOPER UNIVERSITY HOSPITAL |  |  | Moves | WOT00000001469590 | David Frye | Performance Verification | Completed |  | 02/12/2019 | 02/12/2019 | Performance Verification for CAREFUSION 11136615 15261361 | Initial Install of Performance Verification. Device is ready for patient use. |  |  | 02/12/2019 | 02/12/2019
|  | CAREFUSION | ALARIS 8100 | MODULE, INFUSION PUMP |  | SPD | Kelemen |  |  | 02/01/2019 |  | 2/1/29 |  |  | NO | YES |  |  |  |  | CAREFUSION 11136611 15261468 |  |  | Active |  | 99:99:99:99:99:99 |  | High Risk | 1Y:00-MFG | 02/01/2019 | 02/01/2019 | COOPER UNIVERSITY HOSPITAL |  |  | Moves | WOT00000001468696 | David Frye | Performance Verification | Completed |  | 02/01/2019 | 02/01/2019 | Performance Verification for CAREFUSION 11136611 15261468 | Initial Install of Performance Verification. Device is ready for patient use. |  |  | 02/01/2019 | 02/01/2019
|  | CAREFUSION | ALARIS 8100 | MODULE, INFUSION PUMP |  | SPD | Kelemen |  |  | 01/16/2019 |  | 1/16/29 |  |  | NO | YES |  |  |  |  | CAREFUSION 11136614 15261467 |  |  | Active |  | 99:99:99:99:99:99 |  | High Risk | 1Y:00-MFG | 01/16/2019 | 01/16/2019 | COOPER UNIVERSITY HOSPITAL |  |  | Moves | WOT00000001468695 | David Frye | Performance Verification | Completed |  | 01/16/2019 | 01/16/2019 | Performance Verification for CAREFUSION 11136614 15261467 | Initial Install of Performance Verification. Device is ready for patient use. |  |  | 01/16/2019 | 01/16/2019
|  | CAREFUSION | ALARIS 8100 | MODULE, INFUSION PUMP |  | SPD | Kelemen |  |  | 02/04/2019 |  | 2/4/29 |  |  | NO | YES |  |  |  |  | CAREFUSION 11136613 15261167 |  |  | Active |  | 99:99:99:99:99:99 |  | High Risk | 1Y:00-MFG | 02/04/2019 | 02/04/2019 | COOPER UNIVERSITY HOSPITAL |  |  | Moves | WOT00000001466651 | David Frye | Performance Verification | Completed |  | 02/04/2019 | 02/04/2019 | Performance Verification for CAREFUSION 11136613 15261167 | Initial Install of Performance Verification. Device is ready for patient use. |  |  | 02/04/2019 | 02/04/2019
|  | CAREFUSION | ALARIS 8100 | MODULE, INFUSION PUMP |  | SPD | Pavilion |  |  | 01/09/2019 |  | 1/9/29 |  |  | NO | YES |  |  |  |  | CAREFUSION 11136612 15262216 |  |  | Active |  | 99:99:99:99:99:99 |  | High Risk | 1Y:00-MFG | 01/09/2019 | 01/09/2019 | COOPER UNIVERSITY HOSPITAL |  |  | Moves | WOT00000001469364 | David Frye | Performance Verification | Completed |  | 01/09/2019 | 01/09/2019 | Performance Verification for CAREFUSION 11136612 15262216 | Initial Install of Performance Verification. Device is ready for patient use. |  |  | 01/09/2019 | 01/09/2019
|  | CAREFUSION | ALARIS 8100 | MODULE, INFUSION PUMP |  | SPD | Kelemen |  |  | 02/20/2019 |  | 2/20/29 |  |  | NO | YES |  |  |  |  | CAREFUSION 11136609 15261080 |  |  | Active |  | 99:99:99:99:99:99 |  | High Risk | 1Y:00-MFG | 02/20/2019 | 02/20/2019 | COOPER UNIVERSITY HOSPITAL |  |  | Moves | WOT00000001468439 | David Frye | Performance Verification | Completed |  | 02/20/2019 | 02/20/2019 | Performance Verification for CAREFUSION 11136609 15261080 | Initial Install of Performance Verification. Device is ready for patient use. |  |  | 02/20/2019 | 02/20/2019
|  | CAREFUSION | ALARIS 8100 | MODULE, INFUSION PUMP |  |  | Kelemen | [7 empty] | NO | YES
|  | CAREFUSION | ALARIS 8100 | MODULE, INFUSION PUMP |  | SPD | Dorrance |  |  | 02/19/2019 |  | 2/19/29 |  |  | NO | YES |  |  |  |  | CAREFUSION 11136608 15261548 |  |  | Active |  | 99:99:99:99:99:99 |  | High Risk | 1Y:00-MFG | 02/19/2019 | 02/19/2019 | COOPER UNIVERSITY HOSPITAL |  |  | Moves | WOT00000001467295 | David Frye | Performance Verification | Completed |  | 02/19/2019 | 02/19/2019 | Performance Verification for CAREFUSION 11136608 15261548 | Initial Install of Performance Verification. Device is ready for patient use. |  |  | 02/19/2019 | 02/19/2019
|  | CAREFUSION | ALARIS 8100 | MODULE, INFUSION PUMP |  | SPD | Pavilion |  |  | 01/08/2019 |  | 1/8/29 |  |  | NO | YES |  |  |  |  | CAREFUSION 11136607 15261684 |  |  | Active |  | 99:99:99:99:99:99 |  | High Risk | 1Y:00-MFG | 01/08/2019 | 01/08/2019 | COOPER UNIVERSITY HOSPITAL |  |  | Moves | WOT00000001468855 | David Frye | Performance Verification | Completed |  | 01/08/2019 | 01/08/2019 | Performance Verification for CAREFUSION 11136607 15261684 | Initial Install of Performance Verification. Device is ready for patient use. |  |  | 01/08/2019 | 01/08/2019
|  | CAREFUSION | ALARIS 8100 | MODULE, INFUSION PUMP |  | SPD | Pavilion |  |  | 01/08/2019 |  | 1/8/29 |  |  | NO | YES |  |  |  |  | CAREFUSION 11136606 15261327 |  |  | Active |  | 99:99:99:99:99:99 |  | High Risk | 1Y:00-MFG | 01/08/2019 | 01/08/2019 | COOPER UNIVERSITY HOSPITAL |  |  | Moves | WOT00000001469574 | David Frye | Performance Verification | Completed |  | 01/08/2019 | 01/08/2019 | Performance Verification for CAREFUSION 11136606 15261327 | Initial Install of Performance Verification. Device is ready for patient use. |  |  | 01/08/2019 | 01/08/2019
|  | CAREFUSION | ALARIS 8100 | MODULE, INFUSION PUMP |  | SPD | Kelemen |  |  | 01/23/2019 |  | 1/23/29 |  |  | NO | YES |  |  |  |  | CAREFUSION 11136605 15260958 |  |  | Active |  | 99:99:99:99:99:99 |  | High Risk | 1Y:00-MFG | 01/23/2019 | 01/23/2019 | COOPER UNIVERSITY HOSPITAL |  |  | Moves | WOT00000001466700 | David Frye | Performance Verification | Completed |  | 01/23/2019 | 01/23/2019 | Performance Verification for CAREFUSION 11136605 15260958 | Initial Install of Performance Verification. Device is ready for patient use. |  |  | 01/23/2019 | 01/23/2019