|  | CAREFUSION | ALARIS 8015 5.7 | CONTROLLER, INFUSION PUMP |  | COOPER CANCER CENTER | MD Anderson Cancer Center |  |  | 12/01/2017 |  | 12/1/24 |  |  | NO | YES |  |  |  |  | CAREFUSION 10752845 15020277 |  |  | Active |  | 00:17:23:24:59:B6 |  | High Risk | 1Y:00-MFG 2Y:00-BAT | 08/26/2019 | 09/01/2020 | COOPER AMBULATORY OFF-SITES |  |  |  | 0012479018 | COLLEEN TEGELER | Performance Verification | Closed | Josh Harris | 12/01/2017 | 12/01/2017 | INCOMING INVENTORY | DEVICE INVENTORIED | 83B5EA5A-07CF-464A-A6A9-1229AEC48F67 | Labor | 12/01/2017 | 12/01/2017 | Josh Harris
|  | CAREFUSION | ALARIS 8015 5.7 | CONTROLLER, INFUSION PUMP |  | WILLINGBORO HEMATOLOGY/ONCOLOGY | 1000 Salem Rd |  |  | 12/01/2017 |  | 12/1/24 |  |  | NO | YES |  |  |  |  | CAREFUSION 10752846 15019362 |  |  | Active |  | 00:17:23:24:FF:A6 |  | High Risk | 1Y:00-MFG 2Y:00-BAT | 09/17/2019 | 09/01/2020 | COOPER AMBULATORY OFF-SITES |  |  |  | 0012479023 | ANN DENTON | Preventative Maintenance | Closed | Josh Harris | 12/01/2017 | 12/01/2017 | PERFORMANCE ASSURANCE AT INVENTORY | INVENTORIED DEVICE AND ENSURED DEVICE WAS FUNCTIONING PROPERLY. | 0E327F2E-FB1C-4E1C-B4E9-F4E349E6173A | Labor | 12/01/2017 | 12/01/2017 | Josh Harris
|  | CAREFUSION | ALARIS 8015 5.7 | CONTROLLER, INFUSION PUMP |  | VOORHEES SURGERY CENTER-HEM/ONC | 900 Centennial Blvd | Suite M |  | 12/01/2017 |  | 12/1/24 |  |  | NO | YES |  |  |  |  | CAREFUSION 10752847 15020089 |  |  | Active |  | 00:17:23:24:BA:3C |  | High Risk | 1Y:00-MFG 2Y:00-BAT | 08/14/2019 | 09/01/2020 | COOPER AMBULATORY OFF-SITES |  |  | SUITE F | 0012479024 | MEGAN MCCAFFERTY | Performance Verification | Closed | Josh Harris | 12/01/2017 | 12/01/2017 | INCOMING INVENTORY | DEVICE INVENTORIED | 1F61AB08-FC14-4C1A-9A6D-7E5875A4FFC4 | Labor | 12/01/2017 | 12/01/2017 | Josh Harris
|  | CAREFUSION | ALARIS 8015 5.7 | CONTROLLER, INFUSION PUMP |  | VOORHEES SURGERY CENTER-HEM/ONC | 900 Cenntenial | Suite F |  | 12/01/2017 |  | 12/1/24 |  |  | NO | YES |  |  |  |  | CAREFUSION 10752848 15020058 |  |  | Active |  | 00:17:23:25:54:9D |  | High Risk | 1Y:00-MFG 2Y:00-BAT | 08/14/2019 | 09/01/2020 | COOPER AMBULATORY OFF-SITES |  |  | SUITE M | 0012479026 | MEGAN MCCAFFERTY | Performance Verification | Closed | Josh Harris | 12/01/2017 | 12/01/2017 | INCOMING INVENTORY | DEVICE INVENTORIED | C585033B-7258-496D-B403-3546D58A1084 | Labor | 12/01/2017 | 12/01/2017 | Josh Harris
|  | CAREFUSION | ALARIS 8015 5.7 | CONTROLLER, INFUSION PUMP |  | SPD | Dorrance |  |  | 12/01/2017 |  | 12/1/24 |  |  | NO | YES |  |  |  |  | CAREFUSION 10752849 15020515 |  |  | Active |  | 00:17:23:24:28:58 |  | High Risk | 1Y:00-MFG 2Y:00-BAT | 11/01/2019 | 11/01/2020 | COOPER UNIVERSITY HOSPITAL |  |  |  | 0012479029 | David Frye | Performance Verification | Closed | Josh Harris | 12/01/2017 | 12/01/2017 | INCOMING INVENTORY | DEVICE INVENTORIED | 3539E2B6-E563-42E8-A8B8-5403023027F8 | Labor | 12/01/2017 | 12/01/2017 | Josh Harris
|  | CAREFUSION | ALARIS 8015 5.7 | CONTROLLER, INFUSION PUMP |  | VOORHEES SURGERY CENTER-HEM/ONC | 900 Centennial Blvd | Suite M |  | 12/01/2017 |  | 12/1/24 |  |  | NO | YES |  |  |  |  | CAREFUSION 10752850 15019382 |  |  | Active |  | 00:17:23:25:5B:A7 |  | High Risk | 1Y:00-MFG 2Y:00-BAT | 08/14/2019 | 09/01/2020 | COOPER AMBULATORY OFF-SITES |  |  | SUITE F | 0012479032 | MEGAN MCCAFFERTY | Performance Verification | Closed | Josh Harris | 12/01/2017 | 12/01/2017 | INCOMING INVENTORY | DEVICE INVENTORIED | 6C63E12C-79FA-44A2-9738-0773AA35811F | Labor | 12/01/2017 | 12/01/2017 | Josh Harris
|  | CAREFUSION | ALARIS 8015 5.7 | CONTROLLER, INFUSION PUMP |  | VOORHEES SURGERY CENTER-HEM/ONC | 900 Centennial Blvd | Suite M |  | 12/01/2017 |  | 12/1/24 |  |  | NO | YES |  |  |  |  | CAREFUSION 10752842 15021218 |  |  | Active |  | 00:17:23:25:5F:A1 |  | High Risk | 1Y:00-MFG 2Y:00-BAT | 08/14/2019 | 09/01/2020 | COOPER AMBULATORY OFF-SITES |  |  | SUITE F | 0012479004 | MEGAN MCCAFFERTY | Performance Verification | Closed | Josh Harris | 12/01/2017 | 12/01/2017 | INCOMING INVENTORY | DEVICE INVENTORIED | C049AEB4-B432-4449-8567-8BB832CE427A | Labor | 12/01/2017 | 12/01/2017 | Josh Harris
|  | CAREFUSION | ALARIS 8015 5.7 | CONTROLLER, INFUSION PUMP |  | VOORHEES SURGERY CENTER-OPERATING ROOM | 900 Centennial Blvd | Suite E |  | 12/01/2017 |  | 12/1/24 |  |  | NO | YES |  |  |  |  | CAREFUSION 10752841 15019745 |  |  | Active |  | 00:17:23:24:FE:50 |  | High Risk | 1Y:00-MFG 2Y:00-BAT | 08/14/2019 | 09/01/2020 | COOPER AMBULATORY OFF-SITES |  |  | SUITE E | 0012479002 | JENNIFER BOMBARO | Performance Verification | Closed | Josh Harris | 12/01/2017 | 12/01/2017 | INCOMING INVENTORY | DEVICE INVENTORIED | E700CBD2-B89C-435C-B1DC-4E22C6902C5E | Labor | 12/01/2017 | 12/01/2017 | Josh Harris
|  | CAREFUSION | ALARIS 8015 5.7 | CONTROLLER, INFUSION PUMP |  | VOORHEES SURGERY CENTER-HEM/ONC | 900 Centennial Blvd | Suite F |  | 12/01/2017 |  | 12/1/24 |  |  | NO | YES |  |  |  |  | CAREFUSION 10752832 15020148 |  |  | Active |  | 00:17:23:24:B6:B2 |  | High Risk | 1Y:00-MFG 2Y:00-BAT | 08/14/2019 | 09/01/2020 | COOPER AMBULATORY OFF-SITES |  |  | SUITE M | 0012478972 | MEGAN MCCAFFERTY | Performance Verification | Closed | Josh Harris | 12/01/2017 | 12/01/2017 | INCOMING INVENTORY | DEVICE INVENTORIED | 5E66CB82-57CD-4F13-B773-A069D7D6B2CD | Labor | 12/01/2017 | 12/01/2017 | Josh Harris
|  | CAREFUSION | ALARIS 8015 5.7 | CONTROLLER, INFUSION PUMP |  | COOPER CANCER CENTER | MD Anderson Cancer Center |  |  | 12/01/2017 |  | 12/1/24 |  |  | NO | YES |  |  |  |  | CAREFUSION 10752840 15021366 |  |  | Active |  | 00:17:23:25:68:79 |  | High Risk | 1Y:00-MFG 2Y:00-BAT | 08/26/2019 | 09/01/2020 | COOPER AMBULATORY OFF-SITES |  |  |  | 0012478999 | COLLEEN TEGELER | Performance Verification | Closed | Josh Harris | 12/01/2017 | 12/01/2017 | INCOMING INVENTORY | DEVICE INVENTORIED | DE2480C7-1F49-42D5-9BF4-6E65ECFDE597 | Labor | 12/01/2017 | 12/01/2017 | Josh Harris
|  | CAREFUSION | ALARIS 8015 5.7 | CONTROLLER, INFUSION PUMP |  | VOORHEES SURGERY CENTER-OPERATING ROOM | 900 Centennial Blvd | Suite E |  | 12/01/2017 |  | 12/1/24 |  |  | NO | YES |  |  |  |  | CAREFUSION 10752833 15018922 |  |  | Active |  | 00:17:23:25:63:A1 |  | High Risk | 1Y:00-MFG 2Y:00-BAT | 08/14/2019 | 09/01/2020 | COOPER AMBULATORY OFF-SITES |  |  | SUITE E | 0012478975 | JENNIFER BOMBARO | Performance Verification | Closed | Josh Harris | 12/01/2017 | 12/01/2017 | INCOMING INVENTORY | DEVICE INVENTORIED | 03626CAC-E4BC-47A2-B541-0567A370F0EF | Labor | 12/01/2017 | 12/01/2017 | Josh Harris
|  | CAREFUSION | ALARIS 8015 5.7 | CONTROLLER, INFUSION PUMP |  | VOORHEES SURGERY CENTER-HEM/ONC | 900 Centennial Blvd | Suite M |  | 12/01/2017 |  | 12/1/24 |  |  | NO | YES |  |  |  |  | CAREFUSION 10752834 15020040 |  |  | Active |  | 00:17:23:24:1D:72 |  | High Risk | 1Y:00-MFG 2Y:00-BAT | 08/14/2019 | 09/01/2020 | COOPER AMBULATORY OFF-SITES |  |  | SUITE F | 0012478981 | MEGAN MCCAFFERTY | Performance Verification | Closed | Josh Harris | 12/01/2017 | 12/01/2017 | INCOMING INVENTORY | DEVICE INVENTORIED | 9150F2E4-978A-4157-AE8F-5560FA7B6D8C | Labor | 12/01/2017 | 12/01/2017 | Josh Harris
|  | CAREFUSION | ALARIS 8015 5.7 | CONTROLLER, INFUSION PUMP |  | VOORHEES SURGERY CENTER-HEM/ONC | 900 Centennial Blvd | Suite F |  | 12/01/2017 |  | 12/1/24 |  |  | NO | YES |  |  |  |  | CAREFUSION 10752835 15021129 |  |  | Active |  | 00:17:23:24:25:10 |  | High Risk | 1Y:00-MFG 2Y:00-BAT | 08/14/2019 | 09/01/2020 | COOPER AMBULATORY OFF-SITES |  |  | SUITE M | 0012478985 | MEGAN MCCAFFERTY | Preventative Maintenance | Closed | Josh Harris | 12/01/2017 | 12/01/2017 | PERFORMANCE ASSURANCE AT INVENTORY | INVENTORIED DEVICE AND ENSURED DEVICE WAS FUNCTIONING PROPERLY. | 038AFFF8-9935-4E3C-BCC1-3E1EFEB82D5D | Labor | 12/01/2017 | 12/01/2017 | Josh Harris
|  | CAREFUSION | ALARIS 8015 5.7 | CONTROLLER, INFUSION PUMP |  | VOORHEES SURGERY CENTER-OPERATING ROOM | 900 Centennial Blvd | Suite E |  | 12/01/2017 |  | 12/1/24 |  |  | NO | YES |  |  |  |  | CAREFUSION 10752836 15020963 |  |  | Active |  | 00:17:23:23:F0:3C |  | High Risk | 1Y:00-MFG 2Y:00-BAT | 08/14/2019 | 09/01/2020 | COOPER AMBULATORY OFF-SITES |  |  | SUITE E | 0012478986 | JENNIFER BOMBARO | Performance Verification | Closed | Josh Harris | 12/01/2017 | 12/01/2017 | INCOMING INVENTORY | DEVICE INVENTORIED | FFA785E1-DE8F-4D3E-A4B7-07968D150F37 | Labor | 12/01/2017 | 12/01/2017 | Josh Harris
|  | CAREFUSION | ALARIS 8015 5.7 | CONTROLLER, INFUSION PUMP |  | WILLINGBORO HEMATOLOGY/ONCOLOGY | 1000 Salem Rd |  |  | 12/01/2017 |  | 12/1/24 |  |  | NO | YES |  |  |  |  | CAREFUSION 10752838 15019450 |  |  | Active |  | 00:17:23:25:0E:B2 |  | High Risk | 1Y:00-MFG 2Y:00-BAT | 09/17/2019 | 09/01/2020 | COOPER AMBULATORY OFF-SITES |  |  |  | 0012478992 | ANN DENTON | Performance Verification | Closed | Josh Harris | 12/01/2017 | 12/01/2017 | INCOMING INVENTORY | DEVICE INVENTORIED | 0FFBAF07-C42C-4E4E-A16F-A4517685F493 | Labor | 12/01/2017 | 12/01/2017 | Josh Harris
|  | CAREFUSION | ALARIS 8015 5.7 | CONTROLLER, INFUSION PUMP |  | VOORHEES SURGERY CENTER-OPERATING ROOM | 900 Centennial Blvd | Suite E |  | 12/01/2017 |  | 12/1/24 |  |  | NO | YES |  |  |  |  | CAREFUSION 10752839 15021358 |  |  | Active |  | 00:17:23:24:FE:3E |  | High Risk | 1Y:00-MFG 2Y:00-BAT | 08/14/2019 | 09/01/2020 | COOPER AMBULATORY OFF-SITES |  |  | SUITE E | 0012478996 | JENNIFER BOMBARO | Preventative Maintenance | Closed | Josh Harris | 12/01/2017 | 12/01/2017 | PERFORMANCE ASSURANCE AT INVENTORY | INVENTORIED DEVICE AND ENSURED DEVICE WAS FUNCTIONING PROPERLY. | 814EA1A4-CA07-4290-9A28-728D674BCA30 | Labor | 12/01/2017 | 12/01/2017 | Josh Harris
|  | CAREFUSION | ALARIS 8015 5.7 | CONTROLLER, INFUSION PUMP |  | VOORHEES SURGERY CENTER-HEM/ONC | 900 Centennial Blvd | Suite M |  | 12/01/2017 |  | 12/1/24 |  |  | NO | YES |  |  |  |  | CAREFUSION 10752830 15021007 |  |  | Active |  | 00:17:23:25:05:B0 |  | High Risk | 1Y:00-MFG 2Y:00-BAT | 08/14/2019 | 09/01/2020 | COOPER AMBULATORY OFF-SITES |  |  | SUITE F | 0012478965 | MEGAN MCCAFFERTY | Preventative Maintenance | Closed | Josh Harris | 12/01/2017 | 12/01/2017 | PERFORMANCE ASSURANCE AT INVENTORY | INVENTORIED DEVICE AND ENSURED DEVICE WAS FUNCTIONING PROPERLY. | 3D1FA69C-1AF0-4D67-AF0A-50C64B508D49 | Labor | 12/01/2017 | 12/01/2017 | Josh Harris
|  | CAREFUSION | ALARIS 8015 5.7 | CONTROLLER, INFUSION PUMP |  | COOPER CANCER CENTER | MD Anderson Cancer Center |  |  | 12/01/2017 |  | 12/1/24 |  |  | NO | YES |  |  |  |  | CAREFUSION 10752824 15020160 |  |  | Active |  | 00:17:23:24:DA:60 |  | High Risk | 1Y:00-MFG 2Y:00-BAT | 08/26/2019 | 09/01/2020 | COOPER AMBULATORY OFF-SITES |  |  |  | 0012478947 | COLLEEN TEGELER | Performance Verification | Closed | Josh Harris | 12/01/2017 | 12/01/2017 | INCOMING INVENTORY | DEVICE INVENTORIED | A7AF8354-1708-442B-AF27-9E8FFEA63C5E | Labor | 12/01/2017 | 12/01/2017 | Josh Harris
|  | CAREFUSION | ALARIS 8015 5.7 | CONTROLLER, INFUSION PUMP |  | VOORHEES SURGERY CENTER-HEM/ONC | 900 Centennial Blvd | Suite M |  | 12/01/2017 |  | 12/1/24 |  |  | NO | YES |  |  |  |  | CAREFUSION 10752828 15021000 |  |  | Active |  | 00:17:23:24:FF:34 |  | High Risk | 1Y:00-MFG 2Y:00-BAT | 08/14/2019 | 09/01/2020 | COOPER AMBULATORY OFF-SITES |  |  | SUITE F | 0012478959 | MEGAN MCCAFFERTY | Performance Verification | Closed | Josh Harris | 12/01/2017 | 12/01/2017 | INCOMING INVENTORY | DEVICE INVENTORIED | E1048843-4160-4586-AE8A-6BFCEBB844F9 | Labor | 12/01/2017 | 12/01/2017 | Josh Harris
|  | CAREFUSION | ALARIS 8015 5.7 | CONTROLLER, INFUSION PUMP |  | COOPER CANCER CENTER | MD Anderson Cancer Center |  |  | 12/01/2017 |  | 12/1/24 |  |  | NO | YES |  |  |  |  | CAREFUSION 10752827 15020418 |  |  | Active |  | 00:17:23:24:C9:FC |  | High Risk | 1Y:00-MFG 2Y:00-BAT | 08/26/2019 | 09/01/2020 | COOPER AMBULATORY OFF-SITES |  |  |  | 0012478955 | COLLEEN TEGELER | Performance Verification | Closed | Josh Harris | 12/01/2017 | 12/01/2017 | INCOMING INVENTORY | DEVICE INVENTORIED | E7316ADD-662B-4E36-A3D3-306B438954D6 | Labor | 12/01/2017 | 12/01/2017 | Josh Harris
|  | CAREFUSION | ALARIS 8015 5.7 | CONTROLLER, INFUSION PUMP |  | WILLINGBORO HEMATOLOGY/ONCOLOGY | 1000 Salem Rd |  |  | 12/01/2017 |  | 12/1/24 |  |  | NO | YES |  |  |  |  | CAREFUSION 10752826 15020143 |  |  | Active |  | 00:17:23:24:B6:78 |  | High Risk | 1Y:00-MFG 2Y:00-BAT | 09/17/2019 | 09/01/2020 | COOPER AMBULATORY OFF-SITES |  |  |  | 0012478953 | ANN DENTON | Performance Verification | Closed | Josh Harris | 12/01/2017 | 12/01/2017 | INCOMING INVENTORY | DEVICE INVENTORIED | B24FC63C-768D-48F3-B704-B5DF9F6B43D6 | Labor | 12/01/2017 | 12/01/2017 | Josh Harris
|  | CAREFUSION | ALARIS 8015 5.7 | CONTROLLER, INFUSION PUMP |  | COOPER CANCER CENTER | MD Anderson Cancer Center |  |  | 12/01/2017 |  | 12/1/24 |  |  | NO | YES |  |  |  |  | CAREFUSION 10752822 15020822 |  |  | Active |  | 00:17:23:25:54:49 |  | High Risk | 1Y:00-MFG 2Y:00-BAT | 08/26/2019 | 09/01/2020 | COOPER AMBULATORY OFF-SITES |  |  |  | 0012478944 | COLLEEN TEGELER | Preventative Maintenance | Closed | Josh Harris | 12/01/2017 | 12/01/2017 | PERFORMANCE ASSURANCE AT INVENTORY | INVENTORIED DEVICE AND ENSURED DEVICE WAS FUNCTIONING PROPERLY. | 631D2732-D6DB-47C2-9C89-7415039A6DC8 | Labor | 12/01/2017 | 12/01/2017 | Josh Harris
|  | CAREFUSION | ALARIS 8015 5.7 | CONTROLLER, INFUSION PUMP |  | SPD | Kelemen |  |  | 12/01/2017 |  | 12/1/24 |  |  | NO | YES |  |  |  |  | CAREFUSION 10752823 15021350 |  |  | Active |  | 00:17:23:24:D5:B0 |  | High Risk | 1Y:00-MFG 2Y:00-BAT | 11/01/2019 | 11/01/2020 | COOPER UNIVERSITY HOSPITAL |  |  |  | 0012478945 | David Frye | Performance Verification | Closed | Josh Harris | 12/01/2017 | 12/01/2017 | INCOMING INVENTORY | DEVICE INVENTORIED | B85AE37E-9539-46C7-B9DB-3BE1E409EBCA | Labor | 12/01/2017 | 12/01/2017 | Josh Harris
|  | CAREFUSION | ALARIS 8015 5.7 | CONTROLLER, INFUSION PUMP |  | VOORHEES SURGERY CENTER-HEM/ONC | 900 Centennial | Suite F |  | 12/01/2017 |  | 12/1/24 |  |  | NO | YES |  |  |  |  | CAREFUSION 10752821 15020100 |  |  | Active |  | 00:17:23:25:08:06 |  | High Risk | 1Y:00-MFG 2Y:00-BAT | 08/14/2019 | 09/01/2020 | COOPER AMBULATORY OFF-SITES |  |  | SUITE M | 0012478934 | MEGAN MCCAFFERTY | Performance Verification | Closed | Josh Harris | 12/01/2017 | 12/01/2017 | INCOMING INVENTORY | DEVICE INVENTORIED | 712BE459-F47A-41E2-963B-5BB6D301A601 | Labor | 12/01/2017 | 12/01/2017 | Josh Harris
|  | CAREFUSION | ALARIS 8015 5.7 | CONTROLLER, INFUSION PUMP |  | COOPER CANCER CENTER | MD Anderson Cancer Center |  |  | 01/24/2018 |  | 1/24/25 |  |  | NO | YES |  |  |  |  | CAREFUSION 10752527 15075655 |  |  | Active |  | 00:17:23:23:C2:52 |  | High Risk | 1Y:00-MFG 2Y:00-BAT | 08/26/2019 | 09/01/2020 | COOPER AMBULATORY OFF-SITES |  |  |  | 0012673132 | COLLEEN TEGELER | Performance Verification | Closed | Josh Harris | 01/24/2018 | 01/24/2018 | INCOMING INVENTORY | DEVICE INVENTORIED | 74967182-0166-4811-915A-B72224E4C111 | Labor | 01/24/2018 | 01/24/2018 | Josh Harris
|  | CAREFUSION | ALARIS 8015 5.7 | CONTROLLER, INFUSION PUMP |  | WILLINGBORO HEMATOLOGY/ONCOLOGY | 1000 Salem Rd |  |  | 01/24/2018 |  | 1/24/25 |  |  | NO | YES |  |  |  |  | CAREFUSION 10752525 15077055 |  |  | Active |  | 00:17:23:25:2F:C8 |  | High Risk | 1Y:00-MFG 2Y:00-BAT | 09/17/2019 | 09/01/2020 | COOPER AMBULATORY OFF-SITES |  |  |  | 0012673129 | ANN DENTON | Performance Verification | Closed | Josh Harris | 01/24/2018 | 01/24/2018 | INCOMING INVENTORY | DEVICE INVENTORIED | 25FEED87-4CC2-4A09-9029-35B261609D28 | Labor | 01/24/2018 | 01/24/2018 | Josh Harris
|  | CAREFUSION | ALARIS 8015 5.7 | CONTROLLER, INFUSION PUMP |  | COOPER CANCER CENTER | MD Anderson Cancer Center |  |  | 01/24/2018 |  | 1/24/25 |  |  | NO | YES |  |  |  |  | CAREFUSION 10752523 15076942 |  |  | Active |  | 00:17:23:24:51:26 |  | High Risk | 1Y:00-MFG 2Y:00-BAT | 08/26/2019 | 09/01/2020 | COOPER AMBULATORY OFF-SITES |  |  |  | 0012673119 | COLLEEN TEGELER | Performance Verification | Closed | Josh Harris | 01/24/2018 | 01/24/2018 | INCOMING INVENTORY | DEVICE INVENTORIED | 7DBA691F-52BF-40B7-A94D-0CE07A812776 | Labor | 01/24/2018 | 01/24/2018 | Josh Harris
|  | CAREFUSION | ALARIS 8015 5.7 | CONTROLLER, INFUSION PUMP |  | WILLINGBORO HEMATOLOGY/ONCOLOGY | 1000 Salem Rd |  |  | 01/24/2018 |  | 1/24/25 |  |  | NO | YES |  |  |  |  | CAREFUSION 10752524 15076941 |  |  | Active |  | 00:17:23:22:06:C0 |  | High Risk | 1Y:00-MFG 2Y:00-BAT | 09/17/2019 | 09/01/2020 | COOPER AMBULATORY OFF-SITES |  |  |  | 0012673124 | ANN DENTON | Preventative Maintenance | Closed | Josh Harris | 01/24/2018 | 01/24/2018 | PERFORMANCE ASSURANCE AT INVENTORY | INVENTORIED DEVICE AND ENSURED DEVICE WAS FUNCTIONING PROPERLY. | 16C6EAAF-5F01-4D67-8757-9505431B32E2 | Labor | 01/24/2018 | 01/24/2018 | Josh Harris
|  | CAREFUSION | ALARIS 8015 5.7 | CONTROLLER, INFUSION PUMP |  | VOORHEES SURGERY CENTER-HEM/ONC | 900 Centennial Blvd | Suite M |  | 01/24/2018 |  | 1/24/25 |  |  | NO | YES |  |  |  |  | CAREFUSION 10752522 15076925 |  |  | Active |  | 00:17:23:22:06:94 |  | High Risk | 1Y:00-MFG 2Y:00-BAT | 08/14/2019 | 09/01/2020 | COOPER AMBULATORY OFF-SITES |  |  | SUITE F | 0012673114 | MEGAN MCCAFFERTY | Performance Verification | Closed | Josh Harris | 01/24/2018 | 01/24/2018 | INCOMING INVENTORY | DEVICE INVENTORIED | 413384F7-C2E2-4916-8B55-8F44189126AC | Labor | 01/24/2018 | 01/24/2018 | Josh Harris
|  | CAREFUSION | ALARIS 8015 5.7 | CONTROLLER, INFUSION PUMP |  | VOORHEES SURGERY CENTER-HEM/ONC | 900 Centennial Blvd | Suite F |  | 01/24/2018 |  | 1/24/25 |  |  | NO | YES |  |  |  |  | CAREFUSION 10752521 15077062 |  |  | Active |  | 00:17:23:23:D8:5C |  | High Risk | 1Y:00-MFG 2Y:00-BAT | 08/14/2019 | 09/01/2020 | COOPER AMBULATORY OFF-SITES |  |  | SUITE M | 0012673113 | MEGAN MCCAFFERTY | Preventative Maintenance | Closed | Josh Harris | 01/24/2018 | 01/24/2018 | PERFORMANCE ASSURANCE AT INVENTORY | INVENTORIED DEVICE AND ENSURED DEVICE WAS FUNCTIONING PROPERLY. | C44A8E7B-6986-4286-B18E-A04E846757A2 | Labor | 01/24/2018 | 01/24/2018 | Josh Harris
|  | CAREFUSION | ALARIS 8015 5.7 | CONTROLLER, INFUSION PUMP |  | VOORHEES SURGERY CENTER-HEM/ONC | 900 Centennial | Suite F |  | 01/24/2018 |  | 1/24/25 |  |  | NO | YES |  |  |  |  | CAREFUSION 10752520 15076875 |  |  | Active |  | 00:17:23:24:C2:AA |  | High Risk | 1Y:00-MFG 2Y:00-BAT | 08/14/2019 | 09/01/2020 | COOPER AMBULATORY OFF-SITES |  |  | SUITE M | 0012673110 | MEGAN MCCAFFERTY | Performance Verification | Closed | Josh Harris | 01/24/2018 | 01/24/2018 | INCOMING INVENTORY | DEVICE INVENTORIED | B97A0BA8-A930-4334-85B7-A8D11D0D387D | Labor | 01/24/2018 | 01/24/2018 | Josh Harris
|  | CAREFUSION | ALARIS 8015 5.7 | CONTROLLER, INFUSION PUMP |  |  | Kelemen | BASEMENT | [6 empty] | NO | YES
|  | CAREFUSION | ALARIS 8015 5.7 | CONTROLLER, INFUSION PUMP |  |  | Pavilion | [7 empty] | NO | YES
|  | CAREFUSION | ALARIS 8015 5.7 | CONTROLLER, INFUSION PUMP |  |  | 900 Centennial Blvd | Suite E | [6 empty] | NO | YES
|  | CAREFUSION | ALARIS 8015 5.7 | CONTROLLER, INFUSION PUMP |  | SPD | Dorrance |  |  | 11/01/2019 |  | 11/1/26 |  |  | NO | YES |  |  |  |  | CAREFUSION 11136497 15273995 |  |  | Active |  | 00:17:23:35:12:58 |  | High Risk | 1Y:00-MFG 2Y:00-BAT | 11/01/2019 | 11/01/2019 | COOPER UNIVERSITY HOSPITAL |  |  | Moves | WOT00000001468314 | David Frye | Performance Verification | Completed |  | 11/01/2019 | 11/01/2019 | Performance Verification for CAREFUSION 11136497 15273995 | Initial Install of Performance Verification. Device is ready for patient use. |  |  | 11/01/2019 | 11/01/2019
|  | CAREFUSION | ALARIS 8015 5.7 | CONTROLLER, INFUSION PUMP |  | COOPER CANCER CENTER | MD Anderson Cancer Center |  |  | 06/16/2016 |  | 6/16/23 |  |  | NO | YES |  |  |  |  | CAREFUSION 10505239 14622300 |  |  | Active |  | 00:23:68:FA:B7:04 |  | High Risk | 1Y:00-MFG 2Y:00-BAT | 08/26/2019 | 09/01/2020 | COOPER AMBULATORY OFF-SITES |  |  |  |  | COLLEEN TEGELER
|  | CAREFUSION | ALARIS 8015 5.7 | CONTROLLER, INFUSION PUMP |  | VOORHEES SURGERY CENTER-OPERATING ROOM | 900 Centennial Blvd | Suite E |  | 06/16/2016 |  | 6/16/23 |  |  | NO | YES |  |  |  |  | CAREFUSION 10505238 14621872 |  |  | Active |  | 00:23:68:FA:B0:F0 |  | High Risk | 1Y:00-MFG 2Y:00-BAT | 08/14/2019 | 09/01/2020 | COOPER AMBULATORY OFF-SITES |  |  | SUITE E |  | JENNIFER BOMBARO
|  | CAREFUSION | ALARIS 8015 5.7 | CONTROLLER, INFUSION PUMP |  | SPD | Pavilion |  |  | 06/16/2016 |  | 6/16/23 |  |  | NO | YES |  |  |  |  | CAREFUSION 10505231 14622343 |  |  | Active |  | 00:23:68:FA:AE:9E |  | High Risk | 1Y:00-MFG 2Y:00-BAT | 11/01/2019 | 11/01/2020 | COOPER UNIVERSITY HOSPITAL |  |  |  |  | David Frye
|  | CAREFUSION | ALARIS 8015 5.7 | CONTROLLER, INFUSION PUMP |  | VOORHEES SURGERY CENTER-HEM/ONC | 900 Centennial Blvd | Suite M |  | 06/16/2016 |  | 6/16/23 |  |  | NO | YES |  |  |  |  | CAREFUSION 10505232 14622233 |  |  | Active |  | 00:23:68:FA:B7:9A |  | High Risk | 1Y:00-MFG 2Y:00-BAT | 08/14/2019 | 09/01/2020 | COOPER AMBULATORY OFF-SITES |  |  | SUITE F |  | MEGAN MCCAFFERTY
|  | CAREFUSION | ALARIS 8015 5.7 | CONTROLLER, INFUSION PUMP |  | WILLINGBORO HEMATOLOGY/ONCOLOGY | 1000 Salem Rd |  |  | 06/16/2016 |  | 6/16/23 |  |  | NO | YES |  |  |  |  | CAREFUSION 10505233 14620152 |  |  | Active |  | 00:23:68:FA:A9:69 |  | High Risk | 1Y:00-MFG 2Y:00-BAT | 09/17/2019 | 09/01/2020 | COOPER AMBULATORY OFF-SITES |  |  |  |  | ANN DENTON
|  | CAREFUSION | ALARIS 8015 5.7 | CONTROLLER, INFUSION PUMP |  | VOORHEES SURGERY CENTER-OPERATING ROOM | 900 Centennial Blvd | Suite E |  | 06/16/2016 |  | 6/16/23 |  |  | NO | YES |  |  |  |  | CAREFUSION 10505234 14621964 |  |  | Active |  | 00:23:68:FA:B1:96 |  | High Risk | 1Y:00-MFG 2Y:00-BAT | 08/14/2019 | 09/01/2020 | COOPER AMBULATORY OFF-SITES |  |  | SUITE E |  | JENNIFER BOMBARO
|  | CAREFUSION | ALARIS 8015 5.7 | CONTROLLER, INFUSION PUMP |  | COOPER CANCER CENTER | MD Anderson Cancer Center |  |  | 06/16/2016 |  | 6/16/23 |  |  | NO | YES |  |  |  |  | CAREFUSION 10505237 14621834 |  |  | Active |  | 00:23:68:FA:B3:CA |  | High Risk | 1Y:00-MFG 2Y:00-BAT | 08/26/2019 | 09/01/2020 | COOPER AMBULATORY OFF-SITES |  |  |  |  | COLLEEN TEGELER
|  | CAREFUSION | ALARIS 8015 5.7 | CONTROLLER, INFUSION PUMP |  | VOORHEES SURGERY CENTER-OPERATING ROOM | 900 Centennial Blvd | Suite E |  | 06/16/2016 |  | 6/16/23 |  |  | NO | YES |  |  |  |  | CAREFUSION 10505236 14621847 |  |  | Active |  | 00:23:68:FA:B6:38 |  | High Risk | 1Y:00-MFG 2Y:00-BAT | 08/14/2019 | 09/01/2020 | COOPER AMBULATORY OFF-SITES |  |  | SUITE E |  | JENNIFER BOMBARO
|  | CAREFUSION | ALARIS 8015 5.7 | CONTROLLER, INFUSION PUMP |  | VOORHEES SURGERY CENTER-OPERATING ROOM | 900 Centennial Blvd | Suite E |  | 06/16/2016 |  | 6/16/23 |  |  | NO | YES |  |  |  |  | CAREFUSION 10505235 14622124 |  |  | Active |  | 00:23:68:FA:B6:F7 |  | High Risk | 1Y:00-MFG 2Y:00-BAT | 08/14/2019 | 09/01/2020 | COOPER AMBULATORY OFF-SITES |  |  | SUITE E |  | JENNIFER BOMBARO
|  | CAREFUSION | ALARIS 8015 5.7 | CONTROLLER, INFUSION PUMP |  | VOORHEES SURGERY CENTER-OPERATING ROOM | 900 Centennial Blvd | Suite E |  | 06/16/2016 |  | 6/16/23 |  |  | NO | YES |  |  |  |  | CAREFUSION 10505230 14619710 |  |  | Active |  | 00:23:68:FA:AB:3E |  | High Risk | 1Y:00-MFG 2Y:00-BAT | 08/14/2019 | 09/01/2020 | COOPER AMBULATORY OFF-SITES |  |  | SUITE E |  | JENNIFER BOMBARO
|  | CAREFUSION | ALARIS 8015 5.7 | CONTROLLER, INFUSION PUMP |  | COOPER CANCER CENTER | MD Anderson Cancer Center |  |  | 06/16/2016 |  | 6/16/23 |  |  | NO | YES |  |  |  |  | CAREFUSION 10505229 14622337 |  |  | Active |  | 00:23:68:FA:AF:CB |  | High Risk | 1Y:00-MFG 2Y:00-BAT | 08/26/2019 | 09/01/2020 | COOPER AMBULATORY OFF-SITES |  |  |  |  | COLLEEN TEGELER
|  | CAREFUSION | ALARIS 8015 5.7 | CONTROLLER, INFUSION PUMP |  | VOORHEES SURGERY CENTER-HEM/ONC | 900 Centennial Blvd | Suite M |  | 06/16/2016 |  | 6/16/23 |  |  | NO | YES |  |  |  |  | CAREFUSION 10505227 14621072 |  |  | Active |  | 00:23:68:FA:B5:43 |  | High Risk | 1Y:00-MFG 2Y:00-BAT | 08/14/2019 | 09/01/2020 | COOPER AMBULATORY OFF-SITES |  |  | SUITE F |  | MEGAN MCCAFFERTY
|  | CAREFUSION | ALARIS 8015 5.7 | CONTROLLER, INFUSION PUMP |  | VOORHEES SURGERY CENTER-HEM/ONC | 900 Centennial Blvd | Suite M |  | 06/16/2016 |  | 6/16/23 |  |  | NO | YES |  |  |  |  | CAREFUSION 10505224 14622252 |  |  | Active |  | 00:23:68:FA:B7:65 |  | High Risk | 1Y:00-MFG 2Y:00-BAT | 08/14/2019 | 09/01/2020 | COOPER AMBULATORY OFF-SITES |  |  | SUITE F |  | MEGAN MCCAFFERTY
|  | CAREFUSION | ALARIS 8015 5.7 | CONTROLLER, INFUSION PUMP |  | COOPER CANCER CENTER | MD Anderson Cancer Center |  |  | 06/16/2016 |  | 6/16/23 |  |  | NO | YES |  |  |  |  | CAREFUSION 10505212 14621856 |  |  | Active |  | 00:23:68:FA:B0:A9 |  | High Risk | 1Y:00-MFG 2Y:00-BAT | 08/26/2019 | 09/01/2020 | COOPER AMBULATORY OFF-SITES |  |  |  |  | COLLEEN TEGELER
|  | CAREFUSION | ALARIS 8015 5.7 | CONTROLLER, INFUSION PUMP |  | COOPER CANCER CENTER | MD Anderson Cancer Center |  |  | 06/16/2016 |  | 6/16/23 |  |  | NO | YES |  |  |  |  | CAREFUSION 10505221 14621866 |  |  | Active |  | 00:23:68:FA:AF:B4 |  | High Risk | 1Y:00-MFG 2Y:00-BAT | 08/26/2019 | 09/01/2020 | COOPER AMBULATORY OFF-SITES |  |  |  |  | COLLEEN TEGELER
|  | CAREFUSION | ALARIS 8015 5.7 | CONTROLLER, INFUSION PUMP |  | SPD | Kelemen |  |  | 06/16/2016 |  | 6/16/23 |  |  | NO | YES |  |  |  |  | CAREFUSION 10505218 14621877 |  |  | Active |  | 00:23:68:FA:B4:91 |  | High Risk | 1Y:00-MFG 2Y:00-BAT | 11/01/2019 | 11/01/2020 | COOPER UNIVERSITY HOSPITAL |  |  |  |  | David Frye
|  | CAREFUSION | ALARIS 8015 5.7 | CONTROLLER, INFUSION PUMP |  | SPD | Kelemen |  |  | 06/16/2016 |  | 6/16/23 |  |  | NO | YES |  |  |  |  | CAREFUSION 10505215 14621959 |  |  | Active |  | 00:23:68:FA:B1:93 |  | High Risk | 1Y:00-MFG 2Y:00-BAT | 11/01/2019 | 11/01/2020 | COOPER UNIVERSITY HOSPITAL |  |  |  |  | David Frye
|  | CAREFUSION | ALARIS 8015 5.7 | CONTROLLER, INFUSION PUMP |  | COOPER CANCER CENTER | MD Anderson Cancer Center |  |  | 06/16/2016 |  | 6/16/23 |  |  | NO | YES |  |  |  |  | CAREFUSION 10505209 14621955 |  |  | Active |  | 00:23:68:FA:B1:38 |  | High Risk | 1Y:00-MFG 2Y:00-BAT | 08/26/2019 | 09/01/2020 | COOPER AMBULATORY OFF-SITES |  |  |  |  | COLLEEN TEGELER
|  | CAREFUSION | ALARIS 8015 5.7 | CONTROLLER, INFUSION PUMP |  | COOPER CANCER CENTER | MD Anderson Cancer Center |  |  | 06/16/2016 |  | 6/16/23 |  |  | NO | YES |  |  |  |  | CAREFUSION 10505203 14622296 |  |  | Active |  | 00:23:68:FA:B6:AE |  | High Risk | 1Y:00-MFG 2Y:00-BAT | 08/26/2019 | 09/01/2020 | COOPER AMBULATORY OFF-SITES |  |  |  |  | COLLEEN TEGELER
|  | CAREFUSION | ALARIS 8015 5.7 | CONTROLLER, INFUSION PUMP |  | COOPER CANCER CENTER | MD Anderson Cancer Center |  |  | 06/16/2016 |  | 6/16/23 |  |  | NO | YES |  |  |  |  | CAREFUSION 10505197 14621875 |  |  | Active |  | 00:23:68:FA:B1:09 |  | High Risk | 1Y:00-MFG 2Y:00-BAT | 08/26/2019 | 09/01/2020 | COOPER AMBULATORY OFF-SITES |  |  |  |  | COLLEEN TEGELER
|  | CAREFUSION | ALARIS 8015 5.7 | CONTROLLER, INFUSION PUMP |  | COOPER CANCER CENTER | MD Anderson Cancer Center |  |  | 06/16/2016 |  | 6/16/23 |  |  | NO | YES |  |  |  |  | CAREFUSION 10505194 14621859 |  |  | Active |  | 00:23:68:FA:86:F0 |  | High Risk | 1Y:00-MFG 2Y:00-BAT | 08/26/2019 | 09/01/2020 | COOPER AMBULATORY OFF-SITES |  |  |  |  | COLLEEN TEGELER
|  | CAREFUSION | ALARIS 8015 5.7 | CONTROLLER, INFUSION PUMP |  | SPD | Kelemen |  |  | 06/16/2016 |  | 6/16/23 |  |  | NO | YES |  |  |  |  | CAREFUSION 10505160 14620775 |  |  | Active |  | 00:23:68:FA:B6:26 |  | High Risk | 1Y:00-MFG 2Y:00-BAT | 11/01/2019 | 11/01/2020 | COOPER UNIVERSITY HOSPITAL |  |  |  |  | David Frye
|  | CAREFUSION | ALARIS 8015 5.7 | CONTROLLER, INFUSION PUMP |  | SPD | Dorrance |  |  | 06/16/2016 |  | 6/16/23 |  |  | NO | YES |  |  |  |  | CAREFUSION 10505158 14621103 |  |  | Active |  | 00:23:68:FA:F5:A7 |  | High Risk | 1Y:00-MFG 2Y:00-BAT | 11/01/2019 | 11/01/2020 | COOPER UNIVERSITY HOSPITAL |  |  |  |  | David Frye
|  | CAREFUSION | ALARIS 8015 5.7 | CONTROLLER, INFUSION PUMP |  | SPD | Kelemen |  |  | 06/16/2016 |  | 6/16/23 |  |  | NO | YES |  |  |  |  | CAREFUSION 10505159 14621283 |  |  | Active |  | 00:23:68:FA:B7:89 |  | High Risk | 1Y:00-MFG 2Y:00-BAT | 11/01/2019 | 11/01/2020 | COOPER UNIVERSITY HOSPITAL |  |  |  |  | David Frye
|  | CAREFUSION | ALARIS 8015 5.7 | CONTROLLER, INFUSION PUMP |  | SPD | Dorrance |  |  | 06/16/2016 |  | 6/16/23 |  |  | NO | YES |  |  |  |  | CAREFUSION 10505157 14621090 |  |  | Active |  | 00:23:68:FA:B6:A8 |  | High Risk | 1Y:00-MFG 2Y:00-BAT | 11/01/2019 | 11/01/2020 | COOPER UNIVERSITY HOSPITAL |  |  |  |  | David Frye
|  | CAREFUSION | ALARIS 8015 5.7 | CONTROLLER, INFUSION PUMP |  | SPD | Kelemen |  |  | 06/16/2016 |  | 6/16/23 |  |  | NO | YES |  |  |  |  | CAREFUSION 10505155 14620100 |  |  | Active |  | 00:23:68:FA:A9:8C |  | High Risk | 1Y:00-MFG 2Y:00-BAT | 11/01/2019 | 11/01/2020 | COOPER UNIVERSITY HOSPITAL |  |  |  |  | David Frye
|  | CAREFUSION | ALARIS 8015 5.7 | CONTROLLER, INFUSION PUMP |  | SPD | Kelemen |  |  | 06/16/2016 |  | 6/16/23 |  |  | NO | YES |  |  |  |  | CAREFUSION 10505156 14620783 |  |  | Active |  | 00:23:68:FA:B4:F0 |  | High Risk | 1Y:00-MFG 2Y:00-BAT | 11/01/2019 | 11/01/2020 | COOPER UNIVERSITY HOSPITAL |  |  |  |  | David Frye
|  | CAREFUSION | ALARIS 8015 5.7 | CONTROLLER, INFUSION PUMP |  | SPD | Pavilion |  |  | 06/16/2016 |  | 6/16/23 |  |  | NO | YES |  |  |  |  | CAREFUSION 10505154 14621097 |  |  | Active |  | 00:23:68:FA:B9:09 |  | High Risk | 1Y:00-MFG 2Y:00-BAT | 11/01/2019 | 11/01/2020 | COOPER UNIVERSITY HOSPITAL |  |  |  |  | David Frye
|  | CAREFUSION | ALARIS 8015 5.7 | CONTROLLER, INFUSION PUMP |  | SPD | Kelemen |  |  | 06/16/2016 |  | 6/16/23 |  |  | NO | YES |  |  |  |  | CAREFUSION 10505153 14620142 |  |  | Active |  | 00:23:68:FA:AA:B9 |  | High Risk | 1Y:00-MFG 2Y:00-BAT | 11/01/2019 | 11/01/2020 | COOPER UNIVERSITY HOSPITAL |  |  |  |  | David Frye
|  | CAREFUSION | ALARIS 8015 5.7 | CONTROLLER, INFUSION PUMP |  | SPD | Kelemen |  |  | 06/16/2016 |  | 6/16/23 |  |  | NO | YES |  |  |  |  | CAREFUSION 10505152 14620774 |  |  | Active |  | 00:23:68:FA:B7:DB |  | High Risk | 1Y:00-MFG 2Y:00-BAT | 11/01/2019 | 11/01/2020 | COOPER UNIVERSITY HOSPITAL |  |  |  |  | David Frye
|  | CAREFUSION | ALARIS 8015 5.7 | CONTROLLER, INFUSION PUMP |  | SPD | Kelemen |  |  | 06/16/2016 |  | 6/16/23 |  |  | NO | YES |  |  |  |  | CAREFUSION 10505150 14620149 |  |  | Active |  | 00:23:68:FA:AA:E6 |  | High Risk | 1Y:00-MFG 2Y:00-BAT | 11/01/2019 | 11/01/2020 | COOPER UNIVERSITY HOSPITAL |  |  |  |  | David Frye
|  | CAREFUSION | ALARIS 8015 5.7 | CONTROLLER, INFUSION PUMP |  | SPD | Dorrance |  |  | 06/16/2016 |  | 6/16/23 |  |  | NO | YES |  |  |  |  | CAREFUSION 10505151 14621295 |  |  | Active |  | 00:23:68:FA:B3:F7 |  | High Risk | 1Y:00-MFG 2Y:00-BAT | 11/01/2019 | 11/01/2020 | COOPER UNIVERSITY HOSPITAL |  |  |  |  | David Frye
|  | CAREFUSION | ALARIS 8015 5.7 | CONTROLLER, INFUSION PUMP |  | SPD | Kelemen |  |  | 06/16/2016 |  | 6/16/23 |  |  | NO | YES |  |  |  |  | CAREFUSION 10505149 14621096 |  |  | Active |  | 00:23:68:FA:B3:EB |  | High Risk | 1Y:00-MFG 2Y:00-BAT | 11/01/2019 | 11/01/2020 | COOPER UNIVERSITY HOSPITAL |  |  |  |  | David Frye
|  | CAREFUSION | ALARIS 8015 5.7 | CONTROLLER, INFUSION PUMP |  | SPD | Kelemen |  |  | 06/16/2016 |  | 6/16/23 |  |  | NO | YES |  |  |  |  | CAREFUSION 10505147 14621842 |  |  | Active |  | 00:23:68:FA:B3:E3 |  | High Risk | 1Y:00-MFG 2Y:00-BAT | 11/01/2019 | 11/01/2020 | COOPER UNIVERSITY HOSPITAL |  |  |  |  | David Frye
|  | CAREFUSION | ALARIS 8015 5.7 | CONTROLLER, INFUSION PUMP |  | SPD | Kelemen |  |  | 06/16/2016 |  | 6/16/23 |  |  | NO | YES |  |  |  |  | CAREFUSION 10505148 14620127 |  |  | Active |  | 00:23:68:FA:AB:01 |  | High Risk | 1Y:00-MFG 2Y:00-BAT | 11/01/2019 | 11/01/2020 | COOPER UNIVERSITY HOSPITAL |  |  |  |  | David Frye
|  | CAREFUSION | ALARIS 8015 5.7 | CONTROLLER, INFUSION PUMP |  | COOPER CANCER CENTER | Kelemen |  |  | 06/16/2016 |  | 6/16/23 |  |  | NO | YES |  |  |  |  | CAREFUSION 10505146 14621121 |  |  | Active |  | 00:23:68:FA:B4:F7 |  | High Risk | 1Y:00-MFG 2Y:00-BAT | 09/01/2019 | 09/01/2020 | COOPER AMBULATORY OFF-SITES |  |  | Actually in Main Hospital |  | COLLEEN TEGELER
|  | CAREFUSION | ALARIS 8015 5.7 | CONTROLLER, INFUSION PUMP |  | SPD | Dorrance |  |  | 06/16/2016 |  | 6/16/23 |  |  | NO | YES |  |  |  |  | CAREFUSION 10505145 14620180 |  |  | Active |  | 00:23:68:FA:AA:BD |  | High Risk | 1Y:00-MFG 2Y:00-BAT | 11/01/2019 | 11/01/2020 | COOPER UNIVERSITY HOSPITAL |  |  |  |  | David Frye
|  | CAREFUSION | ALARIS 8015 5.7 | CONTROLLER, INFUSION PUMP |  | SPD | Pavilion |  |  | 06/16/2016 |  | 6/16/23 |  |  | NO | YES |  |  |  |  | CAREFUSION 10505144 14620134 |  |  | Active |  | 00:23:68:FA:B6:81 |  | High Risk | 1Y:00-MFG 2Y:00-BAT | 11/01/2019 | 11/01/2020 | COOPER UNIVERSITY HOSPITAL |  |  |  |  | David Frye
|  | CAREFUSION | ALARIS 8015 5.7 | CONTROLLER, INFUSION PUMP |  |  | 900 Centennial Blvd | Suite E | [6 empty] | NO | YES
|  | CAREFUSION | ALARIS 8015 5.7 | CONTROLLER, INFUSION PUMP |  | COOPER CANCER CENTER | MD Anderson Cancer Center |  |  | 11/06/2015 |  | 11/6/22 |  |  | NO | YES |  |  |  |  | CAREFUSION 10480091 14484791 |  |  | Active |  | 00:23:68:FA:66:42 |  | High Risk | 1Y:00-MFG 2Y:00-BAT | 08/26/2019 | 09/01/2020 | COOPER AMBULATORY OFF-SITES |  |  |  |  | COLLEEN TEGELER
|  | CAREFUSION | ALARIS 8015 5.7 | CONTROLLER, INFUSION PUMP |  | VOORHEES SURGERY CENTER-HEM/ONC | 900 Centennial Blvd | Suite M |  | 11/06/2015 |  | 11/6/22 |  |  | NO | YES |  |  |  |  | CAREFUSION 10480092 14483870 |  |  | Active |  | 00:23:68:FA:76:4F |  | High Risk | 1Y:00-MFG 2Y:00-BAT | 08/14/2019 | 09/01/2020 | COOPER AMBULATORY OFF-SITES |  |  | SUITE F |  | MEGAN MCCAFFERTY
|  | CAREFUSION | ALARIS 8015 5.7 | CONTROLLER, INFUSION PUMP |  | VOORHEES SURGERY CENTER-HEM/ONC | 900 Centennial Blvd | Suite M |  | 11/06/2015 |  | 11/6/22 |  |  | NO | YES |  |  |  |  | CAREFUSION 10480088 14485575 |  |  | Active |  | 00:23:68:FA:63:9F |  | High Risk | 1Y:00-MFG 2Y:00-BAT | 08/14/2019 | 09/01/2020 | COOPER AMBULATORY OFF-SITES |  |  | SUITE F |  | MEGAN MCCAFFERTY
|  | CAREFUSION | ALARIS 8015 5.7 | CONTROLLER, INFUSION PUMP |  | VOORHEES SURGERY CENTER-OPERATING ROOM | 900 Centennial Blvd | Suite E |  | 11/06/2015 |  | 11/6/22 |  |  | NO | YES |  |  |  |  | CAREFUSION 10480087 14485562 |  |  | Active |  | 00:23:68:FA:67:D0 |  | High Risk | 1Y:00-MFG 2Y:00-BAT | 08/14/2019 | 09/01/2020 | COOPER AMBULATORY OFF-SITES |  |  | SUITE E |  | JENNIFER BOMBARO
|  | CAREFUSION | ALARIS 8015 5.7 | CONTROLLER, INFUSION PUMP |  | COOPER DIGESTIVE HEALTH-ENDOSCOPY | 501 fellowship road |  |  | 11/06/2015 |  | 11/6/22 |  |  | NO | YES |  |  |  |  | CAREFUSION 10480079 14485070 |  |  | Active |  | 00:23:68:FA:6F:14 |  | High Risk | 1Y:00-MFG 2Y:00-BAT | 09/26/2019 | 09/01/2020 | COOPER AMBULATORY OFF-SITES |  |  |  |  | JEANNE GREER
|  | CAREFUSION | ALARIS 8015 5.7 | CONTROLLER, INFUSION PUMP |  | COOPER CANCER CENTER | MD Anderson Cancer Center |  |  | 11/06/2015 |  | 11/6/22 |  |  | NO | YES |  |  |  |  | CAREFUSION 10480080 14484559 |  |  | Active |  | 00:23:68:FA:73:50 |  | High Risk | 1Y:00-MFG 2Y:00-BAT | 08/26/2019 | 09/01/2020 | COOPER AMBULATORY OFF-SITES |  |  |  |  | COLLEEN TEGELER
|  | CAREFUSION | ALARIS 8015 5.7 | CONTROLLER, INFUSION PUMP |  | VOORHEES SURGERY CENTER-OPERATING ROOM | 900 Centennial Blvd | Suite E |  | 11/06/2015 |  | 11/6/22 |  |  | NO | YES |  |  |  |  | CAREFUSION 10480085 14482272 |  |  | Active |  | 00:23:68:FA:63:60 |  | High Risk | 1Y:00-MFG 2Y:00-BAT | 08/14/2019 | 09/01/2020 | COOPER AMBULATORY OFF-SITES |  |  |  |  | JENNIFER BOMBARO
|  | CAREFUSION | ALARIS 8015 5.7 | CONTROLLER, INFUSION PUMP |  | SPD | Kelemen |  |  | 11/06/2015 |  | 11/6/22 |  |  | NO | YES |  |  |  |  | CAREFUSION 10480086 14485385 |  |  | Disposition |  | 00:23:68:FA:72:81 |  | High Risk | 1Y:00-MFG 2Y:00-BAT | 02/12/2018 |  | COOPER UNIVERSITY HOSPITAL |  |  |  |  | David Frye
|  | CAREFUSION | ALARIS 8015 5.7 | CONTROLLER, INFUSION PUMP |  | COOPER DIGESTIVE HEALTH-ENDOSCOPY | 501 Fellowship Rd |  |  | 11/06/2015 |  | 11/6/22 |  |  | NO | YES |  |  |  |  | CAREFUSION 10480084 14485590 |  |  | Active |  | 00:23:68:FA:65:A4 |  | High Risk | 1Y:00-MFG 2Y:00-BAT | 09/26/2019 | 09/01/2020 | COOPER AMBULATORY OFF-SITES |  |  |  |  | JEANNE GREER
|  | CAREFUSION | ALARIS 8015 5.7 | CONTROLLER, INFUSION PUMP |  | VOORHEES SURGERY CENTER-HEM/ONC | 900 Centennial Blvd | Suite F |  | 11/06/2015 |  | 11/6/22 |  |  | NO | YES |  |  |  |  | CAREFUSION 10480083 14485529 |  |  | Active |  | 00:23:68:FA:72:55 |  | High Risk | 1Y:00-MFG 2Y:00-BAT | 09/01/2019 | 09/01/2020 | COOPER AMBULATORY OFF-SITES |  |  |  |  | MEGAN MCCAFFERTY
|  | CAREFUSION | ALARIS 8015 5.7 | CONTROLLER, INFUSION PUMP |  | VOORHEES SURGERY CENTER-OPERATING ROOM | 900 Centennial Blvd | Suite E |  | 11/06/2015 |  | 11/6/22 |  |  | NO | YES |  |  |  |  | CAREFUSION 10480082 14485573 |  |  | Active |  | 00:23:68:FA:65:A6 |  | High Risk | 1Y:00-MFG 2Y:00-BAT | 08/14/2019 | 09/01/2020 | COOPER AMBULATORY OFF-SITES |  |  | SUITE E |  | JENNIFER BOMBARO
|  | CAREFUSION | ALARIS 8015 5.7 | CONTROLLER, INFUSION PUMP |  | COOPER CANCER CENTER | MD Anderson Cancer Center |  |  | 11/06/2015 |  | 11/6/22 |  |  | NO | YES |  |  |  |  | CAREFUSION 10480081 14485598 |  |  | Active |  | 00:23:68:FA:65:A0 |  | High Risk | 1Y:00-MFG 2Y:00-BAT | 08/26/2019 | 09/01/2020 | COOPER AMBULATORY OFF-SITES |  |  |  |  | COLLEEN TEGELER
|  | CAREFUSION | ALARIS 8015 5.7 | CONTROLLER, INFUSION PUMP |  | VOORHEES SURGERY CENTER-HEM/ONC | 900 Cenntenial | Suite F |  | 11/06/2015 |  | 11/6/22 |  |  | NO | YES |  |  |  |  | CAREFUSION 10480076 14485588 |  |  | Active |  | 00:23:68:FA:64:11 |  | High Risk | 1Y:00-MFG 2Y:00-BAT | 08/14/2019 | 09/01/2020 | COOPER AMBULATORY OFF-SITES |  |  | SUITE M |  | MEGAN MCCAFFERTY
|  | CAREFUSION | ALARIS 8015 5.7 | CONTROLLER, INFUSION PUMP |  | VOORHEES SURGERY CENTER-HEM/ONC | 900 Centennial Blvd | Suite M |  | 11/06/2015 |  | 11/6/22 |  |  | NO | YES |  |  |  |  | CAREFUSION 10480078 14485603 |  |  | Active |  | 00:23:68:FA:65:3B |  | High Risk | 1Y:00-MFG 2Y:00-BAT | 08/14/2019 | 09/01/2020 | COOPER AMBULATORY OFF-SITES |  |  | SUITE F |  | MEGAN MCCAFFERTY
|  | CAREFUSION | ALARIS 8015 5.7 | CONTROLLER, INFUSION PUMP |  | COOPER CANCER CENTER | MD Anderson Cancer Center |  |  | 11/06/2015 |  | 11/6/22 |  |  | NO | YES |  |  |  |  | CAREFUSION 10480077 14485577 |  |  | Active |  | 00:23:68:FA:64:69 |  | High Risk | 1Y:00-MFG 2Y:00-BAT | 08/26/2019 | 09/01/2020 | COOPER AMBULATORY OFF-SITES |  |  |  |  | COLLEEN TEGELER
|  | CAREFUSION | ALARIS 8015 5.7 | CONTROLLER, INFUSION PUMP |  | COOPER CANCER CENTER | MD Anderson Cancer Center |  |  | 11/06/2015 |  | 11/6/22 |  |  | NO | YES |  |  |  |  | CAREFUSION 10480075 14485584 |  |  | Active |  | 00:23:68:FA:64:6C |  | High Risk | 1Y:00-MFG 2Y:00-BAT | 08/26/2019 | 09/01/2020 | COOPER AMBULATORY OFF-SITES |  |  |  |  | COLLEEN TEGELER
|  | CAREFUSION | ALARIS 8015 5.7 | CONTROLLER, INFUSION PUMP |  | COOPER DIGESTIVE HEALTH-ENDOSCOPY | 501 Fellowship Rd |  |  | 11/06/2015 |  | 11/6/22 |  |  | NO | YES |  |  |  |  | CAREFUSION 10480074 14485595 |  |  | Active |  | 00:23:68:FA:65:9D |  | High Risk | 1Y:00-MFG 2Y:00-BAT | 09/26/2019 | 09/01/2020 | COOPER AMBULATORY OFF-SITES |  |  |  |  | JEANNE GREER
|  | CAREFUSION | ALARIS 8015 5.7 | CONTROLLER, INFUSION PUMP |  | COOPER CANCER CENTER | MD Anderson Cancer Center |  |  | 11/06/2015 |  | 11/6/22 |  |  | NO | YES |  |  |  |  | CAREFUSION 10480073 14485612 |  |  | Active |  | 00:23:68:FA:64:0F |  | High Risk | 1Y:00-MFG 2Y:00-BAT | 08/26/2019 | 09/01/2020 | COOPER AMBULATORY OFF-SITES |  |  |  |  | COLLEEN TEGELER
|  | CAREFUSION | ALARIS 8015 5.7 | CONTROLLER, INFUSION PUMP |  | COOPER CANCER CENTER | MD Anderson Cancer Center |  |  | 11/06/2015 |  | 11/6/22 |  |  | NO | YES |  |  |  |  | CAREFUSION 10480072 14485538 |  |  | Active |  | 00:23:68:FA:71:B7 |  | High Risk | 1Y:00-MFG 2Y:00-BAT | 08/26/2019 | 09/01/2020 | COOPER AMBULATORY OFF-SITES |  |  |  |  | COLLEEN TEGELER
|  | CAREFUSION | ALARIS 8015 5.7 | CONTROLLER, INFUSION PUMP |  | COOPER DIGESTIVE HEALTH-ENDOSCOPY | 501 Fellowship Rd |  |  | 11/06/2015 |  | 11/6/22 |  |  | NO | YES |  |  |  |  | CAREFUSION 10480065 14485537 |  |  | Active |  | 00:23:68:FA:71:40 |  | High Risk | 1Y:00-MFG 2Y:00-BAT | 09/26/2019 | 09/01/2020 | COOPER AMBULATORY OFF-SITES |  |  |  |  | JEANNE GREER
|  | CAREFUSION | ALARIS 8015 5.7 | CONTROLLER, INFUSION PUMP |  | COOPER DIGESTIVE HEALTH-ENDOSCOPY | 501 Fellowship Rd |  |  | 11/06/2015 |  | 11/6/22 |  |  | NO | YES |  |  |  |  | CAREFUSION 10480064 14485599 |  |  | Active |  | 00:23:68:FA:65:A3 |  | High Risk | 1Y:00-MFG 2Y:00-BAT | 09/26/2019 | 09/01/2020 | COOPER AMBULATORY OFF-SITES |  |  |  |  | JEANNE GREER
|  | CAREFUSION | ALARIS 8015 5.7 | CONTROLLER, INFUSION PUMP |  | VOORHEES SURGERY CENTER-OPERATING ROOM | 900 Centennial Blvd | Suite E |  | 11/06/2015 |  | 11/6/22 |  |  | NO | YES |  |  |  |  | CAREFUSION 10480063 14485627 |  |  | Active |  | 00:23:68:FA:65:B0 |  | High Risk | 1Y:00-MFG 2Y:00-BAT | 08/14/2019 | 09/01/2020 | COOPER AMBULATORY OFF-SITES |  |  | SUITE E |  | JENNIFER BOMBARO
|  | CAREFUSION | ALARIS 8015 5.7 | CONTROLLER, INFUSION PUMP |  | COOPER CANCER CENTER | MD Anderson Cancer Center |  |  | 11/06/2015 |  | 11/6/22 |  |  | NO | YES |  |  |  |  | CAREFUSION 10480062 14485585 |  |  | Active |  | 00:23:68:FA:65:39 |  | High Risk | 1Y:00-MFG 2Y:00-BAT | 08/26/2019 | 09/01/2020 | COOPER AMBULATORY OFF-SITES |  |  |  |  | COLLEEN TEGELER
|  | CAREFUSION | ALARIS 8015 5.7 | CONTROLLER, INFUSION PUMP |  | COOPER CANCER CENTER | MD Anderson Cancer Center |  |  | 11/06/2015 |  | 11/6/22 |  |  | NO | YES |  |  |  |  | CAREFUSION 10480061 14484785 |  |  | Active |  | 00:23:68:FA:65:77 |  | High Risk | 1Y:00-MFG 2Y:00-BAT | 08/26/2019 | 09/01/2020 | COOPER AMBULATORY OFF-SITES |  |  |  |  | COLLEEN TEGELER
|  | CAREFUSION | ALARIS 8015 5.7 | CONTROLLER, INFUSION PUMP |  |  | Kelemen | [7 empty] | NO | YES
|  | CAREFUSION | ALARIS 8015 5.7 | CONTROLLER, INFUSION PUMP |  |  | Pavilion | [7 empty] | NO | YES
|  | CAREFUSION | ALARIS 8015 5.7 | CONTROLLER, INFUSION PUMP |  |  | Kelemen | [7 empty] | NO | YES
|  | CAREFUSION | ALARIS 8015 5.7 | CONTROLLER, INFUSION PUMP |  |  | MD Anderson Cancer Center | [7 empty] | NO | YES
|  | CAREFUSION | ALARIS 8015 5.7 | CONTROLLER, INFUSION PUMP |  | COOPER CANCER CENTER | MD Anderson Cancer Center |  |  | 08/26/2019 |  | 8/26/26 |  |  | NO | YES |  |  |  |  | CAREFUSION 30149644 14480159 |  |  | Active |  | 00:23:68:FA:74:25 |  | High Risk | 1Y:00-MFG 2Y:00-BAT | 08/26/2019 | 08/26/2019 | COOPER AMBULATORY OFF-SITES |  |  | SUITE F |  | COLLEEN TEGELER |  |  |  | 08/26/2019 | 08/26/2019 |  |  |  |  | 08/26/2019 | 08/26/2019
|  | CAREFUSION | ALARIS 8015 5.7 | CONTROLLER, INFUSION PUMP |  | COOPER CANCER CENTER | MD Anderson Cancer Center |  |  | 08/26/2019 |  | 8/26/26 |  |  | NO | YES |  |  |  |  | CAREFUSION 30149643 14480017 |  |  | Active |  | 00:23:68:FA:75:56 |  | High Risk | 1Y:00-MFG 2Y:00-BAT | 08/26/2019 | 08/26/2019 | COOPER AMBULATORY OFF-SITES |  |  |  |  | COLLEEN TEGELER |  |  |  | 08/26/2019 | 08/26/2019 |  |  |  |  | 08/26/2019 | 08/26/2019
|  | CAREFUSION | ALARIS 8015 5.7 | CONTROLLER, INFUSION PUMP |  | COOPER CANCER CENTER | MD Anderson Cancer Center |  |  | 08/26/2019 |  | 8/26/26 |  |  | NO | YES |  |  |  |  | CAREFUSION 30149641 14480194 |  |  | Active |  | 00:23:68:FA:72:8F |  | High Risk | 1Y:00-MFG 2Y:00-BAT | 08/26/2019 | 08/26/2019 | COOPER AMBULATORY OFF-SITES |  |  |  |  | COLLEEN TEGELER |  |  |  | 08/26/2019 | 08/26/2019 |  |  |  |  | 08/26/2019 | 08/26/2019
|  | CAREFUSION | ALARIS 8015 5.7 | CONTROLLER, INFUSION PUMP |  | COOPER CANCER CENTER | MD Anderson Cancer Center |  |  | 08/26/2019 |  | 8/26/26 |  |  | NO | YES |  |  |  |  | CAREFUSION 30149642 14479999 |  |  | Active |  | 00:23:68:FA:75:36 |  | High Risk | 1Y:00-MFG 2Y:00-BAT | 08/26/2019 | 08/26/2019 | COOPER AMBULATORY OFF-SITES |  |  |  |  | COLLEEN TEGELER |  |  |  | 08/26/2019 | 08/26/2019 |  |  |  |  | 08/26/2019 | 08/26/2019
|  | IRADIMED | MRIDIUM 3865 | CONTROLLER, INFUSION PUMP, MR COMPATIBLE | IR65101148 | MRI | Kelemen | Basement |  | 10/31/2019 |  | 10/31/26 |  |  | NO | YES |  |  |  |  | IRADIMED 30143171 IR65101148 |  |  | Active |  | 99:99:99:99:99:99 |  | Equipment | PAAR:00-PVAR | 10/31/2019 | 10/31/2019 | COOPER UNIVERSITY HOSPITAL |  |  |  |  | ELLIOT VASQUEZ |  |  |  | 10/31/2019 | 10/31/2019 |  |  |  |  | 10/31/2019 | 10/31/2019
|  | IRADIMED | MRIDIUM 3865 | CONTROLLER, INFUSION PUMP, MR COMPATIBLE | IR65101147 | MRI | Kelemen | Basement |  | 10/31/2019 |  | 10/31/26 |  |  | NO | YES |  |  |  |  | IRADIMED 30143170 IR65101147 |  |  | Active |  | 99:99:99:99:99:99 |  | Equipment | PAAR:00-PVAR | 10/31/2019 | 10/31/2019 | COOPER UNIVERSITY HOSPITAL |  |  |  |  | ELLIOT VASQUEZ |  |  |  | 10/31/2019 | 10/31/2019 |  |  |  |  | 10/31/2019 | 10/31/2019
|  | SKYTRON | INFINITY SERIES | CONTROLLER, INTENSITY |  | EMERGENCY ROOM | Kelemen |  |  | 08/22/2008 |  |  |  |  | NO | YES |  |  |  |  | SKYTRON 10368843 08049334 |  |  | Active |  | 99:99:99:99:99:99 |  | Equipment | PAAR:00-PVAR | 11/02/2019 |  | COOPER UNIVERSITY HOSPITAL |  |  | EMERGENCY DEPARTMENT |  | KAREN GRUBER
|  | KINETIC CONCEPTS, INC. (KCI) | SPECTRA | CONTROLLER, PASSIVE MOTION |  |  | Pavilion |  |  | 07/07/2008 |  | 7/7/18 |  |  | NO | YES |  |  |  |  | KINETEC TECHNOLOGY 10732370 00187219 |  |  | Active |  | 99:99:99:99:99:99 |  | Equipment | PAAR:00-PVAR | 11/02/2019 |  | COOPER UNIVERSITY HOSPITAL |  |  | 7 PAVILION | 0012301603 | Pam Young | Repair | Closed | Stephen Zubrzycki | 10/16/2017 | 10/17/2017 | EXERCISER - NO POWER - TMX | 10/17/2017 8:42:58 AM SJZUBRZYCKI (SJZUBRZYCKI 10/17/2017 12:00 AM) REATTACHED POWER CORD AND VPO | 7767325B-E476-4CFA-AFF1-C5F10DB1FDEB | Labor | 10/17/2017 | 10/17/2017 | Stephen Zubrzycki
|  | KINETIC CONCEPTS, INC. (KCI) | SPECTRA | CONTROLLER, PASSIVE MOTION |  | SPD | Kelemen | Basement |  | 06/10/2015 |  | 6/10/25 |  |  | NO | YES |  |  |  |  | KINETEC TECHNOLOGY 10369397 11217 |  |  | Active |  | 99:99:99:99:99:99 |  | Equipment | PAAR:00-PVAR | 10/31/2019 |  | COOPER UNIVERSITY HOSPITAL |  |  |  | 0012497240 | David Frye | Performance Verification | Closed | Josh Harris | 12/11/2017 | 12/11/2017 | INCOMING INVENTORY | DEVICE INVENTORIED | 08017934-B45E-4BFD-A8F6-187A4B8F884B | Labor | 12/11/2017 | 12/11/2017 | Josh Harris
|  | KINETIC CONCEPTS, INC. (KCI) | SPECTRA | CONTROLLER, PASSIVE MOTION |  |  | Pavilion |  |  | 07/07/2008 |  | 7/7/18 |  |  | NO | YES |  |  |  |  | KINETEC TECHNOLOGY 10365341 00187224 |  |  | Active |  | 99:99:99:99:99:99 |  | Equipment | PAAR:00-PVAR | 11/02/2019 |  | COOPER UNIVERSITY HOSPITAL |  |  |  |  | David Frye
|  | KINETIC CONCEPTS, INC. (KCI) | SPECTRA ESSENTIAL | CONTROLLER, PASSIVE MOTION |  | SPD | Kelemen | Basement |  | 01/12/2009 |  | 1/12/19 |  |  | NO | YES |  |  |  |  | KINETIC CONCEPTS, INC. (KCI) 10357227 11294 |  |  | Disposition |  |  |  | Equipment | PAAR:00-PVAR | 11/02/2019 |  | COOPER UNIVERSITY HOSPITAL |  |  | PAVILION icu |  | David Frye
|  | CARDIOQUIP | MCH-1000(I) | CONTROLLER, PERFUSION TEMPERATURE |  | PERFUSION | Pavilion |  |  | 10/15/2019 |  | 10/15/29 |  |  | NO | YES |  |  |  |  | CARDIOQUIP 11239428 10161329 |  |  | Active |  |  |  | Equipment | 1Y:00-MFG | 10/15/2019 | 10/15/2019 | COOPER UNIVERSITY HOSPITAL |  |  | Perfussion | WOT00000002229786 | Bonnie Aichroch | Performance Verification | Closed | Salvatore Bombara | 10/15/2019 | 10/15/2019 | Performance Verification for CARDIOQUIP 11239428 10161329 | Initial Install of Performance Verification. Device is ready for patient use. |  |  | 10/15/2019 | 10/15/2019
|  | CARDIOQUIP | MCH-1000(M) | CONTROLLER, PERFUSION TEMPERATURE |  | PERFUSION | Pavilion |  |  | 10/16/2019 |  | 10/16/29 |  |  | NO | YES |  |  |  |  | CARDIOQUIP 11239441 11160083 |  |  | Active |  |  |  | Equipment | 1Y:00-MFG | 10/16/2019 | 10/16/2019 | COOPER UNIVERSITY HOSPITAL |  |  | PM Keystone | WOT00000002554983 | Bonnie Aichroch | Performance Verification | Closed | Salvatore Bombara | 10/16/2019 | 10/16/2019 | Performance Verification for CARDIOQUIP 11239441 11160083 | Initial Install of Performance Verification. Device is ready for patient use. |  |  | 10/16/2019 | 10/16/2019
|  | CARDIOQUIP | MCH-1000(M) | CONTROLLER, PERFUSION TEMPERATURE |  | PERFUSION | Pavilion |  |  | 02/15/2016 |  | 2/15/26 |  |  | NO | YES |  |  |  |  | CARDIOQUIP 10480352 11160271 |  |  | Active |  | 99:99:99:99:99:99 |  | Equipment | 1Y:00-MFG | 10/15/2019 | 09/01/2020 | COOPER UNIVERSITY HOSPITAL |  |  | PAVILION OPERATING RM |  | Bonnie Aichroch
|  | CARDIOQUIP | MCH-1000(M) | CONTROLLER, PERFUSION TEMPERATURE |  | PERFUSION | Pavilion |  |  | 02/15/2016 |  | 2/15/26 |  |  | NO | YES |  |  |  |  | CARDIOQUIP 10480351 11160270 |  |  | Active |  | 99:99:99:99:99:99 |  | Equipment | 1Y:00-MFG | 10/15/2019 | 09/01/2020 | COOPER UNIVERSITY HOSPITAL |  |  | PAVILION OPERATING RM |  | Bonnie Aichroch
|  | SMITH &amp; NEPHEW |  | CONTROLLER, SHAVER |  | VOORHEES SURGERY CENTER-OPERATING ROOM | 900 Centennial Blvd | Suite E |  | 11/16/2016 |  | 11/16/21 |  |  | NO | YES |  |  |  |  | SMITH & NEPHEW 10505133 16058 |  |  | Active |  | 99:99:99:99:99:99 |  | High Risk | 6M:00-MFG | 10/30/2019 | 04/01/2020 | COOPER AMBULATORY OFF-SITES |  |  |  | 0011479495 | JENNIFER BOMBARO | Performance Verification | Closed | Bonnie Aichroth | 04/13/2017 | 04/13/2017 | INCOMING INVENTORY | DEVICE INVENTORIED | 80154CC6-8AB6-46EB-B555-DCAEDF9CF9FA | Labor | 04/13/2017 | 04/13/2017 | Bonnie Aichroth
|  | SMITH &amp; NEPHEW |  | CONTROLLER, SHAVER |  | VOORHEES SURGERY CENTER-OPERATING ROOM | 900 Centennial Blvd | Suite E |  | 11/16/2016 |  | 11/16/21 |  |  | NO | YES |  |  |  |  | SMITH & NEPHEW 10505134 17985 |  |  | Active |  | 99:99:99:99:99:99 |  | High Risk | 6M:00-MFG | 10/30/2019 | 04/01/2020 | COOPER AMBULATORY OFF-SITES |  |  | Arethrex Tower | 0011479500 | JENNIFER BOMBARO | Performance Verification | Closed | Bonnie Aichroth | 04/13/2017 | 04/13/2017 | INCOMING INVENTORY | DEVICE INVENTORIED | DD852CAA-24DD-45A3-9B82-CCE63FE8DC25 | Labor | 04/13/2017 | 04/13/2017 | Bonnie Aichroth
|  | SMITH &amp; NEPHEW |  | CONTROLLER, SHAVER |  | VOORHEES SURGERY CENTER-OPERATING ROOM | 900 Centennial Blvd | Suite E |  | 11/16/2016 |  | 11/16/21 |  |  | NO | YES |  |  |  |  | SMITH & NEPHEW 10505132 19157 |  |  | Disposition |  | 99:99:99:99:99:99 |  | High Risk | 6M:00-MFG | 08/29/2018 | 04/01/2020 | COOPER AMBULATORY OFF-SITES |  |  |  | 0011479494 | JENNIFER BOMBARO | Preventative Maintenance | Closed | Salvatore Bombara | 04/13/2017 | 04/14/2017 | PERFORMANCE ASSURANCE AT INVENTORY | INVENTORIED DEVICE AND ENSURED DEVICE WAS FUNCTIONING PROPERLY. | 60C52AEC-E98D-46BA-8F0F-954558E6AB17 | Labor | 11/16/2016 | 11/16/2016 | Kirk Lis
|  | SMITH &amp; NEPHEW | DYONICS POWER II | CONTROLLER, SHAVER | AAX33227 | VOORHEES SURGERY CENTER-OPERATING ROOM | 900 Centennial Blvd | Suite E |  | 10/30/2019 |  | 10/30/24 |  |  | NO | YES |  |  |  |  | SMITH & NEPHEW 11187560 AAX33227 |  |  | Active |  |  |  | High Risk | 6M:00-MFG | 10/30/2019 | 10/30/2019 | COOPER AMBULATORY OFF-SITES |  |  | Suite E - OR | WOT00000002521359 | JENNIFER BOMBARO | Performance Verification | Closed | Stephen Zubrzycki | 10/30/2019 | 10/30/2019 | Performance Verification for SMITH & NEPHEW 11187560 AAX33227 | Initial Install of Performance Verification. Device is ready for patient use. |  |  | 10/30/2019 | 10/30/2019
|  | SMITH &amp; NEPHEW | DYONICS POWER II | CONTROLLER, SHAVER | AAX18679 | OR - KELEMEN 3 | Kelemen |  |  | 11/16/2017 |  | 11/16/22 |  |  | NO | YES |  |  |  |  | SMITH & NEPHEW 10732481 AAX18679 |  |  | Active |  | 99:99:99:99:99:99 |  | High Risk | 6M:00-MFG | 08/27/2019 | 02/01/2020 | COOPER UNIVERSITY HOSPITAL |  |  | Aurthrex Cart | 0012408712 | DOMINIC VENDETTA | Performance Verification | Closed | Salvatore Bombara | 11/16/2017 | 11/16/2017 | INCOMING INVENTORY | DEVICE INVENTORIED | 7D5F87DE-89D8-4C4B-99F5-EA347D4EE655 | Labor | 11/16/2017 | 11/16/2017 | Salvatore Bombara
|  | SMITH &amp; NEPHEW | DYONICS POWER II | CONTROLLER, SHAVER | AAX16974 | OR - KELEMEN 3 | Kelemen |  |  | 11/16/2017 |  | 11/16/22 |  |  | NO | YES |  |  |  |  | SMITH & NEPHEW 10732482 AAX16974 |  |  | Active |  | 99:99:99:99:99:99 |  | High Risk | 6M:00-MFG | 08/27/2019 | 02/01/2020 | COOPER UNIVERSITY HOSPITAL |  |  | K4 | 0012408717 | DOMINIC VENDETTA | Performance Verification | Closed | Salvatore Bombara | 11/16/2017 | 11/16/2017 | INCOMING INVENTORY | DEVICE INVENTORIED | 7C2895E0-1DF0-4F36-9528-29CCA6C53042 | Labor | 11/16/2017 | 11/16/2017 | Salvatore Bombara
|  | SMITH &amp; NEPHEW | WEREWOLF RF20000 | CONTROLLER, SHAVER | WN0E00032F | VOORHEES SURGERY CENTER-OPERATING ROOM | 900 Centennial Blvd | Suite E |  | 10/30/2019 |  | 10/30/24 |  |  | NO | YES |  |  |  |  | SMITH & NEPHEW 11200021 WN0E00032F |  |  | Active |  |  |  | High Risk | 6M:00-MFG | 10/30/2019 | 10/30/2019 | COOPER AMBULATORY OFF-SITES |  |  | SUITE E | WOT00000002394308 | JENNIFER BOMBARO | Service Request | Closed | Kirk Lis | 10/30/2019 | 10/30/2019 | new smith & nephew orthopedic tower console needs to be checked and tagged | INVENTORY NEW EQUIPMENT | EXP2546672 | Labor | 10/30/2019 | 10/30/2019 | Kirk Lis
|  | STRYKER CORP. | COMMAND II 2296-1 | CONTROLLER, SHAVER | 01010538D | VOORHEES SURGERY CENTER-OPERATING ROOM | 900 Centennial Blvd | Suite E |  | 01/01/1900 |  |  |  |  | NO | YES |  |  |  |  | STRYKER CORP. 10347187 01010538D |  |  | Disposition |  |  |  | Equipment | 1Y:00-MFG | 04/14/2017 | 04/01/2020 | COOPER AMBULATORY OFF-SITES |  |  | SUITE E |  | JENNIFER BOMBARO
|  | XOMED SURGICAL PRODUCTS | XPS | CONTROLLER, SHAVER | HC-4448 | OR - KELEMEN 3 | Kelemen |  |  | 06/01/2014 |  | 6/1/19 |  |  | NO | YES |  |  |  |  | XOMED SURGICAL PRODUCTS 10369096 HC-4448 |  |  | Active |  | 99:99:99:99:99:99 |  | Equipment | 1Y:00-MFG | 02/15/2019 | 02/01/2020 | COOPER UNIVERSITY HOSPITAL |  |  | Kel OR Store Rm |  | DOMINIC VENDETTA
|  | SMITH &amp; NEPHEW | DYONICS POWER II | CONTROLLER, SHAVER SYSTEM | AAX32248 |  | 900 Centennial Blvd | Suite E | [6 empty] | NO | YES
|  | MEDTRONIC INC. | BIO-CONSOLE 560 | CONTROLLER, SPEED | 560B100473 | PERFUSION | Pavilion |  |  | 01/01/2007 |  | 1/1/14 |  |  | NO | YES |  |  |  |  | MEDTRONIC INC. 10368364 560B100473 |  |  | Active |  | 99:99:99:99:99:99 |  | Life Support | 6M:00-MFG | 08/27/2019 | 02/01/2020 | COOPER UNIVERSITY HOSPITAL |  |  | OR STORAGE |  | Bonnie Aichroch
|  | FLEXMORT | CUDDLE COT CC0104 | COOLING SYSTEM | US021132 | LABOR & DELIVERY | Dorrance |  |  | 10/31/2019 |  |  |  |  | NO | YES |  |  |  |  | FLEXMORT 30142079 US021132 |  |  | Active |  | 99:99:99:99:99:99 |  | Equipment | PAAR:00-PVAR | 10/31/2019 | 10/31/2019 | COOPER UNIVERSITY HOSPITAL |  |  |  |  | JOANNA HORST |  |  |  | 10/31/2019 | 10/31/2019 |  |  |  |  | 10/31/2019 | 10/31/2019
|  | LEICA MICROSYSTEMS, INC. | CM1850 UV | CRYOSTAT, MICROTOME |  | LAB HISTOLOGY | Pavilion | Basement |  | 01/08/2006 |  | 1/8/13 |  |  | NO | YES |  |  |  |  | LEICA MICROSYSTEMS, INC. 10368000 0342 |  |  | Active |  | 99:99:99:99:99:99 |  | Equipment | 1Y:00-MFG | 09/20/2019 | 09/01/2020 | COOPER UNIVERSITY HOSPITAL |  |  | HISTOLOGY |  | DALE MORRONE
|  | LEICA MICROSYSTEMS, INC. | CM1860UV | CRYOSTAT, MICROTOME |  | LAB HISTOLOGY | Pavilion | Basement |  | 09/10/2018 |  | 9/10/25 |  |  | NO | YES |  |  |  |  | LEICA MICROSYSTEMS, INC. 10732434 00000003506 |  |  | Active |  | 99:99:99:99:99:99 |  | Equipment | 1Y:00-MFG | 09/09/2018 | 09/01/2020 | COOPER UNIVERSITY HOSPITAL |  |  | Performance Verification | WOT00000001412811 | DALE MORRONE | Performance Verification | Closed | Gene Amodei | 09/09/2018 | 06/24/2019 | Performance Verification for LEICA MICROSYSTEMS, INC. 10732434 00000003506 | Initial Install of Performance Verification. Device is ready for patient use.
|  | ZIMMER INC. | CRYO 6 | CRYOTHERAPY UNIT |  | MARLTON-DERMATOLOGY | 10000 Sagemore Dr - Marlton |  |  | 03/03/2009 |  | 3/3/16 |  |  | NO | YES |  |  |  |  | ZIMMER INC. 10366104 1420006645 |  |  | Active |  | 99:99:99:99:99:99 |  | Equipment | 1Y:00-MFG | 05/14/2019 | 05/01/2020 | COOPER AMBULATORY OFF-SITES |  |  | ROOM 2 |  | MICHELE CANALE
|  | AMERICAN ORTHOPEDIC | 0295-200 | CUTTER, CAST |  | 3 COOPER-MULTISPECIALTY CENTER | 3 Cooper |  |  | 04/01/2013 |  | 4/1/23 |  |  | NO | YES |  |  |  |  | AMERICAN ORTHOPEDIC 10345616 29646 |  |  | Active |  | 99:99:99:99:99:99 |  | Equipment | PAAR:00-PVAR | 11/02/2019 |  | COOPER AMBULATORY OFF-SITES |  |  | Suite 215 - Moves |  | MARGIE OUTLER
W602688 |  | OLYMPUS AMERICA, INC. | CYF-5 | CYSTOSCOPE | W602688 |  | 6012 Main St | [7 empty] | NO | YES
|  | OLYMPUS AMERICA, INC. | CYF-V2 | CYSTOSCOPE |  | VOORHEES SURGERY CENTER-SURGERY DEPT | 6015 Main St |  |  | 10/31/2019 |  | 10/31/22 |  |  | NO | YES |  |  |  |  | OLYMPUS AMERICA, INC. 2720680 2720680 |  |  | Active |  | 99:99:99:99:99:99 |  | Equipment | PAAR:00-PVAR | 10/31/2019 | 10/31/2019 | COOPER AMBULATORY OFF-SITES |  |  | SUITE G |  | Theresa Megali |  |  |  | 10/31/2019 | 10/31/2019 |  |  |  |  | 10/31/2019 | 10/31/2019
|  | OLYMPUS AMERICA, INC. | CYF-V2 | CYSTOSCOPE |  | VOORHEES SURGERY CENTER-SURGERY DEPT | 6015 Main St |  |  | 10/31/2019 |  | 10/31/22 |  |  | NO | YES |  |  |  |  | OLYMPUS AMERICA, INC. 2345248 2345248 |  |  | Active |  | 99:99:99:99:99:99 |  | Equipment | PAAR:00-PVAR | 10/31/2019 | 10/31/2019 | COOPER AMBULATORY OFF-SITES |  |  | SUITE G | 0011062547 | Theresa Megali | Performance Verification | Closed | Bonnie Aichroth | 10/31/2019 | 10/31/2019 | INCOMING INVENTORY | DEVICE INVENTORIED | 9CBA10F9-EE84-44AB-B3A0-FF3A2EF40B57 | Labor | 10/31/2019 | 10/31/2019 | Bonnie Aichroth
|  | OLYMPUS AMERICA, INC. | CYF-V2 | CYSTOSCOPE |  | VOORHEES SURGERY CENTER-SURGERY DEPT | 6015 Main St |  |  | 10/31/2019 |  | 10/31/22 |  |  | NO | YES |  |  |  |  | OLYMPUS AMERICA, INC. 2345230 2345230 |  |  | Active |  | 99:99:99:99:99:99 |  | Equipment | PAAR:00-PVAR | 10/31/2019 | 10/31/2019 | COOPER AMBULATORY OFF-SITES |  |  |  |  | Theresa Megali |  |  |  | 10/31/2019 | 10/31/2019 |  |  |  |  | 10/31/2019 | 10/31/2019
|  | OLYMPUS AMERICA, INC. | CYF-V2 | CYSTOSCOPE |  | 127 CHURCH - SURGERY | 6015 Main St |  |  | 10/31/2019 |  | 10/31/22 |  |  | NO | YES |  |  |  |  | OLYMPUS AMERICA, INC. 2042817 2042817 |  |  | Active |  | 99:99:99:99:99:99 |  | Equipment | PAAR:00-PVAR | 10/31/2019 | 10/31/2019 | COOPER AMBULATORY OFF-SITES |  |  | SUITE 400 127 CHURCH |  | Carmen Rivera |  |  |  | 10/31/2019 | 10/31/2019 |  |  |  |  | 10/31/2019 | 10/31/2019
|  | OLYMPUS AMERICA, INC. | CYF-VH | CYSTOSCOPE |  |  | 2 Plaza Dr | [7 empty] | NO | YES
|  | PHILIPS MEDICAL SYSTEMS | HEARTSTART MRX (M3535A) | DEFIBRILLATOR | US00597117 | HEART INSTITUTE | 400 Medical Center Dr |  |  | 03/11/2016 |  | 3/11/21 |  |  | NO | YES |  |  |  |  | PHILIPS MEDICAL SYSTEMS 10480166 US00597117 |  |  | Active |  | 99:99:99:99:99:99 |  | Life Support | 6M:00-MFG | 06/27/2019 | 12/01/2019 | COOPER AMBULATORY OFF-SITES |  |  | 400 Medical Drive, Washington Twp. |  | KATHRYN COMO
|  | PHILIPS MEDICAL SYSTEMS | HEARTSTART MRX (M3535A) | DEFIBRILLATOR | US00536014 | 3 COOPER-CARDIAC DIAGNOSTIC CENTER | 3 Cooper |  |  | 09/04/2009 |  | 9/4/14 |  |  | NO | YES |  |  |  |  | PHILIPS MEDICAL SYSTEMS 10346871 US00536014 |  |  | Active |  | 99:99:99:99:99:99 |  | Life Support | 6M:00-MFG | 11/01/2019 | 05/01/2020 | COOPER AMBULATORY OFF-SITES |  |  | SUITE 318 - STRESS ROOM |  | CARLA TRUELL
|  | PHILIPS MEDICAL SYSTEMS | HEARTSTART MRX (M3535A) | DEFIBRILLATOR | us00534490 | BIOMEDICAL | Kelemen |  |  | 01/01/1900 |  |  |  |  | NO | YES |  |  |  |  | PHILIPS MEDICAL SYSTEMS 10345362 us00534490 |  |  | Disposition |  |  |  | Life Support | 6M:00-MFG | 12/13/2017 | 12/01/2019 | COOPER UNIVERSITY HOSPITAL |  |  | BIOMED |  | Bonnie Aichroch
|  | PHYSIO-CONTROL CORPORATION | LIFEPAK 1000 | DEFIBRILLATOR, AUTOMATED EXTERNAL |  |  | MD Anderson Cancer Center |  |  | 09/30/2019 |  | 9/30/24 |  |  | NO | YES |  |  |  |  | PHYSIO-CONTROL CORPORATION 11208087 46919039 |  |  | Active |  | 99:99:99:99:99:99 |  | Life Support | 6M:00-MFG | 09/30/2019 | 09/30/2019 | COOPER AMBULATORY OFF-SITES |  |  | Across from C1104C | WOT00000001471305 | COLLEEN TEGELER | Performance Verification | Closed | Zhan Kiselev | 09/30/2019 | 09/30/2019 | CEID Record Completion for PHYSIO-CONTROL CORPORATION 11208087 46919039 | New Equipment Inspection | EXP1457272 | Labor | 09/30/2019 | 09/30/2019 | Zhan Kiselev
|  | PHYSIO-CONTROL CORPORATION | LIFEPAK 1000 | DEFIBRILLATOR, AUTOMATED EXTERNAL |  |  | 1000 S 10th | Ambulance Garage |  | 07/11/2016 |  | 7/11/21 |  |  | NO | YES |  |  |  |  | PHYSIO-CONTROL CORPORATION 10480498 40409148 |  |  | Active |  | 99:99:99:99:99:99 |  | Life Support | 6M:00-MFG | 10/01/2019 | 04/01/2020 | COOPER UNIVERSITY HOSPITAL |  |  |  |  | STEVEN HARE
|  | PHYSIO-CONTROL CORPORATION | LIFEPAK 1000 | DEFIBRILLATOR, AUTOMATED EXTERNAL |  |  | Kelemen |  |  | 07/11/2016 |  | 7/11/21 |  |  | NO | YES |  |  |  |  | PHYSIO-CONTROL CORPORATION 10480499 40409144 |  |  | Active |  | 99:99:99:99:99:99 |  | Life Support | 6M:00-MFG | 10/01/2019 | 04/01/2020 | COOPER UNIVERSITY HOSPITAL |  |  | shop |  | STEVEN HARE
|  | PHYSIO-CONTROL CORPORATION | LIFEPAK 1000 | DEFIBRILLATOR, AUTOMATED EXTERNAL |  | EMERGENCY ROOM | Pavilion |  |  | 08/17/2009 |  | 8/17/14 |  |  | NO | YES |  |  |  |  | MEDTRONIC INC. 10369340 38134643 |  |  | Active |  | 99:99:99:99:99:99 |  | Life Support | 6M:00-MFG | 08/19/2019 | 02/01/2020 | COOPER UNIVERSITY HOSPITAL |  |  | Pavilion Lobby |  | KAREN GRUBER
|  | PHYSIO-CONTROL CORPORATION | LIFEPAK 1000 | DEFIBRILLATOR, AUTOMATED EXTERNAL |  | COOPER CANCER CENTER-COOPER DAY-CHEMO | MD Anderson Cancer Center |  |  | 07/16/2013 |  | 7/16/18 |  |  | NO | YES |  |  |  |  | PHYSIO-CONTROL CORPORATION 10365611 41574040 |  |  | Active |  | 99:99:99:99:99:99 |  | Life Support | 6M:00-MFG | 08/27/2019 | 03/01/2020 | COOPER AMBULATORY OFF-SITES |  |  | ROOM INFUSION OR 2ND FLOOR |  | Bonnie Aichroch
|  | PHYSIO-CONTROL CORPORATION | LIFEPAK 1000 | DEFIBRILLATOR, AUTOMATED EXTERNAL |  |  | MD Anderson Cancer Center |  |  | 07/16/2013 |  | 7/16/18 |  |  | NO | YES |  |  |  |  | PHYSIO-CONTROL CORPORATION 10365528 41574041 |  |  | Active |  | 99:99:99:99:99:99 |  | Life Support | 6M:00-MFG | 09/30/2019 | 03/01/2020 | COOPER AMBULATORY OFF-SITES |  |  | L1 - NURSES' STATION |  | COLLEEN TEGELER
|  | PHYSIO-CONTROL CORPORATION | LIFEPAK 1000 | DEFIBRILLATOR, AUTOMATED EXTERNAL |  | COOPER CANCER CENTER-MULTIDISCIPLINARY CLINIC | MD Anderson Cancer Center |  |  | 07/16/2013 |  | 7/16/18 |  |  | NO | YES |  |  |  |  | PHYSIO-CONTROL CORPORATION 10355362 41574042 |  |  | Active |  | 99:99:99:99:99:99 |  | Life Support | 6M:00-MFG | 08/27/2019 | 03/01/2020 | COOPER AMBULATORY OFF-SITES |  |  | ROOM C3 infusion HALLWAY |  | ROXANNE BERGER
|  | PHYSIO-CONTROL CORPORATION | LIFEPAK CR PLUS | DEFIBRILLATOR, AUTOMATED EXTERNAL |  | COOPER CANCER CENTER-MULTIDISCIPLINARY CLINIC | 900 Centennial Blvd | Suite M |  | 10/30/2019 |  | 10/30/24 |  |  | NO | YES |  |  |  |  | PHYSIO-CONTROL CORPORATION 11200116 48037050 |  |  | Active |  |  |  | Life Support | 6M:00-MFG | 10/30/2019 | 10/30/2019 | COOPER AMBULATORY OFF-SITES |  |  |  | WOT00000004131036 | ROXANNE BERGER | Performance Verification | Completed | Kirk Lis | 10/30/2019 | 10/30/2019 | Performance Verification for PHYSIO-CONTROL CORPORATION 11200116 48037050 | Initial Install of Performance Verification. Device is ready for patient use. |  |  | 10/30/2019 | 10/30/2019
|  | PHYSIO-CONTROL CORPORATION | LIFEPAK CR PLUS | DEFIBRILLATOR, AUTOMATED EXTERNAL |  |  | 303 Central Ave | [7 empty] | NO | YES
|  | PHYSIO-CONTROL CORPORATION | LIFEPAK CR PLUS | DEFIBRILLATOR, AUTOMATED EXTERNAL |  | CINNAMINSON URGENT CARE | 195 US-130 |  |  | 05/12/2017 |  | 5/12/22 |  |  | NO | YES |  |  |  |  | PHYSIO-CONTROL CORPORATION 10732069 45799882 |  |  | Active |  | 99:99:99:99:99:99 |  | Life Support | PAAR:00-PVAR | 10/31/2019 |  | COOPER AMBULATORY OFF-SITES |  |  |  | 0011656743 | MELISSA PORTOBANCO | Preventative Maintenance | Closed | Bonnie Aichroth | 05/23/2017 | 05/23/2017 | PERFORMANCE ASSURANCE AT INVENTORY | INVENTORIED DEVICE AND ENSURED DEVICE WAS FUNCTIONING PROPERLY. | A1EC6346-AA0B-4167-9749-1D5E785D6BE0 | Labor | 05/12/2017 | 05/12/2017 | Richard Jolly
|  | PHYSIO-CONTROL CORPORATION | LIFEPAK CR PLUS | DEFIBRILLATOR, AUTOMATED EXTERNAL |  | LIFE SUPPORT | 3 Cooper |  |  | 06/07/2006 |  | 6/7/11 |  |  | NO | YES |  |  |  |  | MEDTRONIC INC. 10480030 34932652 |  |  | Active |  | 99:99:99:99:99:99 |  | Life Support | PAAR:00-PVAR | 10/31/2019 |  | COOPER UNIVERSITY HOSPITAL |  |  | 1ST FLOOR 3COOPER LOBBY |  | KATHY MARTINO
|  | PHYSIO-CONTROL CORPORATION | LIFEPAK CR PLUS | DEFIBRILLATOR, AUTOMATED EXTERNAL |  | EMERGENCY ROOM | Kelemen |  |  | 01/01/1900 |  |  |  |  | NO | YES |  |  |  |  | MEDTRONIC INC. 10369339 31318226 |  |  | Active |  | 99:99:99:99:99:99 |  | Life Support | PAAR:00-PVAR | 10/31/2019 |  | COOPER UNIVERSITY HOSPITAL |  |  | ED |  | KAREN GRUBER
|  | PHYSIO-CONTROL CORPORATION | LIFEPAK CR PLUS | DEFIBRILLATOR, AUTOMATED EXTERNAL | 3200731-009 | BIOMEDICAL | Kelemen |  |  | 12/10/2012 |  | 12/10/17 |  |  | NO | YES |  |  |  |  | MEDTRONIC INC. 10369338 3200731-009 |  |  | Active |  | 99:99:99:99:99:99 |  | Life Support | PAAR:00-PVAR | 10/31/2019 |  | COOPER UNIVERSITY HOSPITAL |  |  | OUTSIDE CAFETERIA |  | Bonnie Aichroch
|  | PHYSIO-CONTROL CORPORATION | LIFEPAK CR PLUS | DEFIBRILLATOR, AUTOMATED EXTERNAL |  | HEART INSTITUTE | 400 Medical Center Dr |  |  | 12/21/2015 |  | 12/21/20 |  |  | NO | YES |  |  |  |  | MEDTRONIC INC. 10368996 43570492 |  |  | Active |  | 99:99:99:99:99:99 |  | Life Support | PAAR:00-PVAR | 10/31/2019 |  | COOPER AMBULATORY OFF-SITES |  |  | 400 Medical Drive - Sewell | 0012385573 | KATHRYN COMO | Repair | Closed | Michael Youch | 11/06/2017 | 11/22/2017 | AED - NOT SAYING OK, LIGHT ON, BOX WITH PLUS AND MINUS - CARDIO, SUITE B | 11/22/2017 12:17:37 PM MDYOUCH (MDYOUCH 11/13/2017 11:00 AM) REPLACED BATTERY/ELECTRODE PACKS. VERIFIED, RTS. | 100B6DB0-0599-4749-893B-9F295566061C | Labor | 11/13/2017 | 11/13/2017 | Michael Youch
|  | PHYSIO-CONTROL CORPORATION | LIFEPAK CR PLUS | DEFIBRILLATOR, AUTOMATED EXTERNAL |  | WILLINGBORO HEMATOLOGY/ONCOLOGY | 1000 Salem Rd |  |  | 07/11/2008 |  | 7/11/13 |  |  | NO | YES |  |  |  |  | MEDTRONIC INC. 10367252 33996338 |  |  | Active |  | 99:99:99:99:99:99 |  | Life Support | PAAR:00-PVAR | 10/31/2019 |  | COOPER AMBULATORY OFF-SITES |  |  | INFUSION RM |  | ANN DENTON
|  | PHYSIO-CONTROL CORPORATION | LIFEPAK CR PLUS | DEFIBRILLATOR, AUTOMATED EXTERNAL |  | SICKLERVILLE SURGERY CENTER | 500 Berlin-Cross Keys Rd |  |  | 01/01/1900 |  |  |  |  | NO | YES |  |  |  |  | PHYSIO-CONTROL CORPORATION 10365785 42646723 |  |  | Active |  | 99:99:99:99:99:99 |  | Life Support | PAAR:00-PVAR | 10/31/2019 |  | COOPER AMBULATORY OFF-SITES |  |  | HALLWAY |  | Leslie Harrop
|  | PHYSIO-CONTROL CORPORATION | LIFEPAK CR PLUS | DEFIBRILLATOR, AUTOMATED EXTERNAL |  | VOORHEES INTERNAL MEDICINE | 901 Centennial Blvd | Building 2 |  | 01/27/2012 |  | 1/27/17 |  |  | NO | YES |  |  |  |  | MEDTRONIC INC. 10356991 39699645 |  |  | Active |  | 99:99:99:99:99:99 |  | Life Support | PAAR:00-PVAR | 10/31/2019 |  | COOPER AMBULATORY OFF-SITES |  |  | BUILDING 2 HALLWAY |  | JENNY BETLER
|  | PHYSIO-CONTROL CORPORATION | LIFEPAK CR PLUS | DEFIBRILLATOR, AUTOMATED EXTERNAL |  | VOORHEES SURGERY CENTER - GYN/ONCOLOGY | 900 Centennial Blvd | Suite K |  | 10/31/2019 |  | 10/31/24 |  |  | NO | YES |  |  |  |  | PHYSIO-CONTROL CORPORATION 30149661 43760971 |  |  | Active |  | 99:99:99:99:99:99 |  | Life Support | PAAR:00-PVAR | 10/31/2019 | 10/31/2019 | COOPER AMBULATORY OFF-SITES |  |  | SUITE F |  | SUE MALTMAN |  |  |  | 10/31/2019 | 10/31/2019 |  |  |  |  | 10/31/2019 | 10/31/2019
|  | PHYSIO-CONTROL CORPORATION | LIFEPAK CR PLUS | DEFIBRILLATOR, AUTOMATED EXTERNAL |  | AUDUBON URGENT CARE | 318 S White Horse Pike |  |  | 10/31/2019 |  | 10/31/24 |  |  | NO | YES |  |  |  |  | MEDTRONIC INC. 30149634 41563952 |  |  | Active |  | 99:99:99:99:99:99 |  | Life Support | PAAR:00-PVAR | 10/31/2019 | 10/31/2019 | COOPER AMBULATORY OFF-SITES |  |  | 318 S. WHITE HORSE PIKE |  | MELISSA PORTOBANCO |  |  |  | 10/31/2019 | 10/31/2019 |  |  |  |  | 10/31/2019 | 10/31/2019
|  | PHYSIO-CONTROL CORPORATION | LIFEPAK CR PLUS | DEFIBRILLATOR, AUTOMATED EXTERNAL |  |  | 403 Haddon Ave | [7 empty] | NO | YES
|  | PHYSIO-CONTROL CORPORATION | LIFEPAK CR PLUS | DEFIBRILLATOR, AUTOMATED EXTERNAL |  | RIPPA CENTER-OB/GYN | 6100 Main St |  |  | 07/11/2013 |  | 7/11/18 |  |  | NO | YES |  |  |  |  | MEDTRONIC INC. 10345880 41701909 |  |  | Active |  | 99:99:99:99:99:99 |  | Life Support | PAAR:00-PVAR | 10/31/2019 |  | COOPER AMBULATORY OFF-SITES |  |  | HALLWAY WALL |  | PATRICIA HUFF
|  | PHYSIO-CONTROL CORPORATION | LIFEPAK CR PLUS | DEFIBRILLATOR, AUTOMATED EXTERNAL |  | 6017 MAIN ST-PLASTICS | 6200 Main St |  |  | 12/10/2012 |  | 12/10/17 |  |  | NO | YES |  |  |  |  | MEDTRONIC INC. 10345825 40985591 |  |  | Active |  | 99:99:99:99:99:99 |  | Life Support | PAAR:00-PVAR | 10/31/2019 |  | COOPER AMBULATORY OFF-SITES |  |  | HALLWAY WALL |  | ANNE MAIER
|  | PHYSIO-CONTROL CORPORATION | LIFEPAK CR PLUS | DEFIBRILLATOR, AUTOMATED EXTERNAL |  | 6017 MAIN ST-BARIATRIC | 6100 Main St |  |  | 02/10/2014 |  | 2/10/19 |  |  | NO | YES |  |  |  |  | PHYSIO-CONTROL CORPORATION 10345297 42149327 |  |  | Active |  | 99:99:99:99:99:99 |  | Life Support | PAAR:00-PVAR | 10/31/2019 |  | COOPER AMBULATORY OFF-SITES |  |  | NURSES' STATION |  | CHRISTINE CASTAGNA
|  | PHYSIO-CONTROL CORPORATION | LIFEPAK CR PLUS | DEFIBRILLATOR, AUTOMATED EXTERNAL |  | VOORHEES CARDIOLOGY | 900 Centennial Blvd |  |  | 10/31/2019 |  | 10/31/24 |  |  | NO | YES |  |  |  |  | MEDTRONIC INC. 30142517 33998627 |  |  | Active |  | 99:99:99:99:99:99 |  | Life Support | PAAR:00-PVAR | 10/31/2019 | 10/31/2019 | COOPER AMBULATORY OFF-SITES |  |  | BUILDING 1 FRONT DOOR |  | KATHY COMO |  |  |  | 10/31/2019 | 10/31/2019 |  |  |  |  | 10/31/2019 | 10/31/2019
|  | PHYSIO-CONTROL CORPORATION | LIFEPAK CR PLUS | DEFIBRILLATOR, AUTOMATED EXTERNAL |  | VOORHEES SURGERY CENTER-HEM/ONC | 900 Centennial | Suite M |  | 11/01/2007 |  | 11/1/12 |  |  | NO | YES |  |  |  |  | MEDTRONIC INC. 10344937 33999310 |  |  | Active | 10344937, 30149661 | 99:99:99:99:99:99 |  | Life Support | PAAR:00-PVAR | 10/31/2019 |  | COOPER AMBULATORY OFF-SITES |  |  | SUITE M INFUSION CTR |  | MEGAN MCCAFFERTY
|  | PHYSIO-CONTROL CORPORATION | LIFEPAK CR2 | DEFIBRILLATOR, AUTOMATED EXTERNAL |  | BUNKER HILL-PEDIATRICS | 4 Plaza Dr |  |  | 11/01/2019 |  | 11/1/24 |  |  | NO | YES |  |  |  |  | PHYSIO-CONTROL CORPORATION 11208147 48293536 |  |  | Active |  |  |  | High Risk | 6M:00-MFG | 11/01/2019 | 11/01/2019 | COOPER AMBULATORY OFF-SITES |  |  | Hallway next to MEDS room | WOT00000003668940 | MAUREEN OBRIEN | Performance Verification | Completed | Michael Youch | 11/01/2019 | 11/01/2019 | Performance Verification for PHYSIO-CONTROL CORPORATION 11208147 48293536 | Initial Install of Performance Verification. Device is ready for patient use. |  |  | 11/01/2019 | 11/01/2019
|  | PHYSIO-CONTROL CORPORATION | LIFEPAK CR2 | DEFIBRILLATOR, AUTOMATED EXTERNAL |  | BUNKER HILL-SURGERY | 2 Plaza Dr |  |  | 09/04/2019 |  | 9/4/24 |  |  | NO | YES |  |  |  |  | PHYSIO-CONTROL CORPORATION 11208146 48293783 |  |  | Active |  |  |  | High Risk | 6M:00-MFG | 09/04/2019 | 09/04/2019 | COOPER AMBULATORY OFF-SITES |  |  | Hallway by exam rm 3 | WOT00000003668722 | ANNE MAIER | Performance Verification | Completed | Michael Youch | 09/04/2019 | 09/04/2019 | Performance Verification for PHYSIO-CONTROL CORPORATION 11208146 48293783 | Initial Install of Performance Verification. Device is ready for patient use. |  |  | 09/04/2019 | 09/04/2019
|  | PHYSIO-CONTROL CORPORATION | LIFEPAK CR2 | DEFIBRILLATOR, AUTOMATED EXTERNAL |  | INTERNAL MEDICINE | 180 Tuckerton Rd |  |  | 10/01/2019 |  | 10/1/24 |  |  | NO | YES |  |  |  |  | PHYSIO-CONTROL CORPORATION 11200095 48293541 |  |  | Active |  |  |  | High Risk | 6M:00-MFG | 10/01/2019 | 10/01/2019 | COOPER AMBULATORY OFF-SITES |  |  | 180 TUCKERTON ROAD | WOT00000003959470 | CINDY PATTEN | Performance Verification | Completed | Kirk Lis | 10/01/2019 | 10/01/2019 | Performance Verification for PHYSIO-CONTROL CORPORATION 11200095 48293541 | Initial Install of Performance Verification. Device is ready for patient use. |  |  | 10/01/2019 | 10/01/2019
|  | PHYSIO-CONTROL CORPORATION | LIFEPAK CR2 | DEFIBRILLATOR, AUTOMATED EXTERNAL |  | 127 CHURCH - SURGERY | 127 Church Rd |  |  | 08/30/2019 |  | 8/30/24 |  |  | NO | YES |  |  |  |  | MEDTRONIC INC. 11200081 48292517 |  |  | Active |  |  |  | Life Support | 6M:00-MFG | 08/30/2019 | 08/30/2019 | COOPER AMBULATORY OFF-SITES |  |  | HALLWAY WALL | WOT00000003461437 | Carmen Rivera | Service Request | Closed | Kirk Lis | 08/30/2019 | 08/30/2019 | New AED; safety check | INVENTORIED NEW EQUIPMENT | EXP3879973 | Labor | 08/30/2019 | 08/30/2019 | Kirk Lis
|  | PHYSIO-CONTROL CORPORATION | LIFEPAK CR2 | DEFIBRILLATOR, AUTOMATED EXTERNAL |  | MULTI SPECIALTY CARE AT MARLTON | 701 NJ-73 |  |  | 09/05/2019 |  | 9/5/24 |  |  | NO | YES |  |  |  |  | PHYSIO-CONTROL CORPORATION 11200071 48292069 |  |  | Active |  |  |  | High Risk | 6M:00-MFG | 09/05/2019 | 09/05/2019 | COOPER AMBULATORY OFF-SITES |  |  | Performance Verification | WOT00000003676677 | SUSAN MAKO | Performance Verification | Completed | Kirk Lis | 09/05/2019 | 09/05/2019 | Performance Verification for PHYSIO-CONTROL CORPORATION 11200071 48292069 | Initial Install of Performance Verification. Device is ready for patient use. |  |  | 09/05/2019 | 09/05/2019
|  | PHYSIO-CONTROL CORPORATION | LIFEPAK CR2 | DEFIBRILLATOR, AUTOMATED EXTERNAL |  | CLEMENTON INTERNAL MEDICINE | 222 Gibbsboro Rd |  |  | 09/05/2019 |  | 9/5/24 |  |  | NO | YES |  |  |  |  | PHYSIO-CONTROL CORPORATION 11200070 48292451 |  |  | Active |  |  |  | High Risk | 6M:00-MFG | 09/05/2019 | 09/05/2019 | COOPER AMBULATORY OFF-SITES |  |  | HALLWAY WALL | WOT00000003676222 | GLORIA CRUZ | Performance Verification | Completed | Kirk Lis | 09/05/2019 | 09/05/2019 | CEID Record Completion for PHYSIO-CONTROL CORPORATION 11200070 48292451 | INVENTORIED NEW EQUIPMENT. | EXP3905933 | Labor | 09/05/2019 | 09/05/2019 | Kirk Lis
|  | PHYSIO-CONTROL CORPORATION | LIFEPAK CR2 | DEFIBRILLATOR, AUTOMATED EXTERNAL |  | GLOUCESTER-MEDICINE | 430 Broadway |  |  | 09/05/2019 |  | 9/5/24 |  |  | NO | YES |  |  |  |  | PHYSIO-CONTROL CORPORATION 11200069 48292452 |  |  | Active |  |  |  | High Risk | 6M:00-MFG | 09/05/2019 | 09/05/2019 | COOPER AMBULATORY OFF-SITES |  |  | HALLWAY WALL | WOT00000003674795 | KELLIE STOUT | Performance Verification | Completed | Kirk Lis | 09/05/2019 | 09/05/2019 | Performance Verification for PHYSIO-CONTROL CORPORATION 11200069 48292452 | Initial Install of Performance Verification. Device is ready for patient use. |  |  | 09/05/2019 | 09/05/2019
|  | PHYSIO-CONTROL CORPORATION | LIFEPAK CR2 | DEFIBRILLATOR, AUTOMATED EXTERNAL |  | MOORESTOWN-FAMILY MEDICINE | 110 Marter Ave |  |  | 09/04/2019 |  | 9/4/24 |  |  | NO | YES |  |  |  |  | PHYSIO-CONTROL CORPORATION 11200068 48293417 |  |  | Active |  |  |  | High Risk | 6M:00-MFG | 09/04/2019 | 09/04/2019 | COOPER AMBULATORY OFF-SITES |  |  | HALLWAY WALL | WOT00000003670061 | LYNNE DEJOSEPH | Performance Verification | Completed | Kirk Lis | 09/04/2019 | 09/04/2019 | Performance Verification for PHYSIO-CONTROL CORPORATION 11200068 48293417 | Initial Install of Performance Verification. Device is ready for patient use. |  |  | 09/04/2019 | 09/04/2019
|  | PHYSIO-CONTROL CORPORATION | LIFEPAK CR2 | DEFIBRILLATOR, AUTOMATED EXTERNAL |  | VOORHEES PEDIATRICS | 6400 Main St |  |  | 10/30/2019 |  | 10/30/24 |  |  | NO | YES |  |  |  |  | PHYSIO-CONTROL CORPORATION 11200067 48293532 |  |  | Active |  |  |  | High Risk | 6M:00-MFG | 10/30/2019 | 10/30/2019 | COOPER AMBULATORY OFF-SITES |  |  | HALLWAY | WOT00000003522433 | MAUREEN OBRIEN | Service Request | Closed | Kirk Lis | 10/30/2019 | 10/30/2019 | New AED - needs safety checked and tagged | INVENTORIED NEW EQUIPMENT | EXP3879807 | Labor | 10/30/2019 | 10/30/2019 | Kirk Lis
|  | PHYSIO-CONTROL CORPORATION | LIFEPAK CR2 | DEFIBRILLATOR, AUTOMATED EXTERNAL |  | COOPER INTERNAL MEDICINE AT MOORESTOWN | 1217 N Church St |  |  | 08/30/2019 |  | 8/30/24 |  |  | NO | YES |  |  |  |  | MEDTRONIC INC. 11200065 48293534 |  |  | Active |  |  |  | Life Support | 6M:00-MFG | 08/30/2019 | 08/30/2019 | COOPER AMBULATORY OFF-SITES |  |  | HALLWAY WALL | WOT00000003530771 | CINDY PATTEN | Service Request | Closed | Kirk Lis | 08/30/2019 | 08/30/2019 | AED - needs safety checked and tagged | INVENTORIED NEW EQUIPMENT | EXP3880252 | Labor | 08/30/2019 | 08/30/2019 | Kirk Lis
|  | PHYSIO-CONTROL CORPORATION | LIFEPAK CR2 | DEFIBRILLATOR, AUTOMATED EXTERNAL |  | WILLINGBORO COOPER UNIVERSITY PHYSICIANS | 651 John F Kennedy Way |  |  | 08/21/2019 |  | 8/21/24 |  |  | NO | YES |  |  |  |  | MEDTRONIC INC. 11200062 48293003 |  |  | Active |  |  |  | Life Support | 6M:00-MFG | 08/21/2019 | 08/21/2019 | COOPER AMBULATORY OFF-SITES |  |  | HALL WAY WALL | WOT00000003484470 | PATTY LEWIS | Performance Verification | Closed | Kirk Lis | 08/21/2019 | 08/21/2019 | Performance Verification for MEDTRONIC INC. 11200062 48293003 | Initial Install of Performance Verification. Device is ready for patient use. |  |  | 08/21/2019 | 08/21/2019
|  | PHYSIO-CONTROL CORPORATION | LIFEPAK CR2 | DEFIBRILLATOR, AUTOMATED EXTERNAL |  | BURLINGTON OB/GYN | 1900 Mount Holly Rd |  |  | 08/09/2019 |  | 8/9/24 |  |  | NO | YES |  |  |  |  | MEDTRONIC INC. 11200060 48293533 |  |  | Active |  |  |  | Life Support | 6M:00-MFG | 08/09/2019 | 08/09/2019 | COOPER AMBULATORY OFF-SITES |  |  | PEDS SIDE OF OFFICE | WOT00000003425231 | Carey Myers | Service Request | Closed | Kirk Lis | 08/09/2019 | 08/09/2019 | AUD machine- safety check and tagged | INVENTORIED NEW EQUIPMENT | EXP3791272 | Labor | 08/09/2019 | 08/09/2019 | Kirk Lis
|  | PHYSIO-CONTROL CORPORATION | LIFEPAK CR2 | DEFIBRILLATOR, AUTOMATED EXTERNAL |  | 3 COOPER-PSYCHIATRY | 1011 Main St |  |  | 11/01/2019 |  | 11/1/24 |  |  | NO | YES |  |  |  |  | PHYSIO-CONTROL CORPORATION 11200059 48292026 |  |  | Active |  |  |  | High Risk | 6M:00-MFG | 11/01/2019 | 11/01/2019 | COOPER AMBULATORY OFF-SITES |  |  | 1011 MAIN STREET | WOT00000003424983 | Andrea Junaid | Service Request | Closed | Kirk Lis | 11/01/2019 | 11/01/2019 | defib- needs safety checked | INVENTORIED NEW EQUIPMENT | EXP3791112 | Labor | 11/01/2019 | 11/01/2019 | Kirk Lis
|  | PHYSIO-CONTROL CORPORATION | LIFEPAK CR2 | DEFIBRILLATOR, AUTOMATED EXTERNAL |  | WILLINGBORO CARDIOLOGY | 218 Sunset Rd |  |  | 08/09/2019 |  | 8/9/24 |  |  | NO | YES |  |  |  |  | MEDTRONIC INC. 11200058 48293441 |  |  | Active |  |  |  | Life Support | 6M:00-MFG | 08/09/2019 | 08/09/2019 | COOPER AMBULATORY OFF-SITES |  |  | Performance Verification | WOT00000003430299 | JACKIE YOUNG | Service Request | Closed | Kirk Lis | 08/09/2019 | 08/09/2019 | neo probe - new needs checked and tagged | INVENTORIED NEW EQUIPMENT | EXP3791334 | Labor | 08/09/2019 | 08/09/2019 | Kirk Lis
|  | PHYSIO-CONTROL CORPORATION | LIFEPAK CR2 | DEFIBRILLATOR, AUTOMATED EXTERNAL |  | BONE & JOINT NEWTOWN SQUARE | 3740 West Chester Pike |  |  | 08/22/2019 |  | 8/22/24 |  |  | NO | YES |  |  |  |  | PHYSIO-CONTROL CORPORATION 30286076 48293010 |  |  | Active |  |  |  | High Risk | 6M:00-MFG | 08/22/2019 | 08/22/2019 | COOPER AMBULATORY OFF-SITES |  |  | Performance Verification | WOT00000003491475 | IVETTE ORTOLAZA | Performance Verification | Completed | Richard Jolly | 08/22/2019 | 08/22/2019 | Performance Verification for PHYSIO-CONTROL CORPORATION 30286076 48293010 | Initial Install of Performance Verification. Device is ready for patient use. |  |  | 08/22/2019 | 08/22/2019
|  | PHYSIO-CONTROL CORPORATION | LIFEPAK CR2 | DEFIBRILLATOR, AUTOMATED EXTERNAL |  |  | 1050 N Kings Hwy | [7 empty] | NO | YES
|  | PHILIPS MEDICAL SYSTEMS | HEARTSTART | DEFIBRILLATOR, EXTERNAL AUTOMATIC | B15H-03660 |  | 1000 S 10th | Ambulance Garage |  | 12/29/2015 |  | 12/29/20 |  |  | NO | YES |  |  |  |  | PHILIPS MEDICAL SYSTEMS 10480339 B15H-03660 |  |  | Active |  | 99:99:99:99:99:99 |  | Life Support | 6M:00-MFG | 10/28/2019 | 04/01/2020 | COOPER UNIVERSITY HOSPITAL |  |  |  |  | STEVEN HARE
|  | PHILIPS MEDICAL SYSTEMS | HEARTSTART | DEFIBRILLATOR, EXTERNAL AUTOMATIC | B15H-00554 |  | 1000 S 10th | Ambulance Garage |  | 12/29/2015 |  | 12/29/20 |  |  | NO | YES |  |  |  |  | PHILIPS MEDICAL SYSTEMS 10480334 B15H-00554 |  |  | Active |  | 99:99:99:99:99:99 |  | Life Support | 6M:00-MFG | 10/28/2019 | 04/01/2020 | COOPER UNIVERSITY HOSPITAL |  |  | c10 |  | STEVEN HARE
|  | PHILIPS MEDICAL SYSTEMS | HEARTSTART | DEFIBRILLATOR, EXTERNAL AUTOMATIC | B15H-00830 |  | Kelemen |  |  | 12/29/2015 |  | 12/29/20 |  |  | NO | YES |  |  |  |  | PHILIPS MEDICAL SYSTEMS 10480336 B15H-00830 |  |  | Active |  | 99:99:99:99:99:99 |  | Life Support | 6M:00-MFG | 10/28/2019 | 04/01/2020 | COOPER UNIVERSITY HOSPITAL |  |  |  |  | STEVEN HARE
|  | PHILIPS MEDICAL SYSTEMS | HEARTSTART | DEFIBRILLATOR, EXTERNAL AUTOMATIC | B15H-00548 |  | 1000 S 10th | Ambulance Garage |  | 12/29/2015 |  | 12/29/20 |  |  | NO | YES |  |  |  |  | PHILIPS MEDICAL SYSTEMS 10480337 B15H-00548 |  |  | Active |  | 99:99:99:99:99:99 |  | Life Support | 6M:00-MFG | 10/28/2019 | 04/01/2020 | COOPER UNIVERSITY HOSPITAL |  |  | c-11 |  | STEVEN HARE
|  | PHILIPS MEDICAL SYSTEMS | HEARTSTART | DEFIBRILLATOR, EXTERNAL AUTOMATIC | B15H-00916 |  | 1000 S 10th | Ambulance Garage |  | 12/29/2015 |  | 12/29/20 |  |  | NO | YES |  |  |  |  | PHILIPS MEDICAL SYSTEMS 10480338 B15H-00916 |  |  | Active |  | 99:99:99:99:99:99 |  | Life Support | 6M:00-MFG | 10/28/2019 | 04/01/2020 | COOPER UNIVERSITY HOSPITAL |  |  |  |  | STEVEN HARE
|  | PHILIPS MEDICAL SYSTEMS | HEARTSTART | DEFIBRILLATOR, EXTERNAL AUTOMATIC | B15H-00812 |  | 1000 S 10th | Ambulance Garage |  | 12/29/2015 |  | 12/29/20 |  |  | NO | YES |  |  |  |  | PHILIPS MEDICAL SYSTEMS 10480332 B15H-00812 |  |  | Active |  | 99:99:99:99:99:99 |  | Life Support | 6M:00-MFG | 10/28/2019 | 04/01/2020 | COOPER UNIVERSITY HOSPITAL |  |  |  |  | STEVEN HARE
|  | HEWLETT PACKARD | CODEMASTER XL+ | DEFIBRILLATOR, W/ PACING | USOO11O118 | MARLTON-DERMATOLOGY | 10000 Sagemore Dr - Marlton |  |  | 01/01/1900 |  |  |  |  | NO | YES |  |  |  |  | HEWLETT PACKARD 10366107 USOO11O118 |  |  | Disposition |  | 99:99:99:99:99:99 |  | Life Support | 6M:00-MFG | 05/31/2019 | 05/01/2020 | COOPER AMBULATORY OFF-SITES |  |  | HALLWAY CRASH CART |  | MICHELE CANALE
|  | MEDTRONIC INC. | LIFEPAK 12 | DEFIBRILLATOR, W/ PACING, ANALYZE |  | EMERGENCY ROOM | Kelemen |  |  | 05/19/2008 |  | 5/19/13 |  |  | NO | YES |  |  |  |  | MEDTRONIC INC. 10365461 36568257 |  |  | Active |  | 99:99:99:99:99:99 |  | Life Support | 6M:00-MFG | 08/20/2019 | 02/01/2020 | COOPER UNIVERSITY HOSPITAL |  |  | ER STORAGE |  | KAREN GRUBER
|  | MEDTRONIC INC. | LIFEPAK 12 | DEFIBRILLATOR, W/ PACING, ANALYZE |  | EMERGENCY ROOM | Kelemen |  |  | 05/19/2008 |  | 5/19/13 |  |  | NO | YES |  |  |  |  | MEDTRONIC INC. 10365462 36568256 |  |  | Active |  | 99:99:99:99:99:99 |  | Life Support | 6M:00-MFG | 08/20/2019 | 02/01/2020 | COOPER UNIVERSITY HOSPITAL |  |  | ER STORAGE |  | KAREN GRUBER
|  | PHYSIO-CONTROL CORPORATION | LIFEPAK 15 | DEFIBRILLATOR, W/ PACING, ANALYZE |  | EMERGENCY ROOM | Kelemen |  |  | 10/27/2016 |  | 10/27/21 |  |  | NO | YES |  |  |  |  | PHYSIO-CONTROL CORPORATION 10649877 45012632 |  |  | Active |  | 99:99:99:99:99:99 |  | Life Support | 6M:00-MFG | 08/19/2019 | 02/01/2020 | COOPER UNIVERSITY HOSPITAL |  |  |  |  | KAREN GRUBER
|  | PHYSIO-CONTROL CORPORATION | LIFEPAK 15 | DEFIBRILLATOR, W/ PACING, ANALYZE |  | EMERGENCY ROOM | Kelemen |  |  | 10/27/2016 |  | 10/27/21 |  |  | NO | YES |  |  |  |  | PHYSIO-CONTROL CORPORATION 10649878 45014184 |  |  | Active |  | 99:99:99:99:99:99 |  | Life Support | 6M:00-MFG | 08/15/2019 | 02/01/2020 | COOPER UNIVERSITY HOSPITAL |  |  |  |  | KAREN GRUBER
|  | PHYSIO-CONTROL CORPORATION | LIFEPAK 15 | DEFIBRILLATOR, W/ PACING, ANALYZE |  | CAMDEN 911 EMERGENCY MEDICAL SERVICES | Kelemen |  |  | 03/17/2016 |  | 3/17/21 |  |  | NO | YES |  |  |  |  | MEDTRONIC INC. 10480359 44399985 |  |  | Active |  | 99:99:99:99:99:99 |  | Life Support | 6M:00-MFG | 10/01/2019 | 04/01/2020 | COOPER UNIVERSITY HOSPITAL |  |  | C-3 |  | STEVEN HARE
|  | PHYSIO-CONTROL CORPORATION | LIFEPAK 15 | DEFIBRILLATOR, W/ PACING, ANALYZE |  |  | 1000 S 10th | Ambulance Garage | [6 empty] | NO | YES
|  | PHYSIO-CONTROL CORPORATION | LIFEPAK 15 | DEFIBRILLATOR, W/ PACING, ANALYZE |  |  | 1000 S 10th | Ambulance Garage |  | 10/01/2019 |  | 10/1/24 |  |  | NO | YES |  |  |  |  | PHYSIO-CONTROL CORPORATION 30146266 43949968 |  |  | Active |  | 99:99:99:99:99:99 |  | Life Support | 6M:00-MFG | 10/01/2019 | 10/01/2019 | COOPER UNIVERSITY HOSPITAL |  |  | S-2 |  | STEVEN HARE |  |  |  | 10/01/2019 | 10/01/2019 |  |  |  |  | 10/01/2019 | 10/01/2019
|  | PHYSIO-CONTROL CORPORATION | LIFEPAK 15 | DEFIBRILLATOR, W/ PACING, ANALYZE |  |  | Kelemen |  |  | 10/01/2019 |  | 10/1/24 |  |  | NO | YES |  |  |  |  | PHYSIO-CONTROL CORPORATION 30146267 43961313 |  |  | Active |  | 99:99:99:99:99:99 |  | Life Support | 6M:00-MFG | 10/01/2019 | 10/01/2019 | COOPER UNIVERSITY HOSPITAL |  |  | c-1 paramed |  | STEVEN HARE |  |  |  | 10/01/2019 | 10/01/2019 |  |  |  |  | 10/01/2019 | 10/01/2019
|  | PHYSIO-CONTROL CORPORATION | LIFEPAK 15 | DEFIBRILLATOR, W/ PACING, ANALYZE |  |  | 1000 S 10th | Ambulance Garage |  | 10/01/2019 |  | 10/1/24 |  |  | NO | YES |  |  |  |  | PHYSIO-CONTROL CORPORATION 30146268 43961247 |  |  | Active |  | 99:99:99:99:99:99 |  | Life Support | 6M:00-MFG | 10/01/2019 | 10/01/2019 | COOPER UNIVERSITY HOSPITAL |  |  | office |  | STEVEN HARE |  |  |  | 10/01/2019 | 10/01/2019 |  |  |  |  | 10/01/2019 | 10/01/2019
|  | PHYSIO-CONTROL CORPORATION | LIFEPAK 20 | DEFIBRILLATOR, W/ PACING, ANALYZE |  | LIFE SUPPORT | Kelemen |  |  | 12/16/2005 |  | 12/16/10 |  |  | NO | YES |  |  |  |  | MEDTRONIC INC. 10480031 30706023 |  |  | Disposition |  | 99:99:99:99:99:99 |  | High Risk | 1Y:00-MFG | 01/10/2019 | 01/01/2020 | COOPER UNIVERSITY HOSPITAL |  |  | ROOM 253 |  | KATHY MARTINO
|  | PHYSIO-CONTROL CORPORATION | LIFEPAK 20 | DEFIBRILLATOR, W/ PACING, ANALYZE |  | SIMULATION OPERATION | Kelemen |  |  | 01/20/2010 |  | 1/20/15 |  |  | NO | YES |  |  |  |  | MEDTRONIC INC. 10480023 37884277 |  |  | Disposition |  | 99:99:99:99:99:99 |  | High Risk | 1Y:00-MFG | 01/10/2019 | 01/01/2020 | COOPER UNIVERSITY HOSPITAL |  |  | SIM LAB 2ND FLOOR |  | GREGG STAMAN
|  | PHYSIO-CONTROL CORPORATION | LIFEPAK 20 | DEFIBRILLATOR, W/ PACING, ANALYZE |  | LIFE SUPPORT | Kelemen |  |  | 04/03/2006 |  | 4/3/11 |  |  | NO | YES |  |  |  |  | MEDTRONIC INC. 10480024 33802771 |  |  | Disposition |  |  |  | High Risk | 1Y:00-ESI | 01/26/2017 | 01/01/2020 | COOPER UNIVERSITY HOSPITAL |  |  |  |  | KATHY MARTINO
|  | PHYSIO-CONTROL CORPORATION | LIFEPAK 20 | DEFIBRILLATOR, W/ PACING, ANALYZE |  |  | Pavilion |  |  | 11/24/2008 |  | 11/24/13 |  |  | NO | YES |  |  |  |  | MEDTRONIC INC. 10368717 37259694 |  |  | Active |  | 99:99:99:99:99:99 | [5 empty] | COOPER UNIVERSITY HOSPITAL |  |  | BIOMED LOANER Currently 6 Pavilion Rear
|  | PHYSIO-CONTROL CORPORATION | LIFEPAK 20 | DEFIBRILLATOR, W/ PACING, ANALYZE |  |  | Kelemen |  |  | 11/24/2008 |  | 11/24/13 |  |  | NO | YES |  |  |  |  | MEDTRONIC INC. 10368681 37264792 |  |  | Active |  | 99:99:99:99:99:99 | [5 empty] | COOPER UNIVERSITY HOSPITAL |  |  | BIOMED LOANER
|  | PHYSIO-CONTROL CORPORATION | LIFEPAK 20 | DEFIBRILLATOR, W/ PACING, ANALYZE |  | BIOMEDICAL | Kelemen |  |  | 01/01/1900 |  |  |  |  | NO | YES |  |  |  |  | MEDTRONIC INC. 10368641 31024247 |  |  | Active |  | 99:99:99:99:99:99 |  | Life Support | 6M:00-MFG | 07/30/2019 | 01/01/2020 | COOPER UNIVERSITY HOSPITAL |  |  | BIOMED LOANER |  | Bonnie Aichroch
|  | PHYSIO-CONTROL CORPORATION | LIFEPAK 20 | DEFIBRILLATOR, W/ PACING, ANALYZE |  | BIOMEDICAL | Kelemen |  |  | 04/01/2003 |  | 4/1/08 |  |  | NO | YES |  |  |  |  | MEDTRONIC INC. 10368413 30935929 |  |  | Active |  | 99:99:99:99:99:99 |  | Life Support | 6M:00-MFG | 11/01/2019 | 01/01/2020 | COOPER UNIVERSITY HOSPITAL |  |  | BIOMED LOANER |  | Bonnie Aichroch
|  | PHYSIO-CONTROL CORPORATION | LIFEPAK 20 | DEFIBRILLATOR, W/ PACING, ANALYZE |  | PSYCHIATRIC UNIT | Kelemen |  |  | 04/03/2006 |  | 4/3/11 |  |  | NO | YES |  |  |  |  | MEDTRONIC INC. 10367483 34183905 |  |  | Active |  | 99:99:99:99:99:99 |  | Life Support | 6M:00-MFG | 11/01/2019 | 05/01/2020 | COOPER UNIVERSITY HOSPITAL |  |  | 5 KELEMEN |  | CATHERINE MELINIOTIS
|  | PHYSIO-CONTROL CORPORATION | LIFEPAK 20 | DEFIBRILLATOR, W/ PACING, ANALYZE |  | BRACHFIELD MEDICAL ASSOCIATES-MEDICINE | 218 Sunset Rd |  |  | 12/11/2007 |  | 12/11/12 |  |  | NO | YES |  |  |  |  | MEDTRONIC INC. 10367191 38622335 |  |  | Active |  | 99:99:99:99:99:99 |  | Life Support | 6M:00-MFG | 06/07/2019 | 12/01/2019 | COOPER AMBULATORY OFF-SITES |  |  | ENDOSCOPY - MAIN AREA |  | CATHY CRAWFORD
|  | PHYSIO-CONTROL CORPORATION | LIFEPAK 20 | DEFIBRILLATOR, W/ PACING, ANALYZE |  | BUNKER HILL-ORAL SURGERY | 2 Plaza Dr |  |  | 03/01/2003 |  | 3/1/08 |  |  | NO | YES |  |  |  |  | MEDTRONIC INC. 10366935 30779810 |  |  | Active |  | 99:99:99:99:99:99 |  | Life Support | 6M:00-MFG | 09/05/2019 | 03/01/2020 | COOPER AMBULATORY OFF-SITES |  |  | HALLWAY |  | BARBARA DIPINTO
|  | PHYSIO-CONTROL CORPORATION | LIFEPAK 20 | DEFIBRILLATOR, W/ PACING, ANALYZE |  | BIOMEDICAL | Kelemen |  |  | 01/01/1900 |  |  |  |  | NO | YES |  |  |  |  | MEDTRONIC INC. 10360441 31228756 |  |  | Active |  | 99:99:99:99:99:99 |  | Life Support | 6M:00-MFG | 09/20/2019 | 01/01/2020 | COOPER UNIVERSITY HOSPITAL |  |  | BIOMED LOANER |  | Bonnie Aichroch
|  | PHYSIO-CONTROL CORPORATION | LIFEPAK 20 | DEFIBRILLATOR, W/ PACING, ANALYZE |  | BIOMEDICAL | Kelemen |  |  | 04/03/2006 |  | 4/3/11 |  |  | NO | YES |  |  |  |  | MEDTRONIC INC. 10360393 34189486 |  |  | Active |  | 99:99:99:99:99:99 |  | Life Support | 6M:00-MFG | 09/20/2019 | 01/01/2020 | COOPER UNIVERSITY HOSPITAL |  |  | BIOMED LOANER |  | Bonnie Aichroch
|  | PHYSIO-CONTROL CORPORATION | LIFEPAK 20 | DEFIBRILLATOR, W/ PACING, ANALYZE |  | COOPER DIGESTIVE HEALTH-ENDOSCOPY | 501 Fellowship Rd |  |  | 10/13/2009 |  | 10/13/14 |  |  | NO | YES |  |  |  |  | MEDTRONIC INC. 10347068 38283622 |  |  | Active |  | 99:99:99:99:99:99 |  | Life Support | 6M:00-MFG | 08/09/2019 | 02/01/2020 | COOPER AMBULATORY OFF-SITES |  |  | GI CENTER |  | JEANNE GREER
|  | PHYSIO-CONTROL CORPORATION | LIFEPAK 20 | DEFIBRILLATOR, W/ PACING, ANALYZE |  | VOORHEES SURGERY CENTER-OPERATING ROOM | 900 Centennial Blvd | Suite E |  | 04/23/2008 |  | 4/23/13 |  |  | NO | YES |  |  |  |  | MEDTRONIC INC. 10346720 36422030 |  |  | Active |  | 99:99:99:99:99:99 |  | Life Support | 6M:00-MFG | 10/30/2019 | 04/01/2020 | COOPER AMBULATORY OFF-SITES |  |  | PACU Crash Carts & Stretchers |  | JENNIFER BOMBARO
|  | PHYSIO-CONTROL CORPORATION | LIFEPAK 20 | DEFIBRILLATOR, W/ PACING, ANALYZE |  | BIOMEDICAL | Kelemen |  |  | 05/31/2019 |  | 5/31/24 |  |  | NO | YES |  |  |  |  | MEDTRONIC INC. 30143454 36304648 |  |  | Active |  | 99:99:99:99:99:99 |  | Life Support | 6M:00-MFG | 05/31/2019 | 05/31/2019 | COOPER UNIVERSITY HOSPITAL |  |  | BIOMED - LOANER out on floors |  | Bonnie Aichroch |  |  |  | 05/31/2019 | 05/31/2019 |  |  |  |  | 05/31/2019 | 05/31/2019
|  | PHYSIO-CONTROL CORPORATION | LIFEPAK 20 | DEFIBRILLATOR, W/ PACING, ANALYZE |  | SPECIAL TEST | Kelemen |  |  | 07/02/2019 |  | 7/2/24 |  |  | NO | YES |  |  |  |  | MEDTRONIC INC. 30143418 34189479 |  |  | Active |  | 99:99:99:99:99:99 |  | Life Support | 6M:00-MFG | 07/02/2019 | 07/02/2019 | COOPER UNIVERSITY HOSPITAL |  |  | 6 KELEMEN |  | AMY HANNAN |  |  |  | 07/02/2019 | 07/02/2019 |  |  |  |  | 07/02/2019 | 07/02/2019
|  | PHYSIO-CONTROL CORPORATION | LIFEPAK 20 | DEFIBRILLATOR, W/ PACING, ANALYZE |  | PAVILION PACU | Pavilion |  |  | 04/03/2006 |  | 4/3/11 |  |  | NO | YES |  |  |  |  | MEDTRONIC INC. 10346376 34183917 |  |  | Active |  | 99:99:99:99:99:99 |  | Life Support | 6M:00-MFG | 06/19/2019 | 12/01/2019 | COOPER UNIVERSITY HOSPITAL |  |  | In Cath Lab EP2 on July 25, 2018 |  | FRANK OBRIEN
|  | PHYSIO-CONTROL CORPORATION | LIFEPAK 20 | DEFIBRILLATOR, W/ PACING, ANALYZE |  | VOORHEES SURGERY CENTER-OPERATING ROOM | 900 Centennial Blvd | Suite E |  | 09/01/2005 |  | 9/1/10 |  |  | NO | YES |  |  |  |  | MEDTRONIC INC. 10346010 33569156 |  |  | Active |  | 99:99:99:99:99:99 |  | Life Support | 6M:00-MFG | 10/30/2019 | 04/01/2020 | COOPER AMBULATORY OFF-SITES |  |  | STORAGE ROOM |  | JENNIFER BOMBARO
|  | PHYSIO-CONTROL CORPORATION | LIFEPAK 20E | DEFIBRILLATOR, W/ PACING, ANALYZE |  |  | Kelemen |  |  | 10/24/2019 |  | 10/24/24 |  |  | NO | YES |  |  |  |  | MEDTRONIC INC. 11239500 48437766 |  |  | Active |  |  |  | Life Support | 1Y:00-MFG 4Y:00-BAT | 10/24/2019 | 10/24/2019 | COOPER UNIVERSITY HOSPITAL |  |  | SCU PT. Holding | WOT00000004096442 | DOMINIC VENDETTA | Performance Verification | Completed | Salvatore Bombara | 10/24/2019 | 10/24/2019 | Performance Verification for MEDTRONIC INC. 11239500 48437766 | Initial Install of Performance Verification. Device is ready for patient use. |  |  | 10/24/2019 | 10/24/2019
|  | PHYSIO-CONTROL CORPORATION | LIFEPAK 20E | DEFIBRILLATOR, W/ PACING, ANALYZE |  |  | Pavilion |  |  | 10/24/2019 |  | 10/24/24 |  |  | NO | YES |  |  |  |  | PHYSIO-CONTROL CORPORATION 11239499 48438353 |  |  | Active | [7 empty] | COOPER UNIVERSITY HOSPITAL |  |  | Pav OR P1 | WOT00000004095281 |  | Performance Verification | Completed | Salvatore Bombara | 10/24/2019 | 10/24/2019 | Performance Verification for PHYSIO-CONTROL CORPORATION 11239499 48438353 |  |  |  | 10/24/2019 | 10/24/2019
|  | PHYSIO-CONTROL CORPORATION | LIFEPAK 20E | DEFIBRILLATOR, W/ PACING, ANALYZE |  | CCU - CORONARY CARE UNIT | Kelemen |  |  | 10/22/2019 |  | 10/22/24 |  |  | NO | YES |  |  |  |  | PHYSIO-CONTROL CORPORATION 11222243 48434440 |  |  | Active |  |  |  | Life Support | 6M:00-MFG | 10/22/2019 | 10/22/2019 | COOPER UNIVERSITY HOSPITAL |  |  | Performance Verification | WOT00000004080005 | CAROLYN RUMELL | Performance Verification | Completed | Richard Jolly | 10/22/2019 | 10/22/2019 | Performance Verification for PHYSIO-CONTROL CORPORATION 11222243 48434440 | Initial Install of Performance Verification. Device is ready for patient use. |  |  | 10/22/2019 | 10/22/2019
|  | PHYSIO-CONTROL CORPORATION | LIFEPAK 20E | DEFIBRILLATOR, W/ PACING, ANALYZE |  |  | Kelemen |  |  | 10/29/2019 |  | 10/29/24 |  |  | NO | YES |  |  |  |  | PHYSIO-CONTROL CORPORATION 11222242 48438559 |  |  | Active | [7 empty] | COOPER UNIVERSITY HOSPITAL |  |  | Performance Verification | WOT00000004124500 |  | Performance Verification | Completed | Richard Jolly | 10/29/2019 | 10/29/2019 | Performance Verification for PHYSIO-CONTROL CORPORATION 11222242 48438559 |  |  |  | 10/29/2019 | 10/29/2019
|  | PHYSIO-CONTROL CORPORATION | LIFEPAK 20E | DEFIBRILLATOR, W/ PACING, ANALYZE |  | PEDIATRIC INTENSIVE CARE UNIT | Kelemen |  |  | 10/29/2019 |  | 10/29/24 |  |  | NO | YES |  |  |  |  | PHYSIO-CONTROL CORPORATION 11222241 48434256 |  |  | Active |  |  |  | Life Support | 6M:00-MFG | 10/29/2019 | 10/29/2019 | COOPER UNIVERSITY HOSPITAL |  |  | Performance Verification | WOT00000004124455 | Susan Cannon | Performance Verification | Completed | Richard Jolly | 10/29/2019 | 10/29/2019 | Performance Verification for PHYSIO-CONTROL CORPORATION 11222241 48434256 | Initial Install of Performance Verification. Device is ready for patient use. |  |  | 10/29/2019 | 10/29/2019
|  | PHYSIO-CONTROL CORPORATION | LIFEPAK 20E | DEFIBRILLATOR, W/ PACING, ANALYZE |  | CDU - CLINICAL DECISION UNIT-9 KELEMEN | Kelemen |  |  | 10/18/2019 |  | 10/18/24 |  |  | NO | YES |  |  |  |  | PHYSIO-CONTROL CORPORATION 11222240 48437957 |  |  | Active |  |  |  | Life Support | 1Y:00-MFG 4Y:00-BAT | 10/18/2019 | 10/18/2019 | COOPER UNIVERSITY HOSPITAL |  |  | Performance Verification | WOT00000004069381 | KAREN GRUBER | Performance Verification | Completed | Richard Jolly | 10/18/2019 | 10/18/2019 | Performance Verification for PHYSIO-CONTROL CORPORATION 11222240 48437957 | Initial Install of Performance Verification. Device is ready for patient use. |  |  | 10/18/2019 | 10/18/2019
|  | PHYSIO-CONTROL CORPORATION | LIFEPAK 20E | DEFIBRILLATOR, W/ PACING, ANALYZE |  | PAVILION PACU | Kelemen |  |  | 10/18/2019 |  | 10/18/24 |  |  | NO | YES |  |  |  |  | PHYSIO-CONTROL CORPORATION 11222239 48436503 |  |  | Active |  |  |  | Life Support | 1Y:00-MFG 4Y:00-BAT | 10/18/2019 | 10/18/2019 | COOPER UNIVERSITY HOSPITAL |  |  | Performance Verification | WOT00000004068989 | FRANK OBRIEN | Performance Verification | Completed | Richard Jolly | 10/18/2019 | 10/18/2019 | Performance Verification for PHYSIO-CONTROL CORPORATION 11222239 48436503 | Initial Install of Performance Verification. Device is ready for patient use. |  |  | 10/18/2019 | 10/18/2019
|  | PHYSIO-CONTROL CORPORATION | LIFEPAK 20E | DEFIBRILLATOR, W/ PACING, ANALYZE |  | PAVILION PACU | Kelemen |  |  | 10/18/2019 |  | 10/18/24 |  |  | NO | YES |  |  |  |  | PHYSIO-CONTROL CORPORATION 11222238 48435542 |  |  | Active |  |  |  | Life Support | 1Y:00-MFG 4Y:00-BAT | 10/18/2019 | 10/18/2019 | COOPER UNIVERSITY HOSPITAL |  |  | Performance Verification | WOT00000004068761 | FRANK OBRIEN | Performance Verification | Completed | Richard Jolly | 10/18/2019 | 10/18/2019 | Performance Verification for PHYSIO-CONTROL CORPORATION 11222238 48435542 | Initial Install of Performance Verification. Device is ready for patient use. |  |  | 10/18/2019 | 10/18/2019
|  | PHYSIO-CONTROL CORPORATION | LIFEPAK 20E | DEFIBRILLATOR, W/ PACING, ANALYZE |  | TRAUMA ADMIT HELIPAD | Kelemen |  |  | 10/17/2019 |  | 10/17/24 |  |  | NO | YES |  |  |  |  | PHYSIO-CONTROL CORPORATION 11222233 48429553 |  |  | Active |  |  |  | Life Support | 1Y:00-MFG 4Y:00-BAT | 10/17/2019 | 10/17/2019 | COOPER UNIVERSITY HOSPITAL |  |  | Performance Verification | WOT00000004059073 | Diane Floyd | Performance Verification | Completed | Richard Jolly | 10/17/2019 | 10/17/2019 | Performance Verification for PHYSIO-CONTROL CORPORATION 11222233 48429553 | Initial Install of Performance Verification. Device is ready for patient use. |  |  | 10/17/2019 | 10/17/2019
|  | PHYSIO-CONTROL CORPORATION | LIFEPAK 20E | DEFIBRILLATOR, W/ PACING, ANALYZE |  | TRAUMA ADMIT | Kelemen |  |  | 10/17/2019 |  | 10/17/24 |  |  | NO | YES |  |  |  |  | PHYSIO-CONTROL CORPORATION 11222232 48434235 |  |  | Active |  |  |  | Life Support | 1Y:00-MFG 4Y:00-BAT | 10/17/2019 | 10/17/2019 | COOPER UNIVERSITY HOSPITAL |  |  | Performance Verification | WOT00000004058362 | Diane Floyd | Performance Verification | Completed | Richard Jolly | 10/17/2019 | 10/17/2019 | Performance Verification for PHYSIO-CONTROL CORPORATION 11222232 48434235 | Initial Install of Performance Verification. Device is ready for patient use. |  |  | 10/17/2019 | 10/17/2019
|  | PHYSIO-CONTROL CORPORATION | LIFEPAK 20E | DEFIBRILLATOR, W/ PACING, ANALYZE |  | TRAUMA ADMIT | Kelemen |  |  | 10/17/2019 |  | 10/17/24 |  |  | NO | YES |  |  |  |  | PHYSIO-CONTROL CORPORATION 11222231 48437699 |  |  | Active |  |  |  | Life Support | 1Y:00-MFG 4Y:00-BAT | 10/17/2019 | 10/17/2019 | COOPER UNIVERSITY HOSPITAL |  |  | Performance Verification | WOT00000004058424 | Diane Floyd | Performance Verification | Completed | Richard Jolly | 10/17/2019 | 10/17/2019 | Performance Verification for PHYSIO-CONTROL CORPORATION 11222231 48437699 | Initial Install of Performance Verification. Device is ready for patient use. |  |  | 10/17/2019 | 10/17/2019
|  | PHYSIO-CONTROL CORPORATION | LIFEPAK 20E | DEFIBRILLATOR, W/ PACING, ANALYZE |  | TRAUMA ICU | Kelemen |  |  | 10/16/2019 |  | 10/16/24 |  |  | NO | YES |  |  |  |  | PHYSIO-CONTROL CORPORATION 11222230 48433768 |  |  | Active |  |  |  | Life Support | 1Y:00-MFG 4Y:00-BAT | 10/16/2019 | 10/16/2019 | COOPER UNIVERSITY HOSPITAL |  |  | Performance Verification | WOT00000004055817 | Diane Floyd | Performance Verification | Completed | Richard Jolly | 10/16/2019 | 10/16/2019 | Performance Verification for PHYSIO-CONTROL CORPORATION 11222230 48433768 | Initial Install of Performance Verification. Device is ready for patient use. |  |  | 10/16/2019 | 10/16/2019
|  | PHYSIO-CONTROL CORPORATION | LIFEPAK 20E | DEFIBRILLATOR, W/ PACING, ANALYZE |  | TSDU - KELEMEN S7 | Kelemen |  |  | 10/17/2019 |  | 10/17/24 |  |  | NO | YES |  |  |  |  | PHYSIO-CONTROL CORPORATION 11222228 48434419 |  |  | Active |  |  |  | Life Support | 1Y:00-MFG 4Y:00-BAT | 10/17/2019 | 10/17/2019 | COOPER UNIVERSITY HOSPITAL |  |  | Performance Verification | WOT00000004060276 | JEN VANDER HORN | Performance Verification | Completed | Richard Jolly | 10/17/2019 | 10/17/2019 | Performance Verification for PHYSIO-CONTROL CORPORATION 11222228 48434419 | Initial Install of Performance Verification. Device is ready for patient use. |  |  | 10/17/2019 | 10/17/2019
|  | PHYSIO-CONTROL CORPORATION | LIFEPAK 20E | DEFIBRILLATOR, W/ PACING, ANALYZE |  | TSDU - KELEMEN S7 | Kelemen |  |  | 10/17/2019 |  | 10/17/24 |  |  | NO | YES |  |  |  |  | PHYSIO-CONTROL CORPORATION 11222227 48434214 |  |  | Active |  |  |  | Life Support | 1Y:00-MFG 4Y:00-BAT | 10/17/2019 | 10/17/2019 | COOPER UNIVERSITY HOSPITAL |  |  | Performance Verification | WOT00000004060173 | JEN VANDER HORN | Performance Verification | Completed | Richard Jolly | 10/17/2019 | 10/17/2019 | Performance Verification for PHYSIO-CONTROL CORPORATION 11222227 48434214 | Initial Install of Performance Verification. Device is ready for patient use. |  |  | 10/17/2019 | 10/17/2019
|  | PHYSIO-CONTROL CORPORATION | LIFEPAK 20E | DEFIBRILLATOR, W/ PACING, ANALYZE |  | TRAUMA ICU | Kelemen | BASEMENT |  | 10/16/2019 |  | 10/16/24 |  |  | NO | YES |  |  |  |  | PHYSIO-CONTROL CORPORATION 11222226 48433715 |  |  | Active |  |  |  | Life Support | 1Y:00-MFG 4Y:00-BAT | 10/16/2019 | 10/16/2019 | COOPER UNIVERSITY HOSPITAL |  |  | Performance Verification | WOT00000004055685 | Diane Floyd | Performance Verification | Completed | Richard Jolly | 10/16/2019 | 10/16/2019 | Performance Verification for PHYSIO-CONTROL CORPORATION 11222226 01611129 | Initial Install of Performance Verification. Device is ready for patient use. |  |  | 10/16/2019 | 10/16/2019
|  | PHYSIO-CONTROL CORPORATION | LIFEPAK 20E | DEFIBRILLATOR, W/ PACING, ANALYZE |  | INTENSIVE CARE UNIT | Pavilion |  |  | 10/15/2019 |  | 10/15/24 |  |  | NO | YES |  |  |  |  | PHYSIO-CONTROL CORPORATION 11222225 48435409 |  |  | Active |  |  |  | Life Support | 1Y:00-MFG 4Y:00-BAT | 10/15/2019 | 10/15/2019 | COOPER UNIVERSITY HOSPITAL |  |  | Performance Verification | WOT00000004040801 | CAROLYN RUMELL | Performance Verification | Completed | Richard Jolly | 10/15/2019 | 10/15/2019 | Performance Verification for PHYSIO-CONTROL CORPORATION 11222225 48435409 | Initial Install of Performance Verification. Device is ready for patient use. |  |  | 10/15/2019 | 10/15/2019
|  | PHYSIO-CONTROL CORPORATION | LIFEPAK 20E | DEFIBRILLATOR, W/ PACING, ANALYZE |  | EMERGENCY ROOM | Kelemen |  |  | 10/09/2019 |  | 10/9/24 |  |  | NO | YES |  |  |  |  | PHYSIO-CONTROL CORPORATION 11222221 48434201 |  |  | Active |  |  |  | Life Support | 1Y:00-MFG 4Y:00-BAT | 10/09/2019 | 10/09/2019 | COOPER UNIVERSITY HOSPITAL |  |  | Performance Verification | WOT00000004014950 | KAREN GRUBER | Performance Verification | Completed | Richard Jolly | 10/09/2019 | 10/09/2019 | Performance Verification for PHYSIO-CONTROL CORPORATION 11222221 48434201 | Initial Install of Performance Verification. Device is ready for patient use. |  |  | 10/09/2019 | 10/09/2019
|  | PHYSIO-CONTROL CORPORATION | LIFEPAK 20E | DEFIBRILLATOR, W/ PACING, ANALYZE |  | INTENSIVE CARE UNIT | Pavilion |  |  | 10/15/2019 |  | 10/15/24 |  |  | NO | YES |  |  |  |  | PHYSIO-CONTROL CORPORATION 11222223 48437667 |  |  | Active |  |  |  | Life Support | 1Y:00-MFG 4Y:00-BAT | 10/15/2019 | 10/15/2019 | COOPER UNIVERSITY HOSPITAL |  |  | Performance Verification | WOT00000004041185 | CAROLYN RUMELL | Performance Verification | Completed | Richard Jolly | 10/15/2019 | 10/15/2019 | Performance Verification for PHYSIO-CONTROL CORPORATION 11222223 48437667 | Initial Install of Performance Verification. Device is ready for patient use. |  |  | 10/15/2019 | 10/15/2019
|  | PHYSIO-CONTROL CORPORATION | LIFEPAK 20E | DEFIBRILLATOR, W/ PACING, ANALYZE |  | INTENSIVE CARE UNIT | Pavilion |  |  | 10/15/2019 |  | 10/15/24 |  |  | NO | YES |  |  |  |  | PHYSIO-CONTROL CORPORATION 11222224 48436211 |  |  | Active |  |  |  | Life Support | 1Y:00-MFG 4Y:00-BAT | 10/15/2019 | 10/15/2019 | COOPER UNIVERSITY HOSPITAL |  |  | Performance Verification | WOT00000004041010 | CAROLYN RUMELL | Performance Verification | Completed | Richard Jolly | 10/15/2019 | 10/15/2019 | Performance Verification for PHYSIO-CONTROL CORPORATION 11222224 48436211 | Initial Install of Performance Verification. Device is ready for patient use. |  |  | 10/15/2019 | 10/15/2019
|  | PHYSIO-CONTROL CORPORATION | LIFEPAK 20E | DEFIBRILLATOR, W/ PACING, ANALYZE |  | EMERGENCY ROOM | Kelemen |  |  | 10/10/2019 |  | 10/10/24 |  |  | NO | YES |  |  |  |  | PHYSIO-CONTROL CORPORATION 11222219 48433725 |  |  | Active |  |  |  | Life Support | 1Y:00-MFG 4Y:00-BAT | 10/10/2019 | 10/10/2019 | COOPER UNIVERSITY HOSPITAL |  |  | Performance Verification | WOT00000004017896 | KAREN GRUBER | Performance Verification | Completed | Richard Jolly | 10/10/2019 | 10/10/2019 | Performance Verification for PHYSIO-CONTROL CORPORATION 11222219 48433725 | Initial Install of Performance Verification. Device is ready for patient use. |  |  | 10/10/2019 | 10/10/2019
|  | PHYSIO-CONTROL CORPORATION | LIFEPAK 20E | DEFIBRILLATOR, W/ PACING, ANALYZE |  | EMERGENCY ROOM | Kelemen |  |  | 10/09/2019 |  | 10/9/24 |  |  | NO | YES |  |  |  |  | PHYSIO-CONTROL CORPORATION 11222220 48434458 |  |  | Active |  |  |  | Life Support | 1Y:00-MFG 4Y:00-BAT | 10/09/2019 | 10/09/2019 | COOPER UNIVERSITY HOSPITAL |  |  | Performance Verification | WOT00000004015121 | KAREN GRUBER | Performance Verification | Completed | Richard Jolly | 10/09/2019 | 10/09/2019 | Performance Verification for PHYSIO-CONTROL CORPORATION 11222220 48434458 | Initial Install of Performance Verification. Device is ready for patient use. |  |  | 10/09/2019 | 10/09/2019
|  | PHYSIO-CONTROL CORPORATION | LIFEPAK 20E | DEFIBRILLATOR, W/ PACING, ANALYZE |  | EMERGENCY ROOM | Kelemen |  |  | 10/10/2019 |  | 10/10/24 |  |  | NO | YES |  |  |  |  | PHYSIO-CONTROL CORPORATION 11222217 48434356 |  |  | Active |  |  |  | Life Support | 1Y:00-MFG 4Y:00-BAT | 10/10/2019 | 10/10/2019 | COOPER UNIVERSITY HOSPITAL |  |  | Performance Verification | WOT00000004017543 | KAREN GRUBER | Performance Verification | Completed | Richard Jolly | 10/10/2019 | 10/10/2019 | Performance Verification for PHYSIO-CONTROL CORPORATION 11222217 48434356 | Initial Install of Performance Verification. Device is ready for patient use. |  |  | 10/10/2019 | 10/10/2019
|  | PHYSIO-CONTROL CORPORATION | LIFEPAK 20E | DEFIBRILLATOR, W/ PACING, ANALYZE |  | EMERGENCY ROOM | Kelemen |  |  | 10/10/2019 |  | 10/10/24 |  |  | NO | YES |  |  |  |  | PHYSIO-CONTROL CORPORATION 11222218 48427468 |  |  | Active |  |  |  | Life Support | 1Y:00-MFG 4Y:00-BAT | 10/10/2019 | 10/10/2019 | COOPER UNIVERSITY HOSPITAL |  |  | Performance Verification | WOT00000004017794 | KAREN GRUBER | Performance Verification | Completed | Richard Jolly | 10/10/2019 | 10/10/2019 | Performance Verification for PHYSIO-CONTROL CORPORATION 11222218 48427468 | Initial Install of Performance Verification. Device is ready for patient use. |  |  | 10/10/2019 | 10/10/2019
|  | PHYSIO-CONTROL CORPORATION | LIFEPAK 20E | DEFIBRILLATOR, W/ PACING, ANALYZE |  | EMERGENCY ROOM | Kelemen |  |  | 10/10/2019 |  | 10/10/24 |  |  | NO | YES |  |  |  |  | PHYSIO-CONTROL CORPORATION 11222216 48434101 |  |  | Active |  |  |  | Life Support | 1Y:00-MFG 4Y:00-BAT | 10/10/2019 | 10/10/2019 | COOPER UNIVERSITY HOSPITAL |  |  | Performance Verification | WOT00000004017720 | KAREN GRUBER | Performance Verification | Completed | Richard Jolly | 10/10/2019 | 10/10/2019 | Performance Verification for PHYSIO-CONTROL CORPORATION 11222216 48434101 | Initial Install of Performance Verification. Device is ready for patient use. |  |  | 10/10/2019 | 10/10/2019
|  | PHYSIO-CONTROL CORPORATION | LIFEPAK 20E | DEFIBRILLATOR, W/ PACING, ANALYZE |  | EMERGENCY ROOM | Kelemen |  |  | 02/15/2019 |  | 2/15/24 |  |  | NO | YES |  |  |  |  | PHYSIO-CONTROL CORPORATION 11222129 47064542 |  |  | Active |  | 99:99:99:99:99:99 |  | Life Support | 1Y:00-MFG 4Y:00-BAT | 02/15/2019 | 02/15/2019 | COOPER UNIVERSITY HOSPITAL |  |  | Performance Verification | WOT00000001060442 | KAREN GRUBER | Performance Verification | Closed | Richard Jolly | 02/15/2019 | 02/15/2019 | Performance Verification for PHYSIO-CONTROL CORPORATION 11222129 47064542 | Initial Install of Performance Verification. Device is ready for patient use. |  |  | 02/15/2019 | 02/15/2019
|  | PHYSIO-CONTROL CORPORATION | LIFEPAK 20E | DEFIBRILLATOR, W/ PACING, ANALYZE |  | SAME DAY OR-2ND FL PAVILION | Kelemen |  |  | 01/11/2019 |  | 1/11/24 |  |  | NO | YES |  |  |  |  | PHYSIO-CONTROL CORPORATION 11222026 46887988 |  |  | Active |  | 99:99:99:99:99:99 |  | Life Support | 1Y:00-MFG 4Y:00-BAT | 01/11/2019 | 01/11/2019 | COOPER UNIVERSITY HOSPITAL |  |  | SD OR 7 | WOT00000000790623 | JOE DRUCTOR | Performance Verification | Closed | Richard Jolly | 01/11/2019 | 01/11/2019 | Performance Verification for PHYSIO-CONTROL CORPORATION 11222026 46887988 | Initial Install of Performance Verification. Device is ready for patient use. |  |  | 01/11/2019 | 01/11/2019
|  | PHYSIO-CONTROL CORPORATION | LIFEPAK 20E | DEFIBRILLATOR, W/ PACING, ANALYZE |  | SAME DAY OR-2ND FL PAVILION | Pavilion |  |  | 01/11/2019 |  | 1/11/24 |  |  | NO | YES |  |  |  |  | PHYSIO-CONTROL CORPORATION 11222025 46878422 |  |  | Active |  | 99:99:99:99:99:99 |  | Life Support | 1Y:00-MFG 4Y:00-BAT | 01/11/2019 | 01/11/2019 | COOPER UNIVERSITY HOSPITAL |  |  | SD OR 8 | WOT00000000790607 | JOE DRUCTOR | Performance Verification | Closed | Richard Jolly | 01/11/2019 | 01/11/2019 | Performance Verification for PHYSIO-CONTROL CORPORATION 11222025 46878422 | Initial Install of Performance Verification. Device is ready for patient use. |  |  | 01/11/2019 | 01/11/2019
|  | PHYSIO-CONTROL CORPORATION | LIFEPAK 20E | DEFIBRILLATOR, W/ PACING, ANALYZE |  | MOTHER INFANT UNIT | Dorrance |  |  | 10/29/2019 |  | 10/29/24 |  |  | NO | YES |  |  |  |  | PHYSIO-CONTROL CORPORATION 11208481 48435064 |  |  | Active |  |  |  | Life Support | 6M:00-MFG | 10/29/2019 | 10/29/2019 | COOPER UNIVERSITY HOSPITAL |  |  | D5 | WOT00000004124250 | Christina Smith | Performance Verification | Completed | Zhan Kiselev | 10/29/2019 | 10/29/2019 | Performance Verification for PHYSIO-CONTROL CORPORATION 11208481 48435064 | Initial Install of Performance Verification. Device is ready for patient use. |  |  | 10/29/2019 | 10/29/2019
|  | PHYSIO-CONTROL CORPORATION | LIFEPAK 20E | DEFIBRILLATOR, W/ PACING, ANALYZE |  | MOTHER INFANT UNIT | Dorrance |  |  | 10/29/2019 |  | 10/29/24 |  |  | NO | YES |  |  |  |  | PHYSIO-CONTROL CORPORATION 11208480 48438466 |  |  | Active |  |  |  | Life Support | 6M:00-MFG | 10/29/2019 | 10/29/2019 | COOPER UNIVERSITY HOSPITAL |  |  | Performance Verification | WOT00000004124199 | Christina Smith | Performance Verification | Completed | Zhan Kiselev | 10/29/2019 | 10/29/2019 | Performance Verification for PHYSIO-CONTROL CORPORATION 11208480 48438466 | Initial Install of Performance Verification. Device is ready for patient use. |  |  | 10/29/2019 | 10/29/2019
|  | PHYSIO-CONTROL CORPORATION | LIFEPAK 20E | DEFIBRILLATOR, W/ PACING, ANALYZE |  | SHORT PROCEDURE UNIT | Kelemen |  |  | 10/25/2019 |  | 10/25/24 |  |  | NO | YES |  |  |  |  | PHYSIO-CONTROL CORPORATION 11208478 48437847 |  |  | Active |  |  |  | Life Support | 6M:00-MFG | 10/25/2019 | 10/25/2019 | COOPER UNIVERSITY HOSPITAL |  |  | Hall | WOT00000004100594 | Lisa Geoghegan | Performance Verification | Completed | Michael Youch | 10/25/2019 | 10/25/2019 | Performance Verification for PHYSIO-CONTROL CORPORATION 11208478 48437847 | Initial Install of Performance Verification. Device is ready for patient use. |  |  | 10/25/2019 | 10/25/2019
|  | PHYSIO-CONTROL CORPORATION | LIFEPAK 20E | DEFIBRILLATOR, W/ PACING, ANALYZE |  | NEURO/ORTHO/MEDSURG/7 PAV | Pavilion | 7 |  | 10/25/2019 |  | 10/25/24 |  |  | NO | YES |  |  |  |  | PHYSIO-CONTROL CORPORATION 11208477 48437909 |  |  | Active |  |  |  | Life Support | 6M:00-MFG | 10/25/2019 | 10/25/2019 | COOPER UNIVERSITY HOSPITAL |  |  | Hall | WOT00000004100476 | Pam Young | Performance Verification | Completed | Michael Youch | 10/25/2019 | 10/25/2019 | Performance Verification for PHYSIO-CONTROL CORPORATION 11208477 48437909 | Initial Install of Performance Verification. Device is ready for patient use. |  |  | 10/25/2019 | 10/25/2019
|  | PHYSIO-CONTROL CORPORATION | LIFEPAK 20E | DEFIBRILLATOR, W/ PACING, ANALYZE |  | NEURO/ORTHO/MEDSURG/7 PAV | Pavilion | 7 |  | 10/25/2019 |  | 10/25/24 |  |  | NO | YES |  |  |  |  | PHYSIO-CONTROL CORPORATION 11208476 48438043 |  |  | Active |  |  |  | Life Support | 6M:00-MFG | 10/25/2019 | 10/25/2019 | COOPER UNIVERSITY HOSPITAL |  |  | Hall | WOT00000004100399 | Pam Young | Performance Verification | Completed | Michael Youch | 10/25/2019 | 10/25/2019 | Performance Verification for PHYSIO-CONTROL CORPORATION 11208476 48438043 | Initial Install of Performance Verification. Device is ready for patient use. |  |  | 10/25/2019 | 10/25/2019
|  | PHYSIO-CONTROL CORPORATION | LIFEPAK 20E | DEFIBRILLATOR, W/ PACING, ANALYZE |  | STRESS TEST | Kelemen | BASEMENT |  | 10/23/2019 |  | 10/23/24 |  |  | NO | YES |  |  |  |  | PHYSIO-CONTROL CORPORATION 11208473 48429015 |  |  | Active |  |  |  | Life Support | 6M:00-MFG | 10/23/2019 | 10/23/2019 | COOPER UNIVERSITY HOSPITAL |  |  | B79 | WOT00000004089842 | KIM HUMMEL | Performance Verification | Completed | Michael Youch | 10/23/2019 | 10/23/2019 | Performance Verification for PHYSIO-CONTROL CORPORATION 11208473 48429015 | Initial Install of Performance Verification. Device is ready for patient use. |  |  | 10/23/2019 | 10/23/2019
|  | PHYSIO-CONTROL CORPORATION | LIFEPAK 20E | DEFIBRILLATOR, W/ PACING, ANALYZE |  | HEART STATION | Kelemen |  |  | 10/23/2019 |  | 10/23/24 |  |  | NO | YES |  |  |  |  | PHYSIO-CONTROL CORPORATION 11208474 48434477 |  |  | Active |  |  |  | Life Support | 6M:00-MFG | 10/23/2019 | 10/23/2019 | COOPER UNIVERSITY HOSPITAL |  |  | HS hall | WOT00000004089928 | MARCEL JOHNSON | Performance Verification | Completed | Michael Youch | 10/23/2019 | 10/23/2019 | Performance Verification for PHYSIO-CONTROL CORPORATION 11208474 48434477 | Initial Install of Performance Verification. Device is ready for patient use. |  |  | 10/23/2019 | 10/23/2019
|  | PHYSIO-CONTROL CORPORATION | LIFEPAK 20E | DEFIBRILLATOR, W/ PACING, ANALYZE |  | KELEMEN 9 | Kelemen |  |  | 10/23/2019 |  | 10/23/24 |  |  | NO | YES |  |  |  |  | PHYSIO-CONTROL CORPORATION 11208472 48428642 |  |  | Active |  |  |  | Life Support | 6M:00-MFG | 10/23/2019 | 10/23/2019 | COOPER UNIVERSITY HOSPITAL |  |  | Hall | WOT00000004089701 | LAURA ZIMMERMAN | Performance Verification | Completed | Michael Youch | 10/23/2019 | 10/23/2019 | Performance Verification for PHYSIO-CONTROL CORPORATION 11208472 48428642 | Initial Install of Performance Verification. Device is ready for patient use. |  |  | 10/23/2019 | 10/23/2019
|  | PHYSIO-CONTROL CORPORATION | LIFEPAK 20E | DEFIBRILLATOR, W/ PACING, ANALYZE |  | KELEMEN 8 PCU | Kelemen |  |  | 10/22/2019 |  | 10/22/24 |  |  | NO | YES |  |  |  |  | PHYSIO-CONTROL CORPORATION 11208468 48435039 |  |  | Active |  |  |  | Life Support | 6M:00-MFG | 10/22/2019 | 10/22/2019 | COOPER UNIVERSITY HOSPITAL |  |  | N8 | WOT00000004083090 | BYRON WELLS | Performance Verification | Completed | Michael Youch | 10/22/2019 | 10/22/2019 | Performance Verification for PHYSIO-CONTROL CORPORATION 11208468 48435039 | Initial Install of Performance Verification. Device is ready for patient use. |  |  | 10/22/2019 | 10/22/2019
|  | PHYSIO-CONTROL CORPORATION | LIFEPAK 20E | DEFIBRILLATOR, W/ PACING, ANALYZE |  | INCU - KELEMEN S10 | Kelemen |  |  | 10/22/2019 |  | 10/22/24 |  |  | NO | YES |  |  |  |  | PHYSIO-CONTROL CORPORATION 11208469 48435212 |  |  | Active |  |  |  | Life Support | 6M:00-MFG | 10/22/2019 | 10/22/2019 | COOPER UNIVERSITY HOSPITAL |  |  | Performance Verification | WOT00000004083694 | Lisa Brooks | Performance Verification | Completed | Zhan Kiselev | 10/22/2019 | 10/22/2019 | Performance Verification for PHYSIO-CONTROL CORPORATION 11208469 48435212 | Initial Install of Performance Verification. Device is ready for patient use. |  |  | 10/22/2019 | 10/22/2019
|  | PHYSIO-CONTROL CORPORATION | LIFEPAK 20E | DEFIBRILLATOR, W/ PACING, ANALYZE |  | KELEMEN N10 | Kelemen |  |  | 10/22/2019 |  | 10/22/24 |  |  | NO | YES |  |  |  |  | PHYSIO-CONTROL CORPORATION 11208470 48433907 |  |  | Active |  |  |  | Life Support | 6M:00-MFG | 10/22/2019 | 10/22/2019 | COOPER UNIVERSITY HOSPITAL |  |  | Performance Verification | WOT00000004083626 | Lisa Brooks | Performance Verification | Completed | Zhan Kiselev | 10/22/2019 | 10/22/2019 | Performance Verification for PHYSIO-CONTROL CORPORATION 11208470 48433907 | Initial Install of Performance Verification. Device is ready for patient use. |  |  | 10/22/2019 | 10/22/2019
|  | PHYSIO-CONTROL CORPORATION | LIFEPAK 20E | DEFIBRILLATOR, W/ PACING, ANALYZE |  | KELEMEN 8 PCU | Kelemen |  |  | 10/22/2019 |  | 10/22/24 |  |  | NO | YES |  |  |  |  | PHYSIO-CONTROL CORPORATION 11208466 48437991 |  |  | Active |  |  |  | Life Support | 6M:00-MFG | 10/22/2019 | 10/22/2019 | COOPER UNIVERSITY HOSPITAL |  |  | S 8 | WOT00000004082950 | BYRON WELLS | Performance Verification | Completed | Michael Youch | 10/22/2019 | 10/22/2019 | Performance Verification for PHYSIO-CONTROL CORPORATION 11208466 48437991 | Initial Install of Performance Verification. Device is ready for patient use. |  |  | 10/22/2019 | 10/22/2019
|  | PHYSIO-CONTROL CORPORATION | LIFEPAK 20E | DEFIBRILLATOR, W/ PACING, ANALYZE |  | MED/SURG 6 PAVILION | Pavilion |  |  | 10/17/2019 |  | 10/17/24 |  |  | NO | YES |  |  |  |  | PHYSIO-CONTROL CORPORATION 11208452 48433896 |  |  | Active |  |  |  | Life Support | 1Y:00-MFG 4Y:00-BAT | 10/17/2019 | 10/17/2019 | COOPER UNIVERSITY HOSPITAL |  |  | Hall | WOT00000004059208 | BRIAN OSHAUGHNESSY | Performance Verification | Completed | Michael Youch | 10/17/2019 | 10/17/2019 | Performance Verification for PHYSIO-CONTROL CORPORATION 11208452 48433896 | Initial Install of Performance Verification. Device is ready for patient use. |  |  | 10/17/2019 | 10/17/2019
|  | PHYSIO-CONTROL CORPORATION | LIFEPAK 20E | DEFIBRILLATOR, W/ PACING, ANALYZE |  | MED/SURG 6 PAVILION | Kelemen |  |  | 10/17/2019 |  | 10/17/24 |  |  | NO | YES |  |  |  |  | PHYSIO-CONTROL CORPORATION 11208451 48436215 |  |  | Active |  |  |  | Life Support | 1Y:00-MFG 4Y:00-BAT | 10/17/2019 | 10/17/2019 | COOPER UNIVERSITY HOSPITAL |  |  | Hall | WOT00000004058885 | BRIAN OSHAUGHNESSY | Performance Verification | Completed | Michael Youch | 10/17/2019 | 10/17/2019 | Performance Verification for PHYSIO-CONTROL CORPORATION 11208451 48436215 | Initial Install of Performance Verification. Device is ready for patient use. |  |  | 10/17/2019 | 10/17/2019
|  | PHYSIO-CONTROL CORPORATION | LIFEPAK 20E | DEFIBRILLATOR, W/ PACING, ANALYZE |  | INTENSIVE CARE NURSERY | Dorrance |  |  | 10/29/2019 |  | 10/29/24 |  |  | NO | YES |  |  |  |  | MEDTRONIC INC. 11207728 48435009 |  |  | Active |  |  |  | Life Support | 1Y:00-MFG 4Y:00-BAT | 10/29/2019 | 10/29/2019 | COOPER UNIVERSITY HOSPITAL |  |  |  | WOT00000004124288 | JOANNE FOX | Performance Verification | Completed | Gene Amodei | 10/29/2019 | 10/29/2019 | Performance Verification for MEDTRONIC INC. 11207728 48435009 | Initial Install of Performance Verification. Device is ready for patient use. |  |  | 10/29/2019 | 10/29/2019
|  | PHYSIO-CONTROL CORPORATION | LIFEPAK 20E | DEFIBRILLATOR, W/ PACING, ANALYZE |  | LABOR & DELIVERY | Dorrance |  |  | 10/29/2019 |  | 10/29/24 |  |  | NO | YES |  |  |  |  | MEDTRONIC INC. 11207727 48434328 |  |  | Active |  |  |  | Life Support | 1Y:00-MFG 4Y:00-BAT | 10/29/2019 | 10/29/2019 | COOPER UNIVERSITY HOSPITAL |  |  |  | WOT00000004124434 | JOANNA HORST | Performance Verification | Completed | Gene Amodei | 10/29/2019 | 10/29/2019 | Performance Verification for MEDTRONIC INC. 11207727 48434328 | Initial Install of Performance Verification. Device is ready for patient use. |  |  | 10/29/2019 | 10/29/2019
|  | PHYSIO-CONTROL CORPORATION | LIFEPAK 20E | DEFIBRILLATOR, W/ PACING, ANALYZE |  | MATERNAL FETAL CARE UNIT | Dorrance |  |  | 11/05/2019 |  | 11/5/24 |  |  | NO | YES |  |  |  |  | MEDTRONIC INC. 11207696 48435489 |  |  | Temporary |  |  |  | Life Support | 1Y:00-MFG 4Y:00-BAT | 11/05/2019 | 11/05/2019 | COOPER UNIVERSITY HOSPITAL |  |  |  | WOT00000004266795 | JOANNA HORST | Performance Verification | Completed | Gene Amodei | 11/05/2019 | 11/05/2019 | Performance Verification for MEDTRONIC INC. 11207696 48435489 | Initial Install of Performance Verification. Device is ready for patient use. |  |  | 11/05/2019 | 11/05/2019
|  | PHYSIO-CONTROL CORPORATION | LIFEPAK 20E | DEFIBRILLATOR, W/ PACING, ANALYZE |  | CARDIAC CATH LAB | Kelemen |  |  | 10/14/2019 |  | 10/14/24 |  |  | NO | YES |  |  |  |  | PHYSIO-CONTROL CORPORATION 11187616 48437598 |  |  | Active |  |  |  | Life Support | 1Y:00-MFG 4Y:00-BAT | 10/14/2019 | 10/14/2019 | COOPER UNIVERSITY HOSPITAL |  |  | CCL - EP1 (#3) | WOT00000004035824 | LINDA BEAN | Performance Verification | Completed | Stephen Zubrzycki | 10/14/2019 | 10/14/2019 | Performance Verification for PHYSIO-CONTROL CORPORATION 11187616 48437598 | Initial Install of Performance Verification. Device is ready for patient use. |  |  | 10/14/2019 | 10/14/2019
|  | PHYSIO-CONTROL CORPORATION | LIFEPAK 20E | DEFIBRILLATOR, W/ PACING, ANALYZE |  | CARDIAC CATH LAB | Kelemen |  |  | 10/14/2019 |  | 10/14/24 |  |  | NO | YES |  |  |  |  | PHYSIO-CONTROL CORPORATION 11187618 48434185 |  |  | Active |  |  |  | Life Support | 1Y:00-MFG 4Y:00-BAT | 10/14/2019 | 10/14/2019 | COOPER UNIVERSITY HOSPITAL |  |  | CCL - Lab 1 (#9) | WOT00000004036232 | LINDA BEAN | Performance Verification | Completed | Stephen Zubrzycki | 10/14/2019 | 10/14/2019 | Performance Verification for PHYSIO-CONTROL CORPORATION 11187618 48434185 | Initial Install of Performance Verification. Device is ready for patient use. |  |  | 10/14/2019 | 10/14/2019
|  | PHYSIO-CONTROL CORPORATION | LIFEPAK 20E | DEFIBRILLATOR, W/ PACING, ANALYZE |  | CARDIAC CATH LAB | Kelemen |  |  | 10/14/2019 |  | 10/14/24 |  |  | NO | YES |  |  |  |  | PHYSIO-CONTROL CORPORATION 11187617 48427183 |  |  | Active |  |  |  | Life Support | 1Y:00-MFG 4Y:00-BAT | 10/14/2019 | 10/14/2019 | COOPER UNIVERSITY HOSPITAL |  |  | CCL - Lab 2 (#4) | WOT00000004035913 | LINDA BEAN | Performance Verification | Completed | Stephen Zubrzycki | 10/14/2019 | 10/14/2019 | Performance Verification for PHYSIO-CONTROL CORPORATION 11187617 48427183 | Initial Install of Performance Verification. Device is ready for patient use. |  |  | 10/14/2019 | 10/14/2019
|  | PHYSIO-CONTROL CORPORATION | LIFEPAK 20E | DEFIBRILLATOR, W/ PACING, ANALYZE |  | CARDIAC CATH LAB | Kelemen |  |  | 10/14/2019 |  | 10/14/24 |  |  | NO | YES |  |  |  |  | PHYSIO-CONTROL CORPORATION 11187615 48434156 |  |  | Active |  |  |  | Life Support | 1Y:00-MFG 4Y:00-BAT | 10/14/2019 | 10/14/2019 | COOPER UNIVERSITY HOSPITAL |  |  | CCL - Lab 4 (#2) | WOT00000004035752 | LINDA BEAN | Performance Verification | Completed | Stephen Zubrzycki | 10/14/2019 | 10/14/2019 | Performance Verification for PHYSIO-CONTROL CORPORATION 11187615 48434156 | Initial Install of Performance Verification. Device is ready for patient use. |  |  | 10/14/2019 | 10/14/2019
|  | PHYSIO-CONTROL CORPORATION | LIFEPAK 20E | DEFIBRILLATOR, W/ PACING, ANALYZE |  | SIMULATION OPERATION | 201 S Broadway |  |  | 07/22/2019 |  | 7/22/24 |  |  | NO | YES |  |  |  |  | PHYSIO-CONTROL CORPORATION 11187608 48293402 |  |  | Active |  |  |  | Life Support | 1Y:00-MFG 4Y:00-BAT | 07/22/2019 | 07/22/2019 | COOPER UNIVERSITY HOSPITAL |  |  | Performance Verification | WOT00000003237252 | GREGG STAMAN | Performance Verification | Closed | Stephen Zubrzycki | 07/22/2019 | 07/22/2019 | Performance Verification for PHYSIO-CONTROL CORPORATION 11187608 48293402 | Initial Install of Performance Verification. Device is ready for patient use. |  |  | 07/22/2019 | 07/22/2019
|  | PHYSIO-CONTROL CORPORATION | LIFEPAK 20E | DEFIBRILLATOR, W/ PACING, ANALYZE |  | SIMULATION OPERATION | 201 S Broadway |  |  | 07/22/2019 |  | 7/22/24 |  |  | NO | YES |  |  |  |  | PHYSIO-CONTROL CORPORATION 11187607 48293662 |  |  | Active |  |  |  | Life Support | 1Y:00-MFG 4Y:00-BAT | 07/22/2019 | 07/22/2019 | COOPER UNIVERSITY HOSPITAL |  |  | Rowan 2nd Floor - Sim Room | WOT00000003237236 | GREGG STAMAN | Performance Verification | Closed | Stephen Zubrzycki | 07/22/2019 | 07/22/2019 | Performance Verification for PHYSIO-CONTROL CORPORATION 11187607 48293662 | Initial Install of Performance Verification. Device is ready for patient use. |  |  | 07/22/2019 | 07/22/2019
|  | PHYSIO-CONTROL CORPORATION | LIFEPAK 20E | DEFIBRILLATOR, W/ PACING, ANALYZE |  | SIMULATION OPERATION | 201 S Broadway |  |  | 07/22/2019 |  | 7/22/24 |  |  | NO | YES |  |  |  |  | PHYSIO-CONTROL CORPORATION 11187606 48293888 |  |  | Active |  |  |  | Life Support | 1Y:00-MFG 4Y:00-BAT | 07/22/2019 | 07/22/2019 | COOPER UNIVERSITY HOSPITAL |  |  | Rowan 2nd Floor - Sim Room | WOT00000003237223 | GREGG STAMAN | Performance Verification | Closed | Stephen Zubrzycki | 07/22/2019 | 07/22/2019 | Performance Verification for PHYSIO-CONTROL CORPORATION 11187606 48293888 | Initial Install of Performance Verification. Device is ready for patient use. |  |  | 07/22/2019 | 07/22/2019
|  | PHYSIO-CONTROL CORPORATION | LIFEPAK 20E | DEFIBRILLATOR, W/ PACING, ANALYZE |  | SAME DAY OR-2ND FL PAVILION | Pavilion |  |  | 02/21/2018 |  | 2/21/23 |  |  | NO | YES |  |  |  |  | PHYSIO-CONTROL CORPORATION 10752650 46657398 |  |  | Active |  | 99:99:99:99:99:99 |  | Life Support | 1Y:00-MFG 4Y:00-BAT | 01/11/2019 | 01/01/2020 | COOPER UNIVERSITY HOSPITAL |  |  | Across from SD OR 4 | WOT00000000555350 | JOE DRUCTOR | Performance Verification | Closed | Richard Jolly | 02/21/2018 | 07/22/2019 | Performance Verification for PHYSIO-CONTROL CORPORATION 10752650 46657398 | Initial Install of Performance Verification. Device is ready for patient use.
|  | PHYSIO-CONTROL CORPORATION | LIFEPAK 20E | DEFIBRILLATOR, W/ PACING, ANALYZE |  | SAME DAY OR-2ND FL PAVILION | Pavilion |  |  | 02/21/2018 |  | 2/21/23 |  |  | NO | YES |  |  |  |  | PHYSIO-CONTROL CORPORATION 10752649 46667450 |  |  | Active |  | 99:99:99:99:99:99 |  | Life Support | 1Y:00-MFG 4Y:00-BAT | 01/11/2019 | 01/01/2020 | COOPER UNIVERSITY HOSPITAL |  |  | Code cart near nurse station | WOT00000000555334 | JOE DRUCTOR | Performance Verification | Closed | Richard Jolly | 02/21/2018 | 07/22/2019 | Performance Verification for PHYSIO-CONTROL CORPORATION 10752649 46667450 | Initial Install of Performance Verification. Device is ready for patient use.
|  | PHYSIO-CONTROL CORPORATION | LIFEPAK 20E | DEFIBRILLATOR, W/ PACING, ANALYZE |  | SAME DAY OR-2ND FL PAVILION | Pavilion |  |  | 03/05/2018 |  | 3/5/23 |  |  | NO | YES |  |  |  |  | MEDTRONIC INC. 10752648 46667503 |  |  | Active |  | 99:99:99:99:99:99 |  | Life Support | 1Y:00-MFG 4Y:00-BAT | 01/11/2019 | 01/01/2020 | COOPER UNIVERSITY HOSPITAL |  |  | Code cart near Nurses Station | WOT00000000555294 | JOE DRUCTOR | Performance Verification | Closed | Richard Jolly | 02/21/2018 | 06/17/2019 | CEID Record Completion for MEDTRONIC INC. 10752648 46667503 | new equipment | EXP1187876 | Labor | 08/27/2018 | 08/27/2018 | Richard Jolly
|  | PHYSIO-CONTROL CORPORATION | LIFEPAK 20E | DEFIBRILLATOR, W/ PACING, ANALYZE |  | VOORHEES CARDIOLOGY | 901 Centennial Blvd | Building 1 |  | 10/12/2017 |  | 10/12/22 |  |  | NO | YES |  |  |  |  | PHYSIO-CONTROL CORPORATION 10732169 46284110 |  |  | Active |  | 99:99:99:99:99:99 |  | Life Support | 6M:00-MFG | 08/21/2019 | 02/01/2020 | COOPER AMBULATORY OFF-SITES |  |  |  | 0012418487 | KATHY COMO | Performance Verification | Closed | Josh Harris | 11/21/2017 | 11/21/2017 | INCOMING INVENTORY | DEVICE INVENTORIED | 66D486AC-A835-488B-AFB4-C92CF0872017 | Labor | 11/21/2017 | 11/21/2017 | Josh Harris
|  | PHYSIO-CONTROL CORPORATION | LIFEPAK 20E | DEFIBRILLATOR, W/ PACING, ANALYZE |  | WILLINGBORO CARDIOLOGY | 218 Sunset Rd |  |  | 10/04/2017 |  | 10/4/22 |  |  | NO | YES |  |  |  |  | PHYSIO-CONTROL CORPORATION 10732164 46260169 |  |  | Active |  | 99:99:99:99:99:99 |  | Life Support | 6M:00-MFG | 06/10/2019 | 12/01/2019 | COOPER AMBULATORY OFF-SITES |  |  | STRESS LAB | 0012418474 | JACKIE YOUNG | Performance Verification | Closed | Josh Harris | 11/21/2017 | 11/21/2017 | INCOMING INVENTORY | DEVICE INVENTORIED | D8849B70-95E9-44A1-B2B0-DF6811261AE1 | Labor | 11/21/2017 | 11/21/2017 | Josh Harris
|  | PHYSIO-CONTROL CORPORATION | LIFEPAK 20E | DEFIBRILLATOR, W/ PACING, ANALYZE |  | BRACE ROAD-CARDIOLOGY | 1210 Brace Rd | Heart Institute |  | 05/23/2017 |  | 5/23/22 |  |  | NO | YES |  |  |  |  | PHYSIO-CONTROL CORPORATION 10732057 45848605 |  |  | Active |  | 99:99:99:99:99:99 |  | Life Support | 6M:00-MFG | 05/06/2019 | 05/01/2020 | COOPER AMBULATORY OFF-SITES |  |  | STRESS LAB | 0012410632 | Beth Mook | Performance Verification | Closed | Josh Harris | 11/17/2017 | 11/17/2017 | INCOMING INVENTORY | DEVICE INVENTORIED | 21F00039-2DAC-4986-964E-6343ADBB3C51 | Labor | 11/17/2017 | 11/17/2017 | Josh Harris
|  | PHYSIO-CONTROL CORPORATION | LIFEPAK 20E | DEFIBRILLATOR, W/ PACING, ANALYZE |  | CARDIAC CATH LAB | Kelemen |  |  | 07/14/2010 |  | 7/14/15 |  |  | NO | YES |  |  |  |  | MEDTRONIC INC. 10725077 39040523 |  |  | Active |  | 99:99:99:99:99:99 |  | Life Support | 6M:00-MFG | 05/30/2019 | 05/01/2020 | COOPER UNIVERSITY HOSPITAL |  |  | CCL - Holding (#8) |  | LINDA BEAN
|  | PHYSIO-CONTROL CORPORATION | LIFEPAK 20E | DEFIBRILLATOR, W/ PACING, ANALYZE |  | VOORHEES CARDIOLOGY SUITE 102 | 901 Centennial Blvd | Building 2 |  | 10/16/2017 |  | 10/16/22 |  |  | NO | YES |  |  |  |  | PHYSIO-CONTROL CORPORATION 10649902 45056543 |  |  | Active |  | 99:99:99:99:99:99 |  | Life Support | 6M:00-MFG | 07/03/2019 | 01/01/2020 | COOPER AMBULATORY OFF-SITES |  |  | ULTRASOUND STRESS RM. | 0012494695 | MICHELE MOLINARI | Performance Verification | Closed | Josh Harris | 12/08/2017 | 12/08/2017 | INCOMING INVENTORY | DEVICE INVENTORIED | BD90DA81-D0E5-49ED-9811-49A2E04083B9 | Labor | 12/08/2017 | 12/08/2017 | Josh Harris
|  | PHYSIO-CONTROL CORPORATION | LIFEPAK 20E | DEFIBRILLATOR, W/ PACING, ANALYZE |  | MD ANDERSON INPATIENT ONCOLOGY | Pavilion |  |  | 07/01/2016 |  | 7/1/21 |  |  | NO | YES |  |  |  |  | PHYSIO-CONTROL CORPORATION 10480486 44618927 |  |  | Active |  | 99:99:99:99:99:99 |  | Life Support | 6M:00-MFG | 05/24/2019 | 05/01/2020 | COOPER UNIVERSITY HOSPITAL |  |  | P5 - Hallway |  | MIRIAM ZIEGLER
|  | PHYSIO-CONTROL CORPORATION | LIFEPAK 20E | DEFIBRILLATOR, W/ PACING, ANALYZE |  | MD ANDERSON INPATIENT ONCOLOGY | Pavilion |  |  | 07/01/2016 |  | 7/1/21 |  |  | NO | YES |  |  |  |  | PHYSIO-CONTROL CORPORATION 10480484 44620151 |  |  | Active |  | 99:99:99:99:99:99 |  | Life Support | 6M:00-MFG | 05/24/2019 | 05/01/2020 | COOPER UNIVERSITY HOSPITAL |  |  | P5 - Hallway |  | MIRIAM ZIEGLER
|  | PHYSIO-CONTROL CORPORATION | LIFEPAK 20E | DEFIBRILLATOR, W/ PACING, ANALYZE |  | WOODSTOWN - CARDIOLOGY | 66 East Ave |  |  | 07/19/2017 |  | 7/19/22 |  |  | NO | YES |  |  |  |  | MEDTRONIC INC. 10480182 46008478 |  |  | Active |  | 99:99:99:99:99:99 |  | Life Support | 6M:00-MFG | 10/02/2019 | 04/01/2020 | COOPER AMBULATORY OFF-SITES |  |  | Stress Room | 0011900626 | SUSAN WHITZELL | Performance Verification | Closed | Michael Youch | 07/14/2017 | 10/17/2017 | NEW DEFIB - CHECK AND TAG - HEART INSTITUTE WOODSTOWN OFFICE | 10/17/2017 11:51:59 AM MDYOUCH (MDYOUCH 7/19/2017 10:15 AM) NEW EQUIPMENT INSTALL AND PA. 10480182 | 7E038FE0-0FB2-4015-AB77-9FCBD36799F3 | Labor | 07/19/2017 | 07/19/2017 | Michael Youch
|  | PHYSIO-CONTROL CORPORATION | LIFEPAK 20E | DEFIBRILLATOR, W/ PACING, ANALYZE |  | OPERATING ROOM - PAVILION | Kelemen |  |  | 10/12/2010 |  | 10/12/15 |  |  | NO | YES |  |  |  |  | MEDTRONIC INC. 10369317 39245371 |  |  | Active |  | 99:99:99:99:99:99 |  | Life Support | 6M:00-MFG | 11/01/2019 | 05/01/2020 | COOPER UNIVERSITY HOSPITAL |  |  | PAV OR P6 |  | DOMINIC VENDETTA
|  | PHYSIO-CONTROL CORPORATION | LIFEPAK 20E | DEFIBRILLATOR, W/ PACING, ANALYZE |  | PAVILION PACU | Pavilion |  |  | 04/20/2011 |  | 4/20/16 |  |  | NO | YES |  |  |  |  | PHYSIO-CONTROL CORPORATION 10368449 39657445 |  |  | Active |  | 99:99:99:99:99:99 |  | Life Support | 6M:00-MFG | 06/14/2019 | 12/01/2019 | COOPER UNIVERSITY HOSPITAL |  |  | ICU P465 |  | FRANK OBRIEN
|  | PHYSIO-CONTROL CORPORATION | LIFEPAK 20E | DEFIBRILLATOR, W/ PACING, ANALYZE |  | CARDIAC CATH LAB | Kelemen |  |  | 07/14/2010 |  | 7/14/15 |  |  | NO | YES |  |  |  |  | MEDTRONIC INC. 10368368 38893145 |  |  | Active |  | 99:99:99:99:99:99 |  | Life Support | 6M:00-MFG | 05/30/2019 | 05/01/2020 | COOPER UNIVERSITY HOSPITAL |  |  | CCL - Lab 3 (#7) |  | LINDA BEAN
|  | PHYSIO-CONTROL CORPORATION | LIFEPAK 20E | DEFIBRILLATOR, W/ PACING, ANALYZE | 3202487-041 | CARDIAC CATH LAB | Kelemen |  |  | 07/03/2012 |  | 7/3/17 |  |  | NO | YES |  |  |  |  | MEDTRONIC INC. 10367891 3202487-041 |  |  | Active |  | 99:99:99:99:99:99 |  | Life Support | 6M:00-MFG | 05/30/2019 | 05/01/2020 | COOPER UNIVERSITY HOSPITAL |  |  | CCL - EP2 (#5) |  | LINDA BEAN
|  | PHYSIO-CONTROL CORPORATION | LIFEPAK 20E | DEFIBRILLATOR, W/ PACING, ANALYZE |  | CARDIAC CATH LAB | Kelemen |  |  | 07/14/2010 |  | 7/14/15 |  |  | NO | YES |  |  |  |  | MEDTRONIC INC. 10367890 38859313 |  |  | Active |  | 99:99:99:99:99:99 |  | Life Support | 6M:00-MFG | 05/30/2019 | 05/01/2020 | COOPER UNIVERSITY HOSPITAL |  |  | CCL - Hallway (#6) |  | LINDA BEAN
|  | PHYSIO-CONTROL CORPORATION | LIFEPAK 20E | DEFIBRILLATOR, W/ PACING, ANALYZE |  | OPERATING ROOM - PAVILION | Kelemen |  |  | 10/12/2010 |  | 10/12/15 |  |  | NO | YES |  |  |  |  | PHYSIO-CONTROL CORPORATION 10367393 39245365 |  |  | Active |  | 99:99:99:99:99:99 |  | Life Support | 6M:00-MFG | 11/01/2019 | 05/01/2020 | COOPER UNIVERSITY HOSPITAL |  |  | KELEMEN HALLWAY |  | DOMINIC VENDETTA
|  | PHYSIO-CONTROL CORPORATION | LIFEPAK 20E | DEFIBRILLATOR, W/ PACING, ANALYZE |  |  | Pavilion | [7 empty] | NO | YES
|  | PHYSIO-CONTROL CORPORATION | LIFEPAK 20E | DEFIBRILLATOR, W/ PACING, ANALYZE |  | BIOMEDICAL | Dorrance |  |  | 05/06/2014 |  | 5/6/19 |  |  | NO | YES |  |  |  |  | PHYSIO-CONTROL CORPORATION 10365001 42374966 |  |  | Active |  | 99:99:99:99:99:99 |  | Life Support | 6M:00-MFG | 06/27/2019 | 12/01/2019 | COOPER UNIVERSITY HOSPITAL |  |  | Dorrance 406 education |  | Bonnie Aichroch
|  | PHYSIO-CONTROL CORPORATION | LIFEPAK 20E | DEFIBRILLATOR, W/ PACING, ANALYZE |  | PAVILION 8 | Pavilion |  |  | 05/06/2014 |  | 5/6/19 |  |  | NO | YES |  |  |  |  | PHYSIO-CONTROL CORPORATION 10356594 42352092 |  |  | Active |  | 99:99:99:99:99:99 |  | Life Support | 6M:00-MFG | 07/10/2019 | 01/01/2020 | COOPER UNIVERSITY HOSPITAL |  |  | pavilion 8 |  | BRIAN OSHAUGHNESSY
|  | PHYSIO-CONTROL CORPORATION | LIFEPAK 20E | DEFIBRILLATOR, W/ PACING, ANALYZE |  | CHIP - 9 PAVILION | Pavilion |  |  | 05/06/2014 |  | 5/6/19 |  |  | NO | YES |  |  |  |  | PHYSIO-CONTROL CORPORATION 10356530 42384783 |  |  | Active |  | 99:99:99:99:99:99 |  | Life Support | 6M:00-MFG | 07/18/2019 | 01/01/2020 | COOPER UNIVERSITY HOSPITAL |  |  | 9 PAVILION |  | KIM HUMMEL
|  | PHYSIO-CONTROL CORPORATION | LIFEPAK 20E | DEFIBRILLATOR, W/ PACING, ANALYZE |  | CHIP - 9 PAVILION | Pavilion |  |  | 05/06/2014 |  | 5/6/19 |  |  | NO | YES |  |  |  |  | PHYSIO-CONTROL CORPORATION 10356303 42382968 |  |  | Active |  | 99:99:99:99:99:99 |  | Life Support | 6M:00-MFG | 07/18/2019 | 01/01/2020 | COOPER UNIVERSITY HOSPITAL |  |  | 9 PAVILION |  | KIM HUMMEL
|  | PHYSIO-CONTROL CORPORATION | LIFEPAK 20E | DEFIBRILLATOR, W/ PACING, ANALYZE |  | OR - KELEMEN 3 | Pavilion |  |  | 10/12/2010 |  | 10/12/15 |  |  | NO | YES |  |  |  |  | MEDTRONIC INC. 10355463 39245363 |  |  | Active |  | 99:99:99:99:99:99 |  | Life Support | 6M:00-MFG | 11/01/2019 | 05/01/2020 | COOPER UNIVERSITY HOSPITAL |  |  | PAV OR P7 |  | DOMINIC VENDETTA
|  | PHYSIO-CONTROL CORPORATION | LIFEPAK 20E | DEFIBRILLATOR, W/ PACING, ANALYZE |  |  | Pavilion |  |  | 07/22/2019 |  | 7/22/24 |  |  | NO | YES |  |  |  |  | PHYSIO-CONTROL CORPORATION 30144773 42374710 |  |  | Active |  | 99:99:99:99:99:99 | [5 empty] | COOPER UNIVERSITY HOSPITAL |  |  | 8 PAVILION | [5 empty] | 07/22/2019 | 07/22/2019 |  |  |  |  | 07/22/2019 | 07/22/2019
|  | PHYSIO-CONTROL CORPORATION | LIFEPAK 20E | DEFIBRILLATOR, W/ PACING, ANALYZE |  | OPERATING ROOM - PAVILION | Kelemen |  |  | 10/12/2010 |  | 10/12/15 |  |  | NO | YES |  |  |  |  | PHYSIO-CONTROL CORPORATION 10346592 39245369 |  |  | Active |  | 99:99:99:99:99:99 |  | Life Support | 6M:00-MFG | 11/01/2019 | 05/01/2020 | COOPER UNIVERSITY HOSPITAL |  |  | Kelemen OR hallway |  | DOMINIC VENDETTA
|  | PHYSIO-CONTROL CORPORATION | LIFEPAK 20E | DEFIBRILLATOR, W/ PACING, ANALYZE |  | OPERATING ROOM - PAVILION | Pavilion |  |  | 10/12/2010 |  | 10/12/15 |  |  | NO | YES |  |  |  |  | MEDTRONIC INC. 10346317 39241132 |  |  | Active |  | 99:99:99:99:99:99 |  | Life Support | 6M:00-MFG | 11/01/2019 | 05/01/2020 | COOPER UNIVERSITY HOSPITAL |  |  | Pav OR 1 |  | DOMINIC VENDETTA
|  | PHYSIO-CONTROL CORPORATION | LIFEPAK 20E | DEFIBRILLATOR, W/ PACING, ANALYZE |  | PEDIATRICS SOUTH 7 | Kelemen |  |  | 10/12/2010 |  | 10/12/15 |  |  | NO | YES |  |  |  |  | MEDTRONIC INC. 10345110 39245367 |  |  | Active |  | 99:99:99:99:99:99 |  | Life Support | 6M:00-MFG | 07/19/2019 | 01/01/2020 | COOPER UNIVERSITY HOSPITAL |  |  | Kel S7 |  | JOANNE FOX
|  | ZOLL MEDICAL CORPORATION | X SERIES | DEFIBRILLATOR, W/ PACING, ANALYZE | AR18G033294 | MILLVILLE-AIR MED | 60 Fostertown Rd | Cooper 2 |  | 09/26/2019 |  | 9/26/24 |  |  | NO | YES |  |  |  |  | ZOLL MEDICAL CORPORATION 11221638 AR18G033294 |  |  | Active |  | 00:00:00:00:00:00 |  | Life Support | 6M:00-MFG | 09/26/2019 | 09/26/2019 | COOPER AMBULATORY OFF-SITES |  |  |  | WOT00000001183250 | RICK ROHRBACH | Performance Verification | Closed | Josh Harris | 09/26/2019 | 09/26/2019 | Performance Verification for ZOLL MEDICAL CORPORATION 11221638 AR18G033294 | Initial Install of Performance Verification. Device is ready for patient use. |  |  | 09/26/2019 | 09/26/2019
|  | ZOLL MEDICAL CORPORATION | X SERIES | DEFIBRILLATOR, W/ PACING, ANALYZE | AR17K028007 |  | 97 Bogden Blvd | Cooper 1 |  | 11/27/2017 |  | 11/27/22 |  |  | NO | YES |  |  |  |  | ZOLL MEDICAL CORPORATION 10752975 AR17K028007 |  |  | Active |  | 00:00:00:00:00:00 |  | Life Support | 6M:00-MFG | 09/26/2019 | 03/01/2020 | COOPER AMBULATORY OFF-SITES |  |  |  | 0012515045 | RICK ROHRBACH | Preventative Maintenance | Closed | Josh Harris | 12/19/2017 | 12/19/2017 | PERFORMANCE ASSURANCE AT INVENTORY | INVENTORIED DEVICE AND ENSURED DEVICE WAS FUNCTIONING PROPERLY. | F940C7A7-BEC4-44ED-86C9-6823A96BA527 | Labor | 11/27/2017 | 11/27/2017 | Josh Harris
|  | ZOLL MEDICAL CORPORATION | X SERIES | DEFIBRILLATOR, W/ PACING, ANALYZE | AR14K010557 | MILLVILLE-AIR MED | 60 Fostertown Rd | Cooper 2 |  | 02/16/2016 |  | 2/16/21 |  |  | NO | YES |  |  |  |  | ZOLL MEDICAL CORPORATION 10505018 AR14K010557 |  |  | Active |  | 00:00:00:00:00:00 |  | Life Support | 6M:00-MFG | 09/26/2019 | 03/01/2020 | COOPER AMBULATORY OFF-SITES |  |  |  |  | RICK ROHRBACH
|  | CANNON USA, INC. | CXDI-80C | DETECTOR, RADIOGRAPHIC, WIRELESS |  |  | Kelemen | Basement | [6 empty] | NO | YES
|  | CANON USA, INC. | CXDI-701C | DETECTOR, RADIOGRAPHIC, WIRELESS |  |  | 3 Cooper |  |  | 09/14/2016 |  | 9/14/23 |  |  | NO | YES |  |  |  |  | CANON USA, INC. 10505031 101881 |  |  | Active |  | 11:11:11:11:11:11 |  | Accessory | 1Y:00-MFG | 03/25/2019 | 03/01/2020 | COOPER AMBULATORY OFF-SITES |  |  | Newest Room-ROOM E | 0011230713 | JUDY ADIRZONE | Performance Verification | Closed | Bonnie Aichroth | 02/22/2017 | 02/22/2017 | INCOMING INVENTORY | DEVICE INVENTORIED | 91ACAA43-AEEF-4E11-BDDD-570CF59FEDBF | Labor | 02/22/2017 | 02/22/2017 | Bonnie Aichroth
|  | CANON USA, INC. | CXDI-701C | DETECTOR, RADIOGRAPHIC, WIRELESS |  |  | Kelemen | Basement | [6 empty] | NO | YES
|  | CARESTREAM HEALTH, INC. | DRX CORE 3543C | DETECTOR, RADIOGRAPHIC, WIRELESS |  | VOORHEES ORTHOPEDICS | 901 Centennial Blvd | Building 1 |  | 02/26/2019 |  | 2/26/26 |  |  | NO | YES |  |  |  |  | CARESTREAM HEALTH, INC. 11222040 173230120204 |  |  | Active |  | 99:99:99:99:99:99 |  | Accessory | 1Y:00-MFG | 02/26/2019 | 02/26/2019 | COOPER AMBULATORY OFF-SITES |  |  | Detector-Voor. Bldg 2, Ste 203 | WOT00000001673445 | CAROL STRANTON | Performance Verification | Closed | Charles Santomero | 02/26/2019 | 02/26/2019 | CEID Record Completion for CARESTREAM HEALTH, INC. 11222040 173230120204 | Inventoried device. Verified proper operation. | EXP1664973 | Labor | 02/26/2019 | 02/26/2019 | Charles Santomero
|  | CARESTREAM HEALTH, INC. | DRX PLUS 3543C | DETECTOR, RADIOGRAPHIC, WIRELESS |  | RADIOLOGY DIAGNOSTICS | Kelemen |  |  | 12/12/2017 |  | 12/12/24 |  |  | NO | YES |  |  |  |  | CARESTREAM HEALTH, INC. 10732384 171630100657 |  |  | Active |  | 99:99:99:99:99:99 |  | Accessory | 1Y:00-MFG | 01/31/2019 | 01/01/2020 | COOPER UNIVERSITY HOSPITAL |  |  | ED-Plate | 0012678239 | PAULETTE DUCKREY | Preventative Maintenance | Closed | Josh Harris | 01/26/2018 | 01/26/2018 | PERFORMANCE ASSURANCE AT INVENTORY | INVENTORIED DEVICE AND ENSURED DEVICE WAS FUNCTIONING PROPERLY. | AC3C0449-EBCF-4D32-B415-9DBD7AB8C41E | Labor | 01/18/2018 | 01/18/2018 | Charles Santomero
|  | CARESTREAM HEALTH, INC. | DRX PLUS 3543C | DETECTOR, RADIOGRAPHIC, WIRELESS |  |  | Kelemen | [7 empty] | NO | YES
|  | FUJI MEDICAL | DR-ID 601SE | DETECTOR, RADIOGRAPHIC, WIRELESS |  | RADIOLOGY DIAGNOSTICS | Kelemen |  |  | 09/28/2016 |  | 9/28/23 |  |  | NO | YES |  |  |  |  | FUJI MEDICAL 10505047 57002196 |  |  | Active |  | 99:99:99:99:99:99 |  | Equipment | 1Y:00-MFG | 05/08/2019 | 05/01/2020 | COOPER UNIVERSITY HOSPITAL |  |  | ER X-Ray-Actual Plate | 0011866065 | PAULETTE DUCKREY | Performance Verification | Closed | Bonnie Aichroth | 06/30/2017 | 06/30/2017 | INCOMING INVENTORY | DEVICE INVENTORIED | 1EB6461E-C8EE-445E-BD7D-D618CCD3CE31 | Labor | 06/30/2017 | 06/30/2017 | Bonnie Aichroth
|  | RESPIRONICS | COUGHASSIST CA-3000 | DEVICE, POSITIVE PRESSURE BREATHING, INTERMITTENT |  | RESPIRATORY | Kelemen |  |  | 03/21/2019 |  | 3/21/24 |  |  | NO | YES |  |  |  |  | RESPIRONICS 11208402 024933 |  |  | Active |  | 99:99:99:99:99:99 |  | Equipment | 1Y:00-MFG | 03/21/2019 | 03/21/2019 | COOPER UNIVERSITY HOSPITAL |  |  | ICU equip room | WOT00000000633728 | KATHY LOFLAND | Performance Verification | Closed | Michael Youch | 03/21/2019 | 03/21/2019 | Performance Verification for RESPIRONICS 22479 024933 | Initial Install of Performance Verification. Device is ready for patient use. |  |  | 03/21/2019 | 03/21/2019
|  | RESPIRONICS | COUGHASSIST CA-3000 | DEVICE, POSITIVE PRESSURE BREATHING, INTERMITTENT |  |  | Kelemen |  | retired per steve | [5 empty] | NO | YES
|  | RESPIRONICS | COUGHASSIST CA-3000 | DEVICE, POSITIVE PRESSURE BREATHING, INTERMITTENT |  | RESPIRATORY | Kelemen |  |  | 12/01/2006 |  | 12/1/11 |  |  | NO | YES |  |  |  |  | EMERSON COMPANY, J.H. 10368601 7968 |  |  | Active |  | 99:99:99:99:99:99 |  | Equipment | 1Y:00-MFG | 03/11/2019 | 03/01/2020 | COOPER UNIVERSITY HOSPITAL |  |  | basement STORAGE |  | KATHY LOFLAND
|  | RESPIRONICS | COUGHASSIST CA-3000 | DEVICE, POSITIVE PRESSURE BREATHING, INTERMITTENT |  | RESPIRATORY | Kelemen |  |  | 01/31/2012 |  | 1/31/17 |  |  | NO | YES |  |  |  |  | RESPIRONICS 10365258 024932 |  |  | Active |  | 99:99:99:99:99:99 |  | Equipment | 1Y:00-MFG | 03/21/2019 | 03/01/2020 | COOPER UNIVERSITY HOSPITAL |  |  | ICU EQUIP |  | KATHY LOFLAND
|  | RESPIRONICS | COUGHASSIST CA-3000 | DEVICE, POSITIVE PRESSURE BREATHING, INTERMITTENT |  | RESPIRATORY | Kelemen |  |  | 05/24/2004 |  | 5/24/09 |  |  | NO | YES |  |  |  |  | EMERSON COMPANY, J.H. 10348309 3894 |  |  | Active |  | 99:99:99:99:99:99 |  | Equipment | 1Y:00-MFG | 03/01/2019 | 03/01/2020 | COOPER UNIVERSITY HOSPITAL |  |  | RESPIRATORY |  | KATHY LOFLAND
|  | FRESENIUS MEDICAL NORTH AMERICA | 2008T | DIALYSIS UNIT, GENERAL | 8TOS 219945 | DIALYSIS PROCEDURE CENTER | Kelemen |  |  | 11/14/2019 |  | 11/14/24 |  |  | NO | YES |  |  |  |  | FRESENIUS MEDICAL NORTH AMERICA 11208122 8TOS 219945 |  |  | Active |  | 99:99:99:99:99:99 |  | Life Support | 6M:00-MFG | 11/14/2019 | 11/14/2019 | COOPER UNIVERSITY HOSPITAL |  |  |  | WOT00000001606982 | GERRY DNUNZIO | Performance Verification | Closed | Michael Youch | 11/14/2019 | 11/14/2019 | CEID Record Completion for FRESENIUS MEDICAL NORTH AMERICA 11208122 8TOS 219945 | Inventoried, safety, and documentation . | EXP1729896 | Labor | 11/14/2019 | 11/14/2019 | Michael Youch
|  | FRESENIUS MEDICAL NORTH AMERICA | 2008T | DIALYSIS UNIT, GENERAL | 8TOS 220377 | DIALYSIS PROCEDURE CENTER | Kelemen |  |  | 05/31/2019 |  | 5/31/24 |  |  | NO | YES |  |  |  |  | FRESENIUS MEDICAL NORTH AMERICA 11208121 8TOS 220377 |  |  | Active |  | 99:99:99:99:99:99 |  | Life Support | 6M:00-MFG | 05/31/2019 | 05/31/2019 | COOPER UNIVERSITY HOSPITAL |  |  |  | WOT00000001606926 | GERRY DNUNZIO | Performance Verification | Closed | Michael Youch | 05/31/2019 | 05/31/2019 | Performance Verification for FRESENIUS MEDICAL NORTH AMERICA 11208121 8TOS 220377 | Initial Install of Performance Verification. Device is ready for patient use. |  |  | 05/31/2019 | 05/31/2019
|  | FRESENIUS MEDICAL NORTH AMERICA | 2008T | DIALYSIS UNIT, GENERAL | 5TOS-148723 | DIALYSIS PROCEDURE CENTER | Kelemen |  |  | 09/06/2016 |  | 9/6/21 |  |  | NO | YES |  |  |  |  | FRESENIUS MEDICAL NORTH AMERICA 10505118 5TOS-148723 |  |  | Active |  | 99:99:99:99:99:99 |  | Life Support | 6M:00-MFG | 07/26/2019 | 01/01/2020 | COOPER UNIVERSITY HOSPITAL |  |  |  | 0011468822 | GERRY DNUNZIO | Performance Verification | Closed | Bonnie Aichroth | 04/10/2017 | 04/10/2017 | INCOMING INVENTORY | DEVICE INVENTORIED | CADF3556-0D33-482B-B8B4-1B4006E307CF | Labor | 04/10/2017 | 04/10/2017 | Bonnie Aichroth
|  | FRESENIUS MEDICAL NORTH AMERICA | 2008T | DIALYSIS UNIT, GENERAL | 5TOS-148889 | DIALYSIS PROCEDURE CENTER | Kelemen |  |  | 09/06/2016 |  | 9/6/21 |  |  | NO | YES |  |  |  |  | FRESENIUS MEDICAL NORTH AMERICA 10505117 5TOS-148889 |  |  | Active |  | 99:99:99:99:99:99 |  | Life Support | 6M:00-MFG | 09/26/2019 | 03/01/2020 | COOPER UNIVERSITY HOSPITAL |  |  |  | 0011468830 | GERRY DNUNZIO | Preventative Maintenance | Closed | Bonnie Aichroth | 04/10/2017 | 04/10/2017 | PERFORMANCE ASSURANCE AT INVENTORY | INVENTORIED DEVICE AND ENSURED DEVICE WAS FUNCTIONING PROPERLY. | 50AA5C7A-FFAA-476C-9852-B15517B834E7 | Labor | 09/06/2016 | 09/06/2016 | Kirk Lis
|  | FRESENIUS MEDICAL NORTH AMERICA | 2008T | DIALYSIS UNIT, GENERAL | 5TOS-148773 | DIALYSIS PROCEDURE CENTER | Pavilion |  |  | 09/06/2016 |  | 9/6/21 |  |  | NO | YES |  |  |  |  | FRESENIUS MEDICAL NORTH AMERICA 10505114 5TOS-148773 |  |  | Active |  | 99:99:99:99:99:99 |  | Life Support | 6M:00-MFG | 06/27/2019 | 12/01/2019 | COOPER UNIVERSITY HOSPITAL |  |  |  | 0011468847 | GERRY DNUNZIO | Preventative Maintenance | Closed | Bonnie Aichroth | 04/10/2017 | 04/10/2017 | PERFORMANCE ASSURANCE AT INVENTORY | INVENTORIED DEVICE AND ENSURED DEVICE WAS FUNCTIONING PROPERLY. | 5ED2F9D3-17D1-42C9-BD31-F84795F4A3F7 | Labor | 09/06/2016 | 09/06/2016 | Kirk Lis
|  | FRESENIUS MEDICAL NORTH AMERICA | 2008T | DIALYSIS UNIT, GENERAL | 5TOS-148741 | DIALYSIS PROCEDURE CENTER | Kelemen |  |  | 09/06/2016 |  | 9/6/21 |  |  | NO | YES |  |  |  |  | FRESENIUS MEDICAL NORTH AMERICA 10505111 5TOS-148741 |  |  | Active |  | 99:99:99:99:99:99 |  | Life Support | 6M:00-MFG | 09/26/2019 | 03/01/2020 | COOPER UNIVERSITY HOSPITAL |  |  |  | 0011468863 | GERRY DNUNZIO | Preventative Maintenance | Closed | Bonnie Aichroth | 04/10/2017 | 04/10/2017 | PERFORMANCE ASSURANCE AT INVENTORY | INVENTORIED DEVICE AND ENSURED DEVICE WAS FUNCTIONING PROPERLY. | 1F8B738B-391E-4C2D-9AD6-CF663D48D969 | Labor | 09/06/2016 | 09/06/2016 | Kirk Lis
|  | FRESENIUS MEDICAL NORTH AMERICA | 2008T | DIALYSIS UNIT, GENERAL | 5TOS-148759 | DIALYSIS PROCEDURE CENTER | Kelemen |  |  | 09/06/2016 |  | 9/6/21 |  |  | NO | YES |  |  |  |  | FRESENIUS MEDICAL NORTH AMERICA 10505110 5TOS-148759 |  |  | Active |  | 99:99:99:99:99:99 |  | Life Support | 6M:00-MFG | 07/26/2019 | 01/01/2020 | COOPER UNIVERSITY HOSPITAL |  |  |  | 0011468867 | GERRY DNUNZIO | Preventative Maintenance | Closed | Bonnie Aichroth | 04/10/2017 | 04/10/2017 | PERFORMANCE ASSURANCE AT INVENTORY | INVENTORIED DEVICE AND ENSURED DEVICE WAS FUNCTIONING PROPERLY. | F66220D5-D7BC-4E50-8F70-1D4F6E4CAE05 | Labor | 09/06/2016 | 09/06/2016 | Kirk Lis
|  | FRESENIUS MEDICAL NORTH AMERICA | 2008T | DIALYSIS UNIT, GENERAL | 5TOS-148893 | DIALYSIS PROCEDURE CENTER | Kelemen |  |  | 09/06/2016 |  | 9/6/21 |  |  | NO | YES |  |  |  |  | FRESENIUS MEDICAL NORTH AMERICA 10505113 5TOS-148893 |  |  | Active |  | 99:99:99:99:99:99 |  | Life Support | 6M:00-MFG | 06/03/2019 | 12/01/2019 | COOPER UNIVERSITY HOSPITAL |  |  |  | 0011468853 | GERRY DNUNZIO | Performance Verification | Closed | Bonnie Aichroth | 04/10/2017 | 04/10/2017 | INCOMING INVENTORY | DEVICE INVENTORIED | 48BE7F1A-47D6-45FE-AD7A-4F5852168C65 | Labor | 04/10/2017 | 04/10/2017 | Bonnie Aichroth
|  | FRESENIUS MEDICAL NORTH AMERICA | 2008T | DIALYSIS UNIT, GENERAL | 5TOS-148796 | DIALYSIS PROCEDURE CENTER | Kelemen |  |  | 09/06/2016 |  | 9/6/21 |  |  | NO | YES |  |  |  |  | FRESENIUS MEDICAL NORTH AMERICA 10505112 5TOS-148796 |  |  | Active |  | 99:99:99:99:99:99 |  | Life Support | 6M:00-MFG | 05/31/2019 | 05/01/2020 | COOPER UNIVERSITY HOSPITAL |  |  |  | 0011468859 | GERRY DNUNZIO | Preventative Maintenance | Closed | Bonnie Aichroth | 04/10/2017 | 04/10/2017 | PERFORMANCE ASSURANCE AT INVENTORY | INVENTORIED DEVICE AND ENSURED DEVICE WAS FUNCTIONING PROPERLY. | 8027EBDD-69B6-41A8-BA2A-5534751D8ADB | Labor | 09/06/2016 | 09/06/2016 | Kirk Lis
|  | FRESENIUS MEDICAL NORTH AMERICA | 2008T | DIALYSIS UNIT, GENERAL | 5TOS-148785 | DIALYSIS PROCEDURE CENTER | Kelemen |  |  | 09/06/2016 |  | 9/6/21 |  |  | NO | YES |  |  |  |  | FRESENIUS MEDICAL NORTH AMERICA 10505109 5TOS-148785 |  |  | Active |  | 99:99:99:99:99:99 |  | Life Support | 6M:00-MFG | 05/31/2019 | 05/01/2020 | COOPER UNIVERSITY HOSPITAL |  |  |  | 0011483953 | GERRY DNUNZIO | Performance Verification | Closed | Bonnie Aichroth | 04/14/2017 | 04/14/2017 | INCOMING INVENTORY | DEVICE INVENTORIED | B51C8FF4-E414-4FED-89C0-0FA9AA8E4C4D | Labor | 04/14/2017 | 04/14/2017 | Bonnie Aichroth
|  | PENTAX MEDICAL | 9372HD | DIGITAL CAPTURE | 84087-02 | 6200 MAIN ST-SURGERY | 6200 Main St |  |  | 10/31/2019 |  |  |  |  | NO | YES |  |  |  |  | PENTAX MEDICAL 11200078 84087-02 |  |  | Active |  |  |  | Equipment | PAAR:00-PVAR | 10/31/2019 | 10/31/2019 | COOPER AMBULATORY OFF-SITES |  |  | Performance Verification | WOT00000003697603 | BOBBIE MICKLE | Performance Verification | Completed | Kirk Lis | 10/31/2019 | 10/31/2019 | Performance Verification for PENTAX MEDICAL 11200078 84087-02 | Initial Install of Performance Verification. Device is ready for patient use. |  |  | 10/31/2019 | 10/31/2019
|  | SONY | UPA-P100MD | DIGITAL CAPTURE |  | ANESTHESIOLOGY | Pavilion |  |  | 07/08/2003 |  |  |  |  | NO | YES |  |  |  |  | SONY 10355435 10331 |  |  | Disposition |  | 99:99:99:99:99:99 |  | Equipment | PAAR:00-PVAR | 11/02/2019 |  | COOPER UNIVERSITY HOSPITAL |  |  | OR 6 | WOT00000002201997 | GIACINTA ROUPAS | Disposition | Closed | Salvatore Bombara | 02/14/2019 | 05/15/2019 | Bulk Disposition CNL | unit has been retired | EXP2921493 | Labor | 05/14/2019 | 05/14/2019 | Salvatore Bombara
|  | STORZ | AIDA BELLA | DIGITAL CAPTURE | J1wm202332 | OPERATING ROOM - PAVILION | Pavilion |  |  | 10/31/2019 |  |  |  |  | NO | YES |  |  |  |  | STORZ 11239485 J1wm202332 |  |  | Active |  |  |  | Equipment | PAAR:00-PVAR | 10/31/2019 | 10/31/2019 | COOPER UNIVERSITY HOSPITAL |  |  |  | WOT00000003688681 | DOMINIC VENDETTA | Performance Verification | Completed | Salvatore Bombara | 10/31/2019 | 10/31/2019 | Performance Verification for STORZ 11239485 J1wm202332 | Initial Install of Performance Verification. Device is ready for patient use. |  |  | 10/31/2019 | 10/31/2019
|  | MEDTRONIC SURGICAL NAVIGATION TECHNOLOGI | STEALTHSTATION | DIGITIZER | P-41955 | OR - KELEMEN 3 | Kelemen |  |  | 01/17/2006 |  | 1/17/13 |  |  | NO | YES |  |  |  |  | MEDTRONIC SURGICAL NAVIGATION TECHNOLOGI 10368236 P-41955 |  |  | Disposition |  | 00:19:0F:0B:75:5A |  | Equipment | PAAR:00-PVAR | 11/02/2019 |  | COOPER UNIVERSITY HOSPITAL |  |  | KELEMEN-K7 | WOT00000000532801 | DOMINIC VENDETTA | Disposition | Closed | Salvatore Bombara | 02/08/2018 | 05/23/2019 | Bulk Disposition CNL | unit has been retired from service. | EXP2991059 | Labor | 05/22/2019 | 05/22/2019 | Salvatore Bombara
|  | BELAIR INSTRUMENT COMPANY | E66HC | DISPENSER, PARAFFIN | 1-66HCBE-0007D | LAB HISTOLOGY | Pavilion | BASEMENT |  | 09/28/2011 |  | 9/28/16 |  |  | NO | YES |  |  |  |  | BELAIR INSTRUMENT COMPANY 10368007 1-66HCBE-0007D |  |  | Active |  | 99:99:99:99:99:99 |  | Equipment | 1Y:00-MFG | 09/20/2019 | 09/01/2020 | COOPER UNIVERSITY HOSPITAL |  |  | P036 - HISTOLOGY |  | DALE MORRONE
|  | MASIMO CORPORATION | RDS-1 | DOCKING STATION |  | ANESTHESIOLOGY | Kelemen |  |  | 05/30/2018 |  | 5/30/23 |  |  | NO | YES |  |  |  |  | MASIMO CORPORATION 10769519 250158 |  |  | Active |  | 99:99:99:99:99:99 |  | Equipment | PAAR:00-PVAR | 10/31/2019 |  | COOPER UNIVERSITY HOSPITAL |  |  | Performance Verification | WOT00000000959676 | GIACINTA ROUPAS | Performance Verification | Closed | Salvatore Bombara | 05/30/2018 | 07/22/2019 | Performance Verification for MASIMO CORPORATION 10769519 250158 | Initial Install of Performance Verification. Device is ready for patient use.
|  | STRYKER CORP. | NEPTUNE 2 | DOCKING STATION |  | OR - KELEMEN 3 | Kelemen |  | Removed from service 1/31/20 | 10/31/2019 |  | 10/31/24 |  |  | NO | YES |  |  |  |  | STRYKER CORP. 11239241 0808708503 |  |  | Active |  | 99:99:99:99:99:99 |  | Equipment | PAAR:00-PVAR | 10/31/2019 | 10/31/2019 | COOPER UNIVERSITY HOSPITAL |  |  | 3fd flr Kel OR K349 | WOT00000000667525 | DOMINIC VENDETTA | Performance Verification | Closed | Salvatore Bombara | 10/31/2019 | 10/31/2019 | Performance Verification for STRYKER CORP. 11239241 0808708503 | Initial Install of Performance Verification. Device is ready for patient use. |  |  | 10/31/2019 | 10/31/2019
|  | STRYKER CORP. | NEPTUNE 2 | DOCKING STATION |  | SAME DAY OR-2ND FL PAVILION | Pavilion |  |  | 10/31/2019 |  | 10/31/24 |  |  | NO | YES |  |  |  |  | STRYKER CORP. 11239183 0831701043 |  |  | Active |  | 99:99:99:99:99:99 |  | Equipment | PAAR:00-PVAR | 10/31/2019 | 10/31/2019 | COOPER UNIVERSITY HOSPITAL |  |  | Soil Room P231 | WOT00000000625964 | JOE DRUCTOR | Performance Verification | Closed | Tom Burhart | 10/31/2019 | 10/31/2019 | Performance Verification for STRYKER CORP. 11239183 0831701043 | Initial Install of Performance Verification. Device is ready for patient use. |  |  | 10/31/2019 | 10/31/2019
|  | STRYKER CORP. | NEPTUNE 2 | DOCKING STATION |  | LABOR & DELIVERY | Dorrance |  |  | 06/07/2016 |  | 6/7/21 |  |  | NO | YES |  |  |  |  | STRYKER CORP. 10480471 1506815463 |  |  | Active |  | 99:99:99:99:99:99 |  | Equipment | 1Y:00-MFG | 12/31/2018 | 12/01/2019 | COOPER UNIVERSITY HOSPITAL |  |  | L&D OR DIRTY UTILITY |  | JOANNA HORST
|  | STRYKER CORP. | NEPTUNE 2 | DOCKING STATION |  | OPERATING ROOM - PAVILION | Pavilion |  | Removed from service 1/31/20 | 10/07/2014 |  | 10/7/19 |  |  | NO | YES |  |  |  |  | STRYKER CORP. 10480470 1425302563 |  |  | Active |  | 99:99:99:99:99:99 |  | Equipment | 1Y:00-MFG | 01/14/2019 | 01/01/2020 | COOPER UNIVERSITY HOSPITAL |  |  | PAV OR DIRTY ROOM |  | DOMINIC VENDETTA
|  | STRYKER CORP. | NEPTUNE 2 | DOCKING STATION |  | BRACHFIELD MEDICAL ASSOCIATES-MEDICINE | 218 Sunset Rd |  |  | 12/11/2014 |  | 12/11/19 |  |  | NO | YES |  |  |  |  | STRYKER CORP. 10367171 1426512503 |  |  | Active |  | 99:99:99:99:99:99 |  | Equipment | 1Y:00-MFG | 04/09/2019 | 03/01/2020 | COOPER AMBULATORY OFF-SITES |  |  | ENDO - Processing Room |  | CATHY CRAWFORD
|  | STRYKER CORP. | NEPTUNE 2 | DOCKING STATION |  |  | Pavilion |  | Removed from service 1/31/20 | [5 empty] | NO | YES
|  | STRYKER CORP. | NEPTUNE 2 | DOCKING STATION |  | COOPER DIGESTIVE HEALTH-ENDOSCOPY | 501 Fellowship Rd |  |  | 12/11/2014 |  | 12/11/19 |  |  | NO | YES |  |  |  |  | STRYKER CORP. 10347155 1424503613 |  |  | Active |  | 99:99:99:99:99:99 |  | Equipment | 1Y:00-MFG | 02/28/2019 | 02/01/2020 | COOPER AMBULATORY OFF-SITES |  |  |  |  | JEANNE GREER
|  | STRYKER CORP. | NEPTUNE 2 | DOCKING STATION |  | OPERATING ROOM - PAVILION | Kelemen |  | Removed from service 1/31/20 | 10/07/2014 |  | 10/7/19 |  |  | NO | YES |  |  |  |  | STRYKER CORP. 10346347 1423303103 |  |  | Active |  | 99:99:99:99:99:99 |  | Equipment | 1Y:00-MFG | 12/31/2018 | 12/01/2019 | COOPER UNIVERSITY HOSPITAL |  |  | OR-KELEMEN |  | DOMINIC VENDETTA
|  | NATUS MEDICAL INC. | NICOLETE SONARA | DOPPLER, TRANSCRANIAL | TD180574M | ULTRASOUND | Kelemen | BASEMENT |  | 02/12/2018 |  | 2/12/23 |  |  | NO | YES |  |  |  |  | NATUS MEDICAL INC. 10752772 TD180574M |  |  | Active |  | 99:99:99:99:99:99 |  | Equipment | 1Y:00-MFG | 04/22/2019 | 04/01/2020 | COOPER UNIVERSITY HOSPITAL |  |  |  | WOT00000000542267 | Tracy Saldutti | Service Request | Closed | Zhan Kiselev | 02/09/2018 | 05/18/2018 | tcd machine - safety check and tag | Inventoried new PVR Machine | EXP0126660 | Labor | 02/09/2018 | 02/09/2018 | Zhan Kiselev
|  | SORIN GROUP USA, INC. | CP5 | DRIVE UNIT | Not Known | PERFUSION | Pavilion |  |  | 07/11/2019 |  |  |  | SYSTEM COMPONENT | NO | YES |  |  |  |  | SORIN GROUP USA, INC. 30144032 Not Known |  |  | Active |  | 99:99:99:99:99:99 |  | Life Support | 6M:00-MFG | 07/11/2019 | 07/11/2019 | COOPER UNIVERSITY HOSPITAL |  |  |  |  | Bonnie Aichroch |  |  |  | 07/11/2019 | 07/11/2019 |  |  |  |  | 07/11/2019 | 07/11/2019
|  | OLYMPUS AMERICA, INC. | TJF-140F | DUODENOSCOPE, FLEXIBLE |  |  | 501 Fellowship Rd | [7 empty] | NO | YES
|  | OLYMPUS AMERICA, INC. | TJF-Q180V | DUODENOSCOPE, FLEXIBLE |  | SPECIAL TEST |  |  | Serial Number Report | 11/01/2019 |  | 11/1/22 |  |  | NO | YES |  |  |  |  | OLYMPUS AMERICA, INC. TJF-Q180V/2303906 2303906 |  |  | Active |  | 99:99:99:99:99:99 |  | Equipment | PAAR:00-PVAR | 11/01/2019 | 11/01/2019 | COOPER UNIVERSITY HOSPITAL |  |  | SPECIAL TEST |  | AMY HANNAN |  |  |  | 11/01/2019 | 11/01/2019 |  |  |  |  | 11/01/2019 | 11/01/2019
|  | OLYMPUS AMERICA, INC. | TJF-Q180V | DUODENOSCOPE, FLEXIBLE |  | SPECIAL TEST |  |  | Serial Number Report | 11/02/2019 |  | 11/2/22 |  |  | NO | YES |  |  |  |  | OLYMPUS AMERICA, INC. TJF-Q180V/2101249 2101249 |  |  | Active |  | 99:99:99:99:99:99 |  | Equipment | PAAR:00-PVAR | 11/02/2019 | 11/02/2019 | COOPER UNIVERSITY HOSPITAL |  |  | SPD |  | AMY HANNAN |  |  |  | 11/02/2019 | 11/02/2019 |  |  |  |  | 11/02/2019 | 11/02/2019
|  | OLYMPUS AMERICA, INC. | TJF-Q180V | DUODENOSCOPE, FLEXIBLE |  | SPECIAL TEST |  |  | Serial Number Report | 10/31/2019 |  | 10/31/22 |  |  | NO | YES |  |  |  |  | OLYMPUS AMERICA, INC. 2618345 2618345 |  |  | Active |  | 99:99:99:99:99:99 |  | Equipment | PAAR:00-PVAR | 10/31/2019 | 10/31/2019 | COOPER UNIVERSITY HOSPITAL |  |  |  |  | AMY HANNAN |  |  |  | 10/31/2019 | 10/31/2019 |  |  |  |  | 10/31/2019 | 10/31/2019
|  | OLYMPUS AMERICA, INC. | TJF-Q180V | DUODENOSCOPE, FLEXIBLE |  | SPECIAL TEST |  |  | Serial Number Report | 10/31/2019 |  | 10/31/22 |  |  | NO | YES |  |  |  |  | OLYMPUS AMERICA, INC. 2618343 2618343 |  |  | Active |  | 99:99:99:99:99:99 |  | Equipment | PAAR:00-PVAR | 10/31/2019 | 10/31/2019 | COOPER UNIVERSITY HOSPITAL |  |  |  |  | AMY HANNAN |  |  |  | 10/31/2019 | 10/31/2019 |  |  |  |  | 10/31/2019 | 10/31/2019
|  | OLYMPUS AMERICA, INC. | TJF-Q180V | DUODENOSCOPE, FLEXIBLE |  | SPECIAL TEST |  |  | Serial Number Report | 10/31/2019 |  | 10/31/22 |  |  | NO | YES |  |  |  |  | OLYMPUS AMERICA, INC. 2618159 2618159 |  |  | Active |  | 99:99:99:99:99:99 |  | Equipment | PAAR:00-PVAR | 10/31/2019 | 10/31/2019 | COOPER UNIVERSITY HOSPITAL |  |  |  |  | AMY HANNAN |  |  |  | 10/31/2019 | 10/31/2019 |  |  |  |  | 10/31/2019 | 10/31/2019
|  | OLYMPUS AMERICA, INC. | TJF-Q180V | DUODENOSCOPE, FLEXIBLE |  | SPECIAL TEST |  |  | Serial Number Report | 10/31/2019 |  | 10/31/22 |  |  | NO | YES |  |  |  |  | OLYMPUS AMERICA, INC. 2618339 2618339 |  |  | Active |  | 99:99:99:99:99:99 |  | Equipment | PAAR:00-PVAR | 10/31/2019 | 10/31/2019 | COOPER UNIVERSITY HOSPITAL |  |  |  |  | AMY HANNAN |  |  |  | 10/31/2019 | 10/31/2019 |  |  |  |  | 10/31/2019 | 10/31/2019
|  | OLYMPUS AMERICA, INC. | TJF-Q180V | DUODENOSCOPE, FLEXIBLE |  |  | 501 Fellowship Rd | [7 empty] | NO | YES
|  | PHILIPS MEDICAL SYSTEMS | 4522 300 35474 | EDL TOOL |  | BIOMEDICAL | Kelemen |  |  | 10/31/2019 |  |  |  |  | NO | YES |  |  |  |  | PHILIPS MEDICAL SYSTEMS 11208391 000000 |  |  | Active |  |  |  | Equipment | PAAR:00-PVAR | 10/31/2019 | 10/31/2019 | COOPER UNIVERSITY HOSPITAL |  |  | Performance Verification | WOT00000002746039 | Bonnie Aichroch | Performance Verification | Closed | Zhan Kiselev | 10/31/2019 | 10/31/2019 | Performance Verification for UNMATCHED 11208391 000000 | Initial Install of Performance Verification. Device is ready for patient use. |  |  | 10/31/2019 | 10/31/2019
|  | BIONET AMERICA, INC. | CARDIOCARE 2000 | ELECTROCARDIOGRAPH (ECG) | EM1100479 | COOPER INTERNAL MEDICINE- 416 HADDON | 416 Haddon Ave |  |  | 05/01/2018 |  | 5/1/25 |  |  | NO | YES |  |  |  |  | BIONET AMERICA, INC. 10480219 EM1100479 |  |  | Active |  | 11:11:11:11:11:11 |  | Equipment | 1Y:00-MFG | 01/15/2019 | 01/01/2020 | COOPER AMBULATORY OFF-SITES |  |  | 416 Haddon Ave. | WOT00000001604161 |  | Repair | Closed | Stephen Zubrzycki | 10/25/2018 | 05/23/2019 | EKG - Giving an unconfirmed report, not reading, some people are flatlined, not giving proper readings | Gave them 10480170 as loaner Returned from Bionet. VPO of unit and returned to service. | EXP1926359 | Vendor Parts
|  | BURDICK CORPORATION | ATRIA 3000 | ELECTROCARDIOGRAPH (ECG) | A3000-003049 | INTERNAL MEDICINE | 180 Tuckerton Rd |  |  | 07/09/2019 |  | 7/9/26 |  |  | NO | YES |  |  |  |  | BURDICK CORPORATION 11200045 A3000-003049 |  |  | Active |  |  |  | Equipment | 1Y:00-MFG | 07/09/2019 | 07/09/2019 | COOPER AMBULATORY OFF-SITES |  |  | 180 TUCKERTON RD MEDFORD | WOT00000003172959 | CINDY PATTEN | Performance Verification | Closed | Kirk Lis | 07/09/2019 | 07/09/2019 | Performance Verification for BURDICK CORPORATION 11200045 A3000-003049 | Initial Install of Performance Verification. Device is ready for patient use. |  |  | 07/09/2019 | 07/09/2019
|  | GE HEALTHCARE | MAC 1200 | ELECTROCARDIOGRAPH (ECG), INTERPRETIVE |  | 3 COOPER-COOPER RESEARCH INSTITUTE | 3 Cooper |  |  | 10/05/2004 |  | 10/5/11 |  |  | NO | YES |  |  |  |  | GE MEDICAL SYSTEMS 10346756 550011111 |  |  | Active |  | 99:99:99:99:99:99 |  | Equipment | 1Y:00-MFG | 11/01/2019 | 11/01/2020 | COOPER AMBULATORY OFF-SITES |  |  | Suite 1102B - Conference Room |  | CHRISTINE RICKETTE
|  | GE HEALTHCARE | MAC 2000 | ELECTROCARDIOGRAPH (ECG), INTERPRETIVE | srr19130013pa | COOPER BONE & JOINT- GLASSBORO | 221 Victoria Street |  |  | 08/21/2019 |  | 8/21/26 |  |  | NO | YES |  |  |  |  | GE MEDICAL SYSTEMS 11221924 srr19130013pa |  |  | Active |  | 00:A0:F4:50:9B:76 |  | Equipment | 1Y:00-MFG | 08/21/2019 | 08/21/2019 | COOPER AMBULATORY OFF-SITES |  |  | GLASSBORO | WOT00000002753380 | COURTNEY BUDD | Performance Verification | Closed | Josh Harris | 08/21/2019 | 08/21/2019 | Performance Verification for GE MEDICAL SYSTEMS 11221924 srr19130013pa | Initial Install of Performance Verification. Device is ready for patient use. |  |  | 08/21/2019 | 08/21/2019
|  | GE HEALTHCARE | MAC 2000 | ELECTROCARDIOGRAPH (ECG), INTERPRETIVE | SMT16087096PA | MOORESTOWN-FAMILY MEDICINE | 110 Marter Ave |  |  | 08/07/2019 |  | 8/7/26 |  |  | NO | YES |  |  |  |  | GE MEDICAL SYSTEMS 10769730 SMT16087096PA |  |  | Active |  | 00:A0:F4:50:45:14 |  | Equipment | 1Y:00-MFG | 08/07/2019 | 08/07/2019 | COOPER AMBULATORY OFF-SITES |  |  | MARTER AVE | 0012025678 | LYNNE DEJOSEPH | Performance Verification | Closed | Josh Harris | 08/07/2019 | 08/07/2019 | INCOMING INVENTORY | DEVICE INVENTORIED | 0D5CB378-EC40-47DC-87C0-828DFD79B2A5 | Labor | 08/07/2019 | 08/07/2019 | Bonnie Aichroth
|  | GE HEALTHCARE | MAC 2000 | ELECTROCARDIOGRAPH (ECG), INTERPRETIVE | SMT16097139PA | COOPER PRIMARY CARE | 20 S Black Horse Pike |  |  | 04/20/2016 |  | 4/20/23 |  |  | NO | YES |  |  |  |  | GE MEDICAL SYSTEMS 10769661 SMT16097139PA |  |  | Active |  | 00:A0:F4:50:42:35 |  | Equipment | 1Y:00-MFG | 01/18/2019 | 01/01/2020 | COOPER AMBULATORY OFF-SITES |  |  | RUNNEMEDE | 0012056173 | CINDY PATTEN | Performance Verification | Closed | Richard Jolly | 08/22/2017 | 08/22/2017 | INCOMING INVENTORY | DEVICE INVENTORIED | F1BE6BD1-4556-4E47-BD5B-C2FD7F594338 | Labor | 08/22/2017 | 08/22/2017 | Bonnie Aichroth
|  | GE HEALTHCARE | MAC 2000 | ELECTROCARDIOGRAPH (ECG), INTERPRETIVE | smt16087135pa | COOPER CANCER-- EGG HARBOR | 303 Central Ave |  |  | 05/23/2019 |  | 5/23/26 |  |  | NO | YES |  |  |  |  | GE MEDICAL SYSTEMS 10732270 smt16087135pa |  |  | Active |  |  |  | Equipment | 1Y:00-MFG | 08/21/2019 | 08/01/2020 | COOPER AMBULATORY OFF-SITES |  |  | Performance Verification | WOT00000002753359 | VIOLET YACOVELLI | Performance Verification | Closed | Josh Harris | 05/30/2019 | 06/29/2019 | CEID Record Completion for GE MEDICAL SYSTEMS 10732270 smt16087135pa | Inventoried new unit. | EXP3064851 | Labor | 05/31/2019 | 05/31/2019 | Josh Harris
|  | GE HEALTHCARE | MAC 2000 | ELECTROCARDIOGRAPH (ECG), INTERPRETIVE | SMT16066993PA | WOODLYNNE FAMILY MEDICINE | 20 S Black Horse Pike |  |  | 05/26/2016 |  | 5/26/23 |  |  | NO | YES |  |  |  |  | GE MEDICAL SYSTEMS 10649925 SMT16066993PA |  |  | Active |  | 00:A0:F4:50:43:0C |  | Equipment | 1Y:00-MFG | 11/01/2019 | 11/01/2020 | COOPER AMBULATORY OFF-SITES |  |  | RUNNEMEADE BLK. HORSE PIKE | 0011495831 | SHEILA HERNANDEZ | Performance Verification | Closed | Bonnie Aichroth | 04/19/2017 | 04/19/2017 | INCOMING INVENTORY | DEVICE INVENTORIED | 08AD9496-8CF8-4AE5-AA72-2C9B32410AE5 | Labor | 04/19/2017 | 04/19/2017 | Bonnie Aichroth
|  | GE HEALTHCARE | MAC 2000 | ELECTROCARDIOGRAPH (ECG), INTERPRETIVE | SMT15445394PA | COOPER FAMILY MEDICINE AT CAMDEN COUNTY COLLEGE | 200 College Dr |  |  | 02/22/2016 |  | 2/22/23 |  |  | NO | YES |  |  |  |  | GE MEDICAL SYSTEMS 10505062 SMT15445394PA |  |  | Active |  | 00:A0:F4:50:3D:16 |  | Equipment | 1Y:00-MFG | 05/28/2019 | 05/01/2020 | COOPER AMBULATORY OFF-SITES |  |  | Hallway |  | KATHLEEN CLIFFORD
|  | GE HEALTHCARE | MAC 2000 | ELECTROCARDIOGRAPH (ECG), INTERPRETIVE | Smt16077010pa |  | 651 John F Kennedy Way | [7 empty] | NO | YES
|  | GE HEALTHCARE | MAC 2000 | ELECTROCARDIOGRAPH (ECG), INTERPRETIVE | SMT16087128PA | KROC CENTER-FAMILY MEDICINE | 1965 Harrison Ave |  |  | 04/20/2016 |  | 4/20/23 |  |  | NO | YES |  |  |  |  | GE MEDICAL SYSTEMS 10480502 SMT16087128PA |  |  | Active |  |  |  | Equipment | 1Y:00-MFG | 05/07/2019 | 05/01/2020 | COOPER AMBULATORY OFF-SITES |  |  | 1865 HARRISON STREET |  | JESSICA NIEVES
|  | GE HEALTHCARE | MAC 2000 | ELECTROCARDIOGRAPH (ECG), INTERPRETIVE | SMT16077014PA | BIOMEDICAL | 221 Victoria Street |  |  | 03/07/2017 |  | 3/7/24 |  |  | NO | YES |  |  |  |  | GE MEDICAL SYSTEMS 10480170 SMT16077014PA |  |  | Active |  | 00:A0:F4:50:44:22 |  | Equipment | 1Y:00-MFG | 12/10/2018 | 12/01/2019 | COOPER UNIVERSITY HOSPITAL |  |  | Biomed | 0011461449 | Bonnie Aichroch | Preventative Maintenance | Closed | Bonnie Aichroth | 04/06/2017 | 04/06/2017 | PERFORMANCE ASSURANCE AT INVENTORY | INVENTORIED DEVICE AND ENSURED DEVICE WAS FUNCTIONING PROPERLY. | 8EA04C98-4C1B-49B4-A8F6-ABDEE6064FB0 | Labor | 03/07/2017 | 03/07/2017 | Michael Youch
|  | GE HEALTHCARE | MAC 2000 | ELECTROCARDIOGRAPH (ECG), INTERPRETIVE | SMT14462324PA | CINNAMINSON URGENT CARE | 195 US-130 |  |  | 10/29/2014 |  | 10/29/21 |  |  | NO | YES |  |  |  |  | GE MEDICAL SYSTEMS 10369001 SMT14462324PA |  |  | Active |  | 00:A0:F4:50:30:66 |  | Equipment | 1Y:00-MFG | 12/06/2018 | 12/01/2019 | COOPER AMBULATORY OFF-SITES |  |  | NURSE STATION |  | MELISSA PORTOBANCO
|  | GE HEALTHCARE | MAC 2000 | ELECTROCARDIOGRAPH (ECG), INTERPRETIVE | SRR19130009PA | VOORHEES SURGERY CENTER-HEM/ONC | 900 Centennial | Suite M |  | 06/18/2019 |  | 6/18/26 |  |  | NO | YES |  |  |  |  | GE MEDICAL SYSTEMS 30225245 SRR19130009PA |  |  | Active |  | 00:A0:F4:50:9B:72 |  | Equipment | 1Y:00-MFG | 06/18/2019 | 06/18/2019 | COOPER AMBULATORY OFF-SITES |  |  | Suite M - Moves | WOT00000002923900 | MEGAN MCCAFFERTY | Performance Verification | Closed | Stephen Zubrzycki | 06/18/2019 | 06/18/2019 | Performance Verification for GE MEDICAL SYSTEMS 30225245 SRR19130009PA | Initial Install of Performance Verification. Device is ready for patient use. |  |  | 06/18/2019 | 06/18/2019
|  | GE HEALTHCARE | MAC 2000 | ELECTROCARDIOGRAPH (ECG), INTERPRETIVE | SRR19170044PA | VOORHEES SURGERY CENTER-HEM/ONC | 900 Centennial | Suite M |  | 06/18/2019 |  | 6/18/26 |  |  | NO | YES |  |  |  |  | GE MEDICAL SYSTEMS 30225244 SRR19170044PA |  |  | Active |  | 00:A0:F4:50:9E:E8 |  | Equipment | 1Y:00-MFG | 06/18/2019 | 06/18/2019 | COOPER AMBULATORY OFF-SITES |  |  | Suite M - Moves | WOT00000002923871 | MEGAN MCCAFFERTY | Performance Verification | Closed | Stephen Zubrzycki | 06/18/2019 | 06/18/2019 | CEID Record Completion for GE MEDICAL SYSTEMS 30225244 SRR19170044PA | Inventoried unit | EXP3180107 | Labor | 06/18/2019 | 06/18/2019 | Stephen Zubrzycki
|  | GE HEALTHCARE | MAC 2000 | ELECTROCARDIOGRAPH (ECG), INTERPRETIVE | SMT16077012PA | 3 COOPER-CARDIAC DIAGNOSTIC CENTER | 3 Cooper |  |  | 11/01/2019 |  | 11/1/26 |  |  | NO | YES |  |  |  |  | GE MEDICAL SYSTEMS 30225097 SMT16077012PA |  |  | Active |  | 84:25:3F:34:2C:62 |  | Equipment | 1Y:00-MFG | 11/01/2019 | 11/01/2019 | COOPER AMBULATORY OFF-SITES |  |  | Suite 311 - Moves |  | CARLA TRUELL |  |  |  | 11/01/2019 | 11/01/2019 |  |  |  |  | 11/01/2019 | 11/01/2019
|  | GE HEALTHCARE | MAC 2000 | ELECTROCARDIOGRAPH (ECG), INTERPRETIVE | SMT15485898PA | KINGS HIGHWAY-MEDICINE | 1103 N Kings Hwy |  |  | 03/11/2016 |  | 3/11/23 |  |  | NO | YES |  |  |  |  | GE MEDICAL SYSTEMS 10349435 SMT15485898PA |  |  | Active |  | 00:A0:F4:50:3F:4A |  | Equipment | 1Y:00-MFG | 04/02/2019 | 04/01/2020 | COOPER AMBULATORY OFF-SITES |  |  | 1103 N. KINGS HIGHWAY |  | CHRISTINE MULLER
|  | GE HEALTHCARE | MAC 2000 | ELECTROCARDIOGRAPH (ECG), INTERPRETIVE | SMT15153681PA | VOORHEES SURGERY CENTER - GYN/ONCOLOGY | 900 Centennial Blvd | Suite M |  | 07/30/2015 |  | 7/30/22 |  |  | NO | YES |  |  |  |  | GE MEDICAL SYSTEMS 10349326 SMT15153681PA |  |  | Active |  | B0:5A:DA:3B:50:5D |  | Equipment | 1Y:00-MFG | 04/19/2019 | 04/01/2020 | COOPER AMBULATORY OFF-SITES |  |  | SUITE F |  | SUE MALTMAN
|  | GE HEALTHCARE | MAC 2000 | ELECTROCARDIOGRAPH (ECG), INTERPRETIVE | SMT16067006PA | 3 COOPER-MULTISPECIALTY CENTER | 3 Cooper |  |  | 11/01/2019 |  | 11/1/26 |  |  | NO | YES |  |  |  |  | GE MEDICAL SYSTEMS 30146350 SMT16067006PA |  |  | Active |  | 00:A0:F4:50:44:29 |  | Equipment | 1Y:00-MFG | 11/01/2019 | 11/01/2019 | COOPER AMBULATORY OFF-SITES |  |  | Suite 104 - Moves |  | MARGIE OUTLER |  |  |  | 11/01/2019 | 11/01/2019 |  |  |  |  | 11/01/2019 | 11/01/2019
|  | GE HEALTHCARE | MAC 2000 | ELECTROCARDIOGRAPH (ECG), INTERPRETIVE | SMT16066978PA | HADDON HEIGHTS-FAMILY MEDICINE | 504 White Horse Pike |  |  | 09/16/2019 |  | 9/16/26 |  |  | NO | YES |  |  |  |  | GE MEDICAL SYSTEMS 30146348 SMT16066978PA |  |  | Active |  | 00:A0:F4:50:44:76 |  | Equipment | 1Y:00-MFG | 09/16/2019 | 09/16/2019 | COOPER AMBULATORY OFF-SITES |  |  | HADDON HEIGHTS SITE WHT. HORSE PIKE |  | KELLIE STOUT |  |  |  | 09/16/2019 | 09/16/2019 |  |  |  |  | 09/16/2019 | 09/16/2019
|  | GE HEALTHCARE | MAC 2000 | ELECTROCARDIOGRAPH (ECG), INTERPRETIVE | SMT16066967PA | HADDON HEIGHTS-FAMILY MEDICINE | 504 White Horse Pike |  |  | 09/16/2019 |  | 9/16/26 |  |  | NO | YES |  |  |  |  | GE MEDICAL SYSTEMS 30146347 SMT16066967PA |  |  | Active |  | 00:A0:F4:50:45:9C |  | Equipment | 1Y:00-MFG | 09/16/2019 | 09/16/2019 | COOPER AMBULATORY OFF-SITES |  |  | NURSE STATION |  | KELLIE STOUT |  |  |  | 09/16/2019 | 09/16/2019 |  |  |  |  | 09/16/2019 | 09/16/2019
|  | GE HEALTHCARE | MAC 2000 | ELECTROCARDIOGRAPH (ECG), INTERPRETIVE | SMT16097182PA | MAPLE SHADE-FAMILY MEDICINE | 111 E Main St |  |  | 03/11/2019 |  | 3/11/26 |  |  | NO | YES |  |  |  |  | GE MEDICAL SYSTEMS 30146345 SMT16097182PA |  |  | Active |  | 00:A0:F4:50:43:AA |  | Equipment | 1Y:00-MFG | 03/11/2019 | 03/11/2019 | COOPER AMBULATORY OFF-SITES |  |  | 111 EAST MAIN STREET |  | ANDREA GRAHAM |  |  |  | 03/11/2019 | 03/11/2019 |  |  |  |  | 03/11/2019 | 03/11/2019
|  | GE HEALTHCARE | MAC 2000 | ELECTROCARDIOGRAPH (ECG), INTERPRETIVE | SMT16066996PA | LINCOLN DRIVE-FAMILY MEDICINE | 701 NJ-73 |  |  | 10/08/2019 |  | 10/8/26 |  |  | NO | YES |  |  |  |  | GE MEDICAL SYSTEMS 30146344 SMT16066996PA |  |  | Active |  | 00:A0:F4:50:41:6C |  | Equipment | 1Y:00-MFG | 10/08/2019 | 10/08/2019 | COOPER AMBULATORY OFF-SITES |  |  | 701 Rt 73N - Hallway |  | SCOTT GROFF |  |  |  | 10/08/2019 | 10/08/2019 |  |  |  |  | 10/08/2019 | 10/08/2019
|  | GE HEALTHCARE | MAC 2000 | ELECTROCARDIOGRAPH (ECG), INTERPRETIVE | SMT16087136PA | 1050 KINGS HIGHWAY-MEDICINE | 1050 N Kings Hwy |  |  | 01/03/2019 |  | 1/3/26 |  |  | NO | YES |  |  |  |  | GE MEDICAL SYSTEMS 30146322 SMT16087136PA |  |  | Active |  | 00:A0:F4:50:45:54 |  | Equipment | 1Y:00-MFG | 01/03/2019 | 01/03/2019 | COOPER AMBULATORY OFF-SITES |  |  | SUITE 201 - 1050 KINGS |  | Leah Willis |  |  |  | 01/03/2019 | 01/03/2019 |  |  |  |  | 01/03/2019 | 01/03/2019
|  | GE HEALTHCARE | MAC 2000 | ELECTROCARDIOGRAPH (ECG), INTERPRETIVE | SMT16077059PA | 1030 KINGS HIGHWAY-MEDICINE | 1030 Kings Highway |  |  | 05/07/2019 |  | 5/7/26 |  |  | NO | YES |  |  |  |  | GE MEDICAL SYSTEMS 30146321 SMT16077059PA |  |  | Active |  | 00:A0:F4:50:44:44 |  | Equipment | 1Y:00-MFG | 05/07/2019 | 05/07/2019 | COOPER AMBULATORY OFF-SITES |  |  | SUITE 310 1030 KINGS HIGH |  | Bonnie Aichroch |  |  |  | 05/07/2019 | 05/07/2019 |  |  |  |  | 05/07/2019 | 05/07/2019
|  | GE HEALTHCARE | MAC 2000 | ELECTROCARDIOGRAPH (ECG), INTERPRETIVE | SMT16097149PA | BRACE ROAD-MEDICINE | 1210 Brace Rd |  |  | 05/06/2019 |  | 5/6/26 |  |  | NO | YES |  |  |  |  | GE MEDICAL SYSTEMS 30146316 SMT16097149PA |  |  | Active |  | 00:A0:F4:50:45:74 |  | Equipment | 1Y:00-MFG | 05/06/2019 | 05/06/2019 | COOPER AMBULATORY OFF-SITES |  |  | 1210 BRACE ROAD |  | Cheryl Peck |  |  |  | 05/06/2019 | 05/06/2019 |  |  |  |  | 05/06/2019 | 05/06/2019
|  | GE HEALTHCARE | MAC 2000 | ELECTROCARDIOGRAPH (ECG), INTERPRETIVE | SMT15395014PA | WOODSTOWN - CARDIOLOGY | 66 East Ave |  |  | 07/26/2019 |  | 7/26/26 |  |  | NO | YES |  |  |  |  | GE MEDICAL SYSTEMS 30146315 SMT15395014PA |  |  | Active |  | 00:A0:F4:50:45:12 |  | Equipment | 1Y:00-MFG | 07/26/2019 | 07/26/2019 | COOPER AMBULATORY OFF-SITES |  |  | EXAM 1 |  | SUSAN WHITZELL |  |  |  | 07/26/2019 | 07/26/2019 |  |  |  |  | 07/26/2019 | 07/26/2019
|  | GE HEALTHCARE | MAC 2000 | ELECTROCARDIOGRAPH (ECG), INTERPRETIVE | SMT16087133PA | THOROFARE-INTERNAL MEDICINE | 196 Grove Ave |  |  | 07/26/2019 |  | 7/26/26 |  |  | NO | YES |  |  |  |  | GE MEDICAL SYSTEMS 30146314 SMT16087133PA |  |  | Active |  | 00:A0:F4:50:45:35 |  | Equipment | 1Y:00-MFG | 07/26/2019 | 07/26/2019 | COOPER AMBULATORY OFF-SITES |  |  | 196 GROVE AVENUE SUITE C |  | Cheryl Peck |  |  |  | 07/26/2019 | 07/26/2019 |  |  |  |  | 07/26/2019 | 07/26/2019
|  | GE HEALTHCARE | MAC 2000 | ELECTROCARDIOGRAPH (ECG), INTERPRETIVE | SMT16077013PA | BUNKER HILL-INTERNAL MEDICINE | 2 Plaza Dr |  |  | 11/01/2019 |  | 11/1/26 |  |  | NO | YES |  |  |  |  | GE MEDICAL SYSTEMS 30146313 SMT16077013PA |  |  | Active |  | 11:11:11:11:11:11 |  | Equipment | 1Y:00-MFG | 11/01/2019 | 11/01/2019 | COOPER AMBULATORY OFF-SITES |  |  | 2 PLAZA DRIVE |  | SUSAN BABCOCK |  |  |  | 11/01/2019 | 11/01/2019 |  |  |  |  | 11/01/2019 | 11/01/2019
|  | GE HEALTHCARE | MAC 2000 | ELECTROCARDIOGRAPH (ECG), INTERPRETIVE | SMT16077011PA | BRACHFIELD MEDICAL ASSOCIATES-MEDICINE | 218 Sunset Rd |  |  | 06/07/2019 |  | 6/7/26 |  |  | NO | YES |  |  |  |  | GE MEDICAL SYSTEMS 30146307 SMT16077011PA |  |  | Active |  | 00:A0:F4:50:41:B9 |  | Equipment | 1Y:00-MFG | 06/07/2019 | 06/07/2019 | COOPER AMBULATORY OFF-SITES |  |  | 218 SUNSET ROAD |  | CATHY CRAWFORD |  |  |  | 06/07/2019 | 06/07/2019 |  |  |  |  | 06/07/2019 | 06/07/2019
|  | GE HEALTHCARE | MAC 2000 | ELECTROCARDIOGRAPH (ECG), INTERPRETIVE | SMT16067003PA | CHERRY HILL URGENT CARE | 2001 Route 70 East |  |  | 10/18/2019 |  | 10/18/26 |  |  | NO | YES |  |  |  |  | GE MEDICAL SYSTEMS 30146306 SMT16067003PA |  |  | Active |  | 00:A0:F4:50:41:5D |  | Equipment | 1Y:00-MFG | 10/18/2019 | 10/18/2019 | COOPER AMBULATORY OFF-SITES |  |  | 2001 Rt 70E - Hallway |  | MELISSA PORTOBANCO |  |  |  | 10/18/2019 | 10/18/2019 |  |  |  |  | 10/18/2019 | 10/18/2019
|  | GE HEALTHCARE | MAC 2000 | ELECTROCARDIOGRAPH (ECG), INTERPRETIVE | SMT16097170PA | AUDUBON URGENT CARE | 318 S White Horse Pike |  |  | 10/08/2019 |  | 10/8/26 |  |  | NO | YES |  |  |  |  | GE MEDICAL SYSTEMS 30146305 SMT16097170PA |  |  | Active |  | 00:A0:F4:50:44:A8 |  | Equipment | 1Y:00-MFG | 10/08/2019 | 10/08/2019 | COOPER AMBULATORY OFF-SITES |  |  | 318 S White Horse Pike - Nurses Station |  | MELISSA PORTOBANCO |  |  |  | 10/08/2019 | 10/08/2019 |  |  |  |  | 10/08/2019 | 10/08/2019
|  | GE HEALTHCARE | MAC 2000 | ELECTROCARDIOGRAPH (ECG), INTERPRETIVE | SMT16066998PA | VOORHEES INTERNAL MEDICINE | 901 Centennial Blvd | Building 2 |  | 02/11/2019 |  | 2/11/26 |  |  | NO | YES |  |  |  |  | GE MEDICAL SYSTEMS 30146304 SMT16066998PA |  |  | Active |  | 00:A0:F4:50:41:36 |  | Equipment | 1Y:00-MFG | 02/11/2019 | 02/11/2019 | COOPER AMBULATORY OFF-SITES |  |  | SUITE 202 HALLWAY SUITE | WOT00000000553398 | JENNY BETLER | Performance Verification | Closed | Kirk Lis | 02/11/2019 | 02/11/2019 | Performance Verification for GE MEDICAL SYSTEMS 30146304 SMT16066998PA | Initial Install of Performance Verification. Device is ready for patient use. |  |  | 02/11/2019 | 02/11/2019
|  | GE HEALTHCARE | MAC 2000 | ELECTROCARDIOGRAPH (ECG), INTERPRETIVE | SMT16067001PA | FAMILY MEDICAL SEWELL | 123 Egg Harbor Rd |  |  | 10/02/2019 |  | 10/2/26 |  |  | NO | YES |  |  |  |  | GE MEDICAL SYSTEMS 30146303 SMT16067001PA |  |  | Active |  | 00:A0:F4:50:41:4E |  | Equipment | 1Y:00-MFG | 10/02/2019 | 10/02/2019 | COOPER AMBULATORY OFF-SITES |  |  | BLDG 600 - SUITE 604 |  | MARIANNE SHIEPAN |  |  |  | 10/02/2019 | 10/02/2019 |  |  |  |  | 10/02/2019 | 10/02/2019
|  | GE HEALTHCARE | MAC 2000 | ELECTROCARDIOGRAPH (ECG), INTERPRETIVE | SMT16087130PA | VOORHEES CARDIOLOGY SUITE 102 | 6100 Main St |  |  | 11/12/2019 |  | 11/12/26 |  |  | NO | YES |  |  |  |  | GE MEDICAL SYSTEMS 30146302 SMT16087130PA |  |  | Active |  | 84253F342C04 |  | Equipment | 1Y:00-MFG | 11/12/2019 | 11/12/2019 | COOPER AMBULATORY OFF-SITES |  |  | SUITE 102 - BLDG 2 |  | MICHELE MOLINARI |  |  |  | 11/12/2019 | 11/12/2019 |  |  |  |  | 11/12/2019 | 11/12/2019
|  | GE HEALTHCARE | MAC 2000 | ELECTROCARDIOGRAPH (ECG), INTERPRETIVE | SMT16087131PA | VOORHEES INTERNAL MEDICINE | 901 Centennial Blvd | Building 2 |  | 02/08/2019 |  | 2/8/26 |  |  | NO | YES |  |  |  |  | GE MEDICAL SYSTEMS 30146299 SMT16087131PA |  |  | Active |  | 00:A0:F4:50:43:D6 |  | Equipment | 1Y:00-MFG | 02/08/2019 | 02/08/2019 | COOPER AMBULATORY OFF-SITES |  |  | BULDING 2 |  | JENNY BETLER |  |  |  | 02/08/2019 | 02/08/2019 |  |  |  |  | 02/08/2019 | 02/08/2019
|  | GE HEALTHCARE | MAC 2000 | ELECTROCARDIOGRAPH (ECG), INTERPRETIVE | SMT16077073PA | VOORHEES SURGERY CENTER-OPERATING ROOM | 900 Centennial Blvd | Suite E |  | 04/18/2019 |  | 4/18/26 |  |  | NO | YES |  |  |  |  | GE MEDICAL SYSTEMS 30146298 SMT16077073PA |  |  | Active |  | 00:A0:F4:50:45:1D |  | Equipment | 1Y:00-MFG | 04/18/2019 | 04/18/2019 | COOPER AMBULATORY OFF-SITES |  |  | SUITE E |  | JENNIFER BOMBARO |  |  |  | 04/18/2019 | 04/18/2019 |  |  |  |  | 04/18/2019 | 04/18/2019
|  | GE HEALTHCARE | MAC 2000 | ELECTROCARDIOGRAPH (ECG), INTERPRETIVE | SMT15244096PA | PENNSVILLE-MEDICINE | 390 N Broadway |  |  | 08/21/2019 |  | 8/21/26 |  |  | NO | YES |  |  |  |  | GE MEDICAL SYSTEMS 30146280 SMT15244096PA |  |  | Active |  | 00:A0:F4:50:37:BB |  | Equipment | 1Y:00-MFG | 08/21/2019 | 08/21/2019 | COOPER AMBULATORY OFF-SITES |  |  | rm 15 |  | Heather Rhodes |  |  |  | 08/21/2019 | 08/21/2019 |  |  |  |  | 08/21/2019 | 08/21/2019
|  | GE HEALTHCARE | MAC 2000 | ELECTROCARDIOGRAPH (ECG), INTERPRETIVE | SMT16087132PA | WILLINGBORO HEMATOLOGY/ONCOLOGY | Pavilion |  |  | 04/20/2016 |  | 4/20/23 |  |  | NO | YES |  |  |  |  | GE MEDICAL SYSTEMS 10346308 SMT16087132PA |  |  | Active |  | 00:A0:F4:50:44:A0 |  | Equipment | 1Y:00-MFG | 08/09/2019 | 08/01/2020 | COOPER AMBULATORY OFF-SITES |  |  | SUITE C 1000 SALEM RD |  | ANN DENTON
|  | GE HEALTHCARE | MAC 2000 | ELECTROCARDIOGRAPH (ECG), INTERPRETIVE | SMT15113339PA |  | 3 Cooper | [7 empty] | NO | YES
|  | GE HEALTHCARE | MAC 5000 | ELECTROCARDIOGRAPH (ECG), INTERPRETIVE | M2MO0568 | HEART INSTITUTE | 221 Victoria Street |  |  | 10/27/2015 |  | 10/27/22 |  |  | NO | YES |  |  |  |  | GE MEDICAL SYSTEMS 10366755 M2MO0568 |  |  | Active |  |  |  | Equipment | 1Y:00-MFG | 04/24/2019 | 12/01/2019 | COOPER AMBULATORY OFF-SITES |  |  | exam 3 |  | KATHRYN COMO
|  | GE HEALTHCARE | MAC 5000 | ELECTROCARDIOGRAPH (ECG), INTERPRETIVE | C2MR9416F | 3 COOPER-COOPER RESEARCH INSTITUTE | 3 Cooper |  |  | 01/01/1900 |  |  |  |  | NO | YES |  |  |  |  | GE MEDICAL SYSTEMS 10346777 C2MR9416F |  |  | Active |  | 99:99:99:99:99:99 |  | Equipment | 1Y:00-MFG | 11/01/2019 | 11/01/2020 | COOPER AMBULATORY OFF-SITES |  |  | Suite 1102B - Conference Room |  | CHRISTINE RICKETTE
|  | GE HEALTHCARE | MAC 5500 HD | ELECTROCARDIOGRAPH (ECG), INTERPRETIVE | SKJ19230016PA | KELEMEN 8 PCU | Kelemen |  |  | 08/02/2019 |  | 8/2/26 |  |  | NO | YES |  |  |  |  | GE MEDICAL SYSTEMS 11222202 SKJ19230016PA |  |  | Active | 1126202, 1222202 | 84:25:3F:5E:F2:92 |  | Equipment | 1Y:00-MFG | 08/02/2019 | 08/02/2019 | COOPER UNIVERSITY HOSPITAL |  |  | North 8 hall | WOT00000003404720 | BYRON WELLS | Performance Verification | Closed | Richard Jolly | 08/02/2019 | 08/02/2019 | Performance Verification for GE MEDICAL SYSTEMS 1126202 SKJ19230016PA | Initial Install of Performance Verification. Device is ready for patient use. |  |  | 08/02/2019 | 08/02/2019
|  | GE HEALTHCARE | MAC 5500 HD | ELECTROCARDIOGRAPH (ECG), INTERPRETIVE | SKJ19230036PA | CCU - CORONARY CARE UNIT | Kelemen |  |  | 08/02/2019 |  | 8/2/26 |  |  | NO | YES |  |  |  |  | GE MEDICAL SYSTEMS 11222203 SKJ19230036PA |  |  | Active |  |  |  | Equipment | 1Y:00-MFG | 08/02/2019 | 08/02/2019 | COOPER UNIVERSITY HOSPITAL |  |  | Performance Verification | WOT00000003405269 | CAROLYN RUMELL | Performance Verification | Closed | Richard Jolly | 08/02/2019 | 08/02/2019 | Performance Verification for GE MEDICAL SYSTEMS 11222203 SKJ19230036PA | Initial Install of Performance Verification. Device is ready for patient use. |  |  | 08/02/2019 | 08/02/2019
|  | GE HEALTHCARE | MAC 5500 HD | ELECTROCARDIOGRAPH (ECG), INTERPRETIVE | SKJ19230031PA | INTENSIVE CARE UNIT | Pavilion |  |  | 08/01/2019 |  | 8/1/26 |  |  | NO | YES |  |  |  |  | GE MEDICAL SYSTEMS 11222201 SKJ19230031PA |  |  | Active |  | 84:25:3F:5E:F2:EE |  | Equipment | 1Y:00-MFG | 08/01/2019 | 08/01/2019 | COOPER UNIVERSITY HOSPITAL |  |  | Performance Verification | WOT00000003401993 | CAROLYN RUMELL | Performance Verification | Closed | Richard Jolly | 08/01/2019 | 08/01/2019 | Performance Verification for GE MEDICAL SYSTEMS 11222201 SKJ19230031PA | Initial Install of Performance Verification. Device is ready for patient use. |  |  | 08/01/2019 | 08/01/2019
|  | GE HEALTHCARE | MAC 5500 HD | ELECTROCARDIOGRAPH (ECG), INTERPRETIVE | SGM13146115PA | CCU - CORONARY CARE UNIT | Kelemen |  |  | 06/21/2019 |  | 6/21/26 |  |  | NO | YES |  |  |  |  | GE MEDICAL SYSTEMS 11222184 SGM13146115PA |  |  | Active |  | 00:40:17:6C:82:11 |  | Equipment | 1Y:00-MFG | 06/21/2019 | 06/21/2019 | COOPER UNIVERSITY HOSPITAL |  |  | CCU |  | CAROLYN RUMELL |  |  |  | 06/21/2019 | 06/21/2019 |  |  |  |  | 06/21/2019 | 06/21/2019
|  | GE HEALTHCARE | MAC 5500 HD | ELECTROCARDIOGRAPH (ECG), INTERPRETIVE | SKJ18230062PA | EMERGENCY ROOM | Kelemen |  |  | 02/18/2019 |  | 2/18/26 |  |  | NO | YES |  |  |  |  | GE MEDICAL SYSTEMS 11222137 SKJ18230062PA |  |  | Active |  | 84:25:3F:46:B3:2B |  | Equipment | 1Y:00-MFG | 02/18/2019 | 02/18/2019 | COOPER UNIVERSITY HOSPITAL |  |  |  | WOT00000001191184 | KAREN GRUBER | Performance Verification | Closed | Richard Jolly | 02/18/2019 | 02/18/2019 | Performance Verification for GE MEDICAL SYSTEMS 11222137 SKJ18230062PA | Initial Install of Performance Verification. Device is ready for patient use. |  |  | 02/18/2019 | 02/18/2019
|  | GE HEALTHCARE | MAC 5500 HD | ELECTROCARDIOGRAPH (ECG), INTERPRETIVE | SGM1315986PA | INTENSIVE CARE UNIT | Pavilion |  |  | 06/25/2019 |  | 6/25/26 |  |  | NO | YES |  |  |  |  | GE MEDICAL SYSTEMS 11222028 SGM1315986PA |  |  | Active |  | 00:40:17:6C:82:50 |  | Equipment | 1Y:00-MFG | 06/25/2019 | 06/25/2019 | COOPER UNIVERSITY HOSPITAL |  |  | STORAGE ROOM P470 |  | CAROLYN RUMELL |  |  |  | 06/25/2019 | 06/25/2019 |  |  |  |  | 06/25/2019 | 06/25/2019
|  | GE HEALTHCARE | MAC 5500 HD | ELECTROCARDIOGRAPH (ECG), INTERPRETIVE | SKJ18100166PA | SAME DAY PACU-2ND FL PAVILION | Pavilion |  |  | 01/21/2019 |  | 1/21/26 |  |  | NO | YES |  |  |  |  | GE MEDICAL SYSTEMS 11222024 SKJ18100166PA |  |  | Active |  | 84:25:3F:45:26:F2 |  | Equipment | 1Y:00-MFG | 01/21/2019 | 01/21/2019 | COOPER UNIVERSITY HOSPITAL |  |  |  | WOT00000000780681 | Lisa Geoghegan | Performance Verification | Closed | Richard Jolly | 01/21/2019 | 01/21/2019 | Performance Verification for GE MEDICAL SYSTEMS 11222024 SKJ18100166PA | Initial Install of Performance Verification. Device is ready for patient use. |  |  | 01/21/2019 | 01/21/2019
|  | GE HEALTHCARE | MAC 5500 HD | ELECTROCARDIOGRAPH (ECG), INTERPRETIVE | SGM13065396PA | HEART STATION | Kelemen |  |  | 07/18/2019 |  | 7/18/26 |  |  | NO | YES |  |  |  |  | GE MEDICAL SYSTEMS 11208364 SGM13065396PA |  |  | Active |  | 00:40:17:6C:96:76 |  | Equipment | 1Y:00-MFG | 07/18/2019 | 07/18/2019 | COOPER UNIVERSITY HOSPITAL |  |  | HEART STATION |  | MARCEL JOHNSON |  |  |  | 07/18/2019 | 07/18/2019 |  |  |  |  | 07/18/2019 | 07/18/2019
|  | GE HEALTHCARE | MAC 5500 HD | ELECTROCARDIOGRAPH (ECG), INTERPRETIVE | SKJ18220118PA | COOPER CANCER CENTER-MULTIDISCIPLINARY CLINIC | MD Anderson Cancer Center |  |  | 09/10/2019 |  | 9/10/26 |  |  | NO | YES |  |  |  |  | GE MEDICAL SYSTEMS 11182620 SKJ18220118PA |  |  | Active |  | 84:25:3F:45:7E:46 |  | Equipment | 1Y:00-MFG | 09/10/2019 | 09/10/2019 | COOPER AMBULATORY OFF-SITES |  |  | Performance Verification | WOT00000003695654 | ROXANNE BERGER | Performance Verification | Closed | Josh Harris | 09/10/2019 | 09/10/2019 | Performance Verification for GE MEDICAL SYSTEMS 11182620 SKJ18220118PA | Initial Install of Performance Verification. Device is ready for patient use. |  |  | 09/10/2019 | 09/10/2019
|  | GE HEALTHCARE | MAC 5500 HD | ELECTROCARDIOGRAPH (ECG), INTERPRETIVE | SKJ18220185PA | COOPER CANCER CENTER-MULTIDISCIPLINARY CLINIC | MD Anderson Cancer Center |  |  | 09/10/2019 |  | 9/10/26 |  |  | NO | YES |  |  |  |  | GE MEDICAL SYSTEMS 11182619 SKJ18220185PA |  |  | Active |  | 84:25:3F:45:7E:83 |  | Equipment | 1Y:00-MFG | 09/10/2019 | 09/10/2019 | COOPER AMBULATORY OFF-SITES |  |  | Performance Verification | WOT00000003695650 | ROXANNE BERGER | Performance Verification | Closed | Josh Harris | 09/10/2019 | 09/10/2019 | Performance Verification for GE MEDICAL SYSTEMS 11182619 SKJ18220185PA | Initial Install of Performance Verification. Device is ready for patient use. |  |  | 09/10/2019 | 09/10/2019
|  | GE HEALTHCARE | MAC 5500 HD | ELECTROCARDIOGRAPH (ECG), INTERPRETIVE | SKJ18230039PA | COOPER CANCER CENTER-MULTIDISCIPLINARY CLINIC | MD Anderson Cancer Center |  |  | 09/10/2019 |  | 9/10/26 |  |  | NO | YES |  |  |  |  | GE MEDICAL SYSTEMS 11182618 SKJ18230039PA |  |  | Active |  | 84:25:3F:45:7E:5D |  | Equipment | 1Y:00-MFG | 09/10/2019 | 09/10/2019 | COOPER AMBULATORY OFF-SITES |  |  | Performance Verification | WOT00000003695647 | ROXANNE BERGER | Performance Verification | Closed | Josh Harris | 09/10/2019 | 09/10/2019 | Performance Verification for GE MEDICAL SYSTEMS 11182618 SKJ18230039PA | Initial Install of Performance Verification. Device is ready for patient use. |  |  | 09/10/2019 | 09/10/2019
|  | GE HEALTHCARE | MAC 5500 HD | ELECTROCARDIOGRAPH (ECG), INTERPRETIVE | SGM13146081PA | TSDU - KELEMEN S7 | Kelemen |  |  | 02/21/2019 |  | 2/21/26 |  |  | NO | YES |  |  |  |  | GE MEDICAL SYSTEMS 10769691 SGM13146081PA |  |  | Active |  | 00:40:17:6C:82:21 |  | Equipment | 1Y:00-MFG | 02/21/2019 | 02/21/2019 | COOPER UNIVERSITY HOSPITAL |  |  | TRAUMA STEP DOWN |  | JEN VANDER HORN |  |  |  | 02/21/2019 | 02/21/2019 |  |  |  |  | 02/21/2019 | 02/21/2019
|  | GE HEALTHCARE | MAC 5500 HD | ELECTROCARDIOGRAPH (ECG), INTERPRETIVE | SGM13166383PA | TRAUMA ADMIT | Kelemen |  |  | 01/26/2013 |  | 1/26/20 |  |  | NO | YES |  |  |  |  | GE MEDICAL SYSTEMS 10769398 SGM13166383PA |  |  | Active |  | 11:11:11:11:11:11 |  | Equipment | 1Y:00-MFG | 02/25/2019 | 02/01/2020 | COOPER UNIVERSITY HOSPITAL |  |  | TRAUMA ADMIT |  | Diane Floyd
|  | GE HEALTHCARE | MAC 5500 HD | ELECTROCARDIOGRAPH (ECG), INTERPRETIVE | SGM13126044PA | KELEMEN N10 | Kelemen |  |  | 01/26/2013 |  | 1/26/20 |  |  | NO | YES |  |  |  |  | GE MEDICAL SYSTEMS 10732411 SGM13126044PA |  |  | Active |  | 00:40:17:6C:99:93 |  | Equipment | 1Y:00-MFG | 03/15/2019 | 03/01/2020 | COOPER UNIVERSITY HOSPITAL |  |  | N10 |  | Lisa Brooks
|  | GE HEALTHCARE | MAC 5500 HD | ELECTROCARDIOGRAPH (ECG), INTERPRETIVE | SGM13146133PA |  | Kelemen |  |  | 01/26/2013 |  | 1/26/20 |  |  | NO | YES |  |  |  |  | GE MEDICAL SYSTEMS 10732269 SGM13146133PA |  |  | Active |  | 11:11:11:11:11:11 |  | Equipment | 1Y:00-MFG | 06/18/2019 | 06/01/2020 | COOPER UNIVERSITY HOSPITAL |  |  | pacu storage |  | FRANK OBRIEN
|  | GE HEALTHCARE | MAC 5500 HD | ELECTROCARDIOGRAPH (ECG), INTERPRETIVE | SCD10360117PA |  | Kelemen | [7 empty] | NO | YES
|  | GE HEALTHCARE | MAC 5500 HD | ELECTROCARDIOGRAPH (ECG), INTERPRETIVE | SKJ16099069PA | KELEMEN N10 | Kelemen |  |  | 01/26/2017 |  | 1/26/24 |  |  | NO | YES |  |  |  |  | GE MEDICAL SYSTEMS 10649993 SKJ16099069PA |  |  | Active |  | 00:40:17:6D:38:57 |  | Equipment | 1Y:00-MFG | 11/01/2019 | 11/01/2020 | COOPER UNIVERSITY HOSPITAL |  |  | N10 | 0012037235 | Lisa Brooks | Preventative Maintenance | Closed | Richard Jolly | 08/15/2017 | 08/15/2017 | PERFORMANCE ASSURANCE AT INVENTORY | INVENTORIED DEVICE AND ENSURED DEVICE WAS FUNCTIONING PROPERLY. | 69DB55E7-9D76-4EE8-90F9-09A0CA7AEB1F | Labor | 01/26/2017 | 01/26/2017 | Richard Jolly
|  | GE HEALTHCARE | MAC 5500 HD | ELECTROCARDIOGRAPH (ECG), INTERPRETIVE | SKJ16099056PA | EMERGENCY ROOM | Kelemen |  |  | 10/03/2016 |  | 10/3/23 |  |  | NO | YES |  |  |  |  | GE MEDICAL SYSTEMS 10649857 SKJ16099056PA |  |  | Active |  | 84:25:3F:58:05:A9 |  | Equipment | 1Y:00-MFG | 02/20/2019 | 02/01/2020 | COOPER UNIVERSITY HOSPITAL |  |  | ER | 0011020726 | KAREN GRUBER | Preventative Maintenance | Closed | Bonnie Aichroth | 01/03/2017 | 01/03/2017 | PERFORMANCE ASSURANCE AT INVENTORY | INVENTORIED DEVICE AND ENSURED DEVICE WAS FUNCTIONING PROPERLY. | 59DEE800-5D07-4E7D-8BAE-BB07FBBB343F | Labor | 10/03/2016 | 10/03/2016 | Richard Jolly
|  | GE HEALTHCARE | MAC 5500 HD | ELECTROCARDIOGRAPH (ECG), INTERPRETIVE | SGM13146130PA | EMERGENCY ROOM | Kelemen |  |  | 01/26/2013 |  | 1/26/20 |  |  | NO | YES |  |  |  |  | GE MEDICAL SYSTEMS 10505355 SGM13146130PA |  |  | Active |  | 84:25:3F:58:05:A7 |  | Equipment | 1Y:00-MFG | 02/18/2019 | 02/01/2020 | COOPER UNIVERSITY HOSPITAL |  |  | ER |  | KAREN GRUBER
|  | GE HEALTHCARE | MAC 5500 HD | ELECTROCARDIOGRAPH (ECG), INTERPRETIVE | SKJ16099064PA | MD ANDERSON INPATIENT ONCOLOGY | Pavilion |  |  | 06/15/2016 |  | 6/15/23 |  |  | NO | YES |  |  |  |  | GE MEDICAL SYSTEMS 10505058 SKJ16099064PA |  |  | Active |  | 00:40:17:6D:38:68 |  | Equipment | 1Y:00-MFG | 05/23/2019 | 05/01/2020 | COOPER UNIVERSITY HOSPITAL |  |  | P5 - Storage Room |  | MIRIAM ZIEGLER
|  | GE HEALTHCARE | MAC 5500 HD | ELECTROCARDIOGRAPH (ECG), INTERPRETIVE | SCD07410051PA | BRACE ROAD-CARDIOLOGY | 1210 Brace Rd | Heart Institute |  | 12/11/2007 |  | 12/11/14 |  |  | NO | YES |  |  |  |  | GE MEDICAL SYSTEMS 10480443 SCD07410051PA |  |  | Active |  | 11:11:11:11:11:11 |  | Equipment | 1Y:00-MFG | 07/03/2019 | 07/01/2020 | COOPER AMBULATORY OFF-SITES |  |  | BRACE ROAD SUITE 103 |  | Beth Mook
|  | GE HEALTHCARE | MAC 5500 HD | ELECTROCARDIOGRAPH (ECG), INTERPRETIVE | SKJ16099005PA | 3 COOPER-EARLY INTERVENTION PROGRAM | 3 Cooper |  |  | 05/03/2016 |  | 5/3/23 |  |  | NO | YES |  |  |  |  | GE MEDICAL SYSTEMS 10480420 SKJ16099005PA |  |  | Active |  | 00:40:17:6D:44:A4 |  | Equipment | 1Y:00-MFG | 11/01/2019 | 11/01/2020 | COOPER AMBULATORY OFF-SITES |  |  | Suite 513 - Med Room |  | Sue Cooper
|  | GE HEALTHCARE | MAC 5500 HD | ELECTROCARDIOGRAPH (ECG), INTERPRETIVE | SKJ16099010PA | BRACHFIELD MEDICAL ASSOCIATES-MEDICINE | 218 Sunset Rd |  |  | 04/20/2016 |  | 4/20/23 |  |  | NO | YES |  |  |  |  | GE MEDICAL SYSTEMS 10480416 SKJ16099010PA |  |  | Active |  | 11:11:11:11:11:11 |  | Equipment | 1Y:00-MFG | 06/07/2019 | 06/01/2020 | COOPER AMBULATORY OFF-SITES |  |  | 218 SUNSET ROAD |  | CATHY CRAWFORD
|  | GE HEALTHCARE | MAC 5500 HD | ELECTROCARDIOGRAPH (ECG), INTERPRETIVE | SKJ16078918PA | BRACHFIELD MEDICAL ASSOCIATES-MEDICINE | 218 Sunset Rd |  |  | 04/20/2016 |  | 4/20/23 |  |  | NO | YES |  |  |  |  | GE MEDICAL SYSTEMS 10480415 SKJ16078918PA |  |  | Active |  | 11:11:11:11:11:11 |  | Equipment | 1Y:00-MFG | 06/07/2019 | 06/01/2020 | COOPER AMBULATORY OFF-SITES |  |  | 218 SUNSET ROAD |  | CATHY CRAWFORD
|  | GE HEALTHCARE | MAC 5500 HD | ELECTROCARDIOGRAPH (ECG), INTERPRETIVE | SKJ16099057PA | VOORHEES CARDIOLOGY SUITE 102 | 901 Centennial Blvd | Building 1 |  | 04/15/2016 |  | 4/15/23 |  |  | NO | YES |  |  |  |  | GE MEDICAL SYSTEMS 10480404 SKJ16099057PA |  |  | Active |  | 11:11:11:11:11:11 |  | Equipment | 1Y:00-MFG | 01/09/2019 | 01/01/2020 | COOPER AMBULATORY OFF-SITES |  |  | SUITE 102 - BLDG 2 |  | MICHELE MOLINARI
|  | GE HEALTHCARE | MAC 5500 HD | ELECTROCARDIOGRAPH (ECG), INTERPRETIVE | SKJ15417501PA | GLOUCESTER-MEDICINE | 430 Broadway |  |  | 12/03/2015 |  | 12/3/22 |  |  | NO | YES |  |  |  |  | GE MEDICAL SYSTEMS 10480218 SKJ15417501PA |  |  | Active |  | 11:11:11:11:11:11 |  | Equipment | 1Y:00-MFG | 03/11/2019 | 03/01/2020 | COOPER AMBULATORY OFF-SITES |  |  | 430 S. BROADWAY |  | KELLIE STOUT
|  | GE HEALTHCARE | MAC 5500 HD | ELECTROCARDIOGRAPH (ECG), INTERPRETIVE | Scd09015166pa |  | Pavilion | [7 empty] | NO | YES
|  | GE HEALTHCARE | MAC 5500 HD | ELECTROCARDIOGRAPH (ECG), INTERPRETIVE | SGM13146136PA | HEART STATION | 1 Federal St |  |  | 01/26/2013 |  | 1/26/20 |  |  | NO | YES |  |  |  |  | GE MEDICAL SYSTEMS 10368645 SGM13146136PA |  |  | Disposition |  | 00:40:17:6C:99:8E |  | Equipment | 1Y:00-MFG | 07/31/2019 | 07/01/2020 | COOPER UNIVERSITY HOSPITAL |  |  | CCBO FOR TESTING |  | MARCEL JOHNSON
|  | GE HEALTHCARE | MAC 5500 HD | ELECTROCARDIOGRAPH (ECG), INTERPRETIVE | SGM13146122PA | HEART STATION | Kelemen |  |  | 01/26/2013 |  | 1/26/20 |  |  | NO | YES |  |  |  |  | GE MEDICAL SYSTEMS 10368643 SGM13146122PA |  |  | Active |  | 11:11:11:11:11:11 |  | Equipment | 1Y:00-MFG | 07/26/2019 | 07/01/2020 | COOPER UNIVERSITY HOSPITAL |  |  | Biomed |  | MARCEL JOHNSON
|  | GE HEALTHCARE | MAC 5500 HD | ELECTROCARDIOGRAPH (ECG), INTERPRETIVE | SGM13065494PA | HEART STATION | Kelemen |  |  | 01/26/2013 |  | 1/26/20 |  |  | NO | YES |  |  |  |  | GE MEDICAL SYSTEMS 10368640 SGM13065494PA |  |  | Active |  | 11:11:11:11:11:11 |  | Equipment | 1Y:00-MFG | 07/18/2019 | 07/01/2020 | COOPER UNIVERSITY HOSPITAL |  |  | HEART STATION |  | MARCEL JOHNSON
|  | GE HEALTHCARE | MAC 5500 HD | ELECTROCARDIOGRAPH (ECG), INTERPRETIVE | SGM13146139PA | EMERGENCY ROOM | Kelemen |  |  | 01/26/2013 |  | 1/26/20 |  |  | NO | YES |  |  |  |  | GE MEDICAL SYSTEMS 10368150 SGM13146139PA |  |  | Active |  | 84:25:3F:58:05:A2 |  | Equipment | 1Y:00-MFG | 02/14/2019 | 02/01/2020 | COOPER UNIVERSITY HOSPITAL |  |  | ER |  | KAREN GRUBER
|  | GE HEALTHCARE | MAC 5500 HD | ELECTROCARDIOGRAPH (ECG), INTERPRETIVE | SGM13065401PA | HEART INSTITUTE | 400 Medical Center Dr |  |  | 01/26/2013 |  | 1/26/20 |  |  | NO | YES |  |  |  |  | GE MEDICAL SYSTEMS 10366778 SGM13065401PA |  |  | Active |  | 00:40:17:6C:96:7D |  | Equipment | 1Y:00-MFG | 12/20/2018 | 12/01/2019 | COOPER AMBULATORY OFF-SITES |  |  | HALLWAY |  | KATHRYN COMO
|  | GE HEALTHCARE | MAC 5500 HD | ELECTROCARDIOGRAPH (ECG), INTERPRETIVE | SGM13065391PA | HEART INSTITUTE | 400 Medical Center Dr |  |  | 01/26/2013 |  | 1/26/20 |  |  | NO | YES |  |  |  |  | GE MEDICAL SYSTEMS 10366754 SGM13065391PA |  |  | Active |  | 00:40:17:6C:96:7F |  | Equipment | 1Y:00-MFG | 12/20/2018 | 12/01/2019 | COOPER AMBULATORY OFF-SITES |  |  | HALLWAY |  | KATHRYN COMO
|  | GE HEALTHCARE | MAC 5500 HD | ELECTROCARDIOGRAPH (ECG), INTERPRETIVE | SKJ14463543PA | BIOMEDICAL | Kelemen |  |  | 11/21/2014 |  | 11/21/21 |  |  | NO | YES |  |  |  |  | GE MEDICAL SYSTEMS 10366547 SKJ14463543PA |  |  | Active |  | 11:11:11:11:11:11 |  | Equipment | 1Y:00-MFG | 07/26/2019 | 07/01/2020 | COOPER UNIVERSITY HOSPITAL |  |  | BIOMED SHOP WAITING ASSIGNMENT |  | Bonnie Aichroch
|  | GE HEALTHCARE | MAC 5500 HD | ELECTROCARDIOGRAPH (ECG), INTERPRETIVE | 5CD06253970PA | KINGS HIGHWAY-LAB | 1103 N Kings Hwy |  |  | 07/31/2006 |  | 7/31/13 |  |  | NO | YES |  |  |  |  | GE MEDICAL SYSTEMS 10366064 5CD06253970PA |  |  | Active |  | 11:11:11:11:11:11 |  | Equipment | 1Y:00-MFG | 04/02/2019 | 04/01/2020 | COOPER AMBULATORY OFF-SITES |  |  | LAB |  | ANN MAIER
|  | GE HEALTHCARE | MAC 5500 HD | ELECTROCARDIOGRAPH (ECG), INTERPRETIVE | SCD08011099PA | BRACE ROAD-CARDIOLOGY | 1210 Brace Rd | Heart Institute |  | 02/28/2008 |  | 2/28/15 |  |  | NO | YES |  |  |  |  | GE MEDICAL SYSTEMS 10366027 SCD08011099PA |  |  | Active |  | 11:11:11:11:11:11 |  | Equipment | 1Y:00-MFG | 05/06/2019 | 05/01/2020 | COOPER AMBULATORY OFF-SITES |  |  | ROOM 3 |  | Beth Mook
|  | GE HEALTHCARE | MAC 5500 HD | ELECTROCARDIOGRAPH (ECG), INTERPRETIVE | SCD06425364PA | BRACE ROAD-MEDICINE | 1210 Brace Rd | Heart Institute |  | 12/29/2006 |  | 12/29/13 |  |  | NO | YES |  |  |  |  | GE MEDICAL SYSTEMS 10365872 SCD06425364PA |  |  | Active |  | 11:11:11:11:11:11 |  | Equipment | 1Y:00-MFG | 05/06/2019 | 05/01/2020 | COOPER AMBULATORY OFF-SITES |  |  | Internal Medicine Exam 6 |  | Cheryl Peck
|  | GE HEALTHCARE | MAC 5500 HD | ELECTROCARDIOGRAPH (ECG), INTERPRETIVE | SGM13146135PA | PEDIATRIC INTENSIVE CARE UNIT | Kelemen |  |  | 01/26/2013 |  | 1/26/20 |  |  | NO | YES |  |  |  |  | GE MEDICAL SYSTEMS 10360451 SGM13146135PA |  |  | Active |  | 00:40:17:6C:82:22 |  | Equipment | 1Y:00-MFG | 03/06/2019 | 03/01/2020 | COOPER UNIVERSITY HOSPITAL |  |  | PICU/ RM 6 |  | Susan Cannon
|  | GE HEALTHCARE | MAC 5500 HD | ELECTROCARDIOGRAPH (ECG), INTERPRETIVE | SGM13045297PA | VOORHEES CARDIOLOGY | 901 Centennial Blvd | Building 1 |  | 01/26/2013 |  | 1/26/20 |  |  | NO | YES |  |  |  |  | GE MEDICAL SYSTEMS 10356935 SGM13045297PA |  |  | Active |  | 11:11:11:11:11:11 |  | Equipment | 1Y:00-MFG | 01/09/2019 | 01/01/2020 | COOPER AMBULATORY OFF-SITES |  |  | RM 6 |  | KATHY COMO
|  | GE HEALTHCARE | MAC 5500 HD | ELECTROCARDIOGRAPH (ECG), INTERPRETIVE | SGM13065378PA | VOORHEES CARDIOLOGY | 901 Centennial Blvd | Building 1 |  | 01/26/2013 |  | 1/26/20 |  |  | NO | YES |  |  |  |  | GE MEDICAL SYSTEMS 10356934 SGM13065378PA |  |  | Active |  | 11:11:11:11:11:11 |  | Equipment | 1Y:00-MFG | 01/09/2019 | 01/01/2020 | COOPER AMBULATORY OFF-SITES |  |  | NURSES STATION |  | KATHY COMO
|  | GE HEALTHCARE | MAC 5500 HD | ELECTROCARDIOGRAPH (ECG), INTERPRETIVE | SGM13146075PA | NEURO/ORTHO/MEDSURG/7 PAV | Pavilion |  |  | 01/26/2013 |  | 1/26/20 |  |  | NO | YES |  |  |  |  | GE MEDICAL SYSTEMS 10356697 SGM13146075PA |  |  | Active |  | 00:40:17:6C:99:92 |  | Equipment | 1Y:00-MFG | 02/22/2019 | 02/01/2020 | COOPER UNIVERSITY HOSPITAL |  |  | P7 |  | Pam Young
|  | GE HEALTHCARE | MAC 5500 HD | ELECTROCARDIOGRAPH (ECG), INTERPRETIVE | SGM13065514PA | PAVILION 8 | Pavilion |  |  | 01/26/2013 |  | 1/26/20 |  |  | NO | YES |  |  |  |  | GE MEDICAL SYSTEMS 10356666 SGM13065514PA |  |  | Active |  | 00:40:17:6C:69:11 |  | Equipment | 1Y:00-MFG | 07/15/2019 | 07/01/2020 | COOPER UNIVERSITY HOSPITAL |  |  | P8 |  | BRIAN OSHAUGHNESSY
|  | GE HEALTHCARE | MAC 5500 HD | ELECTROCARDIOGRAPH (ECG), INTERPRETIVE | SGM13166390PA | CHIP - 9 PAVILION | Pavilion |  |  | 01/26/2013 |  | 1/26/20 |  |  | NO | YES |  |  |  |  | GE MEDICAL SYSTEMS 10356528 SGM13166390PA |  |  | Active |  | 00:40:17:6C:82:51 |  | Equipment | 1Y:00-MFG | 07/09/2019 | 07/01/2020 | COOPER UNIVERSITY HOSPITAL |  |  | P9 |  | KIM HUMMEL
|  | GE HEALTHCARE | MAC 5500 HD | ELECTROCARDIOGRAPH (ECG), INTERPRETIVE | SGM13126042PA | CARDIAC CATH LAB | Kelemen |  |  | 01/26/2013 |  | 1/26/20 |  |  | NO | YES |  |  |  |  | GE MEDICAL SYSTEMS 10356490 SGM13126042PA |  |  | Active |  | 00:40:17:6C:82:52 |  | Equipment | 1Y:00-MFG | 05/30/2019 | 05/01/2020 | COOPER UNIVERSITY HOSPITAL |  |  | CCL - Hallway |  | LINDA BEAN
|  | GE HEALTHCARE | MAC 5500 HD | ELECTROCARDIOGRAPH (ECG), INTERPRETIVE | SGM1314612PA | GYNECOLOGY / DIABETES TREATMENT | Kelemen |  |  | 01/26/2013 |  | 1/26/20 |  |  | NO | YES |  |  |  |  | GE MEDICAL SYSTEMS 10356082 SGM1314612PA |  |  | Active |  | 00:40:17:6C:82:49 |  | Equipment | 1Y:00-MFG | 02/15/2019 | 02/01/2020 | COOPER UNIVERSITY HOSPITAL |  |  | S9 |  | LAUSA ZIMMERMAN
|  | GE HEALTHCARE | MAC 5500 HD | ELECTROCARDIOGRAPH (ECG), INTERPRETIVE | SGM13146078PA | LABOR & DELIVERY | Dorrance |  |  | 01/26/2013 |  | 1/26/20 |  |  | NO | YES |  |  |  |  | GE MEDICAL SYSTEMS 10355040 SGM13146078PA |  |  | Active |  | 00:40:17:6C:99:90 |  | Equipment | 1Y:00-MFG | 11/01/2019 | 11/01/2020 | COOPER UNIVERSITY HOSPITAL |  |  | D604 |  | JOANNA HORST
|  | GE HEALTHCARE | MAC 5500 HD | ELECTROCARDIOGRAPH (ECG), INTERPRETIVE | SKJ15064436PA | KELEMEN 8 PCU | Kelemen |  |  | 01/08/2016 |  | 1/8/23 |  |  | NO | YES |  |  |  |  | GE MEDICAL SYSTEMS 10349443 SKJ15064436PA |  |  | Active |  | 00:40:17:6C:30:17 |  | Equipment | 1Y:00-MFG | 01/10/2019 | 01/01/2020 | COOPER UNIVERSITY HOSPITAL |  |  | K8 Nurses Station |  | BYRON WELLS
|  | GE HEALTHCARE | MAC 5500 HD | ELECTROCARDIOGRAPH (ECG), INTERPRETIVE | SKJ16078919PA | VOORHEES CARDIOLOGY SUITE 102 | 901 Centennial Blvd | Building 1 |  | 04/15/2016 |  | 4/15/23 |  |  | NO | YES |  |  |  |  | GE MEDICAL SYSTEMS 10349433 SKJ16078919PA |  |  | Active |  | 00:40:17:6D:37:72 |  | Equipment | 1Y:00-MFG | 01/09/2019 | 01/01/2020 | COOPER AMBULATORY OFF-SITES |  |  | SUITE 102 - BLDG 2 |  | MICHELE MOLINARI
|  | GE HEALTHCARE | MAC 5500 HD | ELECTROCARDIOGRAPH (ECG), INTERPRETIVE | SKJ16099065PA | VOORHEES CARDIOLOGY SUITE 102 | 901 Centennial Blvd | Building 1 |  | 04/15/2016 |  | 4/15/23 |  |  | NO | YES |  |  |  |  | GE MEDICAL SYSTEMS 10349434 SKJ16099065PA |  |  | Active |  | 00:40:17:6D:3A:00 |  | Equipment | 1Y:00-MFG | 01/09/2019 | 01/01/2020 | COOPER AMBULATORY OFF-SITES |  |  | SUITE 102 - BLDG 2 |  | MICHELE MOLINARI
|  | GE HEALTHCARE | MAC 5500 HD | ELECTROCARDIOGRAPH (ECG), INTERPRETIVE | SGM13317779PA | COOPER CANCER CENTER-MULTIDISCIPLINARY CLINIC | MD Anderson Cancer Center |  |  | 06/02/2013 |  | 6/2/20 |  |  | NO | YES |  |  |  |  | GE MEDICAL SYSTEMS 10348797 SGM13317779PA |  |  | Active |  | 11:11:11:11:11:11 |  | Equipment | 1Y:00-MFG | 08/27/2019 | 09/01/2020 | COOPER AMBULATORY OFF-SITES |  |  | HALL A |  | ROXANNE BERGER
|  | GE HEALTHCARE | MAC 5500 HD | ELECTROCARDIOGRAPH (ECG), INTERPRETIVE | SCD06425365PA | COOPER INTERNAL MEDICINE AT MOORESTOWN | 1217 N Church St |  |  | 12/29/2006 |  | 12/29/13 |  |  | NO | YES |  |  |  |  | GE MEDICAL SYSTEMS 10348069 SCD06425365PA |  |  | Active |  | 11:11:11:11:11:11 |  | Equipment | 1Y:00-MFG | 04/03/2019 | 04/01/2020 | COOPER AMBULATORY OFF-SITES |  |  | EXAM ROOM |  | CINDY PATTEN
|  | GE HEALTHCARE | MAC 5500 HD | ELECTROCARDIOGRAPH (ECG), INTERPRETIVE | SCD10360139PA | VOORHEES CARDIOLOGY SUITE 102 | 901 Centennial Blvd | Building 1 |  | 09/03/2010 |  | 9/3/17 |  |  | NO | YES |  |  |  |  | GE MEDICAL SYSTEMS 10347652 SCD10360139PA |  |  | Active |  | 11:11:11:11:11:11 |  | Equipment | 1Y:00-MFG | 01/07/2019 | 01/01/2020 | COOPER AMBULATORY OFF-SITES |  |  | MOVES |  | MICHELE MOLINARI
|  | GE HEALTHCARE | MAC 5500 HD | ELECTROCARDIOGRAPH (ECG), INTERPRETIVE | SCD07440435PA | COOPER DIGESTIVE HEALTH-ENDOSCOPY | 501 Fellowship Rd |  |  | 02/28/2008 |  | 2/28/15 |  |  | NO | YES |  |  |  |  | GE MEDICAL SYSTEMS 10347067 SCD07440435PA |  |  | Active |  | 11:11:11:11:11:11 |  | Equipment | 1Y:00-MFG | 02/05/2019 | 02/01/2020 | COOPER AMBULATORY OFF-SITES |  |  | OFFICE SIDE |  | JEANNE GREER
|  | GE HEALTHCARE | MAC 5500 HD | ELECTROCARDIOGRAPH (ECG), INTERPRETIVE | SGM13065373PA | 3 COOPER-CARDIAC DIAGNOSTIC CENTER | 3 Cooper |  |  | 01/26/2013 |  | 1/26/20 |  |  | NO | YES |  |  |  |  | GE MEDICAL SYSTEMS 10346886 SGM13065373PA |  |  | Active |  | 84:25:3F:58:05:EB |  | Equipment | 1Y:00-MFG | 11/01/2019 | 11/01/2020 | COOPER AMBULATORY OFF-SITES |  |  | Suite 311 - Moves |  | CARLA TRUELL
|  | GE HEALTHCARE | MAC 5500 HD | ELECTROCARDIOGRAPH (ECG), INTERPRETIVE | SGM13045276PA | 3 COOPER-CARDIAC DIAGNOSTIC CENTER | 3 Cooper |  |  | 01/26/2013 |  | 1/26/20 |  |  | NO | YES |  |  |  |  | GE MEDICAL SYSTEMS 10346879 SGM13045276PA |  |  | Active |  | 84:25:3F:58:05:DC |  | Equipment | 1Y:00-MFG | 11/01/2019 | 11/01/2020 | COOPER AMBULATORY OFF-SITES |  |  | Suite 311 - Moves |  | CARLA TRUELL
|  | GE HEALTHCARE | MAC 5500 HD | ELECTROCARDIOGRAPH (ECG), INTERPRETIVE | SCD11031555PA | EMERGENCY ROOM | Kelemen |  |  | 02/15/2019 |  | 2/15/26 |  |  | NO | YES |  |  |  |  | GE MEDICAL SYSTEMS 30144018 SCD11031555PA |  |  | Active |  | 84:25:3F:58:05:B4 |  | Equipment | 1Y:00-MFG | 02/15/2019 | 02/15/2019 | COOPER UNIVERSITY HOSPITAL |  |  | ER |  | KAREN GRUBER |  |  |  | 02/15/2019 | 02/15/2019 |  |  |  |  | 02/15/2019 | 02/15/2019
|  | GE HEALTHCARE | MAC 5500 HD | ELECTROCARDIOGRAPH (ECG), INTERPRETIVE | SCD11072294PA |  | Kelemen | [7 empty] | NO | YES
|  | GE HEALTHCARE | MAC 5500 HD | ELECTROCARDIOGRAPH (ECG), INTERPRETIVE | SGM13055337PA | WOODSTOWN - CARDIOLOGY | 66 East Ave |  |  | 01/26/2013 |  | 1/26/20 |  |  | NO | YES |  |  |  |  | GE MEDICAL SYSTEMS 10345900 SGM13055337PA |  |  | Active |  | 00:40:17:6C:96:7C |  | Equipment | 1Y:00-MFG | 07/26/2019 | 07/01/2020 | COOPER AMBULATORY OFF-SITES |  |  | MOVES |  | SUSAN WHITZELL
|  | GE HEALTHCARE | MAC 5500 HD | ELECTROCARDIOGRAPH (ECG), INTERPRETIVE | SCD06425301PA | 3 COOPER-PEDIATRICS | 3 Cooper |  |  | 12/29/2006 |  | 12/29/13 |  |  | NO | YES |  |  |  |  | GE MEDICAL SYSTEMS 10345635 SCD06425301PA |  |  | Active |  | 11:11:11:11:11:11 |  | Equipment | 1Y:00-MFG | 11/01/2019 | 11/01/2020 | COOPER AMBULATORY OFF-SITES |  |  | Suite 200 - Exam 1 |  | MAUREEN OBRIEN
|  | GE HEALTHCARE | MAC 5500 HD | ELECTROCARDIOGRAPH (ECG), INTERPRETIVE | SJ213484327TA | 3 COOPER-PREADMISSION TESTING | 3 Cooper |  |  | 11/07/2013 |  | 11/7/20 |  |  | NO | YES |  |  |  |  | GE MEDICAL SYSTEMS 10345521 SJ213484327TA |  |  | Active |  | 00:40:17:6C:82:97 |  | Equipment | 1Y:00-MFG | 11/01/2019 | 11/01/2020 | COOPER AMBULATORY OFF-SITES |  |  | Phlebotomy Lab |  | Karen Capone
|  | GE HEALTHCARE | MAC 5500 HD | ELECTROCARDIOGRAPH (ECG), INTERPRETIVE | SGM13065357PA | VOORHEES CARDIOLOGY SUITE 102 | 901 Centennial Blvd | Building 1 |  | 01/26/2013 |  | 1/26/20 |  |  | NO | YES |  |  |  |  | GE MEDICAL SYSTEMS 10345350 SGM13065357PA |  |  | Active |  | 11:11:11:11:11:11 |  | Equipment | 1Y:00-MFG | 01/08/2019 | 01/01/2020 | COOPER AMBULATORY OFF-SITES |  |  | EXAM 5 |  | MICHELE MOLINARI
|  | GE HEALTHCARE | MAC 5500 HD | ELECTROCARDIOGRAPH (ECG), INTERPRETIVE | SGM13146093PA | VOORHEES SURGERY CENTER-RADIATION/ONC | 901 Centennial Blvd | Buliding 1 |  | 01/26/2013 |  | 1/26/20 |  |  | NO | YES |  |  |  |  | GE MEDICAL SYSTEMS 10344965 SGM13146093PA |  |  | Active |  | 11:11:11:11:11:11 |  | Equipment | 1Y:00-MFG | 04/23/2019 | 04/01/2020 | COOPER AMBULATORY OFF-SITES |  |  | Voor Lab, Bldg 2, Ste 204 |  | COLLEEN TEGELER
|  | MECTA CORP | SPECTRUM 5000Q | ELECTROCONVULSIVE THERAPY (ECT) |  | PSYCHIATRIC UNIT | Kelemen |  |  | 01/01/1900 |  |  |  |  | NO | YES |  |  |  |  | MECTA CORP 10367486 10968 |  |  | Active |  | 99:99:99:99:99:99 |  | High Risk | 1Y:00-MFG | 07/17/2019 | 07/01/2020 | COOPER UNIVERSITY HOSPITAL |  |  | Kel 6th Fl Special Test Endo 1 |  | CATHERINE MELINIOTIS
|  | MECTA CORP | SPECTRUM 5000Q | ELECTROCONVULSIVE THERAPY (ECT) |  | PSYCHIATRIC UNIT | Kelemen |  |  | 08/15/2014 |  | 8/15/21 |  |  | NO | YES |  |  |  |  | MECTA CORP 10367485 12565 |  |  | Active |  | 99:99:99:99:99:99 |  | High Risk | 1Y:00-MFG | 07/17/2019 | 07/01/2020 | COOPER UNIVERSITY HOSPITAL |  |  | Kel 6th Fl Special Test Endo 1 |  | CATHERINE MELINIOTIS
|  | CADWELL LABORATORIES | SIERRA SUMMIT | ELECTROENCEPHALOGRAPH (EEG) | 19027205AA1215039 | CHERRY HILL PHYSICAL THERAPY | 1101 N Kings Hwy |  |  | 05/27/2016 |  | 5/27/23 |  |  | NO | YES |  |  |  |  | CADWELL LABORATORIES 10480460 19027205AA1215039 |  |  | Active |  | 9E:52:80:19:6A:CC |  | Equipment | 1Y:00-MFG | 05/29/2019 | 05/01/2020 | COOPER AMBULATORY OFF-SITES |  |  | 1935 Route 70 |  | COURTNEY BUDD
|  | CADWELL LABORATORIES | SIERRA SUMMIT | ELECTROENCEPHALOGRAPH (EEG) | 19027203AA0515033 | COOPER BONE & JOINT- GLASSBORO | 221 Victoria Street |  |  | 11/12/2015 |  | 11/12/22 |  |  | NO | YES |  |  |  |  | CADWELL LABORATORIES 10480207 19027203AA0515033 |  |  | Active |  | 98:90:96:C4:6E:DE |  | Equipment | 1Y:00-MFG | 11/01/2019 | 11/01/2020 | COOPER AMBULATORY OFF-SITES |  |  | B113 PROCEDURE ROOM |  | COURTNEY BUDD
|  | CADWELL LABORATORIES | SIERRA SUMMIT | ELECTROENCEPHALOGRAPH (EEG) | 19027203AA0515028 | 3 COOPER-MULTISPECIALTY CENTER | 3 Cooper |  |  | 07/06/2015 |  | 7/6/22 |  |  | NO | YES |  |  |  |  | CADWELL LABORATORIES 10369568 19027203AA0515028 |  |  | Active |  | 10:E7:C6:0A:51:D8 |  | Equipment | 1Y:00-MFG | 11/01/2019 | 11/01/2020 | COOPER AMBULATORY OFF-SITES |  |  | Suite 104 (LIC: BJLYCBYF) |  | MARGIE OUTLER
|  | CADWELL LABORATORIES | SIERRA SUMMIT | ELECTROENCEPHALOGRAPH (EEG) | 19027203AA0515034 | 1101 KINGS HIGHWAY | 1101 N Kings Hwy |  |  | 10/15/2019 |  | 10/15/26 |  |  | NO | YES |  |  |  |  | CADWELL LABORATORIES 10369569 19027203AA0515034 |  |  | Active |  |  |  | Equipment | 1Y:00-MFG | 10/15/2019 | 05/01/2020 | COOPER AMBULATORY OFF-SITES |  |  | EMG AREA | WOT00000003981694 | STEVE LOWE | Service Request | Closed | Kirk Lis | 10/03/2019 | 10/22/2019 | EMG Portable - Needs to be moved to a different location, see notes | RELOCATED UNIT FROM KEL. 5 TO 1101 KINGS HWY | EXP4396565 | Labor | 10/15/2019 | 10/15/2019 | Kirk Lis
|  | CADWELL LABORATORIES | SIERRA SUMMIT | ELECTROENCEPHALOGRAPH (EEG) | 19027203AA0515031 | NEUROLOGY/EEG | Kelemen |  |  | 07/06/2015 |  | 7/6/22 |  |  | NO | YES |  |  |  |  | CADWELL LABORATORIES 10369566 19027203AA0515031 |  |  | Active |  | 12:62:88:F7:EE:3B |  | Equipment | 1Y:00-MFG | 06/14/2019 | 06/01/2020 | COOPER UNIVERSITY HOSPITAL |  |  | EEG (LIC: 7V2NBSQY) |  | Debbie Hughes
|  | CADWELL LABORATORIES | SIERRA SUMMIT | ELECTROENCEPHALOGRAPH (EEG) | 19027203AA0515032 | NEUROLOGY/EEG | Kelemen |  |  | 07/06/2015 |  | 7/6/22 |  |  | NO | YES |  |  |  |  | CADWELL LABORATORIES 10369567 19027203AA0515032 |  |  | Active |  | 6A:23:69:3F:8A:70 |  | Equipment | 1Y:00-MFG | 06/14/2019 | 06/01/2020 | COOPER UNIVERSITY HOSPITAL |  |  | EEG - (LIC: SRSWJTDU) |  | Debbie Hughes
|  | CADWELL LABORATORIES | SIERRA SUMMIT | ELECTROENCEPHALOGRAPH (EEG) | 19027204AA1015033 | BRACE ROAD-CARDIOLOGY | 1935 NJ-70 |  |  | 05/03/2019 |  | 5/3/26 |  |  | NO | YES |  |  |  |  | CADWELL LABORATORIES 30149671 19027204AA1015033 |  |  | Active |  | 98:90:96:C4:15:E2 |  | Equipment | 1Y:00-MFG | 05/03/2019 | 05/03/2019 | COOPER AMBULATORY OFF-SITES |  |  | KINGS HWY. |  | Beth Mook |  |  |  | 05/03/2019 | 05/03/2019 |  |  |  |  | 05/03/2019 | 05/03/2019
|  | CAREFUSION | NICOLET NICVUE | ELECTROENCEPHALOGRAPH (EEG) | TS130105M |  | Kelemen | [7 empty] | NO | YES
|  | NATUS MEDICAL INC. | NICOLET VIKING | ELECTROENCEPHALOGRAPH (EEG) | RW130382M | NEUROLOGY/EEG | Kelemen |  |  | 06/14/2019 |  | 6/14/26 |  |  | NO | YES |  |  |  |  | NATUS MEDICAL INC. 11187675 RW130382M |  |  | Active |  | 00:27:0E:3A:27:F0 |  | Equipment | 1Y:00-MFG | 06/14/2019 | 06/14/2019 | COOPER UNIVERSITY HOSPITAL |  |  | HALLWAY |  | Debbie Hughes |  |  |  | 06/14/2019 | 06/14/2019 |  |  |  |  | 06/14/2019 | 06/14/2019
|  | NATUS MEDICAL INC. | NICOLETONE | ELECTROENCEPHALOGRAPH (EEG) | TS150450M | NEUROLOGY/EEG | Kelemen |  |  | 08/06/2015 |  | 8/6/22 |  |  | NO | YES |  |  |  |  | NATUS MEDICAL INC. 10349256 TS150450M |  |  | Active |  | 00:19:0F:17:98:21 |  | Equipment | 1Y:00-MFG | 06/14/2019 | 06/01/2020 | COOPER UNIVERSITY HOSPITAL |  |  |  |  | Debbie Hughes
|  | NATUS MEDICAL INC. | XLTEK TREX HD | ELECTROENCEPHALOGRAPH (EEG) | 008043N3077 | NEUROLOGY/EEG | Kelemen |  |  | 11/11/2019 |  | 11/11/26 |  |  | NO | YES |  |  |  |  | NATUS MEDICAL INC. 11200135 008043N3077 |  |  | Active |  |  |  | Equipment | PAAR:00-PVAR | 11/11/2019 | 11/11/2019 | COOPER UNIVERSITY HOSPITAL |  |  | PAV 056 | WOT00000004298561 | Debbie Hughes | Performance Verification | Completed | Kirk Lis | 11/11/2019 | 11/11/2019 | Performance Verification for NATUS MEDICAL INC. 11200135 008043N3077 | Initial Install of Performance Verification. Device is ready for patient use. |  |  | 11/11/2019 | 11/11/2019
|  | NATUS MEDICAL INC. | XLTEK TREX HD | ELECTROENCEPHALOGRAPH (EEG) | 008043N3051 | NEUROLOGY/EEG | Kelemen |  |  | 11/11/2019 |  | 11/11/26 |  |  | NO | YES |  |  |  |  | NATUS MEDICAL INC. 11200134 008043N3051 |  |  | Active |  |  |  | Equipment | PAAR:00-PVAR | 11/11/2019 | 11/11/2019 | COOPER UNIVERSITY HOSPITAL |  |  | PAV 056 | WOT00000004298306 | Debbie Hughes | Performance Verification | Completed | Kirk Lis | 11/11/2019 | 11/11/2019 | Performance Verification for NATUS MEDICAL INC. 11200134 008043N3051 | Initial Install of Performance Verification. Device is ready for patient use. |  |  | 11/11/2019 | 11/11/2019
|  | NATUS MEDICAL INC. | XLTEK TREX HD | ELECTROENCEPHALOGRAPH (EEG) | MBR150921-0 | NEUROLOGY/EEG | Kelemen |  |  | 07/22/2019 |  | 7/22/26 |  |  | NO | YES |  |  |  |  | NATUS MEDICAL INC. 30142138 MBR150921-0 |  |  | Active |  | 99:99:99:99:99:99 |  | Equipment | 1Y:00-MFG | 07/22/2019 | 07/22/2019 | COOPER UNIVERSITY HOSPITAL |  |  | 2ND FLOOR KELEMEN |  | Debbie Hughes |  |  |  | 07/22/2019 | 07/22/2019 |  |  |  |  | 07/22/2019 | 07/22/2019
|  | NATUS MEDICAL INC. | XLTEK TREX HD | ELECTROENCEPHALOGRAPH (EEG) | MBR150920-0 | NEUROLOGY/EEG | Kelemen |  |  | 06/14/2019 |  | 6/14/26 |  |  | NO | YES |  |  |  |  | NATUS MEDICAL INC. 30142135 MBR150920-0 |  |  | Active |  | 99:99:99:99:99:99 |  | Equipment | 1Y:00-MFG | 06/14/2019 | 06/14/2019 | COOPER UNIVERSITY HOSPITAL |  |  | 2ND FLOOR KELEMEN |  | Debbie Hughes |  |  |  | 06/14/2019 | 06/14/2019 |  |  |  |  | 06/14/2019 | 06/14/2019
|  | NATUS NEUROLOGY INCORPORATED | NEUROWORKS 9X | ELECTROENCEPHALOGRAPH (EEG) | 7XWP7X2 | NEUROLOGY/EEG | Kelemen |  |  | 10/23/2019 |  | 10/23/26 |  |  | NO | YES |  |  |  |  | NATUS NEUROLOGY INCORPORATED 11200106 7XWP7X2 |  |  | Active |  |  |  | Accessory | 1Y:00-MFG | 10/23/2019 | 10/23/2019 | COOPER UNIVERSITY HOSPITAL |  |  | PAV 056 | WOT00000004086429 | Debbie Hughes | Performance Verification | Completed | Kirk Lis | 10/23/2019 | 10/23/2019 | Performance Verification for NATUS NEUROLOGY INCORPORATED 11200106 7XWP7X2 | Initial Install of Performance Verification. Device is ready for patient use. |  |  | 10/23/2019 | 10/23/2019
|  | NATUS NEUROLOGY INCORPORATED | NEUROWORKS 9X | ELECTROENCEPHALOGRAPH (EEG) | 1MMQ7X2 | NEUROLOGY/EEG | Kelemen |  |  | 10/23/2019 |  | 10/23/26 |  |  | NO | YES |  |  |  |  | NATUS NEUROLOGY INCORPORATED 11200109 1MMQ7X2 |  |  | Active |  |  |  | Accessory | 1Y:00-MFG | 10/23/2019 | 10/23/2019 | COOPER UNIVERSITY HOSPITAL |  |  | KEL 2 | WOT00000004087028 | Debbie Hughes | Performance Verification | Completed | Kirk Lis | 10/23/2019 | 10/23/2019 | Performance Verification for NATUS NEUROLOGY INCORPORATED 11200109 1MMQ7X2 | Initial Install of Performance Verification. Device is ready for patient use. |  |  | 10/23/2019 | 10/23/2019
|  | NATUS NEUROLOGY INCORPORATED | NEUROWORKS 9X | ELECTROENCEPHALOGRAPH (EEG) | GL2S7X2 | NEUROLOGY/EEG | Kelemen |  |  | 10/23/2019 |  | 10/23/26 |  |  | NO | YES |  |  |  |  | NATUS NEUROLOGY INCORPORATED 11200112 GL2S7X2 |  |  | Active |  |  |  | Accessory | 1Y:00-MFG | 10/23/2019 | 10/23/2019 | COOPER UNIVERSITY HOSPITAL |  |  | Performance Verification | WOT00000004087396 | Debbie Hughes | Performance Verification | Completed | Kirk Lis | 10/23/2019 | 10/23/2019 | Performance Verification for NATUS NEUROLOGY INCORPORATED 11200112 GL2S7X2 | Initial Install of Performance Verification. Device is ready for patient use. |  |  | 10/23/2019 | 10/23/2019
|  | NATUS NEUROLOGY INCORPORATED | NEUROWORKS 9X | ELECTROENCEPHALOGRAPH (EEG) | 1MNP7X2 | NEUROLOGY/EEG | Kelemen |  |  | 10/23/2019 |  | 10/23/26 |  |  | NO | YES |  |  |  |  | NATUS NEUROLOGY INCORPORATED 11200111 1MNP7X2 |  |  | Active |  |  |  | Accessory | 1Y:00-MFG | 10/23/2019 | 10/23/2019 | COOPER UNIVERSITY HOSPITAL |  |  | KEL 2 | WOT00000004087255 | Debbie Hughes | Performance Verification | Completed | Kirk Lis | 10/23/2019 | 10/23/2019 | Performance Verification for NATUS NEUROLOGY INCORPORATED 11200111 1MNP7X2 | Initial Install of Performance Verification. Device is ready for patient use. |  |  | 10/23/2019 | 10/23/2019
|  | NATUS NEUROLOGY INCORPORATED | NEUROWORKS 9X | ELECTROENCEPHALOGRAPH (EEG) | GL1V7X2 | CHERRY HILL SPECIALITY HUB | 1935 NJ-70 |  |  | 10/23/2019 |  | 10/23/26 |  |  | NO | YES |  |  |  |  | NATUS NEUROLOGY INCORPORATED 11200110 GL1V7X2 |  |  | Active |  |  |  | Accessory | 1Y:00-MFG | 10/23/2019 | 10/23/2019 | COOPER AMBULATORY OFF-SITES |  |  | 1935 RT.70 | WOT00000004087167 | APRIL DIXON | Performance Verification | Completed | Kirk Lis | 10/23/2019 | 10/23/2019 | Performance Verification for NATUS NEUROLOGY INCORPORATED 11200110 GL1V7X2 | Initial Install of Performance Verification. Device is ready for patient use. |  |  | 10/23/2019 | 10/23/2019
|  | NATUS NEUROLOGY INCORPORATED | NEUROWORKS 9X | ELECTROENCEPHALOGRAPH (EEG) | 7XVQ7X2 | NEUROLOGY/EEG | Kelemen |  |  | 10/23/2019 |  | 10/23/26 |  |  | NO | YES |  |  |  |  | NATUS NEUROLOGY INCORPORATED 11200104 7XVQ7X2 |  |  | Active |  |  |  | Accessory | 1Y:00-MFG | 10/23/2019 | 10/23/2019 | COOPER UNIVERSITY HOSPITAL |  |  | Performance Verification | WOT00000004086261 | Debbie Hughes | Performance Verification | Completed | Kirk Lis | 10/23/2019 | 10/23/2019 | Performance Verification for NATUS NEUROLOGY INCORPORATED 11200104 7XVQ7X2 | Initial Install of Performance Verification. Device is ready for patient use. |  |  | 10/23/2019 | 10/23/2019
|  | NATUS NEUROLOGY INCORPORATED | NEUROWORKS 9X | ELECTROENCEPHALOGRAPH (EEG) | 7XWM7X2 | NEUROLOGY/EEG | Kelemen |  |  | 10/23/2019 |  | 10/23/26 |  |  | NO | YES |  |  |  |  | NATUS NEUROLOGY INCORPORATED 11200105 7XWM7X2 |  |  | Active |  |  |  | Accessory | 1Y:00-MFG | 10/23/2019 | 10/23/2019 | COOPER UNIVERSITY HOSPITAL |  |  | PAV 056 | WOT00000004086326 | Debbie Hughes | Performance Verification | Completed | Kirk Lis | 10/23/2019 | 10/23/2019 | Performance Verification for NATUS NEUROLOGY INCORPORATED 11200105 7XWM7X2 | Initial Install of Performance Verification. Device is ready for patient use. |  |  | 10/23/2019 | 10/23/2019
|  | NATUS NEUROLOGY INCORPORATED | NEUROWORKS 9X | ELECTROENCEPHALOGRAPH (EEG) | GL2V7X2 | NEUROLOGY/EEG | Kelemen |  |  | 10/23/2019 |  | 10/23/26 |  |  | NO | YES |  |  |  |  | NATUS NEUROLOGY INCORPORATED 11200108 GL2V7X2 |  |  | Active |  |  |  | Accessory | 1Y:00-MFG | 10/23/2019 | 10/23/2019 | COOPER UNIVERSITY HOSPITAL |  |  | KEL 2 | WOT00000004086573 | Debbie Hughes | Performance Verification | Completed | Kirk Lis | 10/23/2019 | 10/23/2019 | Performance Verification for NATUS NEUROLOGY INCORPORATED 11200108 GL2V7X2 | Initial Install of Performance Verification. Device is ready for patient use. |  |  | 10/23/2019 | 10/23/2019
|  | NATUS NEUROLOGY INCORPORATED | NEUROWORKS 9X | ELECTROENCEPHALOGRAPH (EEG) | 8CRTDW2 | NEUROLOGY/EEG | Kelemen |  |  | 10/23/2019 |  | 10/23/26 |  |  | NO | YES |  |  |  |  | NATUS NEUROLOGY INCORPORATED 11200107 8CRTDW2 |  |  | Active |  |  |  | Accessory | 1Y:00-MFG | 10/23/2019 | 10/23/2019 | COOPER UNIVERSITY HOSPITAL |  |  | KEL 2 | WOT00000004086490 | Debbie Hughes | Performance Verification | Completed | Kirk Lis | 10/23/2019 | 10/23/2019 | Performance Verification for NATUS NEUROLOGY INCORPORATED 11200107 8CRTDW2 | Initial Install of Performance Verification. Device is ready for patient use. |  |  | 10/23/2019 | 10/23/2019
|  | NATUS NEUROLOGY INCORPORATED | NEUROWORKS 9X | ELECTROENCEPHALOGRAPH (EEG) | GL4Y7X2 | NEUROLOGY/EEG | Kelemen |  |  | 10/23/2019 |  | 10/23/26 |  |  | NO | YES |  |  |  |  | NATUS NEUROLOGY INCORPORATED 11200103 GL4Y7X2 |  |  | Active |  |  |  | Accessory | 1Y:00-MFG | 10/23/2019 | 10/23/2019 | COOPER UNIVERSITY HOSPITAL |  |  | KEL 2 | WOT00000004086190 | Debbie Hughes | Performance Verification | Completed | Kirk Lis | 10/23/2019 | 10/23/2019 | Performance Verification for NATUS NEUROLOGY INCORPORATED 11200104 GL4Y7X2 | Initial Install of Performance Verification. Device is ready for patient use. |  |  | 10/23/2019 | 10/23/2019
|  | NATUS NEUROLOGY INCORPORATED | NEUROWORKS 9X | ELECTROENCEPHALOGRAPH (EEG) | 1MNN7X2 | NEUROLOGY/EEG | Kelemen |  |  | 10/23/2019 |  | 10/23/26 |  |  | NO | YES |  |  |  |  | NATUS NEUROLOGY INCORPORATED 11200102 1MNN7X2 |  |  | Active |  |  |  | Accessory | 1Y:00-MFG | 10/23/2019 | 10/23/2019 | COOPER UNIVERSITY HOSPITAL |  |  | KEL. 2 | WOT00000004086096 | Debbie Hughes | Performance Verification | Completed | Kirk Lis | 10/23/2019 | 10/23/2019 | Performance Verification for NATUS NEUROLOGY INCORPORATED 11200102 1MNN7X2 | Initial Install of Performance Verification. Device is ready for patient use. |  |  | 10/23/2019 | 10/23/2019
|  | CAREFUSION | NICOLET NICVUE | ELECTROENCHEPHELOGRAM (EEG) | RA110369M | NEUROLOGY/EEG | Kelemen |  |  | 04/13/2011 |  | 4/13/18 |  |  | NO | YES |  |  |  |  | CAREFUSION 10368663 RA110369M |  |  | Active |  | 00:19:0F:07:3D:86 |  | Equipment | PAAR:00-PVAR | 11/02/2019 |  | COOPER UNIVERSITY HOSPITAL |  |  | PAV 056 |  | Debbie Hughes
|  | EXCEL TECHNOLOGY, INC | NEUROMAX 1002 | ELECTROMYOGRAPH (EMG) | 104340322A2 | CHERRY HILL PHYSICAL THERAPY | 1101 N Kings Hwy |  |  | 12/11/2009 |  |  |  |  | NO | YES |  |  |  |  | EXCEL TECHNOLOGY, INC 10366091 104340322A2 |  |  | Active |  | CD:10:10:CE:D0:00 |  | Equipment | 1Y:00-MFG | 05/10/2019 | 05/01/2020 | COOPER AMBULATORY OFF-SITES |  |  | EXAM 2 |  | COURTNEY BUDD
|  | LIFE FITNESS | CLASSIC SERIES | ELLIPTICAL | CLU108169 | CHERRY HILL PHYSICAL THERAPY | 1935 NJ-70 |  |  | 10/21/2009 |  | 10/21/19 |  |  | NO | YES |  |  |  |  | LIFE FITNESS 10346125 CLU108169 |  |  | Active |  | 99:99:99:99:99:99 |  | Equipment | PAAR:00-PVAR | 11/02/2019 |  | COOPER AMBULATORY OFF-SITES |  |  | PT - Cherry Hill |  | COURTNEY BUDD
|  | LIFE FITNESS | CLASSIC SERIES | ELLIPTICAL | CLX116084 | VOORHEES ORTHOPEDICS | 901 Centennial Blvd | Building 1 |  | 10/30/2009 |  | 10/30/19 |  |  | NO | YES |  |  |  |  | LIFE FITNESS 10345001 CLX116084 |  |  | Active |  | 99:99:99:99:99:99 |  | Equipment | PAAR:00-PVAR | 11/02/2019 |  | COOPER AMBULATORY OFF-SITES |  |  | ORTHO PHYSICAL THERAPY |  | CAROL STRANTON
|  | PRECOR, INC. | EFX883 | ELLIPTICAL | AEXXB17160008 | PHYSICAL THERAPY DEPARTMENT | 221 Victoria Street |  |  | 10/31/2019 |  | 10/31/29 |  |  | NO | YES |  |  |  |  | PRECOR, INC. 11221929 AEXXB17160008 |  |  | Active |  |  |  | Equipment | PAAR:00-PVAR | 10/31/2019 | 10/31/2019 | COOPER AMBULATORY OFF-SITES |  |  | Glassboro | WOT00000002753808 | COURTNEY BUDD | Performance Verification | Closed | Josh Harris | 10/31/2019 | 10/31/2019 | CEID Record Completion for PRECOR, INC. 11221929 AEXXB17160008 | Inventoried new unit. | EXP3064879 | Labor | 10/31/2019 | 10/31/2019 | Josh Harris
|  | SPORTS ART | 805P | ELLIPTICAL |  | CHERRY HILL PHYSICAL THERAPY | 1935 NJ-70 |  |  | 03/15/2005 |  | 3/15/15 |  |  | NO | YES |  |  |  |  | SPORTS ART 10346126 91239 |  |  | Active |  | 99:99:99:99:99:99 |  | Equipment | PAAR:00-PVAR | 11/02/2019 |  | COOPER AMBULATORY OFF-SITES |  |  | PT - Cherry Hill |  | COURTNEY BUDD
|  | STORZ | ENDOFLATOR 50 UI500 | ENDOFLATOR | WS1598 | OPERATING ROOM - PAVILION | Pavilion |  |  | 12/06/2017 |  | 12/6/22 |  |  | NO | YES |  |  |  |  | STORZ 10725725 WS1598 |  |  | Active |  | 99:99:99:99:99:99 |  | Alarm | 1Y:00-MFG | 02/15/2019 | 02/01/2020 | COOPER UNIVERSITY HOSPITAL |  |  | Pav Anes Store Rm | 0012586493 | DOMINIC VENDETTA | Performance Verification | Closed | Josh Harris | 12/27/2017 | 12/27/2017 | INCOMING INVENTORY | DEVICE INVENTORIED | 3689D5C2-9079-4730-87BA-B6491914C51E | Labor | 12/27/2017 | 12/27/2017 | Josh Harris
|  | STORZ | ENDOFLATOR 50 UI500 | ENDOFLATOR | WS1567 | OPERATING ROOM - PAVILION | Pavilion |  |  | 12/06/2017 |  | 12/6/22 |  |  | NO | YES |  |  |  |  | STORZ 10725717 WS1567 |  |  | Active |  | 99:99:99:99:99:99 |  | Alarm | 1Y:00-MFG | 02/11/2019 | 02/01/2020 | COOPER UNIVERSITY HOSPITAL |  |  | P11 | 0012647431 | DOMINIC VENDETTA | Performance Verification | Closed | Josh Harris | 01/11/2018 | 01/11/2018 | INCOMING INVENTORY | DEVICE INVENTORIED | D2319785-3F66-4117-940E-2C9897761D96 | Labor | 01/11/2018 | 01/11/2018 | Josh Harris
|  | CYBEX | FITRON | ERGOMETER, ISOKINETIC | 1680M247803 | CHERRY HILL PHYSICAL THERAPY | 1101 N Kings Hwy |  |  | 01/01/1900 |  |  |  |  | NO | YES |  |  |  |  | CYBEX 10366075 1680M247803 |  |  | Active |  | 99:99:99:99:99:99 |  | Equipment | PAAR:00-PVAR | 11/02/2019 |  | COOPER AMBULATORY OFF-SITES |  |  | EXERCISE ROOM |  | COURTNEY BUDD
|  | STAMINA PRODUCTS INC. | 15-4655 | ERGOMETER, LOWER BODY |  | CHERRY HILL PHYSICAL THERAPY | 1101 N Kings Hwy |  |  | 01/01/2001 |  | 1/1/11 |  |  | NO | YES |  |  |  |  | STAMINA PRODUCTS INC. 10366085 1056957 |  |  | Active |  | 99:99:99:99:99:99 |  | Equipment | PAAR:00-PVAR | 11/02/2019 |  | COOPER AMBULATORY OFF-SITES |  |  | EXERCISE ROOM |  | COURTNEY BUDD
|  | BIODEX MEDICAL SYSTEMS | 945-130 | ERGOMETER, UPPER BODY | V9402197 | CHERRY HILL PHYSICAL THERAPY | 1101 N Kings Hwy |  |  | 01/01/1900 |  |  |  |  | NO | YES |  |  |  |  | BIODEX MEDICAL SYSTEMS 10366076 V9402197 |  |  | Active |  | 99:99:99:99:99:99 |  | Equipment | PAAR:00-PVAR | 11/02/2019 |  | COOPER AMBULATORY OFF-SITES |  |  | EXERCISE ROOM |  | COURTNEY BUDD
|  | BIODEX MEDICAL SYSTEMS | 950-130 | ERGOMETER, UPPER BODY | U020080126 | CHERRY HILL PHYSICAL THERAPY | 1935 NJ-70 |  |  | 01/01/1900 |  |  |  |  | NO | YES |  |  |  |  | BIODEX MEDICAL SYSTEMS 10346123 U020080126 |  |  | Active |  | 99:99:99:99:99:99 |  | Equipment | PAAR:00-PVAR | 11/02/2019 |  | COOPER AMBULATORY OFF-SITES |  |  | PT - Cherry Hill |  | COURTNEY BUDD
|  | BIODEX MEDICAL SYSTEMS | 950-148 | ERGOMETER, UPPER BODY |  | VOORHEES ORTHOPEDICS | 900 Centennial Blvd | 2 New Suite |  | 11/01/2019 |  | 11/1/29 |  |  | NO | YES |  |  |  |  | BIODEX MEDICAL SYSTEMS 210337330 0912024 |  |  | Active |  | 99:99:99:99:99:99 |  | Equipment | PAAR:00-PVAR | 11/01/2019 | 11/01/2019 | COOPER AMBULATORY OFF-SITES |  |  | ORTHO PHYSICAL THERAPY |  | CAROL STRANTON |  |  |  | 11/01/2019 | 11/01/2019 |  |  |  |  | 11/01/2019 | 11/01/2019
|  | MONARK AMERICA |  | ERGOMETER, UPPER BODY |  | PHYSICAL THERAPY | Kelemen |  |  | 01/01/1900 |  |  |  |  | NO | YES |  |  |  |  | MONARK AMERICA 10367455 Not Known |  |  | Active |  | 99:99:99:99:99:99 |  | Equipment | PAAR:00-PVAR | 11/02/2019 |  | COOPER UNIVERSITY HOSPITAL |  |  | PEDS PHYSICAL THERAPY | WOT00000002200079 | JOSEPHINE HONG | Disposition | Closed | Kirk Lis | 02/14/2019 | 05/15/2019 | Bulk Disposition CNL
|  | SCIFIT | PRO 1 | ERGOMETER, UPPER BODY | 610-014439 | PHYSICAL THERAPY DEPARTMENT | 221 Victoria Street |  |  | 10/31/2019 |  | 10/31/29 |  |  | NO | YES |  |  |  |  | SCIFIT 11221931 610-014439 |  |  | Active |  |  |  | Equipment | PAAR:00-PVAR | 10/31/2019 | 10/31/2019 | COOPER AMBULATORY OFF-SITES |  |  | Glassboro | WOT00000002753894 | COURTNEY BUDD | Performance Verification | Closed | Josh Harris | 10/31/2019 | 10/31/2019 | Performance Verification for SCIFIT 11221931 610-014439 | Initial Install of Performance Verification. Device is ready for patient use. |  |  | 10/31/2019 | 10/31/2019
|  | SCIFIT | PRO 1000 | ERGOMETER, UPPER BODY |  | VOORHEES ORTHOPEDICS | 901 Centennial Blvd | Building 1 |  | 11/02/2019 |  | 11/2/29 |  |  | NO | YES |  |  |  |  | SCIFIT 210337332 630006557 |  |  | Active |  | 99:99:99:99:99:99 |  | Equipment | PAAR:00-PVAR | 11/02/2019 | 11/02/2019 | COOPER AMBULATORY OFF-SITES |  |  | ORTHO PHYSICAL THERAPY |  | CAROL STRANTON |  |  |  | 11/02/2019 | 11/02/2019 |  |  |  |  | 11/02/2019 | 11/02/2019
|  | SCIFIT | PRO II | ERGOMETER, UPPER BODY |  | CHERRY HILL PHYSICAL THERAPY | 1101 N Kings Hwy |  |  | 01/01/2000 |  | 1/1/10 |  |  | NO | YES |  |  |  |  | SCIFIT 10366074 641477 |  |  | Active |  | 99:99:99:99:99:99 |  | Equipment | PAAR:00-PVAR | 11/02/2019 |  | COOPER AMBULATORY OFF-SITES |  |  | EXERCISE ROOM |  | COURTNEY BUDD
TE40265N |  | VISION SCIENCES | TNE-5000 | ESOPHAGOSCOPE, FLEXIBLE | TE40265N |  | 6200 Main St | [7 empty] | NO | YES
|  | QUANTA TECHNOLOGIES | QUANTA VAC | EVACUATOR, SURGICAL SMOKE |  | OPERATING ROOM - PAVILION | Pavilion |  |  | 02/07/2013 |  | 2/7/23 |  |  | NO | YES |  |  |  |  | QUANTA TECHNOLOGIES 10346662 800101 |  |  | Active |  | 99:99:99:99:99:99 |  | Equipment | 1Y:00-MFG | 02/23/2019 | 02/01/2020 | COOPER UNIVERSITY HOSPITAL |  |  | Pav OR STORAGE AREA |  | DOMINIC VENDETTA
|  | SHARPLAN LASERS, INC. | XPLUME | EVACUATOR, SURGICAL SMOKE | XP3139R | MARLTON-DERMATOLOGY | 10000 Sagemore Dr - Marlton |  |  | 01/01/1900 |  |  |  |  | NO | YES |  |  |  |  | SHARPLAN LASERS, INC. 10366105 XP3139R |  |  | Active |  | 99:99:99:99:99:99 |  | Equipment | 1Y:00-MFG | 05/31/2019 | 05/01/2020 | COOPER AMBULATORY OFF-SITES |  |  | ROOM 2 |  | MICHELE CANALE
|  | STACKHOUSE, INC. | AIRSAFE ES-2000 | EVACUATOR, SURGICAL SMOKE | E7058 | VOORHEES SURGERY CENTER-OPERATING ROOM | 900 Centennial Blvd | Suite E |  | 01/01/1900 |  |  |  |  | NO | YES |  |  |  |  | STACKHOUSE, INC. 10347215 E7058 |  |  | Active |  | 99:99:99:99:99:99 |  | Equipment | 1Y:00-MFG | 04/18/2019 | 04/01/2020 | COOPER AMBULATORY OFF-SITES |  |  | VOORHEES-OR |  | JENNIFER BOMBARO
|  | STACKHOUSE, INC. | AIRSAFE ES-2000 | EVACUATOR, SURGICAL SMOKE | E7054 | VOORHEES SURGERY CENTER-OPERATING ROOM | 900 Centennial Blvd | Suite E |  | 01/01/1900 |  |  |  |  | NO | YES |  |  |  |  | STACKHOUSE, INC. 10347213 E7054 |  |  | Active |  | 99:99:99:99:99:99 |  | Equipment | 1Y:00-MFG | 04/18/2019 | 04/01/2020 | COOPER AMBULATORY OFF-SITES |  |  | VOORHEES-OR |  | JENNIFER BOMBARO
|  | SURGIMEDICS, INC. | SURGIFRESH MINI TURBO | EVACUATOR, SURGICAL SMOKE |  | 6017 MAIN ST-PLASTICS | 6200 Main st |  |  | 01/01/1900 |  |  |  |  | NO | YES |  |  |  |  | SURGIMEDICS, INC. 10345760 0512114 |  |  | Disposition |  |  |  | Equipment | 1Y:00-MFG | 07/17/2015 | 10/01/2020 | COOPER AMBULATORY OFF-SITES |  |  | ORAL SIDE PROC A |  | ANNE MAIER
|  | UNIVERSAL GYM EQUIPMENT I | POWER-PAK | EXERCISE DEVICE | 79130-072504-007 | CHERRY HILL PHYSICAL THERAPY | 1935 NJ-70 |  |  | 01/01/1900 |  |  |  |  | NO | YES |  |  |  |  | UNIVERSAL GYM EQUIPMENT I 10346129 79130-072504-007 |  |  | Active |  | 99:99:99:99:99:99 |  | Equipment | PAAR:00-PVAR | 11/02/2019 |  | COOPER AMBULATORY OFF-SITES |  |  | PT - Cherry Hill |  | COURTNEY BUDD
|  | EFI SPORTS MEDICINE | TOTAL GYM 26000 | EXERCISER |  | CHERRY HILL PHYSICAL THERAPY | 1101 N Kings Hwy |  |  | 01/01/1900 |  |  |  |  | NO | YES |  |  |  |  | EFI SPORTS MEDICINE 10366087 05771 |  |  | Active |  | 99:99:99:99:99:99 |  | Equipment | PAAR:00-PVAR | 11/01/2019 |  | COOPER AMBULATORY OFF-SITES |  |  | EXERCISE ROOM |  | COURTNEY BUDD
|  | SPORTS ART | 807P | EXERCISER, ELLIPTICAL |  |  | 1935 NJ-70 | [7 empty] | NO | YES
|  | QUANTUM FITNESS CORP. | I SERIES | EXERCISER, HIP |  | VOORHEES ORTHOPEDICS | 900 Centennial Blvd | 2 New Suite |  | 08/18/2015 |  |  |  |  | NO | YES |  |  |  |  | QUANTUM FITNESS CORP. 10349267 32093 |  |  | Active |  | 99:99:99:99:99:99 |  | Equipment | PAAR:00-PVAR | 10/31/2019 |  | COOPER AMBULATORY OFF-SITES |  |  | ortho pt building #2 |  | CAROL STRANTON
|  | OLYMPUS AMERICA, INC. | LF-2 | FIBERSCOPE |  | VOORHEES SURGERY CENTER-OPERATING ROOM | 900 Centennial Blvd | Suite E |  | 10/31/2019 |  | 10/31/22 |  |  | NO | YES |  |  |  |  | OLYMPUS AMERICA, INC. 2825487 2825487 |  |  | Active |  | 99:99:99:99:99:99 |  | Equipment | PAAR:00-PVAR | 10/31/2019 | 10/31/2019 | COOPER AMBULATORY OFF-SITES |  |  | SUITE E |  | JENNIFER BOMBARO |  |  |  | 10/31/2019 | 10/31/2019 |  |  |  |  | 10/31/2019 | 10/31/2019
|  | BECTON DICKINSON BIOSCIENCES | FACSCANTO II | FLOW CYTOMETER | V33896002242 | COOPER CENTER FOR SPECIAL DIAGNOSTICS | 401 Haddon Ave |  |  | 09/01/2014 |  | 9/1/19 |  |  | NO | YES |  |  |  |  | BECTON DICKINSON BIOSCIENCES 10365672 V33896002242 |  |  | Active |  | 99:99:99:99:99:99 |  | Equipment | 6M:00-MFG | 06/07/2019 | 12/01/2019 | COOPER AMBULATORY OFF-SITES |  |  | E+R - Main Lab |  | DR. BARNOWSKY
|  | CYTOMEDIX INC | ANGEL | FLOW CYTOMETER | GB0918 | VOORHEES ORTHOPEDICS | 901 Centennial Blvd | Building 1 |  | 11/13/2013 |  |  |  |  | NO | YES |  |  |  |  | CYTOMEDIX INC 10356913 GB0918 |  |  | Active |  | 99:99:99:99:99:99 | [5 empty] | COOPER AMBULATORY OFF-SITES |  |  | ORTHO RM 1023
|  | PORTER INSTRUMENT CO | MXR 3000 | FLOWMETER |  | BUNKER HILL-ORAL SURGERY | 2 Plaza Dr |  |  | 01/01/1900 |  |  |  |  | NO | YES |  |  |  |  | PORTER INSTRUMENT CO 10366940 27409 |  |  | Active |  | 99:99:99:99:99:99 |  | Equipment | PAAR:00-PVAR | 11/01/2019 |  | COOPER AMBULATORY OFF-SITES |  |  | exam 4 |  | BARBARA DIPINTO
|  | PORTER INSTRUMENT CO | MXR 3000 | FLOWMETER |  | BUNKER HILL-ORAL SURGERY | 2 Plaza Dr |  |  | 01/01/1900 |  |  |  |  | NO | YES |  |  |  |  | PORTER INSTRUMENT CO 10366933 28152 |  |  | Active |  | 99:99:99:99:99:99 |  | Equipment | PAAR:00-PVAR | 11/02/2019 |  | COOPER AMBULATORY OFF-SITES |  |  | exam 3 |  | BARBARA DIPINTO
|  | PORTER INSTRUMENT CO | MXR 3000 | FLOWMETER | 300S-5090 | 6017 MAIN ST-PLASTICS | 6200 Main st |  |  | 01/01/1900 |  |  |  |  | NO | YES |  |  |  |  | PORTER INSTRUMENT CO 10345772 300S-5090 |  |  | Active |  | 99:99:99:99:99:99 |  | Equipment | PAAR:00-PVAR | 11/02/2019 |  | COOPER AMBULATORY OFF-SITES |  |  | ORAL SIDE PROC B | WOT00000003784138 | ANNE MAIER | Repair | Closed | Kirk Lis | 09/24/2019 | 09/26/2019 | the bag has a hole in it | CONFERRED WITH NURSE MANAGER ON ISSUE. IT IS A END USER REPLACEMENT PART. SHE IS ORDERING PART AND WILL PLACE ON UNIT UPON ARRIVAL. EQUIPMENT IS OPERATING CORRECTLY FROM A BIOMED STAND POINT. | EXP4131274 | Labor | 09/25/2019 | 09/25/2019 | Kirk Lis
|  | PORTER INSTRUMENT CO | MXR 3000 | FLOWMETER | 300S-5089 | 6017 MAIN ST-PLASTICS | 6200 Main st |  |  | 01/01/1900 |  |  |  |  | NO | YES |  |  |  |  | PORTER INSTRUMENT CO 10345756 300S-5089 |  |  | Active |  | 99:99:99:99:99:99 |  | Equipment | PAAR:00-PVAR | 11/02/2019 |  | COOPER AMBULATORY OFF-SITES |  |  | ORAL SIDE PROC A |  | ANNE MAIER
|  | MEDIVATORS | SCOPE BUDDY | FLUSHING AID, ENDOSCOPE | SB885312-07 | BRACHFIELD MEDICAL ASSOCIATES-MEDICINE | 218 Sunset Rd |  |  | 03/21/2018 |  | 3/21/25 |  |  | NO | YES |  |  |  |  | MEDIVATORS 10732252 SB885312-07 |  |  | Active |  | 99:99:99:99:99:99 |  | Equipment | PAAR:00-PVAR | 10/31/2019 |  | COOPER AMBULATORY OFF-SITES |  |  |  | WOT00000000656672 | CATHY CRAWFORD | Performance Verification | Closed | Kirk Lis | 03/14/2018 | 06/05/2019 | Performance Verification for MEDIVATORS 10732252 SB885312-07 | Initial Install of Performance Verification. Device is ready for patient use.
|  | MEDIVATORS | SCOPE BUDDY | FLUSHING AID, ENDOSCOPE | Sb898299-98 | VOORHEES SURGERY CENTER-SURGERY DEPT | 6015 Main St |  |  | 04/06/2018 |  | 4/6/25 |  |  | NO | YES |  |  |  |  | MEDIVATORS 10725172 Sb898299-98 |  |  | Active |  | 99:99:99:99:99:99 |  | Equipment | PAAR:00-PVAR | 10/31/2019 |  | COOPER AMBULATORY OFF-SITES |  |  | 6015 MAIN ST. | WOT00000000770941 | Theresa Megali | Performance Verification | Closed | Kirk Lis | 04/06/2018 | 06/05/2019 | Performance Verification for MEDIVATORS 10725172 Sb898299-98 | Initial Install of Performance Verification. Device is ready for patient use.
|  | MEDIVATORS | SCOPE BUDDY | FLUSHING AID, ENDOSCOPE |  | SPECIAL TEST | Kelemen |  |  | 11/02/2019 |  | 11/2/26 |  |  | NO | YES |  |  |  |  | MINNTECH CORPORATION 30225155 204557 |  |  | Active |  | 99:99:99:99:99:99 |  | Equipment | PAAR:00-PVAR | 11/02/2019 | 11/02/2019 | COOPER UNIVERSITY HOSPITAL |  |  | ST - Decontamination | WOT00000000513067 | AMY HANNAN | Disposition | Closed | Stephen Zubrzycki | 11/02/2019 | 11/02/2019 | Bulk Disposition CNL |  |  |  | 11/02/2019 | 11/02/2019
|  | MEDIVATORS | SCOPE BUDDY | FLUSHING AID, ENDOSCOPE | SB73924395 | COOPER CANCER CENTER-MULTIDISCIPLINARY CLINIC | MD Anderson Cancer Center |  |  | 11/29/2013 |  | 11/29/20 |  |  | NO | YES |  |  |  |  | MEDIVATORS 10355353 SB73924395 |  |  | Active |  | 99:99:99:99:99:99 |  | Equipment | PAAR:00-PVAR | 11/02/2019 |  | COOPER AMBULATORY OFF-SITES |  |  | MULTI DISC - C2051 | 0012744708 | ROXANNE BERGER | Repair | Closed | Stephen Zubrzycki | 01/31/2018 | 02/08/2018 | ENDOSCOPE - FLUID INLET IS BROKEN - CANCER CENTER LAB | 1/31/2018 4:25:04 PM SJZUBRZYCKI Consultation. Customer provided ordering information on piece that broke. They said had part number kn it. Currently offsite 2/8/2018 2:11:49 PM SJZUBRZYCKI (SJZUBRZYCKI 2/8/2018 12:00 AM) REPLACED WATER INLET CONNECTOR AND VPO | 75BDC250-39A4-4DDC-A697-5125DF17A973 | Parts | 01/01/1900 | 01/01/1900 | Stephen Zubrzycki
|  | MEDIVATORS | SCOPE BUDDY | FLUSHING AID, ENDOSCOPE | SB720157-63 | SPECIAL TEST | Kelemen |  |  | 11/01/2019 |  | 11/1/26 |  |  | NO | YES |  |  |  |  | MEDIVATORS 30144428 SB720157-63 |  |  | Active |  | 99:99:99:99:99:99 |  | Equipment | PAAR:00-PVAR | 11/01/2019 | 11/01/2019 | COOPER UNIVERSITY HOSPITAL |  |  | kelemen 6 |  | AMY HANNAN |  |  |  | 11/01/2019 | 11/01/2019 |  |  |  |  | 11/01/2019 | 11/01/2019
|  | MEDIVATORS | SCOPE BUDDY | FLUSHING AID, ENDOSCOPE |  | VOORHEES SURGERY CENTER-OPERATING ROOM | 900 Centennial Blvd | Suite E |  | 06/03/2010 |  | 6/3/17 |  |  | NO | YES |  |  |  |  | MEDIVATORS 10346042 203442 |  |  | Active |  | 99:99:99:99:99:99 |  | Equipment | PAAR:00-PVAR | 11/02/2019 |  | COOPER AMBULATORY OFF-SITES |  |  | Procedure Rm Scope Processing |  | JENNIFER BOMBARO
|  | COVARIS | M220 | FOCUSED ULTRASONICATOR |  | COOPER CENTER FOR SPECIAL DIAGNOSTICS | 401 Haddon Ave |  |  | 12/13/2017 |  | 12/13/24 |  |  | NO | YES |  |  |  |  | COVARIS 10769640 004800 |  |  | Active |  | 99:99:99:99:99:99 |  | Equipment | 1Y:00-MFG | 06/18/2019 | 06/01/2020 | COOPER AMBULATORY OFF-SITES |  |  |  | 0012589673 | DR. BARNOWSKY | Performance Verification | Closed | Josh Harris | 12/28/2017 | 12/28/2017 | INCOMING INVENTORY | DEVICE INVENTORIED | 3FE2A3B3-4142-4A6A-8FEE-47A05650183A | Labor | 12/28/2017 | 12/28/2017 | Josh Harris
|  | THERMO SCIENTIFIC | UFP3030A19 | FREEZER, LABORATORY | T09T404188TT | COOPER CENTER FOR SPECIAL DIAGNOSTICS | 401 Haddon Ave |  |  | 09/19/2008 |  | 9/19/18 |  |  | NO | YES |  |  |  |  | THERMO SCIENTIFIC 10365692 T09T404188TT |  |  | Active |  | 99:99:99:99:99:99 |  | Equipment | 1Y:00-MFG | 06/14/2019 | 06/01/2020 | COOPER AMBULATORY OFF-SITES |  |  | E+R - Main Lab |  | DR. BARNOWSKY
|  | THERMO SCIENTIFIC | UFP3030A19 | FREEZER, LABORATORY | T09T-404188-TT | COOPER CENTER FOR SPECIAL DIAGNOSTICS | 401 Haddon Ave |  |  | 09/19/2008 |  | 9/19/18 |  |  | NO | YES |  |  |  |  | THERMO SCIENTIFIC 10365691 T09T-404188-TT |  |  | Active |  | 99:99:99:99:99:99 |  | Equipment | 1Y:00-MFG | 06/14/2019 | 06/01/2020 | COOPER AMBULATORY OFF-SITES |  |  | E+R - Main Lab |  | DR. BARNOWSKY
|  | THERMO ELECTRON CORPORATION |  | FREEZER, LABORATORY, ULTRA LOW | 811807-344 | LAB HISTOLOGY | 401 Haddon Ave |  |  | 10/04/2006 |  | 10/4/16 |  |  | NO | YES |  |  |  |  | THERMO ELECTRON CORPORATION 10367998 811807-344 |  |  | Disposition |  | 99:99:99:99:99:99 |  | Alarm | 1Y:00-MFG | 09/28/2018 | 09/01/2020 | COOPER UNIVERSITY HOSPITAL |  |  | HISTOLOGY |  | DALE MORRONE
|  | THERMO FISHER SCIENTIFIC | EXF32086A | FREEZER, LABORATORY, ULTRA LOW |  |  | Pavilion | Basement | [6 empty] | NO | YES
|  | THERMO FISHER SCIENTIFIC | FORMA 88-300A | FREEZER, LABORATORY, ULTRA LOW |  | OPERATING ROOM - PAVILION | Pavilion |  |  | 01/17/2017 |  | 1/17/27 |  |  | NO | YES |  |  |  |  | THERMO FISHER SCIENTIFIC 10769297 0148996301160818 |  |  | Active |  | 99:99:99:99:99:99 |  | Equipment | 1Y:00-MFG | 02/15/2019 | 02/01/2020 | COOPER UNIVERSITY HOSPITAL |  |  | 3rd Fl Pav Core | 0011488288 | DOMINIC VENDETTA | Performance Verification | Closed | Bonnie Aichroth | 04/17/2017 | 04/17/2017 | INCOMING INVENTORY | DEVICE INVENTORIED | 3181C063-1A14-4DE0-BF7D-79C6519BC572 | Labor | 04/17/2017 | 04/17/2017 | Bonnie Aichroth
|  | THERMO FISHER SCIENTIFIC | LF3030A20 | FREEZER, LABORATORY, ULTRA LOW |  | LAB HEMATOLOGY | Pavilion | Basement |  | 12/06/2010 |  | 12/6/20 |  |  | NO | YES |  |  |  |  | THERMO FISHER SCIENTIFIC 10367700 0117711401110112 |  |  | Active |  | 99:99:99:99:99:99 |  | Equipment | 1Y:00-MFG | 09/13/2019 | 09/01/2020 | COOPER UNIVERSITY HOSPITAL |  |  | HEMATOLOGY |  | DALE MORRONE
|  | THERMO SCIENTIFIC |  | FREEZER, LABORATORY, ULTRA LOW | 813239-168 | LAB MICROBIOLOGY | Pavilion | Basement | retired per gene 1/29/20 | 01/07/2008 |  | 1/7/18 |  |  | NO | YES |  |  |  |  | THERMO SCIENTIFIC 10369087 813239-168 |  |  | Active |  | 99:99:99:99:99:99 |  | Alarm | 3M:00-MFG | 10/20/2019 | 01/01/2020 | COOPER UNIVERSITY HOSPITAL |  |  | VPO |  | COURTNEY BARRY
|  | THERMO SCIENTIFIC | FORMA 903 | FREEZER, LABORATORY, ULTRA LOW | 841328-459 | OR - KELEMEN 3 | Kelemen |  |  | 01/01/1900 |  |  |  |  | NO | YES |  |  |  |  | THERMO SCIENTIFIC 10367212 841328-459 |  |  | Active |  | 99:99:99:99:99:99 |  | Equipment | 1Y:00-MFG 2Y:00-BAT | 02/23/2019 | 02/01/2020 | COOPER UNIVERSITY HOSPITAL |  |  | NEXT TO K2 |  | DOMINIC VENDETTA
|  | THERMO SCIENTIFIC | FORMA 903 | FREEZER, LABORATORY, ULTRA LOW | 819141-706 | COOPER CENTER FOR SPECIAL DIAGNOSTICS | 401 Haddon Ave |  |  | 06/14/2019 |  | 6/14/29 |  |  | NO | YES |  |  |  |  | THERMO SCIENTIFIC 30144394 819141-706 |  |  | Active |  | 99:99:99:99:99:99 |  | Equipment | 1Y:00-MFG | 06/14/2019 | 06/14/2019 | COOPER AMBULATORY OFF-SITES |  |  | SPECIAL DIAGNOSTICS |  | DR. BARNOWSKY |  |  |  | 06/14/2019 | 06/14/2019 |  |  |  |  | 06/14/2019 | 06/14/2019
|  | THERMO SCIENTIFIC | UXF-86C | FREEZER, LABORATORY, ULTRA LOW |  | LAB HEMATOLOGY | Pavilion | BASEMENT |  | 12/02/2011 |  | 12/2/21 |  |  | NO | YES |  |  |  |  | THERMO SCIENTIFIC 10367670 0123794901111026 |  |  | Active |  | 99:99:99:99:99:99 |  | Alarm | 1Y:00-MFG | 10/20/2019 | 10/01/2020 | COOPER UNIVERSITY HOSPITAL |  |  | HEMATOLOGY |  | DALE MORRONE
|  | SO-LOW ENVIRONMENTAL EQUIPMENT CO., INC. | C85-5 | FREEZER, ULTRA LOW |  | COOPER CANCER CENTER-COOPER DAY-CHEMO | MD Anderson Cancer Center |  |  | 08/28/2013 |  | 8/28/23 |  |  | NO | YES |  |  |  |  | SO-LOW ENVIRONMENTAL EQUIPMENT CO., INC. 10347571 12131216 |  |  | Active |  | 99:99:99:99:99:99 |  | Equipment | 1Y:00-MFG | 09/25/2019 | 09/01/2020 | COOPER AMBULATORY OFF-SITES |  |  | ROOM C3051 |  | Bonnie Aichroch
|  | STIRLING ULTRACOLD |  | FREEZER, ULTRA LOW |  | VOORHEES SURGERY CENTER-OPERATING ROOM | 900 Centennial Blvd | Suite E |  | 10/31/2019 |  | 10/31/29 |  |  | NO | YES |  |  |  |  | STIRLING ULTRACOLD 11187503 1806.00781 |  |  | Active |  | 99:99:99:99:99:99 |  | Equipment | PAAR:00-PVAR | 10/31/2019 | 10/31/2019 | COOPER AMBULATORY OFF-SITES |  |  | Voorhees OR - Storage Room | WOT00000001193173 | JENNIFER BOMBARO | Performance Verification | Closed | Stephen Zubrzycki | 10/31/2019 | 10/31/2019 | Performance Verification for UNMATCHED 11187503 1806.00781 | Initial Install of Performance Verification. Device is ready for patient use. |  |  | 10/31/2019 | 10/31/2019
|  | STARLIGHT FUN CENTER |  | GAME CONSOLE |  | CHILD LIFE DEVELOPEMENT | Kelemen |  |  | 07/02/2015 |  |  |  |  | NO | YES |  |  |  |  | STARLIGHT FUN CENTER 10349166 08020197 |  |  | Disposition |  |  |  | Equipment | PAAR:00-PVAR | 10/16/2019 |  | COOPER UNIVERSITY HOSPITAL |  |  | 6 KELEMAN |  | BRITTANY SPAETH
|  | STARLIGHT FUN CENTER |  | GAME CONSOLE |  | CHILD LIFE DEVELOPEMENT | Kelemen | 7 |  | 07/01/2015 |  |  |  |  | NO | YES |  |  |  |  | STARLIGHT FUN CENTER 10349163 10050058 |  |  | Disposition |  |  |  | Equipment | PAAR:00-PVAR | 10/16/2019 |  | COOPER UNIVERSITY HOSPITAL |  |  | 6 KELEMAN |  | BRITTANY SPAETH
|  | ELEKTA, INC. | LEKSELL PERFEXION | GAMMA KNIFE | 10905/004 | 3 COOPER-GAMMA KNIFE | 3 Cooper |  |  | 09/04/2007 |  | 9/4/12 |  |  | NO | YES |  |  |  |  | ELEKTA, INC. 10345518 10905/004 |  |  | Active |  | CD:10:10:CE:D0:00 |  | High Risk | 6M:00-MFG | 09/30/2019 | 03/01/2020 | COOPER AMBULATORY OFF-SITES |  |  | GAMMA CONTROL RM/VAULT |  | ANNE BEXTON
|  | OLYMPUS AMERICA, INC. | EVIS EXERA III GIF-XP190 | GASTROSCOPE, FLEXIBLE |  | SPECIAL TEST |  |  | Serial Number Report | 10/31/2019 |  | 10/31/22 |  |  | NO | YES |  |  |  |  | OLYMPUS AMERICA, INC. 2601870 2601870 |  |  | Active |  | 99:99:99:99:99:99 |  | Equipment | PAAR:00-PVAR | 10/31/2019 | 10/31/2019 | COOPER UNIVERSITY HOSPITAL |  |  |  |  | AMY HANNAN |  |  |  | 10/31/2019 | 10/31/2019 |  |  |  |  | 10/31/2019 | 10/31/2019
|  | OLYMPUS AMERICA, INC. | GIF-2TH180 | GASTROSCOPE, FLEXIBLE |  | SPECIAL TEST |  |  | Serial Number Report | 10/31/2019 |  | 10/31/22 |  |  | NO | YES |  |  |  |  | OLYMPUS AMERICA, INC. 2611570 2611570 |  |  | Active |  | 99:99:99:99:99:99 |  | Equipment | PAAR:00-PVAR | 10/31/2019 | 10/31/2019 | COOPER UNIVERSITY HOSPITAL |  |  |  |  | AMY HANNAN |  |  |  | 10/31/2019 | 10/31/2019 |  |  |  |  | 10/31/2019 | 10/31/2019
|  | OLYMPUS AMERICA, INC. | GIF-H180 | GASTROSCOPE, FLEXIBLE |  | VOORHEES SURGERY CENTER-OPERATING ROOM | 900 Centennial Blvd | Suite E |  | 10/31/2019 |  | 10/31/22 |  |  | NO | YES |  |  |  |  | OLYMPUS AMERICA, INC. 2002083 2002083 |  |  | Active |  |  |  | Equipment | PAAR:00-PVAR | 10/31/2019 | 10/31/2019 | COOPER AMBULATORY OFF-SITES |  |  | SUITE E | WOT00000002361493 | JENNIFER BOMBARO | Performance Verification | Closed | Kenneth Krips | 10/31/2019 | 10/31/2019 | Performance Verification for OLYMPUS AMERICA, INC. 2002083 2002083 | Initial Install of Performance Verification. Device is ready for patient use. |  |  | 10/31/2019 | 10/31/2019
|  | OLYMPUS AMERICA, INC. | GIF-H180 | GASTROSCOPE, FLEXIBLE |  |  | 218 Sunset Rd | [7 empty] | NO | YES
|  | OLYMPUS AMERICA, INC. | GIF-H180J | GASTROSCOPE, FLEXIBLE |  | VOORHEES SURGERY CENTER-OPERATING ROOM | 900 Centennial Blvd | Suite E |  | 10/31/2019 |  | 10/31/22 |  |  | NO | YES |  |  |  |  | OLYMPUS AMERICA, INC. 2105328 2105328 |  |  | Active |  |  |  | Equipment | PAAR:00-PVAR | 10/31/2019 | 10/31/2019 | COOPER AMBULATORY OFF-SITES |  |  | SUITE E | WOT00000002361464 | JENNIFER BOMBARO | Performance Verification | Closed | Kenneth Krips | 10/31/2019 | 10/31/2019 | Performance Verification for OLYMPUS AMERICA, INC. 2105328 2105328 | Initial Install of Performance Verification. Device is ready for patient use. |  |  | 10/31/2019 | 10/31/2019
GIFH180J/2317964 |  | OLYMPUS AMERICA, INC. | GIF-H180J | GASTROSCOPE, FLEXIBLE |  | SPECIAL TEST |  |  | Serial Number Report | 11/02/2019 |  | 11/2/22 |  |  | NO | YES |  |  |  |  | OLYMPUS AMERICA, INC. GIFH180J/2317964 2317964 |  |  | Active |  | 99:99:99:99:99:99 |  | Equipment | PAAR:00-PVAR | 11/02/2019 | 11/02/2019 | COOPER UNIVERSITY HOSPITAL |  |  | SPECIAL TEST |  | AMY HANNAN |  |  |  | 11/02/2019 | 11/02/2019 |  |  |  |  | 11/02/2019 | 11/02/2019
|  | OLYMPUS AMERICA, INC. | GIF-H180J | GASTROSCOPE, FLEXIBLE |  |  | 501 Fellowship Rd | [7 empty] | NO | YES
|  | OLYMPUS AMERICA, INC. | GIF-H190 | GASTROSCOPE, FLEXIBLE |  |  | 501 Fellowship Rd | [7 empty] | NO | YES
|  | OLYMPUS AMERICA, INC. | GIF-H190 | GASTROSCOPE, FLEXIBLE |  |  | 218 Sunset Rd | [7 empty] | NO | YES
|  | OLYMPUS AMERICA, INC. | GIF-H190 | GASTROSCOPE, FLEXIBLE |  |  | 218 Sunset Rd | [7 empty] | NO | YES
|  | OLYMPUS AMERICA, INC. | GIF-H190 | GASTROSCOPE, FLEXIBLE |  |  | 218 Sunset Rd | [7 empty] | NO | YES
|  | OLYMPUS AMERICA, INC. | GIF-H190 | GASTROSCOPE, FLEXIBLE |  |  | 218 Sunset Rd | [7 empty] | NO | YES
|  | OLYMPUS AMERICA, INC. | GIF-H190 | GASTROSCOPE, FLEXIBLE |  |  | 501 Fellowship Rd | [7 empty] | NO | YES
|  | OLYMPUS AMERICA, INC. | GIF-H190 | GASTROSCOPE, FLEXIBLE |  |  | 501 Fellowship Rd | [7 empty] | NO | YES
|  | OLYMPUS AMERICA, INC. | GIF-H190 | GASTROSCOPE, FLEXIBLE |  |  | 501 Fellowship Rd | [7 empty] | NO | YES
|  | OLYMPUS AMERICA, INC. | GIF-H190 | GASTROSCOPE, FLEXIBLE |  |  | 501 Fellowship Rd | [7 empty] | NO | YES
|  | OLYMPUS AMERICA, INC. | GIF-HQ190 | GASTROSCOPE, FLEXIBLE |  | SPECIAL TEST |  |  | Serial Number Report | 10/31/2019 |  | 10/31/22 |  |  | NO | YES |  |  |  |  | OLYMPUS AMERICA, INC. 2625415 2625415 |  |  | Active |  | 99:99:99:99:99:99 |  | Equipment | PAAR:00-PVAR | 10/31/2019 | 10/31/2019 | COOPER UNIVERSITY HOSPITAL |  |  |  |  | AMY HANNAN |  |  |  | 10/31/2019 | 10/31/2019 |  |  |  |  | 10/31/2019 | 10/31/2019
|  | OLYMPUS AMERICA, INC. | GIF-HQ190 | GASTROSCOPE, FLEXIBLE |  | SPECIAL TEST |  |  | Serial Number Report | 10/31/2019 |  | 10/31/22 |  |  | NO | YES |  |  |  |  | OLYMPUS AMERICA, INC. 2611411 2611411 |  |  | Active |  | 99:99:99:99:99:99 |  | Equipment | PAAR:00-PVAR | 10/31/2019 | 10/31/2019 | COOPER UNIVERSITY HOSPITAL |  |  |  |  | AMY HANNAN |  |  |  | 10/31/2019 | 10/31/2019 |  |  |  |  | 10/31/2019 | 10/31/2019
|  | OLYMPUS AMERICA, INC. | GIF-HQ190 | GASTROSCOPE, FLEXIBLE |  | SPECIAL TEST |  |  | Serial Number Report | 10/31/2019 |  | 10/31/22 |  |  | NO | YES |  |  |  |  | OLYMPUS AMERICA, INC. 2611413 2611413 |  |  | Active |  | 99:99:99:99:99:99 |  | Equipment | PAAR:00-PVAR | 10/31/2019 | 10/31/2019 | COOPER UNIVERSITY HOSPITAL |  |  |  |  | AMY HANNAN |  |  |  | 10/31/2019 | 10/31/2019 |  |  |  |  | 10/31/2019 | 10/31/2019
|  | OLYMPUS AMERICA, INC. | GIF-HQ190 | GASTROSCOPE, FLEXIBLE |  | SPECIAL TEST |  |  | Serial Number Report | 10/31/2019 |  | 10/31/22 |  |  | NO | YES |  |  |  |  | OLYMPUS AMERICA, INC. 2611410 2611410 |  |  | Active |  | 99:99:99:99:99:99 |  | Equipment | PAAR:00-PVAR | 10/31/2019 | 10/31/2019 | COOPER UNIVERSITY HOSPITAL |  |  |  |  | AMY HANNAN |  |  |  | 10/31/2019 | 10/31/2019 |  |  |  |  | 10/31/2019 | 10/31/2019
|  | OLYMPUS AMERICA, INC. | GIF-HQ190 | GASTROSCOPE, FLEXIBLE |  | SPECIAL TEST |  |  | Serial Number Report | 10/31/2019 |  | 10/31/22 |  |  | NO | YES |  |  |  |  | OLYMPUS AMERICA, INC. 2611388 2611388 |  |  | Active |  | 99:99:99:99:99:99 |  | Equipment | PAAR:00-PVAR | 10/31/2019 | 10/31/2019 | COOPER UNIVERSITY HOSPITAL |  |  |  |  | AMY HANNAN |  |  |  | 10/31/2019 | 10/31/2019 |  |  |  |  | 10/31/2019 | 10/31/2019
|  | OLYMPUS AMERICA, INC. | GIF-HQ190 | GASTROSCOPE, FLEXIBLE |  | SPECIAL TEST |  |  | Serial Number Report | 10/31/2019 |  | 10/31/22 |  |  | NO | YES |  |  |  |  | OLYMPUS AMERICA, INC. 2611397 2611397 |  |  | Active |  | 99:99:99:99:99:99 |  | Equipment | PAAR:00-PVAR | 10/31/2019 | 10/31/2019 | COOPER UNIVERSITY HOSPITAL |  |  |  |  | AMY HANNAN |  |  |  | 10/31/2019 | 10/31/2019 |  |  |  |  | 10/31/2019 | 10/31/2019
|  | OLYMPUS AMERICA, INC. | GIF-HQ190 | GASTROSCOPE, FLEXIBLE |  | SPECIAL TEST |  |  | Serial Number Report | 10/31/2019 |  | 10/31/22 |  |  | NO | YES |  |  |  |  | OLYMPUS AMERICA, INC. 2611333 2611333 |  |  | Active |  | 99:99:99:99:99:99 |  | Equipment | PAAR:00-PVAR | 10/31/2019 | 10/31/2019 | COOPER UNIVERSITY HOSPITAL |  |  |  |  | AMY HANNAN |  |  |  | 10/31/2019 | 10/31/2019 |  |  |  |  | 10/31/2019 | 10/31/2019
|  | OLYMPUS AMERICA, INC. | GIF-HQ190 | GASTROSCOPE, FLEXIBLE |  | SPECIAL TEST |  |  | Serial Number Report | 10/31/2019 |  | 10/31/22 |  |  | NO | YES |  |  |  |  | OLYMPUS AMERICA, INC. 2611337 2611337 |  |  | Active |  | 99:99:99:99:99:99 |  | Equipment | PAAR:00-PVAR | 10/31/2019 | 10/31/2019 | COOPER UNIVERSITY HOSPITAL |  |  |  |  | AMY HANNAN |  |  |  | 10/31/2019 | 10/31/2019 |  |  |  |  | 10/31/2019 | 10/31/2019
|  | OLYMPUS AMERICA, INC. | GIF-HQ190 | GASTROSCOPE, FLEXIBLE |  | SPECIAL TEST |  |  | Serial Number Report | 10/31/2019 |  | 10/31/22 |  |  | NO | YES |  |  |  |  | OLYMPUS AMERICA, INC. 2511312 2511312 |  |  | Active |  | 99:99:99:99:99:99 |  | Equipment | PAAR:00-PVAR | 10/31/2019 | 10/31/2019 | COOPER UNIVERSITY HOSPITAL |  |  |  |  | AMY HANNAN |  |  |  | 10/31/2019 | 10/31/2019 |  |  |  |  | 10/31/2019 | 10/31/2019
|  | OLYMPUS AMERICA, INC. | GIF-HQ190 | GASTROSCOPE, FLEXIBLE |  | SPECIAL TEST |  |  | Serial Number Report | 10/31/2019 |  | 10/31/22 |  |  | NO | YES |  |  |  |  | OLYMPUS AMERICA, INC. 2511324 2511324 |  |  | Active |  | 99:99:99:99:99:99 |  | Equipment | PAAR:00-PVAR | 10/31/2019 | 10/31/2019 | COOPER UNIVERSITY HOSPITAL |  |  |  |  | AMY HANNAN |  |  |  | 10/31/2019 | 10/31/2019 |  |  |  |  | 10/31/2019 | 10/31/2019
GIF-P140/2900881 |  | OLYMPUS AMERICA, INC. | GIF-P140 | GASTROSCOPE, FLEXIBLE |  | SPECIAL TEST |  |  | Serial Number Report | 11/02/2019 |  | 11/2/22 |  |  | NO | YES |  |  |  |  | OLYMPUS AMERICA, INC. GIF-P140/2900881 2900881 |  |  | Active |  | 99:99:99:99:99:99 |  | Equipment | PAAR:00-PVAR | 11/02/2019 | 11/02/2019 | COOPER UNIVERSITY HOSPITAL |  |  | SPECIAL TEST |  | AMY HANNAN |  |  |  | 11/02/2019 | 11/02/2019 |  |  |  |  | 11/02/2019 | 11/02/2019
|  | OLYMPUS AMERICA, INC. | GIF-Q160 | GASTROSCOPE, FLEXIBLE |  |  | 900 Centennial Blvd | Suite E | [6 empty] | NO | YES
|  | OLYMPUS AMERICA, INC. | GIF-Q160 | GASTROSCOPE, FLEXIBLE |  |  | 900 Centennial Blvd | Suite E | [6 empty] | NO | YES
GIFH180J/2317946 |  | OLYMPUS AMERICA, INC. | GIF-Q180 | GASTROSCOPE, FLEXIBLE |  | SPECIAL TEST |  |  | Serial Number Report | 11/02/2019 |  | 11/2/22 |  |  | NO | YES |  |  |  |  | OLYMPUS AMERICA, INC. GIFH180J/2317946 2317969 |  |  | Active |  | 99:99:99:99:99:99 |  | Equipment | PAAR:00-PVAR | 11/02/2019 | 11/02/2019 | COOPER UNIVERSITY HOSPITAL |  |  | Central Sterilization |  | AMY HANNAN |  |  |  | 11/02/2019 | 11/02/2019 |  |  |  |  | 11/02/2019 | 11/02/2019
|  | OLYMPUS AMERICA, INC. | GIF-Q180 | GASTROSCOPE, FLEXIBLE |  |  | 900 Centennial Blvd | Suite E | [6 empty] | NO | YES | Serial Number 2602536
|  | OLYMPUS AMERICA, INC. | GIF-XP160 | GASTROSCOPE, FLEXIBLE |  |  | 501 Fellowship Rd | [7 empty] | NO | YES
|  | OLYMPUS AMERICA, INC. | GIF-XP180N | GASTROSCOPE, FLEXIBLE |  | SPECIAL TEST |  |  | Serial Number Report | 10/31/2019 |  | 10/31/22 |  |  | NO | YES |  |  |  |  | OLYMPUS AMERICA, INC. 2601871 2601871 |  |  | Active |  | 99:99:99:99:99:99 |  | Equipment | PAAR:00-PVAR | 10/31/2019 | 10/31/2019 | COOPER UNIVERSITY HOSPITAL |  |  |  |  | AMY HANNAN |  |  |  | 10/31/2019 | 10/31/2019 |  |  |  |  | 10/31/2019 | 10/31/2019
|  | OLYMPUS AMERICA, INC. | GF-UCT180 | GASTROSCOPE, FLEXIBLE, ULTRASONIC |  |  | 501 Fellowship Rd | [7 empty] | NO | YES
GFUE160-ALS/7410071 |  | OLYMPUS AMERICA, INC. | GF-UE160-AL5 | GASTROSCOPE, FLEXIBLE, ULTRASONIC |  | SPECIAL TEST |  |  | Serial Number Report | 11/02/2019 |  | 11/2/22 |  |  | NO | YES |  |  |  |  | OLYMPUS AMERICA, INC. GFUE160-ALS/7410071 7410071 |  |  | Active |  | 99:99:99:99:99:99 |  | Equipment | PAAR:00-PVAR | 11/02/2019 | 11/02/2019 | COOPER UNIVERSITY HOSPITAL |  |  | SPECIAL TEST |  | AMY HANNAN |  |  |  | 11/02/2019 | 11/02/2019 |  |  |  |  | 11/02/2019 | 11/02/2019
GF-UE160-AL5/7921909 |  | OLYMPUS AMERICA, INC. | GF-UE160-AL5 | GASTROSCOPE, FLEXIBLE, ULTRASONIC |  | SPECIAL TEST |  |  | Serial Number Report | 10/31/2019 |  | 10/31/22 |  |  | NO | YES |  |  |  |  | OLYMPUS AMERICA, INC. GF-UE160-AL5/7921909 7921909 |  |  | Active |  |  |  | Equipment | PAAR:00-PVAR | 10/31/2019 | 10/31/2019 | COOPER UNIVERSITY HOSPITAL |  |  | 6TH FLOOR KELEMEN | WOT00000003781882 | AMY HANNAN | Performance Verification | Completed | Kenneth Krips | 10/31/2019 | 10/31/2019 | Performance Verification for OLYMPUS AMERICA, INC. GF-UE160-AL5/7921909 7921909 | Initial Install of Performance Verification. Device is ready for patient use. |  |  | 10/31/2019 | 10/31/2019
|  | OLYMPUS AMERICA, INC. | GF-UE160-AL5 | GASTROSCOPE, FLEXIBLE, ULTRASONIC |  | SPECIAL TEST |  |  | Serial Number Report | 10/31/2019 |  | 10/31/22 |  |  | NO | YES |  |  |  |  | OLYMPUS AMERICA, INC. 7610787 7610787 |  |  | Active |  | 99:99:99:99:99:99 |  | Equipment | PAAR:00-PVAR | 10/31/2019 | 10/31/2019 | COOPER UNIVERSITY HOSPITAL |  |  |  |  | AMY HANNAN |  |  |  | 10/31/2019 | 10/31/2019 |  |  |  |  | 10/31/2019 | 10/31/2019
|  | OLYMPUS AMERICA, INC. | GF-UE160-AL5 | GASTROSCOPE, FLEXIBLE, ULTRASONIC |  | SPECIAL TEST |  |  | Serial Number Report | 10/31/2019 |  | 10/31/22 |  |  | NO | YES |  |  |  |  | OLYMPUS AMERICA, INC. 7610753 7610753 |  |  | Active |  | 99:99:99:99:99:99 |  | Equipment | PAAR:00-PVAR | 10/31/2019 | 10/31/2019 | COOPER UNIVERSITY HOSPITAL |  |  |  |  | AMY HANNAN |  |  |  | 10/31/2019 | 10/31/2019 |  |  |  |  | 10/31/2019 | 10/31/2019
|  | OLYMPUS AMERICA, INC. | GF-UE160-AL5 | GASTROSCOPE, FLEXIBLE, ULTRASONIC |  |  | 501 Fellowship Rd | [7 empty] | NO | YES
|  | OLYMPUS AMERICA, INC. | GF-UE160-AL5 | GASTROSCOPE, FLEXIBLE, ULTRASONIC |  |  | 501 Fellowship Rd | [7 empty] | NO | YES
|  | STRYKER CORP. | MALIS 6700-313-500 | GENERATOR, BIPOLAR |  | OPERATING ROOM - PAVILION | Pavilion |  |  | 07/23/2019 |  | 7/23/26 |  |  | NO | YES |  |  |  |  | STRYKER CORP. 11239415 201384 |  |  | Active |  |  |  | High Risk | 6M:00-MFG | 07/23/2019 | 07/23/2019 | COOPER UNIVERSITY HOSPITAL |  |  | Performance Verification | WOT00000001958495 | DOMINIC VENDETTA | Performance Verification | Closed | Salvatore Bombara | 07/23/2019 | 07/23/2019 | Performance Verification for STRYKER CORP. 11239415 201384 | Initial Install of Performance Verification. Device is ready for patient use. |  |  | 07/23/2019 | 07/23/2019
|  | STRYKER CORP. | MALIS 6700-313-500 | GENERATOR, BIPOLAR |  | OPERATING ROOM - PAVILION | Pavilion |  |  | 02/12/2018 |  | 2/12/25 |  |  | NO | YES |  |  |  |  | STRYKER CORP. 10752595 200686 |  |  | Active |  | 99:99:99:99:99:99 |  | High Risk | 6M:00-MFG | 08/20/2019 | 02/01/2020 | COOPER UNIVERSITY HOSPITAL |  |  | P5 | WOT00000000543639 | DOMINIC VENDETTA | Performance Verification | Closed | Salvatore Bombara | 02/12/2018 | 07/30/2018 | Performance Verification for STRYKER CORP. 10752595 200686 | Initial Install of Performance Verification. Device is ready for patient use.
|  | NEUROTHERM | NT 2000 | GENERATOR, LESION | 2273-11 | SHORT PROCEDURE UNIT | Kelemen |  |  | 09/12/2011 |  | 9/12/16 |  |  | NO | YES |  |  |  |  | NEUROTHERM 10367436 2273-11 |  |  | Active |  | 99:99:99:99:99:99 |  | High Risk | 6M:00-MFG | 06/27/2019 | 12/01/2019 | COOPER UNIVERSITY HOSPITAL |  |  | SPU |  | Lisa Geoghegan
|  | NEUROTHERM | NT 2000 | GENERATOR, LESION | 2721-13 | VOORHEES SURGERY CENTER-OPERATING ROOM | 900 Centennial Blvd | Suite E |  | 10/01/2013 |  | 10/1/18 |  |  | NO | YES |  |  |  |  | NEUROTHERM 10345417 2721-13 |  |  | Active |  | 99:99:99:99:99:99 |  | High Risk | 6M:00-MFG | 10/30/2019 | 04/01/2020 | COOPER AMBULATORY OFF-SITES |  |  | PROCEDURE ROOM |  | JENNIFER BOMBARO
|  | BARRX MEDICAL | HALO FLEX | GENERATOR, RADIOFREQUENCY | FE1212 | SPECIAL TEST | Kelemen |  |  | 05/06/2013 |  | 5/6/20 |  |  | NO | YES |  |  |  |  | BARRX MEDICAL 10356477 FE1212 |  |  | Active |  | 99:99:99:99:99:99 |  | Equipment | 1Y:00-MFG | 01/16/2019 | 01/01/2020 | COOPER UNIVERSITY HOSPITAL |  |  | ENDOSCOPY 1 |  | AMY HANNAN
|  | BAYLIS MEDICAL COMPANY | RFP-100A | GENERATOR, RADIOFREQUENCY | 171011-020 | CARDIAC CATH LAB | Kelemen |  |  | 05/30/2019 |  | 5/30/24 |  |  | NO | YES |  |  |  |  | BAYLIS MEDICAL COMPANY 11239217 171011-020 |  |  | Active |  | 99:99:99:99:99:99 |  | High Risk | 6M:00-MFG | 05/30/2019 | 05/30/2019 | COOPER UNIVERSITY HOSPITAL |  |  | P2 - SD8 | WOT00000000647348 | LINDA BEAN | Performance Verification | Closed | Salvatore Bombara | 05/30/2019 | 05/30/2019 | Performance Verification for BAYLIS MEDICAL COMPANY 11239217 171011-020 | Initial Install of Performance Verification. Device is ready for patient use. |  |  | 05/30/2019 | 05/30/2019
|  | BAYLIS MEDICAL COMPANY | RFP-100A | GENERATOR, RADIOFREQUENCY | 150306-030 | CARDIAC CATH LAB | Kelemen |  |  | 05/30/2019 |  | 5/30/24 |  |  | NO | YES |  |  |  |  | BAYLIS MEDICAL COMPANY 11221511 150306-030 |  |  | Active |  | 99:99:99:99:99:99 |  | High Risk | 6M:00-MFG | 05/30/2019 | 05/30/2019 | COOPER UNIVERSITY HOSPITAL |  |  | CCL - EP1 |  | LINDA BEAN |  |  |  | 05/30/2019 | 05/30/2019 |  |  |  |  | 05/30/2019 | 05/30/2019
|  | BIOSENSE WEBSTER, INC. | STOCKERT 70 | GENERATOR, RADIOFREQUENCY | ST-1744 | CARDIAC CATH LAB | Kelemen |  |  | 05/05/2003 |  | 5/5/08 |  |  | NO | YES |  |  |  |  | BIOSENSE WEBSTER, INC. 10369211 ST-1744 |  |  | Active |  | 99:99:99:99:99:99 |  | High Risk | 6M:00-MFG | 05/30/2019 | 05/01/2020 | COOPER UNIVERSITY HOSPITAL |  |  | CCL - EP1 Glass |  | LINDA BEAN
|  | BOSTON SCIENTIFIC | MAESTRO 3000 | GENERATOR, RADIOFREQUENCY | 050409019M | CARDIAC CATH LAB | Kelemen |  |  | 10/02/2009 |  | 10/2/14 |  |  | NO | YES |  |  |  |  | BOSTON SCIENTIFIC 10369212 050409019M |  |  | Active |  | 99:99:99:99:99:99 |  | High Risk | PAAR:00-PVAR | 10/31/2019 |  | COOPER UNIVERSITY HOSPITAL |  |  | CCL - EP1 Glass |  | LINDA BEAN
|  | BOSTON SCIENTIFIC | MAESTRO 4000 | GENERATOR, RADIOFREQUENCY |  | CARDIAC CATH LAB | Kelemen |  |  | 06/12/2017 |  | 6/12/22 |  |  | NO | YES |  |  |  |  | BOSTON SCIENTIFIC 10480101 0404170431 |  |  | Active |  | 99:99:99:99:99:99 |  | Equipment | PAAR:00-PVAR | 10/31/2019 |  | COOPER UNIVERSITY HOSPITAL |  |  | CCL - EP1 | 0012155558 | LINDA BEAN | Preventative Maintenance | Closed | Zhan Kiselev | 09/13/2017 | 09/13/2017 | PERFORMANCE ASSURANCE AT INVENTORY | INVENTORIED DEVICE AND ENSURED DEVICE WAS FUNCTIONING PROPERLY. | B6F3FD1B-AD79-476B-AEBF-5EC1048EE47F | Labor | 06/12/2017 | 06/12/2017 | Zhan Kiselev
|  | COOPERSURGICAL, INC. | LEEP SYSTEM 1000 52969 | GENERATOR, RADIOFREQUENCY | 1109F4860 | 3 COOPER-WOMENS CARE CENTER | 3 Cooper |  |  | 12/06/2011 |  | 12/6/18 |  |  | NO | YES |  |  |  |  | COOPERSURGICAL, INC. 10346850 1109F4860 |  |  | Active |  | 99:99:99:99:99:99 |  | High Risk | 6M:00-MFG | 11/01/2019 | 05/01/2020 | COOPER AMBULATORY OFF-SITES |  |  | Suite 300 - Exam 1A |  | BONNIE MANNINO
|  | ESTECH USA | COBRA | GENERATOR, RADIOFREQUENCY | 060514-028 | OPERATING ROOM - PAVILION | Pavilion |  |  | 08/22/2019 |  | 8/22/26 |  |  | NO | YES |  |  |  |  | ESTECH USA 11239471 060514-028 |  |  | Active |  |  |  | High Risk | 6M:00-MFG | 08/22/2019 | 08/22/2019 | COOPER UNIVERSITY HOSPITAL |  |  | P6/P7 Placement Agreement | WOT00000002953877 | DOMINIC VENDETTA | Performance Verification | Closed | Salvatore Bombara | 08/22/2019 | 08/22/2019 | Performance Verification for ESTECH USA 11239471 060514-028 | Initial Install of Performance Verification. Device is ready for patient use. |  |  | 08/22/2019 | 08/22/2019
|  | HOLOGIC, INC. | NOVASURE 10 | GENERATOR, RADIOFREQUENCY | 34924B15DO | OPERATING ROOM - PAVILION | Pavilion |  |  | 03/31/2017 |  | 3/31/24 |  |  | NO | YES |  |  |  |  | HOLOGIC, INC. 10769448 34924B15DO |  |  | Active |  | 99:99:99:99:99:99 |  | High Risk | 1Y:00-MFG | 02/14/2019 | 02/01/2020 | COOPER UNIVERSITY HOSPITAL |  |  | SD OR Store Rm | 0011495733 | DOMINIC VENDETTA | Preventative Maintenance | Closed | Bonnie Aichroth | 04/19/2017 | 04/19/2017 | PERFORMANCE ASSURANCE AT INVENTORY | INVENTORIED DEVICE AND ENSURED DEVICE WAS FUNCTIONING PROPERLY. | 929A28F5-A541-4E3C-8864-8C98E3784AD3 | Labor | 03/31/2017 | 03/31/2017 | Salvatore Bombara
|  | HOLOGIC, INC. | NOVASURE 10 | GENERATOR, RADIOFREQUENCY | 35193F15DO | VOORHEES SURGERY CENTER-OPERATING ROOM | 900 Centennial Blvd | Suite E |  | 08/03/2015 |  | 8/3/22 |  |  | NO | YES |  |  |  |  | HOLOGIC, INC. 10349220 35193F15DO |  |  | Active |  | 99:99:99:99:99:99 |  | High Risk | 1Y:00-MFG | 04/18/2019 | 04/01/2020 | COOPER AMBULATORY OFF-SITES |  |  |  |  | JENNIFER BOMBARO
|  | MEDTRONIC INC. | AEX | GENERATOR, RADIOFREQUENCY | MTC1734096 | SAME DAY OR-2ND FL PAVILION | Pavilion |  |  | 08/27/2019 |  | 8/27/26 |  |  | NO | YES |  |  |  |  | MEDTRONIC INC. 11239094 MTC1734096 |  |  | Active |  | 99:99:99:99:99:99 |  | High Risk | 6M:00-MFG | 08/27/2019 | 08/27/2019 | COOPER UNIVERSITY HOSPITAL |  |  | SD OR 8 | WOT00000000558969 | JOE DRUCTOR | Performance Verification | Closed | Salvatore Bombara | 08/27/2019 | 08/27/2019 | Performance Verification for MEDTRONIC INC. 11239094 MTC1734096 | Initial Install of Performance Verification. Device is ready for patient use. |  |  | 08/27/2019 | 08/27/2019
|  | MEDTRONIC INC. | AEX | GENERATOR, RADIOFREQUENCY | MTC1741186 | CARDIAC CATH LAB | Kelemen |  |  | 02/02/2018 |  | 2/2/25 |  |  | NO | YES |  |  |  |  | MEDTRONIC INC. 10725166 MTC1741186 |  |  | Active |  | 99:99:99:99:99:99 |  | High Risk | 6M:00-MFG | 05/30/2019 | 05/01/2020 | COOPER UNIVERSITY HOSPITAL |  |  | CCL - EP1 | WOT00000000498295 | LINDA BEAN | Performance Verification | Closed | Stephen Zubrzycki | 02/02/2018 | 07/30/2018 | Performance Verification for MEDTRONIC INC. 10725166 MTC1741186 | Initial Install of Performance Verification. Device is ready for patient use.
|  | MEDTRONIC INC. | AEX | GENERATOR, RADIOFREQUENCY | MTC1615035 | OR - KELEMEN 3 | Kelemen |  |  | 09/08/2016 |  | 9/8/23 |  |  | NO | YES |  |  |  |  | MEDTRONIC INC. 10649832 MTC1615035 |  |  | Active |  | 99:99:99:99:99:99 |  | High Risk | 6M:00-MFG | 08/27/2019 | 02/01/2020 | COOPER UNIVERSITY HOSPITAL |  |  | Kel OR Store Rm | 0011464288 | DOMINIC VENDETTA | Preventative Maintenance | Closed | Bonnie Aichroth | 04/07/2017 | 04/07/2017 | PERFORMANCE ASSURANCE AT INVENTORY | INVENTORIED DEVICE AND ENSURED DEVICE WAS FUNCTIONING PROPERLY. | 88C11D89-E953-486A-9776-5D8FD8C7602F | Labor | 09/08/2016 | 09/08/2016 | Salvatore Bombara
|  | MEDTRONIC INC. | AEX | GENERATOR, RADIOFREQUENCY | MTC1615034 | CARDIAC CATH LAB | Kelemen |  |  | 07/26/2016 |  | 7/26/23 |  |  | NO | YES |  |  |  |  | MEDTRONIC INC. 10505349 MTC1615034 |  |  | Active |  | 99:99:99:99:99:99 |  | High Risk | 6M:00-MFG | 05/30/2019 | 05/01/2020 | COOPER UNIVERSITY HOSPITAL |  |  | CCL - EP2 |  | LINDA BEAN
|  | MEDTRONIC INC. | AQUAMANTYS | GENERATOR, RADIOFREQUENCY | TL200-4057 | OPERATING ROOM - PAVILION | Pavilion |  |  | 11/14/2014 |  | 11/14/21 |  |  | NO | YES |  |  |  |  | MEDTRONIC INC. 10368427 TL200-4057 |  |  | Active |  | 99:99:99:99:99:99 |  | High Risk | 6M:00-MFG | 08/22/2019 | 02/01/2020 | COOPER UNIVERSITY HOSPITAL |  |  | Pav OR STORE Rm |  | DOMINIC VENDETTA
|  | RF SURGICAL SYSTEMS INC. | RF ASSURE 200 | GENERATOR, RADIOFREQUENCY | 1296E | SAME DAY OR-2ND FL PAVILION | Kelemen |  |  | 10/31/2019 |  | 10/31/24 |  |  | NO | YES |  |  |  |  | RF SURGICAL SYSTEMS INC. 11239113 1296E |  |  | Active |  | 99:99:99:99:99:99 |  | Equipment | PAAR:00-PVAR | 10/31/2019 | 10/31/2019 | COOPER UNIVERSITY HOSPITAL |  |  | Performance Verification | WOT00000000562857 | JOE DRUCTOR | Performance Verification | Closed | Salvatore Bombara | 10/31/2019 | 10/31/2019 | Performance Verification for RF SURGICAL SYSTEMS INC. 11239113 1296E | Initial Install of Performance Verification. Device is ready for patient use. |  |  | 10/31/2019 | 10/31/2019
|  | RF SURGICAL SYSTEMS INC. | RF ASSURE 200 | GENERATOR, RADIOFREQUENCY | 129BB | VOORHEES SURGERY CENTER-OPERATING ROOM | 900 Centennial Blvd | Suite E |  | 10/31/2019 |  | 10/31/24 |  |  | NO | YES |  |  |  |  | RF SURGICAL SYSTEMS INC. 11239378 129BB |  |  | Active |  | 99:99:99:99:99:99 |  | Equipment | PAAR:00-PVAR | 10/31/2019 | 10/31/2019 | COOPER AMBULATORY OFF-SITES |  |  |  | WOT00000001422724 | JENNIFER BOMBARO | Performance Verification | Closed | Stephen Zubrzycki | 10/31/2019 | 10/31/2019 | Performance Verification for RF SURGICAL SYSTEMS INC. 11239378 129BB | Initial Install of Performance Verification. Device is ready for patient use. |  |  | 10/31/2019 | 10/31/2019
|  | RF SURGICAL SYSTEMS INC. | RF ASSURE 200 | GENERATOR, RADIOFREQUENCY |  | OPERATING ROOM - PAVILION | Dorrance |  |  | 10/31/2019 |  | 10/31/24 |  |  | NO | YES |  |  |  |  | RF SURGICAL SYSTEMS INC. 11239332 13035 |  |  | Active |  | 99:99:99:99:99:99 |  | Equipment | PAAR:00-PVAR | 10/31/2019 | 10/31/2019 | COOPER UNIVERSITY HOSPITAL |  |  | Performance Verification | WOT00000000958965 | DOMINIC VENDETTA | Performance Verification | Closed | Salvatore Bombara | 10/31/2019 | 10/31/2019 | Performance Verification for RF SURGICAL SYSTEMS INC. 11239332 13035 | Initial Install of Performance Verification. Device is ready for patient use. |  |  | 10/31/2019 | 10/31/2019
|  | RF SURGICAL SYSTEMS INC. | RF ASSURE 200 | GENERATOR, RADIOFREQUENCY |  | OPERATING ROOM - PAVILION | Kelemen |  |  | 10/31/2019 |  | 10/31/24 |  |  | NO | YES |  |  |  |  | RF SURGICAL SYSTEMS INC. 11239323 132E3 |  |  | Active |  | 99:99:99:99:99:99 |  | Equipment | PAAR:00-PVAR | 10/31/2019 | 10/31/2019 | COOPER UNIVERSITY HOSPITAL |  |  |  | WOT00000000909129 | DOMINIC VENDETTA | Performance Verification | Completed | Salvatore Bombara | 10/31/2019 | 10/31/2019 | Performance Verification for RF SURGICAL SYSTEMS INC. 11239323 132E3 | Initial Install of Performance Verification. Device is ready for patient use. |  |  | 10/31/2019 | 10/31/2019
|  | RF SURGICAL SYSTEMS INC. | RF ASSURE 200 | GENERATOR, RADIOFREQUENCY |  | SAME DAY OR-2ND FL PAVILION | Kelemen |  |  | 10/31/2019 |  | 10/31/24 |  |  | NO | YES |  |  |  |  | RF SURGICAL SYSTEMS INC. 11239199 13309 |  |  | Active |  | 99:99:99:99:99:99 |  | Equipment | PAAR:00-PVAR | 10/31/2019 | 10/31/2019 | COOPER UNIVERSITY HOSPITAL |  |  | SD OR | WOT00000000643398 | JOE DRUCTOR | Performance Verification | Closed | Salvatore Bombara | 10/31/2019 | 10/31/2019 | Performance Verification for RF SURGICAL SYSTEMS INC. 11239199 13309 | Initial Install of Performance Verification. Device is ready for patient use. |  |  | 10/31/2019 | 10/31/2019
|  | RF SURGICAL SYSTEMS INC. | RF ASSURE 200 | GENERATOR, RADIOFREQUENCY |  | SAME DAY OR-2ND FL PAVILION | Pavilion |  |  | 10/31/2019 |  | 10/31/24 |  |  | NO | YES |  |  |  |  | RF SURGICAL SYSTEMS INC. 11239176 12837 |  |  | Active |  | 99:99:99:99:99:99 |  | Equipment | PAAR:00-PVAR | 10/31/2019 | 10/31/2019 | COOPER UNIVERSITY HOSPITAL |  |  | SD OR 1 | WOT00000000625853 | JOE DRUCTOR | Performance Verification | Closed | Salvatore Bombara | 10/31/2019 | 10/31/2019 | Performance Verification for RF SURGICAL SYSTEMS INC. 11239176 12837 | Initial Install of Performance Verification. Device is ready for patient use. |  |  | 10/31/2019 | 10/31/2019
|  | RF SURGICAL SYSTEMS INC. | RF ASSURE 200 | GENERATOR, RADIOFREQUENCY |  | SAME DAY OR-2ND FL PAVILION | Pavilion |  |  | 10/31/2019 |  | 10/31/24 |  |  | NO | YES |  |  |  |  | RF SURGICAL SYSTEMS INC. 11239172 13043 |  |  | Active |  | 99:99:99:99:99:99 |  | Equipment | PAAR:00-PVAR | 10/31/2019 | 10/31/2019 | COOPER UNIVERSITY HOSPITAL |  |  | SD OR 6 | WOT00000000625811 | JOE DRUCTOR | Performance Verification | Closed | Salvatore Bombara | 10/31/2019 | 10/31/2019 | Performance Verification for RF SURGICAL SYSTEMS INC. 11239172 13043 | Initial Install of Performance Verification. Device is ready for patient use. |  |  | 10/31/2019 | 10/31/2019
|  | RF SURGICAL SYSTEMS INC. | RF ASSURE 200 | GENERATOR, RADIOFREQUENCY | 136DA | SAME DAY OR-2ND FL PAVILION | Pavilion |  |  | 10/31/2019 |  | 10/31/24 |  |  | NO | YES |  |  |  |  | RF SURGICAL SYSTEMS INC. 11239162 136DA |  |  | Active |  | 99:99:99:99:99:99 |  | Equipment | PAAR:00-PVAR | 10/31/2019 | 10/31/2019 | COOPER UNIVERSITY HOSPITAL |  |  | SD OR 5 | WOT00000000616814 | JOE DRUCTOR | Performance Verification | Closed | Salvatore Bombara | 10/31/2019 | 10/31/2019 | Performance Verification for RF SURGICAL SYSTEMS INC. 11239162 136DA | Initial Install of Performance Verification. Device is ready for patient use. |  |  | 10/31/2019 | 10/31/2019
|  | RF SURGICAL SYSTEMS INC. | RF ASSURE 200 | GENERATOR, RADIOFREQUENCY |  | SAME DAY OR-2ND FL PAVILION | Pavilion |  |  | 10/31/2019 |  | 10/31/24 |  |  | NO | YES |  |  |  |  | RF SURGICAL SYSTEMS INC. 11239150 16501 |  |  | Active |  | 99:99:99:99:99:99 |  | Equipment | PAAR:00-PVAR | 10/31/2019 | 10/31/2019 | COOPER UNIVERSITY HOSPITAL |  |  | SD OR 8 | WOT00000000616654 | JOE DRUCTOR | Performance Verification | Closed | Salvatore Bombara | 10/31/2019 | 10/31/2019 | Performance Verification for RF SURGICAL SYSTEMS INC. 11239150 16501 | Initial Install of Performance Verification. Device is ready for patient use. |  |  | 10/31/2019 | 10/31/2019
|  | RF SURGICAL SYSTEMS INC. | RF ASSURE 200 | GENERATOR, RADIOFREQUENCY | 133BB | SAME DAY OR-2ND FL PAVILION | Kelemen |  |  | 10/31/2019 |  | 10/31/24 |  |  | NO | YES |  |  |  |  | RF SURGICAL SYSTEMS INC. 11239110 133BB |  |  | Active |  | 99:99:99:99:99:99 |  | Equipment | PAAR:00-PVAR | 10/31/2019 | 10/31/2019 | COOPER UNIVERSITY HOSPITAL |  |  | 2nd Floor Pav OR | WOT00000000562754 | JOE DRUCTOR | Performance Verification | Closed | Salvatore Bombara | 10/31/2019 | 10/31/2019 | Performance Verification for RF SURGICAL SYSTEMS INC. 11239110 133BB | Initial Install of Performance Verification. Device is ready for patient use. |  |  | 10/31/2019 | 10/31/2019
|  | RF SURGICAL SYSTEMS INC. | RF ASSURE 200 | GENERATOR, RADIOFREQUENCY |  | SAME DAY OR-2ND FL PAVILION | Kelemen |  |  | 10/31/2019 |  | 10/31/24 |  |  | NO | YES |  |  |  |  | RF SURGICAL SYSTEMS INC. 11239093 12913 |  |  | Active |  | 99:99:99:99:99:99 |  | Equipment | PAAR:00-PVAR | 10/31/2019 | 10/31/2019 | COOPER UNIVERSITY HOSPITAL |  |  | Service Contract | WOT00000000558962 | JOE DRUCTOR | Performance Verification | Closed | Salvatore Bombara | 10/31/2019 | 10/31/2019 | Performance Verification for RF SURGICAL SYSTEMS INC. 11239093 12913 | Initial Install of Performance Verification. Device is ready for patient use. |  |  | 10/31/2019 | 10/31/2019
|  | RF SURGICAL SYSTEMS INC. | RF ASSURE 200 | GENERATOR, RADIOFREQUENCY | 1138FR | OPERATING ROOM - PAVILION | Kelemen |  |  | 10/31/2019 |  | 10/31/24 |  |  | NO | YES |  |  |  |  | RF SURGICAL SYSTEMS INC. 10769726 1138FR |  |  | Active |  | 99:99:99:99:99:99 |  | Equipment | PAAR:00-PVAR | 10/31/2019 | 10/31/2019 | COOPER UNIVERSITY HOSPITAL |  |  |  | 0011913705 | DOMINIC VENDETTA | Preventative Maintenance | Closed | Salvatore Bombara | 10/31/2019 | 10/31/2019 | PERFORMANCE ASSURANCE AT INVENTORY | INVENTORIED DEVICE AND ENSURED DEVICE WAS FUNCTIONING PROPERLY. | AA198270-B203-4796-82C9-C7C7960ABBAE | Labor | 10/31/2019 | 10/31/2019 | Salvatore Bombara
|  | RF SURGICAL SYSTEMS INC. | RF ASSURE 200 | GENERATOR, RADIOFREQUENCY |  | OPERATING ROOM - PAVILION | Kelemen |  |  | 05/03/2017 |  | 5/3/22 |  |  | NO | YES |  |  |  |  | RF SURGICAL SYSTEMS INC. 10769473 11507 |  |  | Active |  | 99:99:99:99:99:99 |  | Equipment | PAAR:00-PVAR | 10/31/2019 |  | COOPER UNIVERSITY HOSPITAL |  |  |  | 0011608360 | DOMINIC VENDETTA | Preventative Maintenance | Closed | Salvatore Bombara | 05/03/2017 | 05/03/2017 | PERFORMANCE ASSURANCE AT INVENTORY | INVENTORIED DEVICE AND ENSURED DEVICE WAS FUNCTIONING PROPERLY. | 9F134453-DA6A-477D-BD59-D07953E9065D | Labor | 05/03/2017 | 05/03/2017 | Salvatore Bombara
|  | RF SURGICAL SYSTEMS INC. | RF ASSURE 200 | GENERATOR, RADIOFREQUENCY | 12262R | OR - KELEMEN 3 | Pavilion |  |  | 04/05/2017 |  | 4/5/22 |  |  | NO | YES |  |  |  |  | RF SURGICAL SYSTEMS INC. 10769450 12262R |  |  | Active |  | 99:99:99:99:99:99 |  | Equipment | PAAR:00-PVAR | 10/31/2019 |  | COOPER UNIVERSITY HOSPITAL |  |  | OR | 0011456239 | DOMINIC VENDETTA | Performance Verification | Closed | Salvatore Bombara | 04/05/2017 | 04/05/2017 | INCOMING INVENTORY | DEVICE INVENTORIED | B3A67801-9004-4681-807B-FB69A88A58E3 | Labor | 04/05/2017 | 04/05/2017 | Salvatore Bombara
|  | RF SURGICAL SYSTEMS INC. | RF ASSURE 200 | GENERATOR, RADIOFREQUENCY |  | OPERATING ROOM - PAVILION | Pavilion |  |  | 02/07/2018 |  | 2/7/23 |  |  | NO | YES |  |  |  |  | RF SURGICAL SYSTEMS INC. 10752588 12928 |  |  | Active |  | 99:99:99:99:99:99 |  | Equipment | PAAR:00-PVAR | 10/31/2019 |  | COOPER UNIVERSITY HOSPITAL |  |  | Service Contract | WOT00000000502063 | DOMINIC VENDETTA | Performance Verification | Closed | Salvatore Bombara | 02/07/2018 | 07/30/2018 | CEID Record Completion for RF SURGICAL SYSTEMS INC. 10752588 12928 | install | EXP0114487 | Labor | 02/07/2018 | 02/07/2018 | Salvatore Bombara
|  | RF SURGICAL SYSTEMS INC. | RF ASSURE 200 | GENERATOR, RADIOFREQUENCY |  | OPERATING ROOM - PAVILION | Pavilion |  |  | 10/30/2017 |  | 10/30/22 |  |  | NO | YES |  |  |  |  | RF SURGICAL SYSTEMS INC. 10732457 16526 |  |  | Active |  | 99:99:99:99:99:99 |  | Equipment | PAAR:00-PVAR | 10/31/2019 |  | COOPER UNIVERSITY HOSPITAL |  |  |  | 0012370974 | DOMINIC VENDETTA | Performance Verification | Closed | Salvatore Bombara | 10/30/2017 | 10/30/2017 | INCOMING INVENTORY | DEVICE INVENTORIED | 56F1D35A-09E7-4296-9CD8-D1AA075E14F9 | Labor | 10/30/2017 | 10/30/2017 | Salvatore Bombara
|  | RF SURGICAL SYSTEMS INC. | RF ASSURE 200 | GENERATOR, RADIOFREQUENCY |  | OPERATING ROOM - PAVILION | Kelemen |  |  | 10/30/2017 |  | 10/30/22 |  |  | NO | YES |  |  |  |  | RF SURGICAL SYSTEMS INC. 10732455 13343 |  |  | Active |  | 99:99:99:99:99:99 |  | Equipment | PAAR:00-PVAR | 10/31/2019 |  | COOPER UNIVERSITY HOSPITAL |  |  |  | 0012370962 | DOMINIC VENDETTA | Performance Verification | Closed | Salvatore Bombara | 10/30/2017 | 10/30/2017 | INCOMING INVENTORY | DEVICE INVENTORIED | FC09DA2D-F29F-40A2-997E-3F0AEF2CFAF7 | Labor | 10/30/2017 | 10/30/2017 | Salvatore Bombara
|  | RF SURGICAL SYSTEMS INC. | RF ASSURE 200 | GENERATOR, RADIOFREQUENCY | 1162E | LABOR & DELIVERY | Dorrance |  |  | 11/01/2017 |  | 11/1/22 |  |  | NO | YES |  |  |  |  | RF SURGICAL SYSTEMS INC. 10732454 1162E |  |  | Active |  | 99:99:99:99:99:99 |  | Equipment | PAAR:00-PVAR | 10/31/2019 |  | COOPER UNIVERSITY HOSPITAL |  |  |  | 0012380018 | JOANNA HORST | Preventative Maintenance | Closed | Josh Harris | 11/02/2017 | 11/02/2017 | PERFORMANCE ASSURANCE AT INVENTORY | INVENTORIED DEVICE AND ENSURED DEVICE WAS FUNCTIONING PROPERLY. | 97406850-7FEC-49C5-924A-AA652DD73A42 | Labor | 11/01/2017 | 11/01/2017 | Josh Harris
|  | RF SURGICAL SYSTEMS INC. | RF ASSURE 200 | GENERATOR, RADIOFREQUENCY | 1200D | LABOR & DELIVERY | Dorrance |  |  | 11/01/2017 |  | 11/1/22 |  |  | NO | YES |  |  |  |  | RF SURGICAL SYSTEMS INC. 10732453 1200D |  |  | Active |  | 99:99:99:99:99:99 |  | Equipment | PAAR:00-PVAR | 10/31/2019 |  | COOPER UNIVERSITY HOSPITAL |  |  |  | 0012380025 | JOANNA HORST | Performance Verification | Closed | Josh Harris | 11/02/2017 | 11/02/2017 | INCOMING INVENTORY | DEVICE INVENTORIED | 0E4CBE27-0FDD-49CA-81D6-9D312D26671F | Labor | 11/02/2017 | 11/02/2017 | Josh Harris
|  | RF SURGICAL SYSTEMS INC. | RF ASSURE 200 | GENERATOR, RADIOFREQUENCY | 110F2 | OPERATING ROOM - PAVILION | Kelemen |  |  | 10/24/2017 |  | 10/24/22 |  |  | NO | YES |  |  |  |  | RF SURGICAL SYSTEMS INC. 10732420 110F2 |  |  | Active |  | 99:99:99:99:99:99 |  | Equipment | PAAR:00-PVAR | 10/31/2019 |  | COOPER UNIVERSITY HOSPITAL |  |  |  | 0012319246 | DOMINIC VENDETTA | Preventative Maintenance | Closed | Salvatore Bombara | 10/24/2017 | 10/24/2017 | PERFORMANCE ASSURANCE AT INVENTORY | INVENTORIED DEVICE AND ENSURED DEVICE WAS FUNCTIONING PROPERLY. | 4B7A5033-277D-4775-8D8F-3808A423AA26 | Labor | 10/24/2017 | 10/24/2017 | Salvatore Bombara
|  | RF SURGICAL SYSTEMS INC. | RF ASSURE 200 | GENERATOR, RADIOFREQUENCY |  | OR - KELEMEN 3 | Pavilion |  |  | 10/27/2017 |  | 10/27/22 |  |  | NO | YES |  |  |  |  | RF SURGICAL SYSTEMS INC. 10732423 11099 |  |  | Active |  | 99:99:99:99:99:99 |  | Equipment | PAAR:00-PVAR | 10/31/2019 |  | COOPER UNIVERSITY HOSPITAL |  |  |  | 0012367067 | DOMINIC VENDETTA | Performance Verification | Closed | Salvatore Bombara | 10/27/2017 | 10/27/2017 | INCOMING INVENTORY | DEVICE INVENTORIED | 8D8F3018-09DE-4E43-A27A-9A79965194C0 | Labor | 10/27/2017 | 10/27/2017 | Salvatore Bombara
|  | RF SURGICAL SYSTEMS INC. | RF ASSURE 200 | GENERATOR, RADIOFREQUENCY | 0-12503R | OPERATING ROOM - PAVILION | Kelemen |  |  | 10/25/2017 |  | 10/25/22 |  |  | NO | YES |  |  |  |  | RF SURGICAL SYSTEMS INC. 10732419 0-12503R |  |  | Active |  | 99:99:99:99:99:99 |  | Equipment | PAAR:00-PVAR | 10/31/2019 |  | COOPER UNIVERSITY HOSPITAL |  |  |  | 0012323155 | DOMINIC VENDETTA | Preventative Maintenance | Closed | Salvatore Bombara | 10/25/2017 | 10/25/2017 | PERFORMANCE ASSURANCE AT INVENTORY | INVENTORIED DEVICE AND ENSURED DEVICE WAS FUNCTIONING PROPERLY. | 4B801915-0013-474C-89DD-5BAF1EF44DBC | Labor | 10/25/2017 | 10/25/2017 | Salvatore Bombara
|  | RF SURGICAL SYSTEMS INC. | RF ASSURE 200 | GENERATOR, RADIOFREQUENCY | 1615E | OPERATING ROOM - PAVILION | Kelemen |  |  | 08/31/2016 |  | 8/31/21 |  |  | NO | YES |  |  |  |  | RF SURGICAL SYSTEMS INC. 10649823 1615E |  |  | Active |  | 99:99:99:99:99:99 |  | Equipment | PAAR:00-PVAR | 11/02/2019 |  | COOPER UNIVERSITY HOSPITAL |  |  |  |  | DOMINIC VENDETTA
|  | RF SURGICAL SYSTEMS INC. | RF ASSURE 200 | GENERATOR, RADIOFREQUENCY | 11544R | OPERATING ROOM - PAVILION | Pavilion |  |  | 08/29/2016 |  | 8/29/21 |  |  | NO | YES |  |  |  |  | RF SURGICAL SYSTEMS INC. 10480475 11544R |  |  | Active |  | 99:99:99:99:99:99 |  | Equipment | PAAR:00-PVAR | 10/31/2019 |  | COOPER UNIVERSITY HOSPITAL |  |  | SERVICE AGREEMENT |  | DOMINIC VENDETTA
|  | RF SURGICAL SYSTEMS INC. | RF ASSURE 200 | GENERATOR, RADIOFREQUENCY | 125C8 | OR - KELEMEN 3 | Kelemen |  |  | 05/09/2016 |  | 5/9/21 |  |  | NO | YES |  |  |  |  | RF SURGICAL SYSTEMS INC. 10480442 125C8 |  |  | Active |  | 99:99:99:99:99:99 |  | Equipment | PAAR:00-PVAR | 10/31/2019 |  | COOPER UNIVERSITY HOSPITAL |  |  |  |  | DOMINIC VENDETTA
|  | RF SURGICAL SYSTEMS INC. | RF ASSURE 200 | GENERATOR, RADIOFREQUENCY | 1211A | OPERATING ROOM - PAVILION | Pavilion |  |  | 02/18/2014 |  | 2/18/19 |  |  | NO | YES |  |  |  |  | RF SURGICAL SYSTEMS INC. 10368269 1211A |  |  | Active |  | 99:99:99:99:99:99 |  | Equipment | PAAR:00-PVAR | 11/01/2019 |  | COOPER UNIVERSITY HOSPITAL |  |  | OR 8 | WOT00000002201128 | DOMINIC VENDETTA | Disposition | Closed | Salvatore Bombara | 02/14/2019 | 05/20/2019 | Bulk Disposition CNL
|  | RF SURGICAL SYSTEMS INC. | RF ASSURE 200 | GENERATOR, RADIOFREQUENCY | 112DC | OR - KELEMEN 3 | Pavilion |  |  | 08/18/2011 |  | 8/18/16 |  |  | NO | YES |  |  |  |  | RF SURGICAL SYSTEMS INC. 10366674 112DC |  |  | Active |  | 99:99:99:99:99:99 |  | Equipment | PAAR:00-PVAR | 11/02/2019 |  | COOPER UNIVERSITY HOSPITAL |  |  | kel or 8 | WOT00000002199910 | DOMINIC VENDETTA | Disposition | Closed | Salvatore Bombara | 02/14/2019 | 05/15/2019 | Bulk Disposition CNL
|  | RF SURGICAL SYSTEMS INC. | RF ASSURE 200 | GENERATOR, RADIOFREQUENCY |  | LABOR & DELIVERY | Dorrance |  |  | 08/18/2011 |  | 8/18/16 |  |  | NO | YES |  |  |  |  | RF SURGICAL SYSTEMS INC. 10355131 11465 |  |  | Active |  | 99:99:99:99:99:99 |  | Equipment | PAAR:00-PVAR | 11/02/2019 |  | COOPER UNIVERSITY HOSPITAL |  |  | 6 DORRANCE | 0011374980 | JOANNA HORST | Repair | Closed | Salvatore Bombara | 03/24/2017 | 03/24/2017 | DETECTOR - NOT WORKING - TMX | 3/24/2017 11:03:16 AM SXBOMBARA (SXBOMBARA 3/24/2017 12:00 AM) TESTED AND PASSED FUNCTIONAL CHECK. UNABLE TO DUPLICATE ANY ERROR. | 897CC49F-0EA7-4E34-9FCA-C4732753C559 | Labor | 03/24/2017 | 03/24/2017 | Salvatore Bombara
|  | RF SURGICAL SYSTEMS INC. | RF ASSURE 200 | GENERATOR, RADIOFREQUENCY | 121F3 | LABOR & DELIVERY | Dorrance |  |  | 12/18/2013 |  | 12/18/18 |  |  | NO | YES |  |  |  |  | RF SURGICAL SYSTEMS INC. 10355119 121F3 |  |  | Active |  | 99:99:99:99:99:99 |  | Equipment | PAAR:00-PVAR | 11/02/2019 |  | COOPER UNIVERSITY HOSPITAL |  |  | 6 DORRANCE | WOT00000000509024 | JOANNA HORST | Disposition | Closed | Gene Amodei | 02/08/2018 | 05/14/2019 | Bulk Disposition CNL
|  | RF SURGICAL SYSTEMS INC. | RF ASSURE 200 | GENERATOR, RADIOFREQUENCY | 112DF | LABOR & DELIVERY | Dorrance |  |  | 08/18/2011 |  | 8/18/16 |  |  | NO | YES |  |  |  |  | RF SURGICAL SYSTEMS INC. 10355083 112DF |  |  | Active |  | 99:99:99:99:99:99 |  | Equipment | PAAR:00-PVAR | 11/02/2019 |  | COOPER UNIVERSITY HOSPITAL |  |  | ROOM 5 | WOT00000000508412 | JOANNA HORST | Disposition | Closed | Gene Amodei | 02/08/2018 | 07/05/2019 | Bulk Disposition CNL
|  | RF SURGICAL SYSTEMS INC. | RF ASSURE 200 | GENERATOR, RADIOFREQUENCY |  | LABOR & DELIVERY | Dorrance |  |  | 08/18/2011 |  | 8/18/16 |  |  | NO | YES |  |  |  |  | RF SURGICAL SYSTEMS INC. 10354968 11078 |  |  | Active |  | 99:99:99:99:99:99 |  | Equipment | PAAR:00-PVAR | 11/02/2019 |  | COOPER UNIVERSITY HOSPITAL |  |  | 6 DORRANCE | 0012028001 | JOANNA HORST | Repair | Closed | Gene Amodei | 08/10/2017 | 08/11/2017 | DETECTOR - BROKEN, DISCONNECTED FROM MACHINE - L&D DESK / ROOM 2 | 8/11/2017 11:16:13 AM GRAMODEI wand beyond repair, tracy has replacements, chcked replacement, unit ok RTS | 34858C9D-247A-48F0-8341-D360ABC00928 | Labor | 08/11/2017 | 08/11/2017 | Gene Amodei
|  | RF SURGICAL SYSTEMS INC. | RF ASSURE 200 | GENERATOR, RADIOFREQUENCY | 121C0 | VOORHEES SURGERY CENTER-OPERATING ROOM | 900 Centennial Blvd | Suite E |  | 06/27/2015 |  | 6/27/20 |  |  | NO | YES |  |  |  |  | RF SURGICAL SYSTEMS INC. 10348805 121C0 |  |  | Active |  | 99:99:99:99:99:99 |  | Equipment | PAAR:00-PVAR | 11/01/2019 |  | COOPER AMBULATORY OFF-SITES |  |  | OR 4 |  | JENNIFER BOMBARO
|  | RF SURGICAL SYSTEMS INC. | RF ASSURE 200 | GENERATOR, RADIOFREQUENCY |  | VOORHEES SURGERY CENTER-OPERATING ROOM | 900 Centennial Blvd | Suite E |  | 06/27/2015 |  | 6/27/20 |  |  | NO | YES |  |  |  |  | RF SURGICAL SYSTEMS INC. 10348798 12177 |  |  | Active |  | 99:99:99:99:99:99 |  | Equipment | PAAR:00-PVAR | 11/01/2019 |  | COOPER AMBULATORY OFF-SITES |  |  | OR 2 |  | JENNIFER BOMBARO
|  | RF SURGICAL SYSTEMS INC. | RF ASSURE 200 | GENERATOR, RADIOFREQUENCY |  | VOORHEES SURGERY CENTER-OPERATING ROOM | 900 Centennial Blvd | Suite E |  | 11/19/2014 |  | 11/19/19 |  |  | NO | YES |  |  |  |  | RF SURGICAL SYSTEMS INC. 10345500 12255 |  |  | Active |  | 99:99:99:99:99:99 |  | Equipment | PAAR:00-PVAR | 11/01/2019 |  | COOPER AMBULATORY OFF-SITES |  |  | OR 3 | 0011469986 | JENNIFER BOMBARO | Repair | Closed | Kirk Lis | 04/10/2017 | 04/17/2017 | DETECTOR - BEEPING ELECTRICAL INTERFERENCE - VSC OR 2 | 4/17/2017 10:02:32 AM KALIS (KALIS 4/11/2017 12:00 AM) INSTRUCTED STAFF TO RELOCATE WAND CONTROLLER UNIT. IT NEEDS TO BE REMOVED OFF TOP OF ESU UNIT. ELECTRICAL INTERFERENCE IS CAUSED BY ESU RF OUTPUT (KALIS 4/17/2017 12:00 AM) DOCUMENTATION | 4E789C8E-09DE-42B5-88A5-6B11BDC0A60F | Labor | 04/17/2017 | 04/17/2017 | Kirk Lis
|  | RF SURGICAL SYSTEMS INC. | RF ASSURE 200E | GENERATOR, RADIOFREQUENCY | 15AEB | OPERATING ROOM - PAVILION | Kelemen |  |  | 10/31/2019 |  | 10/31/24 |  |  | NO | YES |  |  |  |  | RF SURGICAL SYSTEMS INC. 11239501 15AEB |  |  | Active |  |  |  | Equipment | PAAR:00-PVAR | 10/31/2019 | 10/31/2019 | COOPER UNIVERSITY HOSPITAL |  |  |  | WOT00000004133478 | DOMINIC VENDETTA | Performance Verification | Completed | Salvatore Bombara | 10/31/2019 | 10/31/2019 | Performance Verification for RF SURGICAL SYSTEMS INC. 11239501 15AEB | Initial Install of Performance Verification. Device is ready for patient use. |  |  | 10/31/2019 | 10/31/2019
|  | RF SURGICAL SYSTEMS INC. | RF ASSURE 200E | GENERATOR, RADIOFREQUENCY | 12829R | OPERATING ROOM - PAVILION | Pavilion |  |  | 10/31/2019 |  | 10/31/24 |  |  | NO | YES |  |  |  |  | RF SURGICAL SYSTEMS INC. 11239492 12829R |  |  | Active |  |  |  | Equipment | PAAR:00-PVAR | 10/31/2019 | 10/31/2019 | COOPER UNIVERSITY HOSPITAL |  |  | OR | WOT00000003711630 | DOMINIC VENDETTA | Performance Verification | Completed | Salvatore Bombara | 10/31/2019 | 10/31/2019 | Performance Verification for RF SURGICAL SYSTEMS INC. 11239492 12829R | Initial Install of Performance Verification. Device is ready for patient use. |  |  | 10/31/2019 | 10/31/2019
|  | RF SURGICAL SYSTEMS INC. | RF ASSURE 200E | GENERATOR, RADIOFREQUENCY | 132D9 | OR - KELEMEN 3 | Pavilion |  |  | 10/31/2019 |  | 10/31/24 |  |  | NO | YES |  |  |  |  | RF SURGICAL SYSTEMS INC. 11239482 132D9 |  |  | Active |  |  |  | Equipment | PAAR:00-PVAR | 10/31/2019 | 10/31/2019 | COOPER UNIVERSITY HOSPITAL |  |  |  | WOT00000003512618 | DOMINIC VENDETTA | Performance Verification | Completed | Salvatore Bombara | 10/31/2019 | 10/31/2019 | Performance Verification for RF SURGICAL SYSTEMS INC. 11239482 132D9 | Initial Install of Performance Verification. Device is ready for patient use. |  |  | 10/31/2019 | 10/31/2019
|  | RF SURGICAL SYSTEMS INC. | RF ASSURE 200E | GENERATOR, RADIOFREQUENCY |  | OPERATING ROOM - PAVILION | Pavilion |  |  | 10/31/2019 |  | 10/31/24 |  |  | NO | YES |  |  |  |  | RF SURGICAL SYSTEMS INC. 11239475 12802 |  |  | Active |  |  |  | Equipment | PAAR:00-PVAR | 10/31/2019 | 10/31/2019 | COOPER UNIVERSITY HOSPITAL |  |  | Performance Verification | WOT00000003247518 | DOMINIC VENDETTA | Performance Verification | Closed | Salvatore Bombara | 10/31/2019 | 10/31/2019 | Performance Verification for RF SURGICAL SYSTEMS INC. 11239475 12802 | Initial Install of Performance Verification. Device is ready for patient use. |  |  | 10/31/2019 | 10/31/2019
|  | RF SURGICAL SYSTEMS INC. | RF ASSURE 200E | GENERATOR, RADIOFREQUENCY | 13378R | SAME DAY OR-2ND FL PAVILION | Pavilion |  |  | 10/31/2019 |  | 10/31/24 |  |  | NO | YES |  |  |  |  | RF SURGICAL SYSTEMS INC. 11239474 13378R |  |  | Active |  |  |  | Equipment | PAAR:00-PVAR | 10/31/2019 | 10/31/2019 | COOPER UNIVERSITY HOSPITAL |  |  | Performance Verification | WOT00000003247570 | JOE DRUCTOR | Performance Verification | Closed | Salvatore Bombara | 10/31/2019 | 10/31/2019 | Performance Verification for RF SURGICAL SYSTEMS INC. 11239474 13378R | Initial Install of Performance Verification. Device is ready for patient use. |  |  | 10/31/2019 | 10/31/2019
|  | RF SURGICAL SYSTEMS INC. | RF ASSURE 200E | GENERATOR, RADIOFREQUENCY | 1628A | OPERATING ROOM - PAVILION | Kelemen |  |  | 10/31/2019 |  | 10/31/24 |  |  | NO | YES |  |  |  |  | RF SURGICAL SYSTEMS INC. 11239459 1628A |  |  | Active |  |  |  | Equipment | PAAR:00-PVAR | 10/31/2019 | 10/31/2019 | COOPER UNIVERSITY HOSPITAL |  |  | Performance Verification | WOT00000002712634 | DOMINIC VENDETTA | Performance Verification | Closed | Salvatore Bombara | 10/31/2019 | 10/31/2019 | Performance Verification for RF SURGICAL SYSTEMS INC. 11239459 1628A | Initial Install of Performance Verification. Device is ready for patient use. |  |  | 10/31/2019 | 10/31/2019
|  | RF SURGICAL SYSTEMS INC. | RF ASSURE 200E | GENERATOR, RADIOFREQUENCY | 12979R | SAME DAY OR-2ND FL PAVILION | Pavilion |  |  | 10/31/2019 |  | 10/31/24 |  |  | NO | YES |  |  |  |  | RF SURGICAL SYSTEMS INC. 11239461 12979R |  |  | Active |  |  |  | Equipment | PAAR:00-PVAR | 10/31/2019 | 10/31/2019 | COOPER UNIVERSITY HOSPITAL |  |  | Performance Verification | WOT00000002713052 | JOE DRUCTOR | Performance Verification | Closed | Salvatore Bombara | 10/31/2019 | 10/31/2019 | Performance Verification for RF SURGICAL SYSTEMS INC. 11239461 12979R | Initial Install of Performance Verification. Device is ready for patient use. |  |  | 10/31/2019 | 10/31/2019
|  | RF SURGICAL SYSTEMS INC. | RF ASSURE 200E | GENERATOR, RADIOFREQUENCY | 138BB | OR - KELEMEN 3 | Pavilion |  |  | 10/31/2019 |  | 10/31/24 |  |  | NO | YES |  |  |  |  | RF SURGICAL SYSTEMS INC. 11239460 138BB |  |  | Active |  |  |  | Equipment | PAAR:00-PVAR | 10/31/2019 | 10/31/2019 | COOPER UNIVERSITY HOSPITAL |  |  | Performance Verification | WOT00000002713020 | DOMINIC VENDETTA | Performance Verification | Closed | Salvatore Bombara | 10/31/2019 | 10/31/2019 | CEID Record Completion for RF SURGICAL SYSTEMS INC. 11239460 138BB | PV complete | EXP3002295 | Labor | 10/31/2019 | 10/31/2019 | Salvatore Bombara
|  | RF SURGICAL SYSTEMS INC. | RF ASSURE 200E | GENERATOR, RADIOFREQUENCY | 15B72 | OR - KELEMEN 3 | Pavilion |  |  | 10/31/2019 |  | 10/31/24 |  |  | NO | YES |  |  |  |  | RF SURGICAL SYSTEMS INC. 11239457 15B72 |  |  | Active |  |  |  | Equipment | PAAR:00-PVAR | 10/31/2019 | 10/31/2019 | COOPER UNIVERSITY HOSPITAL |  |  | KELEMEN 3 | WOT00000002712998 | DOMINIC VENDETTA | Performance Verification | Closed | Salvatore Bombara | 10/31/2019 | 10/31/2019 | Performance Verification for RF SURGICAL SYSTEMS INC. 11239457 15B72 | Initial Install of Performance Verification. Device is ready for patient use. |  |  | 10/31/2019 | 10/31/2019
|  | RF SURGICAL SYSTEMS INC. | RF ASSURE 200E | GENERATOR, RADIOFREQUENCY | 162BC | OR - KELEMEN 3 | Pavilion |  |  | 10/31/2019 |  | 10/31/24 |  |  | NO | YES |  |  |  |  | RF SURGICAL SYSTEMS INC. 11239456 162BC |  |  | Active |  |  |  | Equipment | PAAR:00-PVAR | 10/31/2019 | 10/31/2019 | COOPER UNIVERSITY HOSPITAL |  |  | Performance Verification | WOT00000002712991 | DOMINIC VENDETTA | Performance Verification | Closed | Salvatore Bombara | 10/31/2019 | 10/31/2019 | Performance Verification for RF SURGICAL SYSTEMS INC. 11239456 162BC | Initial Install of Performance Verification. Device is ready for patient use. |  |  | 10/31/2019 | 10/31/2019
|  | RF SURGICAL SYSTEMS INC. | RF ASSURE 200E | GENERATOR, RADIOFREQUENCY | 1610A | OPERATING ROOM - PAVILION | Kelemen |  |  | 10/31/2019 |  | 10/31/24 |  |  | NO | YES |  |  |  |  | RF SURGICAL SYSTEMS INC. 11239455 1610A |  |  | Active |  |  |  | Equipment | PAAR:00-PVAR | 10/31/2019 | 10/31/2019 | COOPER UNIVERSITY HOSPITAL |  |  | Performance Verification | WOT00000002712968 | DOMINIC VENDETTA | Performance Verification | Closed | Salvatore Bombara | 10/31/2019 | 10/31/2019 | Performance Verification for RF SURGICAL SYSTEMS INC. 11239455 1610A | Initial Install of Performance Verification. Device is ready for patient use. |  |  | 10/31/2019 | 10/31/2019
|  | RF SURGICAL SYSTEMS INC. | RF ASSURE 200E | GENERATOR, RADIOFREQUENCY | 15C06 | OPERATING ROOM - PAVILION | Pavilion |  |  | 10/31/2019 |  | 10/31/24 |  |  | NO | YES |  |  |  |  | RF SURGICAL SYSTEMS INC. 11239453 15C06 |  |  | Active |  |  |  | Equipment | PAAR:00-PVAR | 10/31/2019 | 10/31/2019 | COOPER UNIVERSITY HOSPITAL |  |  | Performance Verification | WOT00000002712944 | DOMINIC VENDETTA | Performance Verification | Closed | Salvatore Bombara | 10/31/2019 | 10/31/2019 | Performance Verification for RF SURGICAL SYSTEMS INC. 11239453 15C06 | Initial Install of Performance Verification. Device is ready for patient use. |  |  | 10/31/2019 | 10/31/2019
|  | RF SURGICAL SYSTEMS INC. | RF ASSURE 200E | GENERATOR, RADIOFREQUENCY | 130C8R | OPERATING ROOM - PAVILION | Pavilion |  |  | 10/31/2019 |  | 10/31/24 |  |  | NO | YES |  |  |  |  | RF SURGICAL SYSTEMS INC. 11239452 130C8R |  |  | Active |  |  |  | Equipment | PAAR:00-PVAR | 10/31/2019 | 10/31/2019 | COOPER UNIVERSITY HOSPITAL |  |  |  | WOT00000002712931 | DOMINIC VENDETTA | Performance Verification | Closed | Salvatore Bombara | 10/31/2019 | 10/31/2019 | CEID Record Completion for RF SURGICAL SYSTEMS INC. 11239452 130C8R | PV complete | EXP3002383 | Labor | 10/31/2019 | 10/31/2019 | Salvatore Bombara
|  | RF SURGICAL SYSTEMS INC. | RF ASSURE 200E | GENERATOR, RADIOFREQUENCY | 1344F | OPERATING ROOM - PAVILION | Pavilion |  |  | 10/31/2019 |  | 10/31/24 |  |  | NO | YES |  |  |  |  | RF SURGICAL SYSTEMS INC. 11239451 1344F |  |  | Active |  |  |  | Equipment | PAAR:00-PVAR | 10/31/2019 | 10/31/2019 | COOPER UNIVERSITY HOSPITAL |  |  | Performance Verification | WOT00000002712671 | DOMINIC VENDETTA | Performance Verification | Closed | Salvatore Bombara | 10/31/2019 | 10/31/2019 | Performance Verification for RF SURGICAL SYSTEMS INC. 11239451 1344F | Initial Install of Performance Verification. Device is ready for patient use. |  |  | 10/31/2019 | 10/31/2019
|  | RF SURGICAL SYSTEMS INC. | RF ASSURE 200E | GENERATOR, RADIOFREQUENCY |  | OPERATING ROOM - PAVILION | Pavilion |  |  | 10/31/2019 |  | 10/31/24 |  |  | NO | YES |  |  |  |  | RF SURGICAL SYSTEMS INC. 11239394 12971 |  |  | Active |  | 99:99:99:99:99:99 |  | Equipment | PAAR:00-PVAR | 10/31/2019 | 10/31/2019 | COOPER UNIVERSITY HOSPITAL |  |  | Performance Verification | WOT00000001550918 | DOMINIC VENDETTA | Performance Verification | Closed | Salvatore Bombara | 10/31/2019 | 10/31/2019 | CEID Record Completion for RF SURGICAL SYSTEMS INC. 11239394 12971 | PV Completed | EXP2048848 | Labor | 10/31/2019 | 10/31/2019 | Salvatore Bombara
|  | RF SURGICAL SYSTEMS INC. | RF ASSURE 200E | GENERATOR, RADIOFREQUENCY | 1337A | OR - KELEMEN 3 | Pavilion |  |  | 10/31/2019 |  | 10/31/24 |  |  | NO | YES |  |  |  |  | RF SURGICAL SYSTEMS INC. 11239388 1337A |  |  | Active |  | 99:99:99:99:99:99 |  | Equipment | PAAR:00-PVAR | 10/31/2019 | 10/31/2019 | COOPER UNIVERSITY HOSPITAL |  |  | Performance Verification | WOT00000001426804 | DOMINIC VENDETTA | Performance Verification | Closed | Salvatore Bombara | 10/31/2019 | 10/31/2019 | Performance Verification for RF SURGICAL SYSTEMS INC. 11239388 1337A | Initial Install of Performance Verification. Device is ready for patient use. |  |  | 10/31/2019 | 10/31/2019
|  | RF SURGICAL SYSTEMS INC. | RF ASSURE 200E | GENERATOR, RADIOFREQUENCY | 127AA | OPERATING ROOM - PAVILION | Pavilion |  |  | 10/31/2019 |  | 10/31/24 |  |  | NO | YES |  |  |  |  | RF SURGICAL SYSTEMS INC. 11239389 127AA |  |  | Active |  | 99:99:99:99:99:99 |  | Equipment | PAAR:00-PVAR | 10/31/2019 | 10/31/2019 | COOPER UNIVERSITY HOSPITAL |  |  | Performance Verification | WOT00000001428249 | DOMINIC VENDETTA | Performance Verification | Closed | Salvatore Bombara | 10/31/2019 | 10/31/2019 | CEID Record Completion for RF SURGICAL SYSTEMS INC. 11239389 127AA | PV Completed | EXP2048904 | Labor | 10/31/2019 | 10/31/2019 | Salvatore Bombara
|  | RF SURGICAL SYSTEMS INC. | RF ASSURE 200E | GENERATOR, RADIOFREQUENCY | 1385E | LABOR & DELIVERY | Dorrance |  |  | 10/31/2019 |  | 10/31/24 |  |  | NO | YES |  |  |  |  | RF SURGICAL SYSTEMS INC. 30438061 1385E |  |  | Active |  | 99:99:99:99:99:99 |  | Equipment | PAAR:00-PVAR | 10/31/2019 | 10/31/2019 | COOPER UNIVERSITY HOSPITAL |  |  | Performance Verification | WOT00000001170002 | JOANNA HORST | Performance Verification | Closed | Gene Amodei | 10/31/2019 | 10/31/2019 | Performance Verification for RF SURGICAL SYSTEMS INC. 30438061 1385E | Initial Install of Performance Verification. Device is ready for patient use. |  |  | 10/31/2019 | 10/31/2019
|  | RITA MEDICAL SYSTEM INC. | 1500X | GENERATOR, RADIOFREQUENCY | A071951 | OR - KELEMEN 3 | Pavilion |  |  | 10/08/2007 |  | 10/8/12 |  |  | NO | YES |  |  |  |  | RITA MEDICAL SYSTEM INC. 10346302 A071951 |  |  | Active |  | 99:99:99:99:99:99 |  | High Risk | PAAR:00-PVAR | 10/31/2019 |  | COOPER UNIVERSITY HOSPITAL |  |  | OR STORAGE RM |  | DOMINIC VENDETTA
|  | STOCKERT GMBH | SMARTABLATE | GENERATOR, RADIOFREQUENCY | G4C-2955 | SAME DAY OR-2ND FL PAVILION | Pavilion |  |  | 05/30/2019 |  | 5/30/26 |  |  | NO | YES |  |  |  |  | STOCKERT GMBH 11187539 G4C-2955 |  |  | Active |  | 99:99:99:99:99:99 |  | High Risk | 1Y:00-MIN 2Y:00-MFG | 05/30/2019 | 05/30/2019 | COOPER UNIVERSITY HOSPITAL |  |  | P2 - SD8 | WOT00000001018438 | JOE DRUCTOR | Performance Verification | Closed | Zhan Kiselev | 05/30/2019 | 05/30/2019 | Performance Verification for STOCKERT GMBH 11208055 G4RC-2990 | Initial Install of Performance Verification. Device is ready for patient use. |  |  | 05/30/2019 | 05/30/2019
|  | STOCKERT GMBH | SMARTABLATE | GENERATOR, RADIOFREQUENCY | G4C-2632 | CARDIAC CATH LAB | Kelemen |  |  | 03/01/2018 |  | 3/1/25 |  |  | NO | YES |  |  |  |  | STOCKERT GMBH 10725230 G4C-2632 |  |  | Active |  | 99:99:99:99:99:99 |  | High Risk | 1Y:00-MIN 2Y:00-MFG | 05/30/2019 | 05/01/2020 | COOPER UNIVERSITY HOSPITAL |  |  | CCL - Lab 4 | WOT00000000649472 | LINDA BEAN | Performance Verification | Closed | Stephen Zubrzycki | 03/09/2018 | 07/30/2018 | Performance Verification for UNMATCHED 10725230 G4C-2632 | Initial Install of Performance Verification. Device is ready for patient use.
|  | STOCKERT GMBH | SMARTABLATE | GENERATOR, RADIOFREQUENCY | G4C-0461 | CARDIAC CATH LAB | Kelemen |  |  | 05/05/2016 |  | 5/5/23 |  |  | NO | YES |  |  |  |  | STOCKERT GMBH 10505025 G4C-0461 |  |  | Active |  | 99:99:99:99:99:99 |  | High Risk | 1Y:00-MIN 2Y:00-MFG | 05/30/2019 | 05/01/2020 | COOPER UNIVERSITY HOSPITAL |  |  | CCL - EP1 |  | LINDA BEAN
|  | VNUS MEDICAL TECHNOLOGIES, INC. | RFG2 | GENERATOR, RADIOFREQUENCY | 20103410BP | BUNKER HILL-SURGERY | 2 Plaza Dr |  |  | 09/20/2010 |  | 9/20/17 |  |  | NO | YES |  |  |  |  | VNUS MEDICAL TECHNOLOGIES, INC. 10366893 20103410BP |  |  | Active |  | 99:99:99:99:99:99 |  | High Risk | 6M:00-MFG | 06/01/2019 | 12/01/2019 | COOPER AMBULATORY OFF-SITES |  |  | Podiatry storage |  | ANNE MAIER
|  | SIEMENS MEDICAL | POLYDOROS IT | GENERATOR, RADIOGRAPHIC |  | RADIOLOGY DIAGNOSTICS | Kelemen |  |  | 07/21/2011 |  | 7/21/18 |  | SYSTEM COMPONENT | NO | YES |  |  |  |  | SIEMENS MEDICAL 10368159 5257 |  |  | Active |  | 99:99:99:99:99:99 |  | Equipment | 1Y:00-MFG | 01/31/2019 | 01/01/2020 | COOPER UNIVERSITY HOSPITAL |  |  | ED X-RAY |  | PAULETTE DUCKREY
|  | GETINGE/CASTLE, INC. | HS-9600 | GENERATOR, STEAM |  | COOPER CANCER CENTER-MULTIDISCIPLINARY CLINIC | MD Anderson Cancer Center |  |  | 06/10/2015 |  | 6/10/25 |  |  | NO | YES |  |  |  |  | GETINGE/CASTLE, INC. 10725004 14333418 |  |  | Disposition |  | 99:99:99:99:99:99 |  | Equipment | 1Y:00-MFG | 09/27/2018 | 09/01/2020 | COOPER AMBULATORY OFF-SITES |  |  | C2050-CLEAN UTILITY | 0011359746 | ROXANNE BERGER | Preventative Maintenance | Closed | Bonnie Aichroth | 03/20/2017 | 04/03/2017 | PERFORMANCE ASSURANCE AT INVENTORY | INVENTORIED DEVICE AND ENSURED DEVICE WAS FUNCTIONING PROPERLY. | 9BC2DF66-D846-46A8-BE63-AEC5D82B96FC | Labor | 03/20/2017 | 03/20/2017 | Stephen Zubrzycki
|  | MOPEC | MB600 | GROSSING STATION | MB600B07008 | LAB HISTOLOGY | Pavilion | Basement |  | 06/05/2015 |  | 6/5/25 |  |  | NO | YES |  |  |  |  | MOPEC 10365289 MB600B07008 |  |  | Active |  | 99:99:99:99:99:99 |  | Equipment | 1Y:00-MFG | 11/01/2019 | 11/01/2020 | COOPER UNIVERSITY HOSPITAL |  |  | HISTOLOGY |  | DALE MORRONE
|  | MOPEC | MB600 | GROSSING STATION | MB600IQ5071 | LAB HISTOLOGY | Pavilion | Basement |  | 06/05/2015 |  | 6/5/25 |  |  | NO | YES |  |  |  |  | MOPEC 10365290 MB600IQ5071 |  |  | Active |  | 99:99:99:99:99:99 |  | Equipment | 1Y:00-MFG | 11/01/2019 | 11/01/2020 | COOPER UNIVERSITY HOSPITAL |  |  | HISTOLOGY |  | DALE MORRONE
|  | ORTHO-CLINICAL DIAGNOSTICS | DG-225 | HEAT BLOCK |  |  | Pavilion | Basement | [6 empty] | NO | YES
|  | ORTHO-CLINICAL DIAGNOSTICS | DG-225 | HEAT BLOCK |  | LAB BLOOD BANK | Pavilion | Basement |  | 10/06/2005 |  | 10/6/12 |  |  | NO | YES |  |  |  |  | ORTHO-CLINICAL DIAGNOSTICS 10367927 2250884728 |  |  | Active |  | 99:99:99:99:99:99 |  | Equipment | 1Y:00-MFG | 01/08/2019 | 01/01/2020 | COOPER UNIVERSITY HOSPITAL |  |  | BLOOD BANK |  | Barbara Bayne
|  | ORTHO-CLINICAL DIAGNOSTICS | DG-225 | HEAT BLOCK |  | LAB BLOOD BANK | Pavilion | Basement |  | 10/06/2005 |  | 10/6/12 |  |  | NO | YES |  |  |  |  | ORTHO-CLINICAL DIAGNOSTICS 10367923 2250884727 |  |  | Active |  | 99:99:99:99:99:99 |  | Equipment | 1Y:00-MFG | 01/09/2019 | 01/01/2020 | COOPER UNIVERSITY HOSPITAL |  |  | Blood Banki |  | Barbara Bayne
|  | VWR INTERNATIONAL | 12621-088 | HEAT BLOCK |  | LAB CHEMISTRY | Pavilion | Basement |  | 09/27/2013 |  | 9/27/20 |  |  | NO | YES |  |  |  |  | VWR INTERNATIONAL 10360278 111021001 |  |  | Disposition |  |  |  | Equipment | 1Y:00-MFG | 03/14/2017 | 03/01/2020 | COOPER UNIVERSITY HOSPITAL |  |  | PAVILION BASEMENT |  | Barbara Snyder
|  | EMERSON COMPANY, J.H. | 96-HB | HEAT LAMP |  | TRAUMA ADMIT | Kelemen |  |  | 01/01/2001 |  | 1/1/06 |  |  | NO | YES |  |  |  |  | EMERSON COMPANY, J.H. 10368181 90472 |  |  | Active |  | 99:99:99:99:99:99 |  | Equipment | PAAR:00-PVAR | 11/02/2019 |  | COOPER UNIVERSITY HOSPITAL |  |  | TRAUMA ADMIT | WOT00000000519920 | Diane Floyd | Disposition | Closed | Richard Jolly | 02/08/2018 | 05/23/2019 | Bulk Disposition CNL
|  | OLYMPUS AMERICA, INC. | HPU-20 | HEATER, ENDOSCOPE |  | VOORHEES SURGERY CENTER-OPERATING ROOM | 900 Centennial Blvd | Suite E |  | 04/21/2000 |  |  |  |  | NO | YES |  |  |  |  | OLYMPUS AMERICA, INC. 10347251 7900153 |  |  | Active |  | 99:99:99:99:99:99 |  | Equipment | 1Y:00-MFG | 04/18/2019 | 04/01/2020 | COOPER AMBULATORY OFF-SITES |  |  | Store ROOM OLYMPUS CART |  | JENNIFER BOMBARO
|  | LABCONCO CORPORATION | PURIFIER | HOOD, BIOLOGICAL SAFETY |  | LAB MICROBIOLOGY | Pavilion | BASEMENT |  | 01/01/1999 |  | 1/1/14 |  |  | NO | YES |  |  |  |  | LABCONCO CORPORATION 10367977 223950 |  |  | Active |  | 99:99:99:99:99:99 |  | Equipment | 6M:00-MIN 1Y:00-MFG 5Y:00-RPLC | 11/01/2019 | 05/01/2020 | COOPER UNIVERSITY HOSPITAL |  |  | ROOM P 41G |  | COURTNEY BARRY
|  | LABCONCO CORPORATION | PURIFIER | HOOD, BIOLOGICAL SAFETY | 080486114A | COOPER CENTER FOR SPECIAL DIAGNOSTICS | 401 Haddon Ave |  |  | 07/01/2008 |  | 7/1/23 |  |  | NO | YES |  |  |  |  | LABCONCO CORPORATION 10365689 080486114A |  |  | Active |  | 99:99:99:99:99:99 |  | Equipment | 1Y:00-MFG | 06/07/2019 | 06/01/2020 | COOPER AMBULATORY OFF-SITES |  |  | MAIN LAB |  | DR. BARNOWSKY
|  | THE BAKER COMPANY | STERILGARD III ADVANCE 303 | HOOD, BIOLOGICAL SAFETY |  | LAB CYTOLOGY | Kelemen | BASEMENT |  | 06/23/2009 |  | 6/23/24 |  |  | NO | YES |  |  |  |  | THE BAKER COMPANY 10368041 98191 |  |  | Active |  | 99:99:99:99:99:99 |  | Equipment | 1Y:00-MFG | 09/30/2019 | 09/01/2020 | COOPER UNIVERSITY HOSPITAL |  |  | CYTOLOGY |  | DALE MORRONE
|  | THERMO ELECTRON CORPORATION |  | HOOD, BIOLOGICAL SAFETY | 366765-350 | LAB MICROBIOLOGY | Pavilion | Basement |  | 10/24/2006 |  | 10/24/21 |  |  | NO | YES |  |  |  |  | THERMO ELECTRON CORPORATION 10367953 366765-350 |  |  | Active |  | 99:99:99:99:99:99 |  | Equipment | 1Y:00-MFG | 01/05/2019 | 01/01/2020 | COOPER UNIVERSITY HOSPITAL |  |  | MICROBIOLOGY |  | COURTNEY BARRY
|  | NUAIRE INC | PHARMAGARD NU-NTE800 | HOOD, COMPOUNDING |  | VOORHEES SURGERY CENTER-HEM/ONC | 900 Centennial Blvd | Suite M |  | 10/31/2019 |  | 10/31/31 |  |  | NO | YES |  |  |  |  | NUAIRE INC 11239281 182956111417 |  |  | Active |  | 99:99:99:99:99:99 |  | Equipment | PAAR:00-PVAR | 10/31/2019 | 10/31/2019 | COOPER AMBULATORY OFF-SITES |  |  | Performance Verification | WOT00000001049600 | MEGAN MCCAFFERTY | Performance Verification | Closed | Kirk Lis | 10/31/2019 | 10/31/2019 | Performance Verification for NUAIRE INC 11239281 182956111417 | Initial Install of Performance Verification. Device is ready for patient use. |  |  | 10/31/2019 | 10/31/2019
|  | LABCONCO CORPORATION | PARAMOUNT | HOOD, FUME | 080485198D | COOPER CENTER FOR SPECIAL DIAGNOSTICS | 401 Haddon Ave |  |  | 07/01/2008 |  | 7/1/23 |  |  | NO | YES |  |  |  |  | LABCONCO CORPORATION 10365683 080485198D |  |  | Active |  | 99:99:99:99:99:99 |  | Equipment | 1Y:00-MFG | 06/10/2019 | 06/01/2020 | COOPER AMBULATORY OFF-SITES |  |  | E+R - Main Lab |  | DR. BARNOWSKY
|  | LABCONCO CORPORATION | PARAMOUNT | HOOD, FUME | 091118375A | COOPER CENTER FOR SPECIAL DIAGNOSTICS | 401 Haddon Ave |  |  | 06/03/2008 |  | 6/3/23 |  |  | NO | YES |  |  |  |  | LABCONCO CORPORATION 10365661 091118375A |  |  | Active |  | 99:99:99:99:99:99 |  | Equipment | 1Y:00-MFG | 06/14/2019 | 06/01/2020 | COOPER AMBULATORY OFF-SITES |  |  | SPECIAL DIAGNOSTICS |  | DR. BARNOWSKY
|  | LABCONCO CORPORATION | PROTECTOR | HOOD, FUME | 030789545B | LAB CYTOLOGY | Kelemen | BASEMENT |  | 09/19/2011 |  | 9/19/26 |  |  | NO | YES |  |  |  |  | LABCONCO CORPORATION 10368045 030789545B |  |  | Active |  | 99:99:99:99:99:99 |  | Equipment | 1Y:00-MFG | 11/01/2019 | 11/01/2020 | COOPER UNIVERSITY HOSPITAL |  |  | P047 - CYTOLOGY |  | DALE MORRONE
|  | LABCONCO CORPORATION | PROTECTOR | HOOD, FUME | 080789865B | LAB HISTOLOGY | Pavilion | Basement |  | 01/01/1900 |  |  |  |  | NO | YES |  |  |  |  | LABCONCO CORPORATION 10368012 080789865B |  |  | Active |  | 99:99:99:99:99:99 |  | Equipment | 1Y:00-MFG | 11/01/2019 | 11/01/2020 | COOPER UNIVERSITY HOSPITAL |  |  | HISTOLOGY |  | DALE MORRONE
|  | LABCONCO CORPORATION | PROTECTOR | HOOD, FUME |  | LAB HISTOLOGY | Pavilion | Basement |  | 01/01/1900 |  |  |  |  | NO | YES |  |  |  |  | LABCONCO CORPORATION 10367999 080587247 |  |  | Active |  | 99:99:99:99:99:99 |  | Equipment | 1Y:00-MFG | 11/01/2019 | 11/01/2020 | COOPER UNIVERSITY HOSPITAL |  |  | HISTOLOGY |  | DALE MORRONE
|  | NUAIRE INC | LABGARD | HOOD, FUME | 1.2452071171e 011 | LAB MICROBIOLOGY | Pavilion | Basement |  | 01/01/2009 |  | 1/1/24 |  |  | NO | YES |  |  |  |  | NUAIRE INC 10367966 1.2452071171e+011 |  |  | Active |  | 99:99:99:99:99:99 |  | Equipment | 1Y:00-MFG | 11/01/2019 | 11/01/2020 | COOPER UNIVERSITY HOSPITAL |  |  | MICROBIOLOGY |  | COURTNEY BARRY
|  | NUAIRE INC | NU-425-500 | HOOD, FUME |  | LAB MICROBIOLOGY | Pavilion | Basement |  | 01/20/2016 |  | 1/20/31 |  |  | NO | YES |  |  |  |  | NUAIRE INC 10349484 12481071708 |  |  | Active |  | 99:99:99:99:99:99 |  | Equipment | 1Y:00-MFG | 11/01/2019 | 11/01/2020 | COOPER UNIVERSITY HOSPITAL |  |  |  |  | COURTNEY BARRY
|  | THE BAKER COMPANY | EDGEGARD SPACE SAVER | HOOD, FUME |  | COOPER DIGESTIVE HEALTH-ENDOSCOPY | 501 Fellowship Rd |  |  | 10/10/2013 |  | 10/10/23 |  |  | NO | YES |  |  |  |  | THE BAKER COMPANY 10347072 110790 |  |  | Active |  | 99:99:99:99:99:99 |  | Equipment | 1Y:00-MFG | 02/28/2019 | 02/01/2020 | COOPER AMBULATORY OFF-SITES |  |  | GI CENTER |  | JEANNE GREER
|  | CORNING MEDICAL | PC-351 | HOT PLATE |  | LAB MICROBIOLOGY | Pavilion | BASEMENT |  | 01/01/1900 |  |  |  |  | NO | YES |  |  |  |  | CORNING MEDICAL 10367996 10367996 |  |  | Active |  | 99:99:99:99:99:99 |  | Equipment | 1Y:00-MFG | 01/05/2019 | 01/01/2020 | COOPER UNIVERSITY HOSPITAL |  |  | MICROBIOLOGY |  | COURTNEY BARRY
|  | CORNING MEDICAL | PC-420D | HOT PLATE |  | COOPER CENTER FOR SPECIAL DIAGNOSTICS | 401 Haddon Ave |  |  | 07/01/2008 |  | 7/1/18 |  |  | NO | YES |  |  |  |  | CORNING MEDICAL 10365676 033508045081 |  |  | Active |  | 99:99:99:99:99:99 |  | Equipment | PAAR:00-PVAR | 11/02/2019 |  | COOPER AMBULATORY OFF-SITES |  |  | E+R - Main Lab | WOT00000002951719 | DR. BARNOWSKY | Preventative Maintenance | Closed | Gene Amodei | 06/19/2019 | 06/19/2019 | PM: Procedure: 00-PVAR Frequency: PAAR | PASSED ESI (VERFIED WITH 10480315), READING 64C AT A 75C SET POINT | EXP3191030 | Labor | 06/18/2019 | 06/18/2019 | Stephen Zubrzycki
|  | CORNING MEDICAL | PC-420D | HOT PLATE |  | COOPER CENTER FOR SPECIAL DIAGNOSTICS | 401 Haddon Ave |  |  | 07/01/2008 |  | 7/1/18 |  |  | NO | YES |  |  |  |  | CORNING MEDICAL 10365677 033508045123 |  |  | Active |  | 99:99:99:99:99:99 |  | Equipment | PAAR:00-PVAR | 11/02/2019 |  | COOPER AMBULATORY OFF-SITES |  |  | E+R - Main Lab | WOT00000002951770 | DR. BARNOWSKY | Preventative Maintenance | Closed | Gene Amodei | 06/19/2019 | 06/19/2019 | PM: Procedure: 00-PVAR Frequency: PAAR | PASSED ESI (VERIFIED WITH 10480315), READING 66C AT A 75C SET POINT (VERIFIED WITH 659766) | EXP3191073 | Labor | 06/18/2019 | 06/18/2019 | Stephen Zubrzycki
|  | FISHER SCIENTIFIC INTERNATIONAL | ISOTEMP | HOT PLATE | C1887110836046 |  | Pavilion | Basement |  | 02/20/2012 |  | 2/20/22 |  |  | NO | YES |  |  |  |  | FISHER SCIENTIFIC INTERNATIONAL 10369093 C1887110836046 |  |  | Active |  | 99:99:99:99:99:99 |  | Equipment | 1Y:00-MFG | 09/20/2019 | 09/01/2020 | COOPER UNIVERSITY HOSPITAL |  |  |  |  | DALE MORRONE
|  | OLYMPUS AMERICA, INC. | IMH-20 | HUB, IMAGE MANAGEMENT |  | SAME DAY OR-2ND FL PAVILION | Pavilion |  |  | 10/31/2019 |  | 10/31/26 |  |  | NO | YES |  |  |  |  | OLYMPUS AMERICA, INC. 11239158 7755483 |  |  | Active |  | 99:99:99:99:99:99 |  | Equipment | PAAR:00-PVAR | 10/31/2019 | 10/31/2019 | COOPER UNIVERSITY HOSPITAL |  |  | SD OR 5 | WOT00000000616771 | JOE DRUCTOR | Performance Verification | Closed | Tom Burhart | 10/31/2019 | 10/31/2019 | Performance Verification for OLYMPUS AMERICA, INC. 11239158 7755483 | Initial Install of Performance Verification. Device is ready for patient use. |  |  | 10/31/2019 | 10/31/2019
|  | OLYMPUS AMERICA, INC. | IMH-20 | HUB, IMAGE MANAGEMENT |  | SAME DAY OR-2ND FL PAVILION | Pavilion |  |  | 10/31/2019 |  | 10/31/26 |  |  | NO | YES |  |  |  |  | OLYMPUS AMERICA, INC. 11239141 7765763 |  |  | Active |  | 99:99:99:99:99:99 |  | Equipment | PAAR:00-PVAR | 10/31/2019 | 10/31/2019 | COOPER UNIVERSITY HOSPITAL |  |  | SD OR | WOT00000000564469 | JOE DRUCTOR | Performance Verification | Closed | Salvatore Bombara | 10/31/2019 | 10/31/2019 | Performance Verification for OLYMPUS AMERICA, INC. 11239141 7765763 | Initial Install of Performance Verification. Device is ready for patient use. |  |  | 10/31/2019 | 10/31/2019
|  | OLYMPUS AMERICA, INC. | IMH-20 | HUB, IMAGE MANAGEMENT |  | SAME DAY OR-2ND FL PAVILION | Pavilion |  |  | 10/31/2019 |  | 10/31/26 |  |  | NO | YES |  |  |  |  | OLYMPUS AMERICA, INC. 11239105 7755518 |  |  | Active |  | 99:99:99:99:99:99 |  | Equipment | PAAR:00-PVAR | 10/31/2019 | 10/31/2019 | COOPER UNIVERSITY HOSPITAL |  |  | SD OR 03 | WOT00000000559087 | JOE DRUCTOR | Performance Verification | Closed | Salvatore Bombara | 10/31/2019 | 10/31/2019 | Performance Verification for OLYMPUS AMERICA, INC. 11239105 775518 | Initial Install of Performance Verification. Device is ready for patient use. |  |  | 10/31/2019 | 10/31/2019
|  | OLYMPUS AMERICA, INC. | IMH-20 | HUB, IMAGE MANAGEMENT |  | SAME DAY OR-2ND FL PAVILION | Kelemen |  |  | 10/31/2019 |  | 10/31/26 |  |  | NO | YES |  |  |  |  | OLYMPUS AMERICA, INC. 11239102 7765893 |  |  | Active |  | 99:99:99:99:99:99 |  | Equipment | PAAR:00-PVAR | 10/31/2019 | 10/31/2019 | COOPER UNIVERSITY HOSPITAL |  |  | Performance Verification | WOT00000000559056 | JOE DRUCTOR | Performance Verification | Closed | Salvatore Bombara | 10/31/2019 | 10/31/2019 | Performance Verification for OLYMPUS AMERICA, INC. 11239102 7765893 | Initial Install of Performance Verification. Device is ready for patient use. |  |  | 10/31/2019 | 10/31/2019
|  | OLYMPUS AMERICA, INC. | IMH-20 | HUB, IMAGE MANAGEMENT |  | SAME DAY OR-2ND FL PAVILION | Pavilion |  |  | 10/31/2019 |  | 10/31/26 |  |  | NO | YES |  |  |  |  | OLYMPUS AMERICA, INC. 11239084 7755514 |  |  | Active |  | 99:99:99:99:99:99 |  | Equipment | PAAR:00-PVAR | 10/31/2019 | 10/31/2019 | COOPER UNIVERSITY HOSPITAL |  |  | SD OR 2 | WOT00000000558712 | JOE DRUCTOR | Performance Verification | Closed | Salvatore Bombara | 10/31/2019 | 10/31/2019 | Performance Verification for OLYMPUS AMERICA, INC. 11239084 7755514 | Initial Install of Performance Verification. Device is ready for patient use. |  |  | 10/31/2019 | 10/31/2019
|  | OLYMPUS AMERICA, INC. | IMH-20 | HUB, IMAGE MANAGEMENT |  | SAME DAY OR-2ND FL PAVILION | Pavilion |  |  | 10/31/2019 |  | 10/31/26 |  |  | NO | YES |  |  |  |  | OLYMPUS AMERICA, INC. 11239065 7755515 |  |  | Active |  | 99:99:99:99:99:99 |  | Equipment | PAAR:00-PVAR | 10/31/2019 | 10/31/2019 | COOPER UNIVERSITY HOSPITAL |  |  | SD OR 1 | WOT00000000556283 | JOE DRUCTOR | Performance Verification | Closed | Salvatore Bombara | 10/31/2019 | 10/31/2019 | Performance Verification for OLYMPUS AMERICA, INC. 11239065 7755515 | Initial Install of Performance Verification. Device is ready for patient use. |  |  | 10/31/2019 | 10/31/2019
|  | OLYMPUS AMERICA, INC. | IMH-20 | HUB, IMAGE MANAGEMENT |  | SAME DAY OR-2ND FL PAVILION | Pavilion |  |  | 10/31/2019 |  | 10/31/26 |  |  | NO | YES |  |  |  |  | OLYMPUS AMERICA, INC. 11239062 7765810 |  |  | Active |  | 99:99:99:99:99:99 |  | Equipment | PAAR:00-PVAR | 10/31/2019 | 10/31/2019 | COOPER UNIVERSITY HOSPITAL |  |  | Performance Verification | WOT00000000556232 | JOE DRUCTOR | Performance Verification | Closed | Salvatore Bombara | 10/31/2019 | 10/31/2019 | Performance Verification for OLYMPUS AMERICA, INC. 11239062 7765810 | Initial Install of Performance Verification. Device is ready for patient use. |  |  | 10/31/2019 | 10/31/2019
|  | OLYMPUS AMERICA, INC. | IMH-20 | HUB, IMAGE MANAGEMENT |  | SAME DAY OR-2ND FL PAVILION | Pavilion |  |  | 10/31/2019 |  | 10/31/26 |  |  | NO | YES |  |  |  |  | OLYMPUS AMERICA, INC. 11239029 7765600 |  |  | Active |  | 99:99:99:99:99:99 |  | Equipment | PAAR:00-PVAR | 10/31/2019 | 10/31/2019 | COOPER UNIVERSITY HOSPITAL |  |  | Performance Verification | WOT00000000552305 | JOE DRUCTOR | Performance Verification | Closed | Salvatore Bombara | 10/31/2019 | 10/31/2019 | Performance Verification for OLYMPUS AMERICA, INC. 11239029 7765600 | Initial Install of Performance Verification. Device is ready for patient use. |  |  | 10/31/2019 | 10/31/2019
|  | OLYMPUS AMERICA, INC. | IMH-20 | HUB, IMAGE MANAGEMENT |  | SAME DAY OR-2ND FL PAVILION | Pavilion |  |  | 10/31/2019 |  | 10/31/26 |  |  | NO | YES |  |  |  |  | OLYMPUS AMERICA, INC. 11239017 7755488 |  |  | Active |  | 99:99:99:99:99:99 |  | Equipment | PAAR:00-PVAR | 10/31/2019 | 10/31/2019 | COOPER UNIVERSITY HOSPITAL |  |  | SD6 | WOT00000000552063 | JOE DRUCTOR | Performance Verification | Closed | Salvatore Bombara | 10/31/2019 | 10/31/2019 | Performance Verification for OLYMPUS AMERICA, INC. 11239017 7755488 | Initial Install of Performance Verification. Device is ready for patient use. |  |  | 10/31/2019 | 10/31/2019
|  | OLYMPUS AMERICA, INC. | IMH-20 | HUB, IMAGE MANAGEMENT |  | SAME DAY OR-2ND FL PAVILION | Pavilion |  |  | 10/31/2019 |  | 10/31/26 |  |  | NO | YES |  |  |  |  | OLYMPUS AMERICA, INC. 11239012 7765766 |  |  | Active |  | 99:99:99:99:99:99 |  | Equipment | PAAR:00-PVAR | 10/31/2019 | 10/31/2019 | COOPER UNIVERSITY HOSPITAL |  |  | Performance Verification | WOT00000000552004 | JOE DRUCTOR | Performance Verification | Closed | Salvatore Bombara | 10/31/2019 | 10/31/2019 | CEID Record Completion for OLYMPUS AMERICA, INC. 11239012 7765766 | Inventoried unit. | EXP3418736 | Labor | 10/31/2019 | 10/31/2019 | Josh Harris
|  | OLYMPUS AMERICA, INC. | IMH-20 | HUB, IMAGE MANAGEMENT |  | OPERATING ROOM - PAVILION | Pavilion |  |  | 11/08/2017 |  | 11/8/24 |  |  | NO | YES |  |  |  |  | OLYMPUS AMERICA, INC. 10732470 7655097 |  |  | Active |  | 99:99:99:99:99:99 |  | Equipment | PAAR:00-PVAR | 10/31/2019 |  | COOPER UNIVERSITY HOSPITAL |  |  |  | 0012508806 | DOMINIC VENDETTA | Performance Verification | Closed | Josh Harris | 12/15/2017 | 12/15/2017 | INCOMING INVENTORY | DEVICE INVENTORIED | 68941B12-DDEE-4985-976C-36B5ACC124D6 | Labor | 12/15/2017 | 12/15/2017 | Josh Harris
|  | OLYMPUS AMERICA, INC. | IMH-20 | HUB, IMAGE MANAGEMENT |  | OR - KELEMEN 3 | Kelemen |  |  | 09/11/2017 |  | 9/11/24 |  |  | NO | YES |  |  |  |  | OLYMPUS AMERICA, INC. 10732260 7655151 |  |  | Active |  | 99:99:99:99:99:99 |  | Equipment | PAAR:00-PVAR | 10/31/2019 |  | COOPER UNIVERSITY HOSPITAL |  |  |  | 0012379967 | DOMINIC VENDETTA | Performance Verification | Closed | Josh Harris | 11/02/2017 | 11/02/2017 | INCOMING INVENTORY | DEVICE INVENTORIED | B6BE8751-6C4C-4379-A48F-013E815E9558 | Labor | 11/02/2017 | 11/02/2017 | Josh Harris
|  | OLYMPUS AMERICA, INC. | IMH-20 | HUB, IMAGE MANAGEMENT |  | OR - KELEMEN 3 | Kelemen |  |  | 09/12/2016 |  | 9/12/23 |  |  | NO | YES |  |  |  |  | OLYMPUS AMERICA, INC. 10505435 7654409 |  |  | Active |  | 99:99:99:99:99:99 |  | Equipment | PAAR:00-PVAR | 10/31/2019 |  | COOPER UNIVERSITY HOSPITAL |  |  | KELEMEN OR RM 11 |  | DOMINIC VENDETTA
|  | OLYMPUS AMERICA, INC. | IMH-20 | HUB, IMAGE MANAGEMENT |  | OR - KELEMEN 3 | Kelemen |  |  | 09/12/2016 |  | 9/12/23 |  |  | NO | YES |  |  |  |  | OLYMPUS AMERICA, INC. 10505386 7654449 |  |  | Active |  | 99:99:99:99:99:99 |  | Equipment | PAAR:00-PVAR | 10/31/2019 |  | COOPER UNIVERSITY HOSPITAL |  |  | KELEMEN OR RM 10 |  | DOMINIC VENDETTA
|  | OLYMPUS AMERICA, INC. | IMH-20 | HUB, IMAGE MANAGEMENT |  | OR - KELEMEN 3 | Kelemen |  |  | 08/15/2016 |  | 8/15/23 |  |  | NO | YES |  |  |  |  | OLYMPUS AMERICA, INC. 10505375 7654454 |  |  | Active |  | 99:99:99:99:99:99 |  | Equipment | PAAR:00-PVAR | 10/31/2019 |  | COOPER UNIVERSITY HOSPITAL |  |  | KELEMAN OR RM 9 |  | DOMINIC VENDETTA
|  | OLYMPUS AMERICA, INC. | IMH-20 | HUB, IMAGE MANAGEMENT |  | OR - KELEMEN 3 | Kelemen |  |  | 05/06/2016 |  | 5/6/23 |  |  | NO | YES |  |  |  |  | OLYMPUS AMERICA, INC. 10480425 7554326 |  |  | Active |  | 99:99:99:99:99:99 |  | Equipment | PAAR:00-PVAR | 10/31/2019 |  | COOPER UNIVERSITY HOSPITAL |  |  | ROOM K8 |  | DOMINIC VENDETTA
|  | OLYMPUS AMERICA, INC. | IMH-20 | HUB, IMAGE MANAGEMENT |  | OR - KELEMEN 3 | Pavilion |  |  | 01/01/1900 |  |  |  |  | NO | YES |  |  |  |  | OLYMPUS AMERICA, INC. 10367792 7553548 |  |  | Active |  | 99:99:99:99:99:99 |  | Equipment | PAAR:00-PVAR | 11/01/2019 |  | COOPER UNIVERSITY HOSPITAL |  |  | PAV OR | WOT00000002200520 | DOMINIC VENDETTA | Disposition | Closed | Salvatore Bombara | 02/14/2019 | 05/14/2019 | Bulk Disposition CNL
|  | OLYMPUS AMERICA, INC. | IMH-20 | HUB, IMAGE MANAGEMENT |  | OR - KELEMEN 3 | Pavilion |  |  | 01/01/1900 |  |  |  |  | NO | YES |  |  |  |  | OLYMPUS AMERICA, INC. 10367787 7553682 |  |  | Active |  | 99:99:99:99:99:99 |  | Equipment | PAAR:00-PVAR | 11/01/2019 |  | COOPER UNIVERSITY HOSPITAL |  |  | Pav OR 6 |  | DOMINIC VENDETTA
|  | OLYMPUS AMERICA, INC. | IMH-20 | HUB, IMAGE MANAGEMENT |  | OR - KELEMEN 3 | Pavilion |  |  | 01/01/1900 |  |  |  |  | NO | YES |  |  |  |  | OLYMPUS AMERICA, INC. 10367783 7553560 |  |  | Active |  | 99:99:99:99:99:99 |  | Equipment | PAAR:00-PVAR | 11/02/2019 |  | COOPER UNIVERSITY HOSPITAL |  |  | P5 STORAGE RM |  | DOMINIC VENDETTA
|  | OLYMPUS AMERICA, INC. | IMH-20 | HUB, IMAGE MANAGEMENT |  | OR - KELEMEN 3 | Pavilion |  |  | 01/01/1900 |  |  |  |  | NO | YES |  |  |  |  | OLYMPUS AMERICA, INC. 10367779 7553550 |  |  | Active |  | 99:99:99:99:99:99 |  | Equipment | PAAR:00-PVAR | 11/02/2019 |  | COOPER UNIVERSITY HOSPITAL |  |  | pav or 7 | WOT00000001191601 | DOMINIC VENDETTA | Repair | Closed | Salvatore Bombara | 07/24/2018 | 07/30/2018 | Retrieve Photos | Acknowledged. retieved photos that did not print. | EXP0978257 | Labor | 07/24/2018 | 07/24/2018 | Salvatore Bombara
|  | OLYMPUS AMERICA, INC. | IMH-20 | HUB, IMAGE MANAGEMENT |  | OR - KELEMEN 3 | Kelemen |  |  | 01/01/1900 |  |  |  |  | NO | YES |  |  |  |  | OLYMPUS AMERICA, INC. 10367774 7553540 |  |  | Active |  | 99:99:99:99:99:99 |  | Equipment | PAAR:00-PVAR | 11/02/2019 |  | COOPER UNIVERSITY HOSPITAL |  |  | Kel OR | WOT00000002200462 | DOMINIC VENDETTA | Disposition | Closed | Salvatore Bombara | 02/14/2019 | 05/17/2019 | Bulk Disposition CNL
|  | OLYMPUS AMERICA, INC. | IMH-20 | HUB, IMAGE MANAGEMENT |  | OR - KELEMEN 3 | Kelemen |  |  | 01/01/1900 |  |  |  |  | NO | YES |  |  |  |  | OLYMPUS AMERICA, INC. 10367768 7553563 |  |  | Active |  | 99:99:99:99:99:99 |  | Equipment | PAAR:00-PVAR | 11/01/2019 |  | COOPER UNIVERSITY HOSPITAL |  |  | spu closet K5 | WOT00000001067940 | DOMINIC VENDETTA | Repair | Closed | Salvatore Bombara | 06/22/2018 | 07/18/2018 | Video Tower - reads memory is full, won't take message off screen | Confirmed error. Worked with Ashley. Deleted older files. unit is now working correctly. | EXP0793891 | Labor | 06/22/2018 | 06/22/2018 | Salvatore Bombara
|  | OLYMPUS AMERICA, INC. | IMH-20 | HUB, IMAGE MANAGEMENT |  | OR - KELEMEN 3 | Pavilion |  |  | 01/01/1900 |  |  |  |  | NO | YES |  |  |  |  | OLYMPUS AMERICA, INC. 10367763 7553677 |  |  | Active |  | 99:99:99:99:99:99 |  | Equipment | PAAR:00-PVAR | 11/02/2019 |  | COOPER UNIVERSITY HOSPITAL |  |  | PAV OR |  | DOMINIC VENDETTA
|  | OLYMPUS AMERICA, INC. | IMH-20 | HUB, IMAGE MANAGEMENT |  | OR - KELEMEN 3 | Kelemen |  |  | 01/01/1900 |  |  |  |  | NO | YES |  |  |  |  | OLYMPUS AMERICA, INC. 10367602 7553683 |  |  | Active |  | 99:99:99:99:99:99 |  | Equipment | PAAR:00-PVAR | 11/02/2019 |  | COOPER UNIVERSITY HOSPITAL |  |  | L&D | WOT00000000518998 | DOMINIC VENDETTA | Disposition | Closed | Salvatore Bombara | 02/08/2018 | 05/14/2019 | Bulk Disposition CNL
|  | OLYMPUS AMERICA, INC. | IMH-20 | HUB, IMAGE MANAGEMENT |  | OR - KELEMEN 3 | Pavilion |  |  | 01/01/1900 |  |  |  |  | NO | YES |  |  |  |  | OLYMPUS AMERICA, INC. 10367591 7553545 |  |  | Active |  | 99:99:99:99:99:99 |  | Equipment | PAAR:00-PVAR | 11/02/2019 |  | COOPER UNIVERSITY HOSPITAL |  |  | P3 OR |  | DOMINIC VENDETTA
|  | OLYMPUS AMERICA, INC. | IMH-20 | HUB, IMAGE MANAGEMENT |  | OR - KELEMEN 3 | Pavilion |  |  | 01/01/1900 |  |  |  |  | NO | YES |  |  |  |  | OLYMPUS AMERICA, INC. 10367582 7553544 |  |  | Active |  | 99:99:99:99:99:99 |  | Equipment | PAAR:00-PVAR | 11/01/2019 |  | COOPER UNIVERSITY HOSPITAL |  |  | P OR |  | DOMINIC VENDETTA
|  | OLYMPUS AMERICA, INC. | IMH-20 | HUB, IMAGE MANAGEMENT |  | OR - KELEMEN 3 | Pavilion |  |  | 01/01/1900 |  |  |  |  | NO | YES |  |  |  |  | OLYMPUS AMERICA, INC. 10355460 7553553 |  |  | Active |  | 99:99:99:99:99:99 |  | Equipment | PAAR:00-PVAR | 11/01/2019 |  | COOPER UNIVERSITY HOSPITAL |  |  | P OR | WOT00000002202028 | DOMINIC VENDETTA | Disposition | Closed | Salvatore Bombara | 02/14/2019 | 05/17/2019 | Bulk Disposition CNL
|  | WESTMED | ANAPOD | HUMIDIFER, HEATED |  |  | 60 Fostertown Rd | Cooper 2 | [6 empty] | NO | YES | Serial Number 11416
|  | FISHER-PAYKEL | MR850JHU | HUMIDIFIER, HEATED |  | RESPIRATORY | Pavilion |  |  | 10/31/2019 |  |  |  |  | NO | YES |  |  |  |  | FISHER-PAYKEL 11208138 150714258080 |  |  | Active |  | 99:99:99:99:99:99 |  | Equipment | PAAR:00-PVAR | 10/31/2019 | 10/31/2019 | COOPER UNIVERSITY HOSPITAL |  |  |  | WOT00000001166406 | KATHY LOFLAND | Performance Verification | Closed | Michael Youch | 10/31/2019 | 10/31/2019 | Performance Verification for FISHER-PAYKEL 11208138 150714258080 | Initial Install of Performance Verification. Device is ready for patient use. |  |  | 10/31/2019 | 10/31/2019
|  | FISHER-PAYKEL | MR850JHU | HUMIDIFIER, HEATED |  | RESPIRATORY | Kelemen |  |  | 10/31/2019 |  |  |  |  | NO | YES |  |  |  |  | FISHER-PAYKEL 11208140 150707256663 |  |  | Active |  | 99:99:99:99:99:99 |  | Equipment | PAAR:00-PVAR | 10/31/2019 | 10/31/2019 | COOPER UNIVERSITY HOSPITAL |  |  |  | WOT00000001166430 | KATHY LOFLAND | Performance Verification | Closed | Michael Youch | 10/31/2019 | 10/31/2019 | Performance Verification for FISHER-PAYKEL 11208140 150707256663 | Initial Install of Performance Verification. Device is ready for patient use. |  |  | 10/31/2019 | 10/31/2019
|  | FISHER-PAYKEL | MR850JHU | HUMIDIFIER, HEATED |  | RESPIRATORY | Pavilion |  |  | 10/31/2019 |  |  |  |  | NO | YES |  |  |  |  | FISHER-PAYKEL 11208139 150707256893 |  |  | Active |  | 99:99:99:99:99:99 |  | Equipment | PAAR:00-PVAR | 10/31/2019 | 10/31/2019 | COOPER UNIVERSITY HOSPITAL |  |  |  | WOT00000001166415 | KATHY LOFLAND | Performance Verification | Closed | Michael Youch | 10/31/2019 | 10/31/2019 | Performance Verification for FISHER-PAYKEL 11208139 150707256893 | Initial Install of Performance Verification. Device is ready for patient use. |  |  | 10/31/2019 | 10/31/2019
|  | FISHER-PAYKEL | MR850JHU | HUMIDIFIER, HEATED |  | RESPIRATORY | Kelemen |  |  | 10/31/2019 |  |  |  |  | NO | YES |  |  |  |  | FISHER-PAYKEL 11208136 150714258063 |  |  | Active |  | 99:99:99:99:99:99 |  | Equipment | PAAR:00-PVAR | 10/31/2019 | 10/31/2019 | COOPER UNIVERSITY HOSPITAL |  |  |  | WOT00000001166385 | KATHY LOFLAND | Performance Verification | Closed | Michael Youch | 10/31/2019 | 10/31/2019 | Performance Verification for FISHER-PAYKEL 11208136 150714258063 | Initial Install of Performance Verification. Device is ready for patient use. |  |  | 10/31/2019 | 10/31/2019
|  | FISHER-PAYKEL | MR850JHU | HUMIDIFIER, HEATED |  | RESPIRATORY | Pavilion |  |  | 10/31/2019 |  |  |  |  | NO | YES |  |  |  |  | FISHER-PAYKEL 11208137 150714258084 |  |  | Active |  | 99:99:99:99:99:99 |  | Equipment | PAAR:00-PVAR | 10/31/2019 | 10/31/2019 | COOPER UNIVERSITY HOSPITAL |  |  |  | WOT00000001166399 | KATHY LOFLAND | Performance Verification | Closed | Michael Youch | 10/31/2019 | 10/31/2019 | Performance Verification for FISHER-PAYKEL 11208137 150714258084 | Initial Install of Performance Verification. Device is ready for patient use. |  |  | 10/31/2019 | 10/31/2019
|  | FISHER-PAYKEL | MR850JHU | HUMIDIFIER, HEATED |  | RESPIRATORY | Kelemen |  |  | 10/31/2019 |  |  |  |  | NO | YES |  |  |  |  | FISHER-PAYKEL 11208135 150714258047 |  |  | Active |  | 99:99:99:99:99:99 |  | Equipment | PAAR:00-PVAR | 10/31/2019 | 10/31/2019 | COOPER UNIVERSITY HOSPITAL |  |  |  | WOT00000001166363 | KATHY LOFLAND | Performance Verification | Closed | Michael Youch | 10/31/2019 | 10/31/2019 | Performance Verification for FISHER-PAYKEL 11208135 150714258047 | Initial Install of Performance Verification. Device is ready for patient use. |  |  | 10/31/2019 | 10/31/2019
|  | FISHER-PAYKEL | MR850JHU | HUMIDIFIER, HEATED |  | RESPIRATORY | Kelemen |  |  | 10/31/2019 |  |  |  |  | NO | YES |  |  |  |  | FISHER-PAYKEL 11208134 150114258089 |  |  | Active |  | 99:99:99:99:99:99 |  | Equipment | PAAR:00-PVAR | 10/31/2019 | 10/31/2019 | COOPER UNIVERSITY HOSPITAL |  |  |  | WOT00000001166349 | KATHY LOFLAND | Performance Verification | Closed | Michael Youch | 10/31/2019 | 10/31/2019 | Performance Verification for FISHER-PAYKEL 11208134 150114258089 | Initial Install of Performance Verification. Device is ready for patient use. |  |  | 10/31/2019 | 10/31/2019
|  | FISHER-PAYKEL | MR850JHU | HUMIDIFIER, HEATED |  | RESPIRATORY | Pavilion |  |  | 10/31/2019 |  |  |  |  | NO | YES |  |  |  |  | FISHER-PAYKEL 11208132 150714258049 |  |  | Active |  | 99:99:99:99:99:99 |  | Equipment | PAAR:00-PVAR | 10/31/2019 | 10/31/2019 | COOPER UNIVERSITY HOSPITAL |  |  |  | WOT00000001166286 | KATHY LOFLAND | Performance Verification | Closed | Michael Youch | 10/31/2019 | 10/31/2019 | Performance Verification for FISHER-PAYKEL 11208132 150714258049 | Initial Install of Performance Verification. Device is ready for patient use. |  |  | 10/31/2019 | 10/31/2019
|  | FISHER-PAYKEL | MR850JHU | HUMIDIFIER, HEATED |  | RESPIRATORY | Kelemen |  |  | 04/13/2017 |  |  |  |  | NO | YES |  |  |  |  | FISHER-PAYKEL 10725536 161130303800 |  |  | Active |  | 99:99:99:99:99:99 |  | Equipment | PAAR:00-PVAR | 10/31/2019 |  | COOPER UNIVERSITY HOSPITAL |  |  |  | 0011983773 | KATHY LOFLAND | Preventative Maintenance | Closed | Bonnie Aichroth | 07/27/2017 | 07/27/2017 | PERFORMANCE ASSURANCE AT INVENTORY | INVENTORIED DEVICE AND ENSURED DEVICE WAS FUNCTIONING PROPERLY. | 007DF012-28A8-4C3A-91AA-15381F7FB7B6 | Labor | 04/13/2017 | 04/13/2017 | Michael Youch
|  | FISHER-PAYKEL | MR850JHU | HUMIDIFIER, HEATED |  | RESPIRATORY | Kelemen |  |  | 04/13/2017 |  |  |  |  | NO | YES |  |  |  |  | FISHER-PAYKEL 10725516 161130303757 |  |  | Active |  | 99:99:99:99:99:99 |  | Equipment | PAAR:00-PVAR | 10/31/2019 |  | COOPER UNIVERSITY HOSPITAL |  |  |  | 0011984111 | KATHY LOFLAND | Preventative Maintenance | Closed | Bonnie Aichroth | 07/27/2017 | 07/27/2017 | PERFORMANCE ASSURANCE AT INVENTORY | INVENTORIED DEVICE AND ENSURED DEVICE WAS FUNCTIONING PROPERLY. | DCF44AE9-FCD7-4074-BE5D-990658F96504 | Labor | 04/13/2017 | 04/13/2017 | Michael Youch
|  | FISHER-PAYKEL | MR850JHU | HUMIDIFIER, HEATED |  | RESPIRATORY | Pavilion |  |  | 04/13/2017 |  |  |  |  | NO | YES |  |  |  |  | FISHER-PAYKEL 10725514 161130303767 |  |  | Active |  | 99:99:99:99:99:99 |  | Equipment | PAAR:00-PVAR | 10/31/2019 |  | COOPER UNIVERSITY HOSPITAL |  |  |  | 0011983837 | KATHY LOFLAND | Preventative Maintenance | Closed | Bonnie Aichroth | 07/27/2017 | 07/27/2017 | PERFORMANCE ASSURANCE AT INVENTORY | INVENTORIED DEVICE AND ENSURED DEVICE WAS FUNCTIONING PROPERLY. | C1748DFC-77AD-48B6-AEC5-2286B037E798 | Labor | 04/13/2017 | 04/13/2017 | Michael Youch
|  | FISHER-PAYKEL | MR850JHU | HUMIDIFIER, HEATED |  | RESPIRATORY | Dorrance |  |  | 04/13/2017 |  |  |  |  | NO | YES |  |  |  |  | FISHER-PAYKEL 10725513 161130303820 |  |  | Active |  | 99:99:99:99:99:99 |  | Equipment | PAAR:00-PVAR | 10/31/2019 |  | COOPER UNIVERSITY HOSPITAL |  |  |  | 0011983826 | KATHY LOFLAND | Preventative Maintenance | Closed | Bonnie Aichroth | 07/27/2017 | 07/27/2017 | PERFORMANCE ASSURANCE AT INVENTORY | INVENTORIED DEVICE AND ENSURED DEVICE WAS FUNCTIONING PROPERLY. | 76E97EDF-028C-42C0-B2FF-5719638DBA49 | Labor | 04/13/2017 | 04/13/2017 | Michael Youch
|  | FISHER-PAYKEL | MR850JHU | HUMIDIFIER, HEATED |  | RESPIRATORY | Dorrance |  |  | 04/13/2017 |  |  |  |  | NO | YES |  |  |  |  | FISHER-PAYKEL 10725509 161130303792 |  |  | Active |  | 99:99:99:99:99:99 |  | Equipment | PAAR:00-PVAR | 10/31/2019 |  | COOPER UNIVERSITY HOSPITAL |  |  |  | 0011983759 | KATHY LOFLAND | Performance Verification | Closed | Bonnie Aichroth | 07/27/2017 | 07/27/2017 | INCOMING INVENTORY | DEVICE INVENTORIED | 046DBFFD-66CC-4550-A235-C45AD094E52C | Labor | 07/27/2017 | 07/27/2017 | Bonnie Aichroth
|  | FISHER-PAYKEL | MR850JHU | HUMIDIFIER, HEATED |  | RESPIRATORY | Dorrance |  |  | 04/13/2017 |  |  |  |  | NO | YES |  |  |  |  | FISHER-PAYKEL 10725508 161130303784 |  |  | Active |  | 99:99:99:99:99:99 |  | Equipment | PAAR:00-PVAR | 10/31/2019 |  | COOPER UNIVERSITY HOSPITAL |  |  |  | 0011983751 | KATHY LOFLAND | Performance Verification | Closed | Bonnie Aichroth | 07/27/2017 | 07/27/2017 | INCOMING INVENTORY | DEVICE INVENTORIED | 26946C66-CA6A-482D-9384-244569D7AE05 | Labor | 07/27/2017 | 07/27/2017 | Bonnie Aichroth
|  | FISHER-PAYKEL | MR850JHU | HUMIDIFIER, HEATED |  |  | Kelemen | [7 empty] | NO | YES
|  | FISHER-PAYKEL | MR850JHU | HUMIDIFIER, HEATED |  | RESPIRATORY | Dorrance |  |  | 01/01/1900 |  |  |  |  | NO | YES |  |  |  |  | FISHER-PAYKEL 10369372 130318172355 |  |  | Disposition |  | 99:99:99:99:99:99 |  | Equipment | 1Y:00-MFG | 02/18/2019 | 03/01/2020 | COOPER UNIVERSITY HOSPITAL |  |  | RESPIRATORY |  | KATHY LOFLAND
|  | FISHER-PAYKEL | MR850JHU | HUMIDIFIER, HEATED |  | RESPIRATORY | Kelemen |  |  | 01/01/1900 |  |  |  |  | NO | YES |  |  |  |  | FISHER-PAYKEL 10366410 130318172335 |  |  | Disposition |  |  |  | Equipment | 1Y:00-MFG | 03/29/2017 | 03/01/2020 | COOPER UNIVERSITY HOSPITAL |  |  | KELEMEM 3RD |  | KATHY LOFLAND
|  | FISHER-PAYKEL | MR850JHU | HUMIDIFIER, HEATED |  | RESPIRATORY | Kelemen |  |  | 01/01/1900 |  |  |  |  | NO | YES |  |  |  |  | FISHER-PAYKEL 10366404 130318172352 |  |  | Disposition |  |  |  | Equipment | 1Y:00-MFG | 03/29/2017 | 03/01/2020 | COOPER UNIVERSITY HOSPITAL |  |  | KELEMEN-3RD |  | KATHY LOFLAND
|  | FISHER-PAYKEL | MR850JHU | HUMIDIFIER, HEATED |  | RESPIRATORY | Kelemen |  |  | 01/01/1900 |  |  |  |  | NO | YES |  |  |  |  | FISHER-PAYKEL 10366402 130307171158 |  |  | Disposition |  |  |  | Equipment | 1Y:00-MFG | 03/29/2017 | 03/01/2020 | COOPER UNIVERSITY HOSPITAL |  |  | KELEMEN -3RD |  | KATHY LOFLAND
|  | FISHER-PAYKEL | MR850JHU | HUMIDIFIER, HEATED |  | RESPIRATORY | Dorrance |  |  | 01/01/1900 |  |  |  |  | NO | YES |  |  |  |  | FISHER-PAYKEL 10366391 040315002481 |  |  | Disposition |  | 99:99:99:99:99:99 |  | Equipment | 1Y:00-MFG | 02/18/2019 | 03/01/2020 | COOPER UNIVERSITY HOSPITAL |  |  | KELEMEN-3 |  | KATHY LOFLAND
|  | FISHER-PAYKEL | MR850JHU | HUMIDIFIER, HEATED |  | RESPIRATORY | Dorrance |  |  | 01/01/1900 |  |  |  |  | NO | YES |  |  |  |  | FISHER-PAYKEL 10366348 130318172337 |  |  | Disposition |  | 99:99:99:99:99:99 |  | Equipment | 1Y:00-MFG | 02/18/2019 | 03/01/2020 | COOPER UNIVERSITY HOSPITAL |  |  | ICU old CN 24397 |  | KATHY LOFLAND
|  | FISHER-PAYKEL | MR850JHU | HUMIDIFIER, HEATED |  | RESPIRATORY | Kelemen |  |  | 10/21/2009 |  |  |  |  | NO | YES |  |  |  |  | FISHER-PAYKEL 10365323 090717055064 |  |  | Disposition |  |  |  | Equipment | 1Y:00-MFG | 03/29/2017 | 03/01/2020 | COOPER UNIVERSITY HOSPITAL |  |  | BIOMED |  | KATHY LOFLAND
|  | FISHER-PAYKEL | MR850JHU | HUMIDIFIER, HEATED |  | RESPIRATORY | Kelemen |  |  | 10/21/2009 |  |  |  |  | NO | YES |  |  |  |  | FISHER-PAYKEL 10365321 090710054430 |  |  | Disposition |  |  |  | Equipment | 1Y:00-MFG | 03/29/2017 | 03/01/2020 | COOPER UNIVERSITY HOSPITAL |  |  | OUTSIDE BIOMED SHOP |  | KATHY LOFLAND
|  | FISHER-PAYKEL | MR850JHU | HUMIDIFIER, HEATED |  | RESPIRATORY | Kelemen |  |  | 01/01/1900 |  |  |  |  | NO | YES |  |  |  |  | FISHER-PAYKEL 10365320 110629114378 |  |  | Disposition |  |  |  | Equipment | 1Y:00-MFG | 04/01/2016 | 03/01/2020 | COOPER UNIVERSITY HOSPITAL |  |  | OUTSIDE BIOMED SHOP |  | KATHY LOFLAND
|  | FISHER-PAYKEL | MR850JHU | HUMIDIFIER, HEATED |  | RESPIRATORY | Kelemen |  |  | 10/21/2009 |  |  |  |  | NO | YES |  |  |  |  | FISHER-PAYKEL 10360427 090618052805 |  |  | Disposition |  | 99:99:99:99:99:99 |  | Equipment | 1Y:00-MFG | 02/18/2019 | 03/01/2020 | COOPER UNIVERSITY HOSPITAL |  |  | PICU/ RM 4 |  | KATHY LOFLAND
|  | FISHER-PAYKEL | MR850JHU | HUMIDIFIER, HEATED |  | RESPIRATORY | Dorrance |  |  | 10/31/2019 |  |  |  |  | NO | YES |  |  |  |  | FISHER-PAYKEL 30212686 150523248309 |  |  | Active |  |  |  | Equipment | PAAR:00-PVAR | 10/31/2019 | 10/31/2019 | COOPER UNIVERSITY HOSPITAL |  |  | 3100A AHW01057 | WOT00000001983403 | KATHY LOFLAND | Performance Verification | Closed | Michael Youch | 10/31/2019 | 10/31/2019 | Performance Verification for FISHER-PAYKEL 30212686 150523248309 | Initial Install of Performance Verification. Device is ready for patient use. |  |  | 10/31/2019 | 10/31/2019
|  | FISHER-PAYKEL | MR850JHU | HUMIDIFIER, HEATED |  | RESPIRATORY | Dorrance |  |  | 10/31/2019 |  |  |  |  | NO | YES |  |  |  |  | FISHER-PAYKEL 30212685 150707256726 |  |  | Active |  |  |  | Equipment | PAAR:00-PVAR | 10/31/2019 | 10/31/2019 | COOPER UNIVERSITY HOSPITAL |  |  | 3100A TMA08184 | WOT00000001983511 | KATHY LOFLAND | Performance Verification | Closed | Michael Youch | 10/31/2019 | 10/31/2019 | Performance Verification for FISHER-PAYKEL 30212685 150707256726 | Initial Install of Performance Verification. Device is ready for patient use. |  |  | 10/31/2019 | 10/31/2019
|  | FISHER-PAYKEL | MR850JHU | HUMIDIFIER, HEATED | 1.3031817238e 011 | RESPIRATORY | Dorrance |  |  | 06/01/2013 |  |  |  |  | NO | YES |  |  |  |  | FISHER-PAYKEL 10354890 1.3031817238e+011 |  |  | Active |  | 99:99:99:99:99:99 |  | Equipment | 1Y:00-MFG | 03/26/2019 | 03/01/2020 | COOPER UNIVERSITY HOSPITAL |  |  | Drager 4 |  | KATHY LOFLAND
|  | FISHER-PAYKEL | MR850JHU | HUMIDIFIER, HEATED |  | RESPIRATORY | Dorrance |  |  | 12/09/2008 |  |  |  |  | NO | YES |  |  |  |  | FISHER-PAYKEL 10354858 081021034820 |  |  | Active |  |  |  | Equipment | 1Y:00-MFG | 02/27/2019 | 03/01/2020 | COOPER UNIVERSITY HOSPITAL |  |  | Needs Pics 3100A BAW01211 |  | KATHY LOFLAND
|  | FISHER-PAYKEL | MR850JHU | HUMIDIFIER, HEATED |  | RESPIRATORY | Dorrance |  |  | 11/20/2009 |  |  |  |  | NO | YES |  |  |  |  | FISHER-PAYKEL 10354812 090611052309 |  |  | Disposition |  |  |  | Equipment | 1Y:00-MFG | 11/24/2017 |  | COOPER UNIVERSITY HOSPITAL |  |  | NICU STOR WITH BIRDS |  | KATHY LOFLAND
|  | FISHER-PAYKEL | MR850JHU | HUMIDIFIER, HEATED |  | RESPIRATORY | Kelemen |  |  | 01/01/1900 |  |  |  |  | NO | YES |  |  |  |  | FISHER-PAYKEL 10354772 040315002511 |  |  | Disposition |  |  |  | Equipment | 1Y:00-MFG | 03/29/2017 | 03/01/2020 | COOPER UNIVERSITY HOSPITAL |  |  | ICN |  | KATHY LOFLAND
|  | FISHER-PAYKEL | MR850JHU | HUMIDIFIER, HEATED |  |  | Kelemen | [7 empty] | NO | YES
|  | FISHER-PAYKEL | MR850JHU | HUMIDIFIER, HEATED |  | RESPIRATORY | Kelemen |  |  | 10/21/2009 |  |  |  |  | NO | YES |  |  |  |  | FISHER-PAYKEL 10346471 090710054439 |  |  | Disposition |  | 99:99:99:99:99:99 |  | Equipment | 1Y:00-MFG | 02/18/2019 | 03/01/2020 | COOPER UNIVERSITY HOSPITAL |  |  | RESPIRATORY |  | KATHY LOFLAND
|  | FISHER-PAYKEL | MR850JHU | HUMIDIFIER, HEATED |  |  | Kelemen | [7 empty] | NO | YES
|  | VAPOTHERM INC | PRECISION FLOW | HUMIDIFIER, RESPIRATORY GAS | PF00028694-E | RESPIRATORY | Pavilion |  |  | 06/06/2019 |  | 6/6/27 |  |  | NO | YES |  |  |  |  | VAPOTHERM INC 50036185 PF00028694-E |  |  | Active |  | 99:99:99:99:99:99 |  | Life Support | 6M:00-FIL 1Y:00-RPLC 2Y:00-BAT | 06/06/2019 | 06/06/2019 | COOPER UNIVERSITY HOSPITAL |  |  |  | WOT00000001068602 | KATHY LOFLAND | Performance Verification | Closed | Michael Youch | 06/06/2019 | 06/06/2019 | Performance Verification for VAPOTHERM INC 50036185 PF00028694-E | Initial Install of Performance Verification. Device is ready for patient use. |  |  | 06/06/2019 | 06/06/2019
|  | VAPOTHERM INC | PRECISION FLOW | HUMIDIFIER, RESPIRATORY GAS | PF00025054-E | RESPIRATORY | Kelemen |  |  | 06/06/2019 |  | 6/6/27 |  |  | NO | YES |  |  |  |  | VAPOTHERM INC 50036184 PF00025054-E |  |  | Active |  | 99:99:99:99:99:99 |  | Life Support | 6M:00-FIL 1Y:00-RPLC 2Y:00-BAT | 06/06/2019 | 06/06/2019 | COOPER UNIVERSITY HOSPITAL |  |  |  | WOT00000001068580 | KATHY LOFLAND | Performance Verification | Closed | Michael Youch | 06/06/2019 | 06/06/2019 | Performance Verification for VAPOTHERM INC 50036184 PF00025054-E | Initial Install of Performance Verification. Device is ready for patient use. |  |  | 06/06/2019 | 06/06/2019
|  | VAPOTHERM INC | PRECISION FLOW | HUMIDIFIER, RESPIRATORY GAS | PF00028695-E | RESPIRATORY | Dorrance |  |  | 06/06/2019 |  | 6/6/27 |  |  | NO | YES |  |  |  |  | VAPOTHERM INC 50036183 PF00028695-E |  |  | Active |  | 99:99:99:99:99:99 |  | Life Support | 6M:00-FIL 1Y:00-RPLC 2Y:00-BAT | 06/06/2019 | 06/06/2019 | COOPER UNIVERSITY HOSPITAL |  |  |  | WOT00000001068508 | KATHY LOFLAND | Performance Verification | Closed | Michael Youch | 06/06/2019 | 06/06/2019 | Performance Verification for VAPOTHERM INC 50036183 PFOOO28695-E | Initial Install of Performance Verification. Device is ready for patient use. |  |  | 06/06/2019 | 06/06/2019
|  | VAPOTHERM INC | PRECISION FLOW | HUMIDIFIER, RESPIRATORY GAS | PF00021285-E | RESPIRATORY | Kelemen |  |  | 06/06/2019 |  | 6/6/27 |  |  | NO | YES |  |  |  |  | VAPOTHERM INC 50036181 PF00021285-E |  |  | Active |  | 99:99:99:99:99:99 |  | Life Support | 6M:00-FIL 1Y:00-RPLC 2Y:00-BAT | 06/06/2019 | 06/06/2019 | COOPER UNIVERSITY HOSPITAL |  |  | with battery backup | WOT00000001068407 | KATHY LOFLAND | Performance Verification | Closed | Michael Youch | 06/06/2019 | 06/06/2019 | Performance Verification for VAPOTHERM INC 50036181 PF00021285-E | Initial Install of Performance Verification. Device is ready for patient use. |  |  | 06/06/2019 | 06/06/2019
|  | VAPOTHERM INC | PRECISION FLOW | HUMIDIFIER, RESPIRATORY GAS | PF00027661-E | RESPIRATORY | Pavilion |  |  | 06/06/2019 |  | 6/6/27 |  |  | NO | YES |  |  |  |  | VAPOTHERM INC 50035794 PF00027661-E |  |  | Active |  | 99:99:99:99:99:99 |  | Life Support | 6M:00-FIL 1Y:00-RPLC 2Y:00-BAT | 06/06/2019 | 06/06/2019 | COOPER UNIVERSITY HOSPITAL |  |  | # 15 | 0011367763 | KATHY LOFLAND | Performance Verification | Closed | Bonnie Aichroth | 06/06/2019 | 06/06/2019 | INCOMING INVENTORY | DEVICE INVENTORIED | 1FEB43C4-00EB-48A8-BF20-6A588108B682 | Labor | 06/06/2019 | 06/06/2019 | Bonnie Aichroth
|  | VAPOTHERM INC | PRECISION FLOW | HUMIDIFIER, RESPIRATORY GAS | PF00027708-E | RESPIRATORY | Kelemen |  |  | 06/06/2019 |  | 6/6/27 |  |  | NO | YES |  |  |  |  | VAPOTHERM INC 50035795 PF00027708-E |  |  | Active |  | 99:99:99:99:99:99 |  | Life Support | 6M:00-FIL 1Y:00-RPLC 2Y:00-BAT | 06/06/2019 | 06/06/2019 | COOPER UNIVERSITY HOSPITAL |  |  | # 20 | 0011367773 | KATHY LOFLAND | Preventative Maintenance | Closed | Bonnie Aichroth | 06/06/2019 | 06/06/2019 | PERFORMANCE ASSURANCE AT INVENTORY | INVENTORIED DEVICE AND ENSURED DEVICE WAS FUNCTIONING PROPERLY. | D7744E36-533E-4E44-888C-C73E9811220A | Labor | 06/06/2019 | 06/06/2019 | Josh Harris
|  | VAPOTHERM INC | PRECISION FLOW | HUMIDIFIER, RESPIRATORY GAS | PF00027719-E | RESPIRATORY | Pavilion |  |  | 06/06/2019 |  | 6/6/27 |  |  | NO | YES |  |  |  |  | VAPOTHERM INC 50035796 PF00027719-E |  |  | Active |  | 99:99:99:99:99:99 |  | Life Support | 6M:00-FIL 1Y:00-RPLC 2Y:00-BAT | 06/06/2019 | 06/06/2019 | COOPER UNIVERSITY HOSPITAL |  |  | # 25 | 0011367782 | KATHY LOFLAND | Preventative Maintenance | Closed | Bonnie Aichroth | 06/06/2019 | 06/06/2019 | PERFORMANCE ASSURANCE AT INVENTORY | INVENTORIED DEVICE AND ENSURED DEVICE WAS FUNCTIONING PROPERLY. | E601B279-264B-429F-8CDB-1D01C2279499 | Labor | 06/06/2019 | 06/06/2019 | Josh Harris
|  | VAPOTHERM INC | PRECISION FLOW | HUMIDIFIER, RESPIRATORY GAS | PF00027653-E | RESPIRATORY | Dorrance |  |  | 06/06/2019 |  | 6/6/27 |  |  | NO | YES |  |  |  |  | VAPOTHERM INC 50035793 PF00027653-E |  |  | Active |  | 99:99:99:99:99:99 |  | Life Support | 6M:00-FIL 1Y:00-RPLC 2Y:00-BAT | 06/06/2019 | 06/06/2019 | COOPER UNIVERSITY HOSPITAL |  |  | # 10 | 0011367755 | KATHY LOFLAND | Performance Verification | Closed | Bonnie Aichroth | 06/06/2019 | 06/06/2019 | INCOMING INVENTORY | DEVICE INVENTORIED | 6CCDE37F-EA81-42A8-9E6E-EF4B394582BA | Labor | 06/06/2019 | 06/06/2019 | Bonnie Aichroth
|  | VAPOTHERM INC | PRECISION FLOW | HUMIDIFIER, RESPIRATORY GAS | PF00027652-E | RESPIRATORY | Pavilion |  |  | 06/06/2019 |  | 6/6/27 |  |  | NO | YES |  |  |  |  | VAPOTHERM INC 50035788 PF00027652-E |  |  | Active |  | 99:99:99:99:99:99 |  | Life Support | 6M:00-FIL 1Y:00-RPLC 2Y:00-BAT | 06/06/2019 | 06/06/2019 | COOPER UNIVERSITY HOSPITAL |  |  | # 9 | 0011367673 | KATHY LOFLAND | Performance Verification | Closed | Bonnie Aichroth | 06/06/2019 | 06/06/2019 | INCOMING INVENTORY | DEVICE INVENTORIED | 54DCF8B7-602E-49E4-9430-595CA319BAD8 | Labor | 06/06/2019 | 06/06/2019 | Bonnie Aichroth
|  | VAPOTHERM INC | PRECISION FLOW | HUMIDIFIER, RESPIRATORY GAS | PF00027658-E | RESPIRATORY | Dorrance |  |  | 06/06/2019 |  | 6/6/27 |  |  | NO | YES |  |  |  |  | VAPOTHERM INC 50035789 PF00027658-E |  |  | Active |  | 99:99:99:99:99:99 |  | Life Support | 6M:00-FIL 1Y:00-RPLC 2Y:00-BAT | 06/06/2019 | 06/06/2019 | COOPER UNIVERSITY HOSPITAL |  |  | # 14 | 0011367678 | KATHY LOFLAND | Preventative Maintenance | Closed | Bonnie Aichroth | 06/06/2019 | 06/06/2019 | PERFORMANCE ASSURANCE AT INVENTORY | INVENTORIED DEVICE AND ENSURED DEVICE WAS FUNCTIONING PROPERLY. | C1482058-05BB-4CDC-B72D-466CA84D7754 | Labor | 06/06/2019 | 06/06/2019 | Josh Harris
|  | VAPOTHERM INC | PRECISION FLOW | HUMIDIFIER, RESPIRATORY GAS | PF00027702-E | RESPIRATORY | Kelemen | BASEMENT |  | 06/06/2019 |  | 6/6/27 |  |  | NO | YES |  |  |  |  | VAPOTHERM INC 50035790 PF00027702-E |  |  | Active |  | 99:99:99:99:99:99 |  | Life Support | 6M:00-FIL 1Y:00-RPLC 2Y:00-BAT | 06/06/2019 | 06/06/2019 | COOPER UNIVERSITY HOSPITAL |  |  | # 14 | 0011367744 | KATHY LOFLAND | Preventative Maintenance | Closed | Bonnie Aichroth | 06/06/2019 | 06/06/2019 | PERFORMANCE ASSURANCE AT INVENTORY | INVENTORIED DEVICE AND ENSURED DEVICE WAS FUNCTIONING PROPERLY. | 78AD1BD8-469D-4C54-8CCC-63F4BFD531D3 | Labor | 06/06/2019 | 06/06/2019 | Josh Harris
|  | VAPOTHERM INC | PRECISION FLOW | HUMIDIFIER, RESPIRATORY GAS | PF00027644-E | RESPIRATORY | Kelemen | BASEMENT |  | 06/06/2019 |  | 6/6/27 |  |  | NO | YES |  |  |  |  | VAPOTHERM INC 50035792 PF00027644-E |  |  | Active |  | 99:99:99:99:99:99 |  | Life Support | 6M:00-FIL 1Y:00-RPLC 2Y:00-BAT | 06/06/2019 | 06/06/2019 | COOPER UNIVERSITY HOSPITAL |  |  | # 5 | 0011367752 | KATHY LOFLAND | Performance Verification | Closed | Bonnie Aichroth | 06/06/2019 | 06/06/2019 | INCOMING INVENTORY | DEVICE INVENTORIED | 23A01DDD-8178-442C-9D4F-8CD7B854E5A6 | Labor | 06/06/2019 | 06/06/2019 | Bonnie Aichroth
|  | VAPOTHERM INC | PRECISION FLOW | HUMIDIFIER, RESPIRATORY GAS | PF00027718-E | RESPIRATORY | Kelemen |  |  | 06/06/2019 |  | 6/6/27 |  |  | NO | YES |  |  |  |  | VAPOTHERM INC 50035791 PF00027718-E |  |  | Active |  | 99:99:99:99:99:99 |  | Life Support | 6M:00-FIL 1Y:00-RPLC 2Y:00-BAT | 06/06/2019 | 06/06/2019 | COOPER UNIVERSITY HOSPITAL |  |  | # 24 | 0011367748 | KATHY LOFLAND | Performance Verification | Closed | Bonnie Aichroth | 06/06/2019 | 06/06/2019 | INCOMING INVENTORY | DEVICE INVENTORIED | EB558BCE-0C86-47AB-B977-248743A74EE3 | Labor | 06/06/2019 | 06/06/2019 | Bonnie Aichroth
|  | VAPOTHERM INC | PRECISION FLOW | HUMIDIFIER, RESPIRATORY GAS | PF00027717-E | RESPIRATORY | Kelemen |  |  | 06/06/2019 |  | 6/6/27 |  |  | NO | YES |  |  |  |  | VAPOTHERM INC 50035786 PF00027717-E |  |  | Active |  | 99:99:99:99:99:99 |  | Life Support | 6M:00-FIL 1Y:00-RPLC 2Y:00-BAT | 06/06/2019 | 06/06/2019 | COOPER UNIVERSITY HOSPITAL |  |  |  | 0011367668 | KATHY LOFLAND | Performance Verification | Closed | Bonnie Aichroth | 06/06/2019 | 06/06/2019 | INCOMING INVENTORY | DEVICE INVENTORIED | DB19EABC-528B-4A0C-AA45-4940472167D9 | Labor | 06/06/2019 | 06/06/2019 | Bonnie Aichroth
|  | VAPOTHERM INC | PRECISION FLOW | HUMIDIFIER, RESPIRATORY GAS | PF00027640-E | RESPIRATORY | Kelemen |  |  | 06/06/2019 |  | 6/6/27 |  |  | NO | YES |  |  |  |  | VAPOTHERM INC 50035787 PF00027640-E |  |  | Active |  | 99:99:99:99:99:99 |  | Life Support | 6M:00-FIL 1Y:00-RPLC 2Y:00-BAT | 06/06/2019 | 06/06/2019 | COOPER UNIVERSITY HOSPITAL |  |  | # 4 | 0011367671 | KATHY LOFLAND | Performance Verification | Closed | Bonnie Aichroth | 06/06/2019 | 06/06/2019 | INCOMING INVENTORY | DEVICE INVENTORIED | 1F07EAD7-C700-4BB7-A641-0D3224611F16 | Labor | 06/06/2019 | 06/06/2019 | Bonnie Aichroth
|  | VAPOTHERM INC | PRECISION FLOW | HUMIDIFIER, RESPIRATORY GAS | PF00027701-E | RESPIRATORY | Kelemen |  |  | 06/06/2019 |  | 6/6/27 |  |  | NO | YES |  |  |  |  | VAPOTHERM INC 50035785 PF00027701-E |  |  | Active |  | 99:99:99:99:99:99 |  | Life Support | 6M:00-FIL 1Y:00-RPLC 2Y:00-BAT | 06/06/2019 | 06/06/2019 | COOPER UNIVERSITY HOSPITAL |  |  |  | 0011367664 | KATHY LOFLAND | Performance Verification | Closed | Bonnie Aichroth | 06/06/2019 | 06/06/2019 | INCOMING INVENTORY | DEVICE INVENTORIED | 78EE9D65-14AA-40C8-BA2F-EFAD36DCCEC1 | Labor | 06/06/2019 | 06/06/2019 | Bonnie Aichroth
|  | VAPOTHERM INC | PRECISION FLOW | HUMIDIFIER, RESPIRATORY GAS | PF00027656-E | RESPIRATORY | Kelemen |  |  | 06/06/2019 |  | 6/6/27 |  |  | NO | YES |  |  |  |  | VAPOTHERM INC 50035784 PF00027656-E |  |  | Active |  | 99:99:99:99:99:99 |  | Life Support | 6M:00-FIL 1Y:00-RPLC 2Y:00-BAT | 06/06/2019 | 06/06/2019 | COOPER UNIVERSITY HOSPITAL |  |  | # 26 | 0011367660 | KATHY LOFLAND | Performance Verification | Closed | Bonnie Aichroth | 06/06/2019 | 06/06/2019 | INCOMING INVENTORY | DEVICE INVENTORIED | 54E5E143-AE52-49C2-8F4A-F17F5CE7FA64 | Labor | 06/06/2019 | 06/06/2019 | Bonnie Aichroth
|  | VAPOTHERM INC | PRECISION FLOW | HUMIDIFIER, RESPIRATORY GAS | PF00027651-E | RESPIRATORY | Dorrance |  |  | 06/06/2019 |  | 6/6/27 |  |  | NO | YES |  |  |  |  | VAPOTHERM INC 50035783 PF00027651-E |  |  | Active |  | 99:99:99:99:99:99 |  | Life Support | 6M:00-FIL 1Y:00-RPLC 2Y:00-BAT | 06/06/2019 | 06/06/2019 | COOPER UNIVERSITY HOSPITAL |  |  | # 8 | 0011367658 | KATHY LOFLAND | Preventative Maintenance | Closed | Bonnie Aichroth | 06/06/2019 | 06/06/2019 | PERFORMANCE ASSURANCE AT INVENTORY | INVENTORIED DEVICE AND ENSURED DEVICE WAS FUNCTIONING PROPERLY. | AE11C782-7248-404D-8F09-9531E8B646FA | Labor | 06/06/2019 | 06/06/2019 | Josh Harris
|  | VAPOTHERM INC | PRECISION FLOW | HUMIDIFIER, RESPIRATORY GAS | PF00027639-E | RESPIRATORY | Kelemen |  |  | 06/06/2019 |  | 6/6/27 |  |  | NO | YES |  |  |  |  | VAPOTHERM INC 50035782 PF00027639-E |  |  | Active |  | 99:99:99:99:99:99 |  | Life Support | 6M:00-FIL 1Y:00-RPLC 2Y:00-BAT | 06/06/2019 | 06/06/2019 | COOPER UNIVERSITY HOSPITAL |  |  | # 3 | 0011367655 | KATHY LOFLAND | Performance Verification | Closed | Bonnie Aichroth | 06/06/2019 | 06/06/2019 | INCOMING INVENTORY | DEVICE INVENTORIED | 2B68F2CF-0E35-400E-BB07-A7AD89929906 | Labor | 06/06/2019 | 06/06/2019 | Bonnie Aichroth
|  | VAPOTHERM INC | PRECISION FLOW | HUMIDIFIER, RESPIRATORY GAS | PF00027712-E | RESPIRATORY | Kelemen | BASEMENT |  | 06/06/2019 |  | 6/6/27 |  |  | NO | YES |  |  |  |  | VAPOTHERM INC 50035781 PF00027712-E |  |  | Active |  | 99:99:99:99:99:99 |  | Life Support | 6M:00-FIL 1Y:00-RPLC 2Y:00-BAT | 06/06/2019 | 06/06/2019 | COOPER UNIVERSITY HOSPITAL |  |  | # 22 | 0011367651 | KATHY LOFLAND | Preventative Maintenance | Closed | Bonnie Aichroth | 06/06/2019 | 06/06/2019 | PERFORMANCE ASSURANCE AT INVENTORY | INVENTORIED DEVICE AND ENSURED DEVICE WAS FUNCTIONING PROPERLY. | 6E1C8869-D554-467D-9A92-FAE591961AF3 | Labor | 06/06/2019 | 06/06/2019 | Josh Harris
|  | VAPOTHERM INC | PRECISION FLOW | HUMIDIFIER, RESPIRATORY GAS | PF00027665-E | RESPIRATORY | Pavilion |  |  | 06/06/2019 |  | 6/6/27 |  |  | NO | YES |  |  |  |  | VAPOTHERM INC 50035780 PF00027665-E |  |  | Active |  | 99:99:99:99:99:99 |  | Life Support | 6M:00-FIL 1Y:00-RPLC 2Y:00-BAT | 06/06/2019 | 06/06/2019 | COOPER UNIVERSITY HOSPITAL |  |  | # 17 | 0011367627 | KATHY LOFLAND | Preventative Maintenance | Closed | Bonnie Aichroth | 06/06/2019 | 06/06/2019 | PERFORMANCE ASSURANCE AT INVENTORY | INVENTORIED DEVICE AND ENSURED DEVICE WAS FUNCTIONING PROPERLY. | 5CB7DC75-87ED-4A5C-B4C4-8F96E76F1AC8 | Labor | 06/06/2019 | 06/06/2019 | Josh Harris
|  | VAPOTHERM INC | PRECISION FLOW | HUMIDIFIER, RESPIRATORY GAS | PF00027655-E | RESPIRATORY | Kelemen |  |  | 06/06/2019 |  | 6/6/27 |  |  | NO | YES |  |  |  |  | VAPOTHERM INC 50035779 PF00027655-E |  |  | Active |  | 99:99:99:99:99:99 |  | Life Support | 6M:00-FIL 1Y:00-RPLC 2Y:00-BAT | 06/06/2019 | 06/06/2019 | COOPER UNIVERSITY HOSPITAL |  |  |  | 0011367621 | KATHY LOFLAND | Performance Verification | Closed | Bonnie Aichroth | 06/06/2019 | 06/06/2019 | INCOMING INVENTORY | DEVICE INVENTORIED | DB66305D-443D-4838-983A-658CD6A3C74B | Labor | 06/06/2019 | 06/06/2019 | Bonnie Aichroth
|  | VAPOTHERM INC | PRECISION FLOW | HUMIDIFIER, RESPIRATORY GAS | PF00027650-E | RESPIRATORY | Kelemen |  |  | 06/06/2019 |  | 6/6/27 |  |  | NO | YES |  |  |  |  | VAPOTHERM INC 50035778 PF00027650-E |  |  | Active |  | 99:99:99:99:99:99 |  | Life Support | 6M:00-FIL 1Y:00-RPLC 2Y:00-BAT | 06/06/2019 | 06/06/2019 | COOPER UNIVERSITY HOSPITAL |  |  | # 7 | 0011367619 | KATHY LOFLAND | Preventative Maintenance | Closed | Bonnie Aichroth | 06/06/2019 | 06/06/2019 | PERFORMANCE ASSURANCE AT INVENTORY | INVENTORIED DEVICE AND ENSURED DEVICE WAS FUNCTIONING PROPERLY. | FE40C00A-5913-46E1-862D-6A5486920B4F | Labor | 06/06/2019 | 06/06/2019 | Josh Harris
|  | VAPOTHERM INC | PRECISION FLOW | HUMIDIFIER, RESPIRATORY GAS | PF00027612-E | RESPIRATORY | Dorrance |  |  | 06/06/2019 |  | 6/6/27 |  |  | NO | YES |  |  |  |  | VAPOTHERM INC 50035777 PF00027612-E |  |  | Active |  | 99:99:99:99:99:99 |  | Life Support | 6M:00-FIL 1Y:00-RPLC 2Y:00-BAT | 06/06/2019 | 06/06/2019 | COOPER UNIVERSITY HOSPITAL |  |  | # 2 | 0011367613 | KATHY LOFLAND | Performance Verification | Closed | Bonnie Aichroth | 06/06/2019 | 06/06/2019 | INCOMING INVENTORY | DEVICE INVENTORIED | 423C5071-0244-4777-BD30-E0107803724A | Labor | 06/06/2019 | 06/06/2019 | Bonnie Aichroth
|  | VAPOTHERM INC | PRECISION FLOW | HUMIDIFIER, RESPIRATORY GAS | PF00027664-E | RESPIRATORY | Kelemen |  |  | 06/06/2019 |  | 6/6/27 |  |  | NO | YES |  |  |  |  | VAPOTHERM INC 50035775 PF00027664-E |  |  | Active |  | 99:99:99:99:99:99 |  | Life Support | 6M:00-FIL 1Y:00-RPLC 2Y:00-BAT | 06/06/2019 | 06/06/2019 | COOPER UNIVERSITY HOSPITAL |  |  | # 16 | 0011367591 | KATHY LOFLAND | Performance Verification | Closed | Bonnie Aichroth | 06/06/2019 | 06/06/2019 | INCOMING INVENTORY | DEVICE INVENTORIED | 19D422D7-EABA-433D-8C8B-BE1BDDCC2E9A | Labor | 06/06/2019 | 06/06/2019 | Bonnie Aichroth
|  | VAPOTHERM INC | PRECISION FLOW | HUMIDIFIER, RESPIRATORY GAS | PF00027709-E | RESPIRATORY | Kelemen |  |  | 06/06/2019 |  | 6/6/27 |  |  | NO | YES |  |  |  |  | VAPOTHERM INC 50035776 PF00027709-E |  |  | Active |  | 99:99:99:99:99:99 |  | Life Support | 6M:00-FIL 1Y:00-RPLC 2Y:00-BAT | 06/06/2019 | 06/06/2019 | COOPER UNIVERSITY HOSPITAL |  |  | # 21 | 0011367609 | KATHY LOFLAND | Performance Verification | Closed | Bonnie Aichroth | 06/06/2019 | 06/06/2019 | INCOMING INVENTORY | DEVICE INVENTORIED | F8565BB8-1B42-43A3-A761-AA0ED81939CB | Labor | 06/06/2019 | 06/06/2019 | Bonnie Aichroth
|  | VAPOTHERM INC | PRECISION FLOW | HUMIDIFIER, RESPIRATORY GAS | PF00027654-E | RESPIRATORY | Kelemen |  |  | 06/05/2019 |  | 6/5/27 |  |  | NO | YES |  |  |  |  | VAPOTHERM INC 50035774 PF00027654-E |  |  | Active |  | 99:99:99:99:99:99 |  | Life Support | 6M:00-FIL 1Y:00-RPLC 2Y:00-BAT | 06/05/2019 | 06/05/2019 | COOPER UNIVERSITY HOSPITAL |  |  | # 11 | 0011367588 | KATHY LOFLAND | Performance Verification | Closed | Bonnie Aichroth | 06/05/2019 | 06/05/2019 | INCOMING INVENTORY | DEVICE INVENTORIED | F0DD4440-B354-4036-B45B-4BEA3B90B7D8 | Labor | 06/05/2019 | 06/05/2019 | Bonnie Aichroth
|  | VAPOTHERM INC | PRECISION FLOW | HUMIDIFIER, RESPIRATORY GAS | PF00027649-E | RESPIRATORY | Pavilion |  |  | 06/06/2019 |  | 6/6/27 |  |  | NO | YES |  |  |  |  | VAPOTHERM INC 50035773 PF00027649-E |  |  | Active |  | 99:99:99:99:99:99 |  | Life Support | 6M:00-FIL 1Y:00-RPLC 2Y:00-BAT | 06/06/2019 | 06/06/2019 | COOPER UNIVERSITY HOSPITAL |  |  | # 6 | 0011367577 | KATHY LOFLAND | Performance Verification | Closed | Bonnie Aichroth | 06/06/2019 | 06/06/2019 | INCOMING INVENTORY | DEVICE INVENTORIED | C0BC7FC0-D8F5-4588-915A-FB481E68A28B | Labor | 06/06/2019 | 06/06/2019 | Bonnie Aichroth
|  | VAPOTHERM INC | PRECISION FLOW | HUMIDIFIER, RESPIRATORY GAS | PF00027606-E | RESPIRATORY | Dorrance |  |  | 06/06/2019 |  | 6/6/27 |  |  | NO | YES |  |  |  |  | VAPOTHERM INC 50035772 PF00027606-E |  |  | Active |  | 99:99:99:99:99:99 |  | Life Support | 6M:00-FIL 1Y:00-RPLC 2Y:00-BAT | 06/06/2019 | 06/06/2019 | COOPER UNIVERSITY HOSPITAL |  |  | # 1 | 0011367572 | KATHY LOFLAND | Performance Verification | Closed | Bonnie Aichroth | 06/06/2019 | 06/06/2019 | INCOMING INVENTORY | DEVICE INVENTORIED | 86D64B7B-54DD-4DAB-BBAC-2F0ED5F6A1D4 | Labor | 06/06/2019 | 06/06/2019 | Bonnie Aichroth
|  | VAPOTHERM INC | PRECISION FLOW | HUMIDIFIER, RESPIRATORY GAS | Pf00022017-E |  | Kelemen | [7 empty] | NO | YES
|  | CHATTANOOGA GROUP, INC. |  | HYDROCOLLATOR, HEATED |  | VOORHEES ORTHOPEDICS | 901 Centennial Blvd | Building 2 |  | 04/25/2005 |  | 4/25/15 |  |  | NO | YES |  |  |  |  | CHATTANOOGA GROUP, INC. 10356902 60948 |  |  | Active |  | 99:99:99:99:99:99 |  | Equipment | PAAR:00-PVAR | 11/01/2019 |  | COOPER AMBULATORY OFF-SITES |  |  | ORTHO HYDRO THERAPY |  | CAROL STRANTON
|  | CHATTANOOGA GROUP, INC. |  | HYDROCOLLATOR, HEATED |  | VOORHEES ORTHOPEDICS | 901 Centennial Blvd | Building 2 |  | 01/01/1900 |  |  |  |  | NO | YES |  |  |  |  | CHATTANOOGA GROUP, INC. 10356903 56975 |  |  | Active |  | 99:99:99:99:99:99 |  | Equipment | PAAR:00-PVAR | 10/31/2019 |  | COOPER AMBULATORY OFF-SITES |  |  | ORTHOPEDICS - BLDG 2 |  | CAROL STRANTON
|  | CHATTANOOGA GROUP, INC. | M-2 | HYDROCOLLATOR, HEATED |  | PHYSICAL THERAPY | Kelemen |  |  | 01/01/1900 |  |  |  |  | NO | YES |  |  |  |  | CHATTANOOGA GROUP, INC. 10367464 45640 |  |  | Active |  | 99:99:99:99:99:99 |  | Equipment | PAAR:00-PVAR | 11/02/2019 |  | COOPER UNIVERSITY HOSPITAL |  |  | 5 KELEMEN | WOT00000002200097 | JOSEPHINE HONG | Disposition | Closed | Kirk Lis | 02/14/2019 | 05/15/2019 | Bulk Disposition CNL
|  | CHATTANOOGA GROUP, INC. | M-2 | HYDROCOLLATOR, HEATED |  |  | 1101 N Kings Hwy | [7 empty] | NO | YES
|  | CHATTANOOGA GROUP, INC. | M-2 | HYDROCOLLATOR, HEATED |  | CHERRY HILL PHYSICAL THERAPY | 1101 N Kings Hwy |  |  | 01/01/1900 |  |  |  |  | NO | YES |  |  |  |  | CHATTANOOGA GROUP, INC. 10366081 21585 |  |  | Active |  | 99:99:99:99:99:99 |  | Equipment | PAAR:00-PVAR | 11/02/2019 |  | COOPER AMBULATORY OFF-SITES |  |  | EXERCISE ROOM |  | COURTNEY BUDD
|  | CHATTANOOGA GROUP, INC. | M-4 | HYDROCOLLATOR, HEATED |  | CHERRY HILL PHYSICAL THERAPY | 1935 NJ-70 |  |  | 01/01/1900 |  |  |  |  | NO | YES |  |  |  |  | CHATTANOOGA GROUP, INC. 10346132 6805 |  |  | Active |  | 99:99:99:99:99:99 |  | Equipment | PAAR:00-PVAR | 11/02/2019 |  | COOPER AMBULATORY OFF-SITES |  |  | PT - Cherry Hill |  | COURTNEY BUDD
|  | CHATTANOOGA GROUP, INC. | SS-2 | HYDROCOLLATOR, HEATED | T6394C | VOORHEES ORTHOPEDICS | 901 Centennial Blvd | Building 1 |  | 10/31/2019 |  | 10/31/29 |  |  | NO | YES |  |  |  |  | CHATTANOOGA GROUP, INC. 11187527 T6394C |  |  | Active |  | 99:99:99:99:99:99 |  | Equipment | PAAR:00-PVAR | 10/31/2019 | 10/31/2019 | COOPER AMBULATORY OFF-SITES |  |  |  | WOT00000001678751 | CAROL STRANTON | Performance Verification | Closed | Stephen Zubrzycki | 10/31/2019 | 10/31/2019 | Performance Verification for CHATTANOOGA GROUP, INC. 11187527 T6394C | Initial Install of Performance Verification. Device is ready for patient use. |  |  | 10/31/2019 | 10/31/2019
|  | CHATTANOOGA GROUP, INC. | SS-2 | HYDROCOLLATOR, HEATED |  | PHYSICAL THERAPY | Kelemen |  |  | 01/01/1900 |  |  |  |  | NO | YES |  |  |  |  | CHATTANOOGA GROUP, INC. 10369404 14342 |  |  | Active |  | 99:99:99:99:99:99 |  | Equipment | PAAR:00-PVAR | 11/02/2019 |  | COOPER UNIVERSITY HOSPITAL |  |  | 5TH pav | WOT00000000510752 | JOSEPHINE HONG | Disposition | Closed | Kirk Lis | 02/08/2018 | 05/17/2019 | Bulk Disposition CNL
|  | SAMMONS PRESTON | TROPIC M2 | HYDROCOLLATOR, HEATED | T3819 | PHYSICAL THERAPY DEPARTMENT | 221 Victoria Street |  |  | 06/08/2016 |  | 6/8/26 |  |  | NO | YES |  |  |  |  | SAMMONS PRESTON 10732358 T3819 |  |  | Active |  | 99:99:99:99:99:99 |  | Equipment | PAAR:00-PVAR | 10/31/2019 |  | COOPER AMBULATORY OFF-SITES |  |  | Glassboro Bone & Joint | 0012265950 | COURTNEY BUDD | Performance Verification | Closed | Josh Harris | 10/05/2017 | 10/05/2017 | INCOMING INVENTORY | DEVICE INVENTORIED | DD816033-1238-45A0-AA9E-CEE4C0A32300 | Labor | 10/05/2017 | 10/05/2017 | Josh Harris
|  | CHATTANOOGA GROUP, INC. | COLPAC C-2 | HYDROCOLLATOR, REFRIGERATED |  |  | Kelemen | [7 empty] | NO | YES
|  | CHATTANOOGA GROUP, INC. | COLPAC C-2 | HYDROCOLLATOR, REFRIGERATED |  | CHERRY HILL PHYSICAL THERAPY | 1101 N Kings Hwy |  |  | 01/01/1900 |  |  |  |  | NO | YES |  |  |  |  | CHATTANOOGA GROUP, INC. 10366080 9875 |  |  | Active |  | 99:99:99:99:99:99 |  | Equipment | PAAR:00-PVAR | 11/02/2019 |  | COOPER AMBULATORY OFF-SITES |  |  | EXERCISE ROOM |  | COURTNEY BUDD
|  | CHATTANOOGA GROUP, INC. | COLPAC C-6 | HYDROCOLLATOR, REFRIGERATED |  | PHYSICAL THERAPY | Kelemen |  |  | 01/01/1900 |  |  |  |  | NO | YES |  |  |  |  | CHATTANOOGA GROUP, INC. 10367459 8771 |  |  | Active |  | 99:99:99:99:99:99 |  | Equipment | PAAR:00-PVAR | 11/01/2019 |  | COOPER UNIVERSITY HOSPITAL |  |  | 5 KELEMEN | WOT00000002200088 | JOSEPHINE HONG | Disposition | Closed | Kirk Lis | 02/14/2019 | 05/17/2019 | Bulk Disposition CNL
|  | BIRTCHER CORP. | HYFRECATOR PLUS 7-797 | HYFRECATOR | 96CGH217 | CLEMENTON INTERNAL MEDICINE | 222 Gibbsboro Rd |  |  | 06/10/2015 |  |  |  |  | NO | YES |  |  |  |  | BIRTCHER CORP 10480239 96CGH217 |  |  | Active |  | 99:99:99:99:99:99 |  | High Risk | 6M:00-MFG | 09/09/2019 | 03/01/2020 | COOPER AMBULATORY OFF-SITES |  |  |  | WOT00000000646870 | GLORIA CRUZ | Performance Verification | Closed | Kirk Lis | 03/08/2018 | 06/05/2019 | Performance Verification for BIRTCHER CORP 10480239 96CGH217 | Initial Install of Performance Verification. Device is ready for patient use.
|  | BIRTCHER CORP. | HYFRECATOR PLUS 7-797 | HYFRECATOR | 97AGH033 | LINCOLN DRIVE-FAMILY MEDICINE | 701 NJ-73 |  |  | 01/01/1900 |  |  |  |  | NO | YES |  |  |  |  | CONMED CORP. 10346091 97AGH033 |  |  | Active |  | 99:99:99:99:99:99 |  | High Risk | 6M:00-MFG | 10/08/2019 | 04/01/2020 | COOPER AMBULATORY OFF-SITES |  |  | 701 Rt 73N - Clean Utility |  | SCOTT GROFF
|  | CINCINNATI SUB-ZERO | BLANKETROL II | HYPO-HYPERTHERMIA UNIT, GENERAL | 124-2-00481 | SPD | Kelemen |  |  | 12/13/2012 |  | 12/13/22 |  |  | NO | YES |  |  |  |  | CINCINNATI SUB-ZERO 10769507 124-2-00481 |  |  | Active |  | 99:99:99:99:99:99 |  | Equipment | 6M:00-MFG | 10/01/2019 | 04/01/2020 | COOPER UNIVERSITY HOSPITAL |  |  | UHS |  | David Frye
|  | CINCINNATI SUB-ZERO | BLANKETROL II | HYPO-HYPERTHERMIA UNIT, GENERAL | 124-2-00479 | SPD | Kelemen |  |  | 12/13/2012 |  | 12/13/22 |  |  | NO | YES |  |  |  |  | CINCINNATI SUB-ZERO 10369283 124-2-00479 |  |  | Active |  | 99:99:99:99:99:99 |  | Equipment | 6M:00-MFG | 10/01/2019 | 04/01/2020 | COOPER UNIVERSITY HOSPITAL |  |  | UHS |  | David Frye
|  | CINCINNATI SUB-ZERO | BLANKETROL II | HYPO-HYPERTHERMIA UNIT, GENERAL | 093-19771 | SPD | Kelemen |  |  | 10/14/2009 |  | 10/14/19 |  |  | NO | YES |  |  |  |  | CINCINNATI SUB-ZERO 10368401 093-19771 |  |  | Active |  | 99:99:99:99:99:99 |  | Equipment | 6M:00-MFG | 10/01/2019 | 04/01/2020 | COOPER UNIVERSITY HOSPITAL |  |  | OR K5 |  | David Frye
|  | CINCINNATI SUB-ZERO | BLANKETROL II | HYPO-HYPERTHERMIA UNIT, GENERAL | 124-2-00478 | SPD | Kelemen |  |  | 12/13/2012 |  | 12/13/22 |  |  | NO | YES |  |  |  |  | CINCINNATI SUB-ZERO 10367648 124-2-00478 |  |  | Active |  | 99:99:99:99:99:99 |  | Equipment | 6M:00-MFG | 10/30/2019 | 04/01/2020 | COOPER UNIVERSITY HOSPITAL |  |  | Kelleman Trauma OR |  | David Frye
|  | CINCINNATI SUB-ZERO | BLANKETROL II | HYPO-HYPERTHERMIA UNIT, GENERAL | 124-2-00480 | SPD | Kelemen |  |  | 12/13/2012 |  | 12/13/22 |  |  | NO | YES |  |  |  |  | CINCINNATI SUB-ZERO 10360457 124-2-00480 |  |  | Active |  | 99:99:99:99:99:99 |  | Equipment | 6M:00-MFG | 10/01/2019 | 04/01/2020 | COOPER UNIVERSITY HOSPITAL |  |  | UHS |  | David Frye
|  | CINCINNATI SUB-ZERO | BLANKETROL III | HYPO-HYPERTHERMIA UNIT, GENERAL | 082-3-00582 | SPD | Kelemen |  |  | 11/26/2008 |  | 11/26/18 |  |  | NO | YES |  |  |  |  | CINCINNATI SUB-ZERO 10367280 082-3-00582 |  |  | Active |  | 99:99:99:99:99:99 |  | Equipment | 6M:00-MFG | 10/01/2019 | 04/01/2020 | COOPER UNIVERSITY HOSPITAL |  |  |  |  | David Frye
|  | CINCINNATI SUB-ZERO | BLANKETROL III | HYPO-HYPERTHERMIA UNIT, GENERAL | 094-3-01274 | INTENSIVE CARE NURSERY | Dorrance |  |  | 12/03/2009 |  | 12/3/19 |  |  | NO | YES |  |  |  |  | CINCINNATI SUB-ZERO 10365019 094-3-01274 |  |  | Active |  | 99:99:99:99:99:99 |  | Equipment | 6M:00-MFG | 10/01/2019 | 04/01/2020 | COOPER UNIVERSITY HOSPITAL |  |  | ICN D5 |  | JOANNE FOX
|  | CINCINNATI SUB-ZERO | BLANKETROL III | HYPO-HYPERTHERMIA UNIT, GENERAL | 0943-02175 | INTENSIVE CARE NURSERY | Dorrance |  |  | 12/03/2009 |  | 12/3/19 |  |  | NO | YES |  |  |  |  | CINCINNATI SUB-ZERO 10365020 0943-02175 |  |  | Active |  | 99:99:99:99:99:99 |  | Equipment | 1Y:00-MFG | 08/22/2019 | 08/01/2020 | COOPER UNIVERSITY HOSPITAL |  |  | ICN D5 |  | JOANNE FOX
|  | CINCINNATI SUB-ZERO | BLANKETROL III | HYPO-HYPERTHERMIA UNIT, GENERAL | 082-3-00580 | SPD | Pavilion |  |  | 11/26/2008 |  | 11/26/18 |  |  | NO | YES |  |  |  |  | CINCINNATI SUB-ZERO 10345008 082-3-00580 |  |  | Active |  | 99:99:99:99:99:99 |  | Equipment | 6M:00-MFG | 10/01/2019 | 04/01/2020 | COOPER UNIVERSITY HOSPITAL |  |  | CCU clean utility |  | David Frye
|  | STORZ | 264315 20 | HYSTEROFLATOR | TX14436B | VOORHEES SURGERY CENTER-OPERATING ROOM | 900 Centennial Blvd | Suite E |  | 09/07/2012 |  | 9/7/17 |  |  | NO | YES |  |  |  |  | STORZ 10347173 TX14436B |  |  | Active |  | 99:99:99:99:99:99 |  | Alarm | 1Y:00-MFG | 04/18/2019 | 04/01/2020 | COOPER AMBULATORY OFF-SITES |  |  |  |  | JENNIFER BOMBARO
|  | MAMMOMASK | MM4 | ILLUMINATOR | H314/0006 | VOORHEES SURGERY CENTER-RADIOLOGY | 900 Centennial Blvd | Suite B |  | 01/01/1900 |  |  |  |  | NO | YES |  |  |  |  | MAMMO MASK 10348037 H314/0006 |  |  | Active |  | 99:99:99:99:99:99 |  | Equipment | PAAR:00-PVAR | 11/02/2019 |  | COOPER AMBULATORY OFF-SITES |  |  | OFFICE 193 READING ROOM |  | PAT STIENES
|  | THERMO ELECTRON CORPORATION |  | INCUBATOR, CO2 | 304526-1266 | LAB MICROBIOLOGY | Pavilion | Basement |  | 10/20/2005 |  | 10/20/15 |  |  | NO | YES |  |  |  |  | THERMO ELECTRON CORPORATION 10367952 304526-1266 |  |  | Active |  | 99:99:99:99:99:99 |  | Equipment | 1Y:00-MFG | 01/05/2019 | 01/01/2020 | COOPER UNIVERSITY HOSPITAL |  |  | MICROBIOLOGY |  | COURTNEY BARRY
|  | THERMO SCIENTIFIC | HERACELL 240I | INCUBATOR, CO2 |  |  | Pavilion | Basement | [6 empty] | NO | YES
|  | THERMO SCIENTIFIC | HERACELL 240I | INCUBATOR, CO2 |  | LAB MICROBIOLOGY | Pavilion | Basement |  | 06/03/2008 |  | 6/3/18 |  |  | NO | YES |  |  |  |  | THERMO SCIENTIFIC 10367958 40854626 |  |  | Active |  | 99:99:99:99:99:99 |  | Equipment | 1Y:00-MFG | 01/05/2019 | 01/01/2020 | COOPER UNIVERSITY HOSPITAL |  |  | Microbiology - back room |  | COURTNEY BARRY
|  | VIASENSOR | G100 | INCUBATOR, CO2, HANDHELD | IN06222 | LAB MICROBIOLOGY | Pavilion | Basement |  | 01/01/1900 |  |  |  |  | NO | YES |  |  |  |  | VIASENSOR 10367974 IN06222 |  |  | Active |  | 99:99:99:99:99:99 |  | Test Equipment | 1Y:00-VEN | 07/24/2019 | 01/01/2020 | COOPER UNIVERSITY HOSPITAL |  |  |  |  | COURTNEY BARRY
|  | VIASENSOR | G100 | INCUBATOR, CO2, HANDHELD | 1N04011 | LAB MICROBIOLOGY | Pavilion | Basement |  | 07/16/2019 |  | 7/16/26 |  |  | NO | YES |  |  |  |  | VIASENSOR 30142103 1N04011 |  |  | Active |  | 99:99:99:99:99:99 |  | Test Equipment | 1Y:00-VEN | 07/16/2019 | 07/16/2019 | COOPER UNIVERSITY HOSPITAL |  |  | lab micro |  | COURTNEY BARRY |  |  |  | 07/16/2019 | 07/16/2019 |  |  |  |  | 07/16/2019 | 07/16/2019
|  | THERMO SCIENTIFIC |  | INCUBATOR, CONVECTION | 127748CB1802 | LAB HISTOLOGY | Pavilion | BASEMENT |  | 10/31/2019 |  | 10/31/29 |  |  | NO | YES |  |  |  |  | THERMO SCIENTIFIC 11239247 127748CB1802 |  |  | Active |  |  |  | Equipment | PAAR:00-PVAR | 10/31/2019 | 10/31/2019 | COOPER UNIVERSITY HOSPITAL |  |  | Performance Verification | WOT00000002405116 | DALE MORRONE | Repair | Closed | Gene Amodei | 10/31/2019 | 10/31/2019 | oven - not holding temp, has a green light but still not getting to temp, CEID 11239247 did not pull | arrived and unit was holding temp, I suspect unit too a power hit and briefly lost temp setting | EXP2618357 | Labor | 10/31/2019 | 10/31/2019 | Gene Amodei
|  | LAB-LINE INSTRUMENTS |  | INCUBATOR, GRAVITY CONVECTION | 0191-0692 | 127 CHURCH - SURGERY | 127 Church Rd |  |  | 01/01/1900 |  |  |  |  | NO | YES |  |  |  |  | LAB-LINE INSTRUMENTS 10365961 0191-0692 |  |  | Active |  | 99:99:99:99:99:99 |  | Equipment | 1Y:00-MFG | 06/05/2019 | 06/01/2020 | COOPER AMBULATORY OFF-SITES |  |  | Dirty Room |  | Carmen Rivera
|  | GE HEALTHCARE | GIRAFFE OMNIBED 6650-004-901 | INCUBATOR, INFANT | HDGS51599 | INTENSIVE CARE NURSERY | Dorrance |  |  | 11/01/2019 |  | 11/1/29 |  |  | NO | YES |  |  |  |  | OHMEDA 11207560 HDGS51599 |  |  | Active |  | 99:99:99:99:99:99 |  | Life Support | 1Y:00-MFG 2Y:00-BAT 3Y:00-CAL | 11/01/2019 | 11/01/2019 | COOPER UNIVERSITY HOSPITAL |  |  | D5 |  | JOANNE FOX |  |  |  | 11/01/2019 | 11/01/2019 |  |  |  |  | 11/01/2019 | 11/01/2019
|  | GE HEALTHCARE | GIRAFFE OMNIBED 6650-004-901 | INCUBATOR, INFANT | HDGN50389 | INTENSIVE CARE NURSERY | Dorrance |  |  | 11/01/2019 |  | 11/1/29 |  |  | NO | YES |  |  |  |  | GE MEDICAL SYSTEMS 11207552 HDGN50389 |  |  | Active |  | 99:99:99:99:99:99 |  | Life Support | 1Y:00-MFG 2Y:00-BAT 3Y:00-CAL | 11/01/2019 | 11/01/2019 | COOPER UNIVERSITY HOSPITAL |  |  | Nicu |  | JOANNE FOX |  |  |  | 11/01/2019 | 11/01/2019 |  |  |  |  | 11/01/2019 | 11/01/2019
|  | GE HEALTHCARE | GIRAFFE OMNIBED 6650-004-901 | INCUBATOR, INFANT | HDGV60222 | INTENSIVE CARE NURSERY | Dorrance |  |  | 04/26/2016 |  | 4/26/26 |  |  | NO | YES |  |  |  |  | GE MEDICAL SYSTEMS 10649989 HDGV60222 |  |  | Active |  | 99:99:99:99:99:99 |  | High Risk | 1Y:00-MFG 2Y:00-BAT 3Y:00-CAL | 11/01/2019 | 11/01/2020 | COOPER UNIVERSITY HOSPITAL |  |  |  |  | JOANNE FOX
|  | GE HEALTHCARE | GIRAFFE OMNIBED 6650-004-901 | INCUBATOR, INFANT | HDGV60140 | INTENSIVE CARE NURSERY | Dorrance |  |  | 04/26/2016 |  | 4/26/26 |  |  | NO | YES |  |  |  |  | GE MEDICAL SYSTEMS 10505278 HDGV60140 |  |  | Active |  | 99:99:99:99:99:99 |  | High Risk | 1Y:00-MFG 2Y:00-BAT 3Y:00-CAL | 11/01/2019 | 11/01/2020 | COOPER UNIVERSITY HOSPITAL |  |  | Nicu |  | JOANNE FOX
|  | GE HEALTHCARE | GIRAFFE OMNIBED 6650-004-901 | INCUBATOR, INFANT | HDGV60209 | INTENSIVE CARE NURSERY | Dorrance |  |  | 04/26/2016 |  | 4/26/26 |  |  | NO | YES |  |  |  |  | GE MEDICAL SYSTEMS 10505279 HDGV60209 |  |  | Active |  | 99:99:99:99:99:99 |  | High Risk | 1Y:00-MFG 2Y:00-BAT 3Y:00-CAL | 11/01/2019 | 11/01/2020 | COOPER UNIVERSITY HOSPITAL |  |  | nicu |  | JOANNE FOX
|  | GE HEALTHCARE | GIRAFFE OMNIBED 6650-004-901 | INCUBATOR, INFANT | HDGV60221 | INTENSIVE CARE NURSERY | Dorrance |  |  | 04/26/2016 |  | 4/26/26 |  |  | NO | YES |  |  |  |  | GE MEDICAL SYSTEMS 10505276 HDGV60221 |  |  | Active |  | 99:99:99:99:99:99 |  | High Risk | 1Y:00-MFG 2Y:00-BAT 3Y:00-CAL | 11/01/2019 | 11/01/2020 | COOPER UNIVERSITY HOSPITAL |  |  |  |  | JOANNE FOX
|  | GE HEALTHCARE | GIRAFFE OMNIBED 6650-004-901 | INCUBATOR, INFANT | HDGV60213 | INTENSIVE CARE NURSERY | Dorrance |  |  | 04/26/2016 |  | 4/26/26 |  |  | NO | YES |  |  |  |  | GE MEDICAL SYSTEMS 10505275 HDGV60213 |  |  | Active |  | 99:99:99:99:99:99 |  | High Risk | 1Y:00-MFG 2Y:00-BAT 3Y:00-CAL | 11/01/2019 | 11/01/2020 | COOPER UNIVERSITY HOSPITAL |  |  |  |  | JOANNE FOX
|  | GE HEALTHCARE | GIRAFFE OMNIBED 6650-004-901 | INCUBATOR, INFANT | HDGV60139 | INTENSIVE CARE NURSERY | Dorrance |  |  | 04/26/2016 |  | 4/26/26 |  |  | NO | YES |  |  |  |  | GE MEDICAL SYSTEMS 10505274 HDGV60139 |  |  | Active |  | 99:99:99:99:99:99 |  | High Risk | 1Y:00-MFG 2Y:00-BAT 3Y:00-CAL | 11/01/2019 | 11/01/2020 | COOPER UNIVERSITY HOSPITAL |  |  |  |  | JOANNE FOX
|  | GE HEALTHCARE | GIRAFFE OMNIBED 6650-004-901 | INCUBATOR, INFANT | HDGS51594 |  | Dorrance | [7 empty] | NO | YES
|  | GE HEALTHCARE | GIRAFFE OMNIBED 6650-004-901 | INCUBATOR, INFANT | HDGS951586 | INTENSIVE CARE NURSERY | Dorrance |  |  | 07/25/2013 |  | 7/25/23 |  |  | NO | YES |  |  |  |  | OHMEDA 10355230 HDGS951586 |  |  | Active |  | 99:99:99:99:99:99 |  | Life Support | 1Y:00-MFG 2Y:00-BAT 3Y:00-CAL | 11/01/2019 | 11/01/2020 | COOPER UNIVERSITY HOSPITAL |  |  | D5 nicu |  | JOANNE FOX
|  | GE HEALTHCARE | GIRAFFE OMNIBED 6650-004-901 | INCUBATOR, INFANT | HDHG60087 | INTENSIVE CARE NURSERY | Dorrance |  |  | 06/24/2004 |  | 6/24/14 |  |  | NO | YES |  |  |  |  | OHMEDA 10355183 HDHG60087 |  |  | Active |  | 99:99:99:99:99:99 |  | Life Support | 1Y:00-MFG 2Y:00-BAT 3Y:00-CAL | 11/01/2019 | 11/01/2020 | COOPER UNIVERSITY HOSPITAL |  |  | SEVENTH FLOOR DORRANCE STORAGE |  | JOANNE FOX
|  | GE HEALTHCARE | GIRAFFE OMNIBED 6650-004-901 | INCUBATOR, INFANT | HDGQ50225 | INTENSIVE CARE NURSERY | Dorrance |  |  | 01/01/2011 |  | 1/1/21 |  |  | NO | YES |  |  |  |  | OHMEDA 10355132 HDGQ50225 |  |  | Active |  | 99:99:99:99:99:99 |  | Life Support | 1Y:00-MFG 2Y:00-BAT 3Y:00-CAL | 11/01/2019 | 11/01/2020 | COOPER UNIVERSITY HOSPITAL |  |  | ICN |  | JOANNE FOX
|  | GE HEALTHCARE | GIRAFFE OMNIBED 6650-004-901 | INCUBATOR, INFANT | HDGQ50224 | INTENSIVE CARE NURSERY | Dorrance |  |  | 01/01/2011 |  | 1/1/21 |  |  | NO | YES |  |  |  |  | OHMEDA 10354894 HDGQ50224 |  |  | Active |  | 99:99:99:99:99:99 |  | Life Support | 1Y:00-MFG 2Y:00-BAT 3Y:00-CAL | 11/01/2019 | 11/01/2020 | COOPER UNIVERSITY HOSPITAL |  |  | NICU-DOV12 |  | JOANNE FOX
|  | GE HEALTHCARE | GIRAFFE OMNIBED 6650-004-901 | INCUBATOR, INFANT | HDHE50004 | INTENSIVE CARE NURSERY | Dorrance |  |  | 06/01/2003 |  | 6/1/13 |  |  | NO | YES |  |  |  |  | OHMEDA 10354869 HDHE50004 |  |  | Active |  | 99:99:99:99:99:99 |  | Life Support | 1Y:00-MFG 2Y:00-BAT 3Y:00-CAL | 11/01/2019 | 11/01/2020 | COOPER UNIVERSITY HOSPITAL |  |  | 5th floor |  | JOANNE FOX
|  | GE HEALTHCARE | GIRAFFE OMNIBED 6650-004-901 | INCUBATOR, INFANT | HDGS51572 | INTENSIVE CARE NURSERY | Dorrance |  |  | 07/25/2013 |  | 7/25/23 |  |  | NO | YES |  |  |  |  | GE MEDICAL SYSTEMS 10354860 HDGS51572 |  |  | Active |  | 99:99:99:99:99:99 |  | Life Support | 1Y:00-MFG 2Y:00-BAT 3Y:00-CAL | 11/01/2019 | 11/01/2020 | COOPER UNIVERSITY HOSPITAL |  |  | Dove Nursery |  | JOANNE FOX
|  | GE HEALTHCARE | GIRAFFE OMNIBED 6650-004-901 | INCUBATOR, INFANT | HDGQ50223 | INTENSIVE CARE NURSERY | Dorrance |  |  | 01/01/2011 |  | 1/1/21 |  |  | NO | YES |  |  |  |  | OHMEDA 10354850 HDGQ50223 |  |  | Active |  | 99:99:99:99:99:99 |  | Life Support | 1Y:00-MFG 2Y:00-BAT 3Y:00-CAL | 11/01/2019 | 11/01/2020 | COOPER UNIVERSITY HOSPITAL |  |  | ICN |  | JOANNE FOX
|  | GE HEALTHCARE | GIRAFFE OMNIBED 6650-004-901 | INCUBATOR, INFANT | HDGS51589 | INTENSIVE CARE NURSERY | Dorrance |  |  | 07/25/2013 |  | 7/25/23 |  |  | NO | YES |  |  |  |  | OHMEDA 10354825 HDGS51589 |  |  | Active |  | 99:99:99:99:99:99 |  | Life Support | 1Y:00-MFG 2Y:00-BAT 3Y:00-CAL | 11/01/2019 | 11/01/2020 | COOPER UNIVERSITY HOSPITAL |  |  | NICU-DOV12 |  | JOANNE FOX
|  | OHMEDA | CARE PLUS | INCUBATOR, INFANT | HCEG00313 | KELEMEN N6 | Kelemen |  |  | 08/26/2019 |  | 8/26/29 |  |  | NO | YES |  |  |  |  | OHMEDA 30143401 HCEG00313 |  |  | Active |  | 99:99:99:99:99:99 |  | Life Support | 6M:00-MFG | 08/26/2019 | 08/26/2019 | COOPER UNIVERSITY HOSPITAL |  |  | NICU |  | Susan Cannon |  |  |  | 08/26/2019 | 08/26/2019 |  |  |  |  | 08/26/2019 | 08/26/2019
|  | OHMEDA | CARE PLUS ACCESS 4000 | INCUBATOR, INFANT | HH00052 | INTENSIVE CARE NURSERY | Dorrance |  |  | 06/01/2004 |  | 6/1/14 |  |  | NO | YES |  |  |  |  | OHMEDA 10355207 HH00052 |  |  | Disposition |  |  |  | Life Support | 6M:00-MFG | 05/12/2016 |  | COOPER UNIVERSITY HOSPITAL |  |  | NICU |  | JOANNE FOX
|  | OHMEDA | CARE PLUS ACCESS 4000 | INCUBATOR, INFANT | HCDG00199 | INTENSIVE CARE NURSERY | Kelemen |  | removed from service | 06/01/2003 |  | 6/1/13 |  |  | NO | YES |  |  |  |  | OHMEDA 10355176 HCDG00199 |  |  | Active |  | 99:99:99:99:99:99 |  | Life Support | 6M:00-MFG | 11/01/2019 | 05/01/2020 | COOPER UNIVERSITY HOSPITAL |  |  | SEVENTH FLOOR DORRANCE STORAGE |  | JOANNE FOX
|  | OHMEDA | CARE PLUS ACCESS 4000 | INCUBATOR, INFANT | HCEG00314 | INTENSIVE CARE NURSERY | Dorrance |  |  | 06/01/2003 |  | 6/1/13 |  |  | NO | YES |  |  |  |  | OHMEDA 10354986 HCEG00314 |  |  | Disposition |  | 99:99:99:99:99:99 |  | Life Support | 6M:00-MFG | 05/30/2019 |  | COOPER UNIVERSITY HOSPITAL |  |  | BUMBLEEBEE BED 2 |  | JOANNE FOX
|  | SCIGENE | HYBEX | INCUBATOR, PCR | HY183136 | LAB FLOW CYTOMETRY | 401 Haddon Ave |  |  | 10/31/2019 |  |  |  |  | NO | YES |  |  |  |  | SCIGENE 11207563 HY183136 |  |  | Active |  | 99:99:99:99:99:99 |  | Equipment | PAAR:00-PVAR | 10/31/2019 | 10/31/2019 | COOPER UNIVERSITY HOSPITAL |  |  | Performance Verification | WOT00000001840639 | JIM RENNA | Performance Verification | Closed | Gene Amodei | 10/31/2019 | 10/31/2019 | Performance Verification for SCIGENE 11207563 HY183136 | Initial Install of Performance Verification. Device is ready for patient use. |  |  | 10/31/2019 | 10/31/2019
|  | SCIGENE | HYBEX | INCUBATOR, PCR | HY183134 | COOPER CENTER FOR SPECIAL DIAGNOSTICS | 401 Haddon Ave |  |  | 10/31/2019 |  |  |  |  | NO | YES |  |  |  |  | SCIGENE 11207566 HY183134 |  |  | Active |  |  |  | Equipment | PAAR:00-PVAR | 10/31/2019 | 10/31/2019 | COOPER AMBULATORY OFF-SITES |  |  | E&R BUILDING | WOT00000002952442 | DR. BARNOWSKY | Performance Verification | Closed | Josh Harris | 10/31/2019 | 10/31/2019 | Performance Verification for SCIGENE 11207566 HY183134 | Initial Install of Performance Verification. Device is ready for patient use. |  |  | 10/31/2019 | 10/31/2019
|  | SCIGENE | HYBEX | INCUBATOR, PCR | HY183135 | COOPER CENTER FOR SPECIAL DIAGNOSTICS | 401 Haddon Ave |  |  | 10/31/2019 |  |  |  |  | NO | YES |  |  |  |  | SCIGENE 11207567 HY183135 |  |  | Active |  |  |  | Equipment | PAAR:00-PVAR | 10/31/2019 | 10/31/2019 | COOPER AMBULATORY OFF-SITES |  |  | E&R BUILDING | WOT00000002952468 | DR. BARNOWSKY | Performance Verification | Closed | Josh Harris | 10/31/2019 | 10/31/2019 | Performance Verification for SCIGENE 11207567 HY183135 | Initial Install of Performance Verification. Device is ready for patient use. |  |  | 10/31/2019 | 10/31/2019
|  | HELMER INC. | PC3200I | INCUBATOR, PLATELET |  | LAB BLOOD BANK | Pavilion | BASEMENT |  | 07/25/2016 |  | 7/25/26 |  |  | NO | YES |  |  |  |  | HELMER INC. 10505315 1021152 |  |  | Active |  | 99:99:99:99:99:99 |  | Equipment | 1Y:00-MFG | 01/09/2019 | 01/01/2020 | COOPER UNIVERSITY HOSPITAL |  |  |  |  | Barbara Bayne
|  | HELMER INC. | PC900I | INCUBATOR, PLATELET |  | LAB BLOOD BANK | Pavilion | BASEMENT |  | 12/08/2010 |  | 12/8/20 |  |  | NO | YES |  |  |  |  | HELMER INC. 10367906 997637 |  |  | Active |  | 99:99:99:99:99:99 |  | Equipment | 3M:00-MFG | 10/18/2019 | 01/01/2020 | COOPER UNIVERSITY HOSPITAL |  |  | BLOOD BANK P022 |  | Barbara Bayne
|  | HELMER INC. | PC900I | INCUBATOR, PLATELET |  | LAB BLOOD BANK | Pavilion | BASEMENT |  | 04/25/2008 |  | 4/25/18 |  |  | NO | YES |  |  |  |  | HELMER INC. 10367905 980416 |  |  | Active |  | 99:99:99:99:99:99 |  | Equipment | 3M:00-MFG | 10/18/2019 | 01/01/2020 | COOPER UNIVERSITY HOSPITAL |  |  | BLOOD BANK |  | Barbara Bayne
|  | AIRBORNE LIFE SUPPORT | VOYAGER | INCUBATOR, TRANSPORT, INFANT | N2682 | INTENSIVE CARE NURSERY | Dorrance |  |  | 12/12/2016 |  | 12/12/26 |  |  | NO | YES |  |  |  |  | AIRBORNE LIFE SUPPORT 10505415 N2682 |  |  | Active |  | 99:99:99:99:99:99 |  | Life Support | 6M:00-MFG | 11/01/2019 | 05/01/2020 | COOPER UNIVERSITY HOSPITAL |  |  | nicu | 0011355858 | JOANNE FOX | Performance Verification | Closed | Bonnie Aichroth | 03/17/2017 | 03/17/2017 | INCOMING INVENTORY | DEVICE INVENTORIED | 81F6B89B-9547-46C6-A3B3-DAE8333901A7 | Labor | 03/17/2017 | 03/17/2017 | Bonnie Aichroth
|  | DRAEGER | ISOLETTE TI500 | INCUBATOR, TRANSPORT, INFANT | 12C070047 | INTENSIVE CARE NURSERY | Dorrance |  |  | 09/20/2012 |  | 9/20/22 |  |  | NO | YES |  |  |  |  | DRAEGER 10365005 12C070047 |  |  | Active |  | 99:99:99:99:99:99 |  | Life Support | 6M:00-MFG | 11/01/2019 | 05/01/2020 | COOPER UNIVERSITY HOSPITAL |  |  | ICN |  | JOANNE FOX
|  | DRAEGER | ISOLETTE TI500 | INCUBATOR, TRANSPORT, INFANT | CM10082 | LABOR & DELIVERY | Dorrance |  |  | 09/12/2014 |  | 9/12/24 |  |  | NO | YES |  |  |  |  | DRAEGER 10355111 CM10082 |  |  | Active |  | 99:99:99:99:99:99 |  | Life Support | 6M:00-MFG | 10/27/2019 | 04/01/2020 | COOPER UNIVERSITY HOSPITAL |  |  | L&D |  | JOANNA HORST
|  | DRAEGER | ISOLETTE TI500 | INCUBATOR, TRANSPORT, INFANT | CM10083 | LABOR & DELIVERY | Dorrance |  |  | 09/12/2014 |  | 9/12/24 |  |  | NO | YES |  |  |  |  | DRAEGER 10355110 CM10083 |  |  | Active |  | 99:99:99:99:99:99 |  | Life Support | 6M:00-MFG | 10/24/2019 | 04/01/2020 | COOPER UNIVERSITY HOSPITAL |  |  | D6 |  | JOANNA HORST
|  | MEDRAD, INC. | MARK 7 ARTERION | INJECTOR, CONTRAST | 60728362 204872 | OPERATING ROOM PAVILION 2ND FLOOR | Kelemen |  |  | 02/01/2019 |  | 2/1/29 |  |  | NO | YES |  |  |  |  | MEDRAD, INC. 10725740 60728362 204872 |  |  | Active |  |  |  | High Risk | 1Y:00-MFG | 08/30/2019 | 08/01/2020 | COOPER UNIVERSITY HOSPITAL |  |  | SD07 | WOT00000002138660 | JOE DRUCTOR | Performance Verification | Closed | Michael Youch | 02/11/2019 | 06/29/2019 | CEID Record Completion for MEDRAD, INC. 10725740 60728362 204872 | Inventoried, safety, and documentation . | EXP3101446 | Labor | 02/11/2019 | 02/11/2019 | Michael Youch
|  | MEDRAD, INC. | MARK V | INJECTOR, CONTRAST |  | CARDIAC CATH LAB | Kelemen |  |  | 01/01/1900 |  |  |  |  | NO | YES |  |  |  |  | MEDRAD, INC. 10367834 92986 |  |  | Disposition |  |  |  | High Risk | 1Y:00-MFG | 06/27/2017 | 06/01/2020 | COOPER UNIVERSITY HOSPITAL |  |  | OR P1 antiroom |  | LINDA BEAN
|  | MEDRAD, INC. | MARK V | INJECTOR, CONTRAST |  | CARDIAC CATH LAB | Kelemen |  |  | 05/10/2010 |  | 5/10/20 |  |  | NO | YES |  |  |  |  | MEDRAD, INC. 10367826 108339 |  |  | Active |  | 99:99:99:99:99:99 |  | High Risk | 1Y:00-MFG | 08/28/2019 | 08/01/2020 | COOPER UNIVERSITY HOSPITAL |  |  | CCL - Lab 1 Control Room |  | LINDA BEAN
|  | MEDRAD, INC. | MARK V PLUS | INJECTOR, CONTRAST |  | CARDIAC CATH LAB | Kelemen |  |  | 08/18/2005 |  | 8/18/15 |  |  | NO | YES |  |  |  |  | MEDRAD, INC. 10347587 100730 |  |  | Disposition |  | 99:99:99:99:99:99 |  | High Risk | PAAR:00-PVAR | 10/16/2019 |  | COOPER UNIVERSITY HOSPITAL |  |  | LAB 4 |  | LINDA BEAN
|  | MEDRAD, INC. | MARK V PROVIS | INJECTOR, CONTRAST |  | CARDIAC CATH LAB | Pavilion |  |  | 01/27/2011 |  | 1/27/21 |  |  | NO | YES |  |  |  |  | MEDRAD, INC. 10369192 35176 |  |  | Active |  | 99:99:99:99:99:99 |  | High Risk | 1Y:00-MFG | 08/29/2019 | 08/01/2020 | COOPER UNIVERSITY HOSPITAL |  |  | CCL - Lab 2 |  | LINDA BEAN
|  | MEDRAD, INC. | MARK V PROVIS | INJECTOR, CONTRAST |  | CARDIAC CATH LAB | Kelemen |  |  | 01/27/2011 |  | 1/27/21 |  |  | NO | YES |  |  |  |  | MEDRAD, INC. 10367872 111067 |  |  | Active |  | 99:99:99:99:99:99 |  | High Risk | 1Y:00-MFG | 08/29/2019 | 08/01/2020 | COOPER UNIVERSITY HOSPITAL |  |  | CCL - Lab 2 Control Room |  | LINDA BEAN
|  | MEDRAD, INC. | MARK V PROVIS | INJECTOR, CONTRAST |  | ANGIOGRAPHY | Kelemen | BASEMENT |  | 02/14/2007 |  | 2/14/17 |  |  | NO | YES |  |  |  |  | MEDRAD, INC. 10366232 102324 |  |  | Active |  | 99:99:99:99:99:99 |  | High Risk | 1Y:00-MFG | 05/28/2019 | 05/01/2020 | COOPER UNIVERSITY HOSPITAL |  |  | LAB 2 CONTROL ROOM |  | PAULETTE DUCKREY
|  | MEDRAD, INC. | MARK V PROVIS | INJECTOR, CONTRAST |  | ANGIOGRAPHY | Kelemen | BASEMENT |  | 02/14/2007 |  | 2/14/17 |  |  | NO | YES |  |  |  |  | MEDRAD, INC. 10347565 100615 |  |  | Active |  | 99:99:99:99:99:99 |  | High Risk | 1Y:00-MFG | 05/28/2019 | 05/01/2020 | COOPER UNIVERSITY HOSPITAL |  |  | CONTROL 1 |  | PAULETTE DUCKREY
|  | MEDRAD, INC. | MARK V PROVIS | INJECTOR, CONTRAST |  | OR - KELEMEN 3 | Pavilion |  |  | 07/08/2002 |  | 7/8/12 |  |  | NO | YES |  |  |  |  | MEDRAD, INC. 10346306 93999 |  |  | Active |  | 99:99:99:99:99:99 |  | High Risk | 1Y:00-MFG | 02/15/2019 | 02/01/2020 | COOPER UNIVERSITY HOSPITAL |  |  | OR STORAGE RM |  | DOMINIC VENDETTA
|  | MEDRAD, INC. | MARK V PROVIS | INJECTOR, CONTRAST |  | OPERATING ROOM - PAVILION | Pavilion |  |  | 02/24/2010 |  | 2/24/20 |  |  | NO | YES |  |  |  |  | MEDRAD, INC. 10346287 107975 |  |  | Active |  | 99:99:99:99:99:99 |  | High Risk | 1Y:00-MFG | 08/30/2019 | 08/01/2020 | COOPER UNIVERSITY HOSPITAL |  |  | OR 1 CATH |  | DOMINIC VENDETTA
|  | MEDRAD, INC. | SPECTRIS-SOLARIS EP | INJECTOR, CONTRAST |  | MRI | Kelemen | Basement |  | 06/29/2015 |  | 6/29/25 |  |  | NO | YES |  |  |  |  | MEDRAD, INC. 10369478 83920386101705 |  |  | Active |  | 99:99:99:99:99:99 |  | High Risk | 1Y:00-MFG | 04/29/2019 | 04/01/2020 | COOPER UNIVERSITY HOSPITAL |  |  |  |  | ELLIOT VASQUEZ
|  | MEDRAD, INC. | SPECTRIS-SOLARIS EP | INJECTOR, CONTRAST |  | MRI | Kelemen | Basement |  | 03/09/2012 |  | 3/9/22 |  |  | NO | YES |  |  |  |  | MEDRAD, INC. 10366412 301201447392 |  |  | Active |  | 99:99:99:99:99:99 |  | High Risk | 1Y:00-MFG | 04/29/2019 | 04/01/2020 | COOPER UNIVERSITY HOSPITAL |  |  | B12 |  | ELLIOT VASQUEZ
|  | MEDRAD, INC. | SPECTRIS-SOLARIS EP | INJECTOR, CONTRAST |  | 3 COOPER - SURGERY DEPARTMENT | Pavilion | [7 empty] | NO | YES
|  | MEDRAD, INC. | SPECTRIS-SOLARIS EP | INJECTOR, CONTRAST |  | VOORHEES SURGERY CENTER-RADIOLOGY | 900 Centennial Blvd | Suite B |  | 08/21/2006 |  | 8/21/16 |  |  | NO | YES |  |  |  |  | MEDRAD, INC. 10344957 40573 |  |  | Active |  | 99:99:99:99:99:99 |  | High Risk | 1Y:00-MFG | 04/29/2019 | 04/01/2020 | COOPER AMBULATORY OFF-SITES |  |  | MRI SUITE B |  | PAT STIENES
|  | MEDRAD, INC. | STELLANT | INJECTOR, CONTRAST |  | VOORHEES SURGERY CENTER-RADIOLOGY | 900 Centennial Blvd | Suite B |  | 04/26/2019 |  | 4/26/29 |  |  | NO | YES |  |  |  |  | MEDRAD, INC. 210337323 3014226 |  |  | Active |  | 11:11:11:11:11:11 |  | High Risk | 1Y:00-MFG | 04/26/2019 | 04/26/2019 | COOPER AMBULATORY OFF-SITES |  |  | SUITE B CT |  | PAT STIENES |  |  |  | 04/26/2019 | 04/26/2019 |  |  |  |  | 04/26/2019 | 04/26/2019
|  | MEDRAD, INC. | STELLANT | INJECTOR, CONTRAST | 3014227 36984 | OPERATING ROOM - PAVILION | Pavilion |  |  | 04/15/2015 |  | 4/15/25 |  |  | NO | YES |  |  |  |  | MEDRAD, INC. 10725744 3014227 36984 |  |  | Active |  | 11:11:11:11:11:11 |  | High Risk | 1Y:00-MFG | 02/13/2019 | 02/01/2020 | COOPER UNIVERSITY HOSPITAL |  |  | PAV OR5, sys ID 11307007, sys SN 31563 | WOT00000001845528 | DOMINIC VENDETTA | Repair | Closed | Michael Youch | 12/18/2018 | 07/29/2019 | CT Scan Injector - plugged back in, screen on injector is all white, tried troubleshooting | They brought the head down but it needs to be evaluated in the room as it could be the cable, power supply or main board. . Trying to get into the room when it is available. Moved to CT1, replaced head cable, verified, RTS. | EXP2709405 | Labor | 03/29/2019 | 03/29/2019 | Michael Youch
|  | MEDRAD, INC. | STELLANT | INJECTOR, CONTRAST |  | VOORHEES SURGERY CENTER-RADIATION/ONC | 900 Centennial Blvd | Suite D |  | 11/14/2016 |  | 11/14/26 |  |  | NO | YES |  |  |  |  | BAYER HEALTHCARE 10649900 200558 |  |  | Active |  | 00:0B:AB:A4:DB:64 |  | High Risk | 1Y:00-MFG | 11/01/2019 | 11/01/2020 | COOPER AMBULATORY OFF-SITES |  |  | CT Sim Room | 0011483787 | COLLEEN TEGELER | Performance Verification | Closed | Bonnie Aichroth | 04/14/2017 | 04/14/2017 | INCOMING INVENTORY | DEVICE INVENTORIED | CC2F5674-706D-4BB4-97C7-2265E8124EE2 | Labor | 04/14/2017 | 04/14/2017 | Bonnie Aichroth
|  | MEDRAD, INC. | STELLANT | INJECTOR, CONTRAST |  | COOPER CANCER CENTER | MD Anderson Cancer Center |  |  | 06/10/2015 |  | 6/10/25 |  |  | NO | YES |  |  |  |  | MEDRAD, INC. 10369490 40423 |  |  | Active |  | 11:11:11:11:11:11 |  | High Risk | 1Y:00-MFG | 09/24/2019 | 09/01/2020 | COOPER AMBULATORY OFF-SITES |  |  | pet ct |  | COLLEEN TEGELER
|  | MEDRAD, INC. | STELLANT | INJECTOR, CONTRAST |  | CAT SCAN | Kelemen |  |  | 06/02/2006 |  | 6/2/16 |  |  | NO | YES |  |  |  |  | MEDRAD, INC. 10368153 40039 |  |  | Disposition |  |  |  | High Risk | 1Y:00-MFG | 07/01/2016 | 07/01/2020 | COOPER UNIVERSITY HOSPITAL |  |  | ED110A/CT CONTROL |  | PAULETTE DUCKREY
|  | MEDRAD, INC. | STELLANT | INJECTOR, CONTRAST |  | VOORHEES SURGERY CENTER-RADIOLOGY | 900 Centennial Blvd | Suite B |  | 08/14/2012 |  | 8/14/22 |  |  | NO | YES |  |  |  |  | MEDRAD, INC. 10356895 38793 |  |  | Active |  | 11:11:11:11:11:11 |  | High Risk | 1Y:00-MFG | 04/26/2019 | 04/01/2020 | COOPER AMBULATORY OFF-SITES |  |  | SUITE B STEREOTACTIC |  | PAT STIENES
|  | MEDRAD, INC. | STELLANT | INJECTOR, CONTRAST | 100972 | VOORHEES SURGERY CENTER-RADIOLOGY | 900 Centennial Blvd | Suite B |  | 01/01/2015 |  | 1/1/25 |  |  | NO | YES |  |  |  |  | MEDRAD, INC. 10356878 100972 |  |  | Active |  | 11:11:11:11:11:11 |  | High Risk | 1Y:00-MFG | 04/26/2019 | 04/01/2020 | COOPER AMBULATORY OFF-SITES |  |  | SUITE B MAMMO B |  | PAT STIENES
|  | MEDRAD, INC. | STELLANT | INJECTOR, CONTRAST |  | VOORHEES SURGERY CENTER-RADIOLOGY | 900 Centennial Blvd | Suite B |  | 06/27/2015 |  | 6/27/25 |  |  | NO | YES |  |  |  |  | MEDRAD, INC. 10355975 300703322835 |  |  | Active |  | 11:11:11:11:11:11 |  | High Risk | 1Y:00-MFG | 04/26/2019 | 04/01/2020 | COOPER AMBULATORY OFF-SITES |  |  | CT RM 169 HEAD SECTION |  | PAT STIENES
|  | MEDRAD, INC. | STELLANT | INJECTOR, CONTRAST |  | 3 COOPER-RADIOLOGY | 3 Cooper |  |  | 10/02/2007 |  | 10/2/17 |  |  | NO | YES |  |  |  |  | MEDRAD, INC. 10345995 08072552408 |  |  | Active |  | 11:11:11:11:11:11 |  | High Risk | 1Y:00-MFG | 05/31/2019 | 05/01/2020 | COOPER AMBULATORY OFF-SITES |  |  | CT/ ROOM 178 28652 |  | JUDY ADIRZONE
|  | MEDRAD, INC. | STELLANT | INJECTOR, CONTRAST |  | VOORHEES SURGERY CENTER-RADIATION/ONC | 900 Centennial Blvd | Suite B |  | 12/30/2011 |  | 12/30/21 |  |  | NO | YES |  |  |  |  | MEDRAD, INC. 10344951 3014227 |  |  | Active |  | 11:11:11:11:11:11 |  | High Risk | 1Y:00-MFG | 04/25/2019 | 04/01/2020 | COOPER AMBULATORY OFF-SITES |  |  | SUITE B pet |  | COLLEEN TEGELER
|  | MEDRAD, INC. | STELLANT D-CE | INJECTOR, CONTRAST |  | COOPER CANCER CENTER | MD Anderson Cancer Center |  |  | 05/31/2019 |  | 5/31/29 |  |  | NO | YES |  |  |  |  | MEDRAD, INC. 11222051 203569 |  |  | Active |  |  |  | High Risk | 1Y:00-MFG | 05/31/2019 | 05/31/2019 | COOPER AMBULATORY OFF-SITES |  |  | Camden Cancer Center 1st Fl Mammo Room | WOT00000002385489 | COLLEEN TEGELER | Performance Verification | Closed | Charles Santomero | 05/31/2019 | 05/31/2019 | Performance Verification for MEDRAD, INC. 11222051 203569 | Initial Install of Performance Verification. Device is ready for patient use. |  |  | 05/31/2019 | 05/31/2019
|  | OLYMPUS AMERICA, INC. | UHI-3 | INSUFFLATOR |  | OPERATING ROOM - PAVILION | Pavilion |  |  | 01/15/2009 |  | 1/15/14 |  |  | NO | YES |  |  |  |  | OLYMPUS AMERICA, INC. 10367365 7809975 |  |  | Active |  | 99:99:99:99:99:99 |  | Alarm | 1Y:00-MFG | 02/23/2019 | 02/01/2020 | COOPER UNIVERSITY HOSPITAL |  |  | P08 |  | DOMINIC VENDETTA
|  | OLYMPUS AMERICA, INC. | UHI-4 | INSUFFLATOR |  | SAME DAY OR-2ND FL PAVILION | Pavilion |  |  | 01/11/2019 |  | 1/11/24 |  |  | NO | YES |  |  |  |  | OLYMPUS AMERICA, INC. 11239138 7741845 |  |  | Active |  | 99:99:99:99:99:99 |  | Alarm | 1Y:00-MFG | 01/11/2019 | 01/11/2019 | COOPER UNIVERSITY HOSPITAL |  |  | SD OR | WOT00000000564441 | JOE DRUCTOR | Performance Verification | Closed | Salvatore Bombara | 01/11/2019 | 01/11/2019 | Performance Verification for OLYMPUS AMERICA, INC. 11239138 7741845 | Initial Install of Performance Verification. Device is ready for patient use. |  |  | 01/11/2019 | 01/11/2019
|  | OLYMPUS AMERICA, INC. | UHI-4 | INSUFFLATOR |  | SAME DAY OR-2ND FL PAVILION | Kelemen |  |  | 01/08/2019 |  | 1/8/24 |  |  | NO | YES |  |  |  |  | OLYMPUS AMERICA, INC. 11239099 7741866 |  |  | Active |  | 99:99:99:99:99:99 |  | Alarm | 1Y:00-MFG | 01/08/2019 | 01/08/2019 | COOPER UNIVERSITY HOSPITAL |  |  | Kel OR | WOT00000000559029 | JOE DRUCTOR | Performance Verification | Closed | Salvatore Bombara | 01/08/2019 | 01/08/2019 | Performance Verification for OLYMPUS AMERICA, INC. 11239099 7741866 | Initial Install of Performance Verification. Device is ready for patient use. |  |  | 01/08/2019 | 01/08/2019
|  | OLYMPUS AMERICA, INC. | UHI-4 | INSUFFLATOR |  | SAME DAY OR-2ND FL PAVILION | Pavilion |  |  | 01/08/2019 |  | 1/8/24 |  |  | NO | YES |  |  |  |  | OLYMPUS AMERICA, INC. 11239059 7741851 |  |  | Active |  | 99:99:99:99:99:99 |  | Alarm | 1Y:00-MFG | 01/08/2019 | 01/08/2019 | COOPER UNIVERSITY HOSPITAL |  |  | Pav OR 8 | WOT00000000556205 | JOE DRUCTOR | Performance Verification | Closed | Salvatore Bombara | 01/08/2019 | 01/08/2019 | Performance Verification for OLYMPUS AMERICA, INC. 11239059 77411851 | Initial Install of Performance Verification. Device is ready for patient use. |  |  | 01/08/2019 | 01/08/2019
|  | OLYMPUS AMERICA, INC. | UHI-4 | INSUFFLATOR |  | SAME DAY OR-2ND FL PAVILION | Pavilion |  |  | 01/08/2019 |  | 1/8/24 |  |  | NO | YES |  |  |  |  | OLYMPUS AMERICA, INC. 11239026 7741856 |  |  | Active |  | 99:99:99:99:99:99 |  | Alarm | 1Y:00-MFG | 01/08/2019 | 01/08/2019 | COOPER UNIVERSITY HOSPITAL |  |  | SD OR 3 | WOT00000000552195 | JOE DRUCTOR | Performance Verification | Closed | Salvatore Bombara | 01/08/2019 | 01/08/2019 | Performance Verification for OLYMPUS AMERICA, INC. 11239026 7741856 | Initial Install of Performance Verification. Device is ready for patient use. |  |  | 01/08/2019 | 01/08/2019
|  | OLYMPUS AMERICA, INC. | UHI-4 | INSUFFLATOR |  | OPERATING ROOM - PAVILION | Kelemen |  |  | 01/29/2019 |  | 1/29/24 |  |  | NO | YES |  |  |  |  | OLYMPUS AMERICA, INC. 11239014 7741852 |  |  | Active |  |  |  | Alarm | 1Y:00-MFG | 01/29/2019 | 01/29/2019 | COOPER UNIVERSITY HOSPITAL |  |  | OR - PAVILION | WOT00000002026388 | DOMINIC VENDETTA | Performance Verification | Closed | Salvatore Bombara | 01/29/2019 | 01/29/2019 | Performance Verification for OLYMPUS AMERICA, INC. 11239014 7741852 | Initial Install of Performance Verification. Device is ready for patient use. |  |  | 01/29/2019 | 01/29/2019
|  | OLYMPUS AMERICA, INC. | UHI-4 | INSUFFLATOR |  | OR - KELEMEN 3 | Kelemen |  |  | 09/12/2016 |  | 9/12/21 |  |  | NO | YES |  |  |  |  | OLYMPUS AMERICA, INC. 10505427 7638086 |  |  | Active |  | 99:99:99:99:99:99 |  | Alarm | 1Y:00-MFG | 02/11/2019 | 02/01/2020 | COOPER UNIVERSITY HOSPITAL |  |  | KELEMEN OR RM 11 |  | DOMINIC VENDETTA
|  | OLYMPUS AMERICA, INC. | UHI-4 | INSUFFLATOR |  | OR - KELEMEN 3 | Pavilion |  |  | 05/06/2016 |  | 5/6/21 |  |  | NO | YES |  |  |  |  | OLYMPUS AMERICA, INC. 10480422 7637906 |  |  | Active |  | 99:99:99:99:99:99 |  | Alarm | 1Y:00-MFG | 02/11/2019 | 02/01/2020 | COOPER UNIVERSITY HOSPITAL |  |  | Kel OR Store Room |  | DOMINIC VENDETTA
|  | OLYMPUS AMERICA, INC. | UHI-4 | INSUFFLATOR |  | OR - KELEMEN 3 | Pavilion |  |  | 01/01/1900 |  |  |  |  | NO | YES |  |  |  |  | OLYMPUS AMERICA, INC. 10367789 7535465 |  |  | Active |  | 99:99:99:99:99:99 |  | Alarm | 1Y:00-MFG | 12/26/2018 | 12/01/2019 | COOPER UNIVERSITY HOSPITAL |  |  | P OR |  | DOMINIC VENDETTA
|  | OLYMPUS AMERICA, INC. | UHI-4 | INSUFFLATOR |  | OR - KELEMEN 3 | Pavilion |  |  | 01/01/1900 |  |  |  |  | NO | YES |  |  |  |  | OLYMPUS AMERICA, INC. 10367784 7535469 |  |  | Active |  | 99:99:99:99:99:99 |  | Alarm | 1Y:00-MFG | 12/26/2018 | 12/01/2019 | COOPER UNIVERSITY HOSPITAL |  |  | P OR |  | DOMINIC VENDETTA
|  | OLYMPUS AMERICA, INC. | UHI-4 | INSUFFLATOR |  | OR - KELEMEN 3 | Kelemen |  |  | 01/01/1900 |  |  |  |  | NO | YES |  |  |  |  | OLYMPUS AMERICA, INC. 10367771 7435269 |  |  | Active |  | 99:99:99:99:99:99 |  | Alarm | 1Y:00-MFG | 12/27/2018 | 12/01/2019 | COOPER UNIVERSITY HOSPITAL |  |  | P5 STORAGE RM |  | DOMINIC VENDETTA
|  | OLYMPUS AMERICA, INC. | UHI-4 | INSUFFLATOR |  | OR - KELEMEN 3 | Pavilion |  |  | 01/01/1900 |  |  |  |  | NO | YES |  |  |  |  | OLYMPUS AMERICA, INC. 10367776 7435258 |  |  | Active |  | 99:99:99:99:99:99 |  | Alarm | 1Y:00-MFG | 12/26/2018 | 12/01/2019 | COOPER UNIVERSITY HOSPITAL |  |  | P OR |  | DOMINIC VENDETTA
|  | OLYMPUS AMERICA, INC. | UHI-4 | INSUFFLATOR |  | OR - KELEMEN 3 | Pavilion |  |  | 01/01/1900 |  |  |  |  | NO | YES |  |  |  |  | OLYMPUS AMERICA, INC. 10367760 7535462 |  |  | Active |  | 99:99:99:99:99:99 |  | Alarm | 1Y:00-MFG | 12/26/2018 | 12/01/2019 | COOPER UNIVERSITY HOSPITAL |  |  | P5 STORAGE RM |  | DOMINIC VENDETTA
|  | OLYMPUS AMERICA, INC. | UHI-4 | INSUFFLATOR |  | OR - KELEMEN 3 | Kelemen |  |  | 01/01/1900 |  |  |  |  | NO | YES |  |  |  |  | OLYMPUS AMERICA, INC. 10367765 7535377 |  |  | Active |  | 99:99:99:99:99:99 |  | Alarm | 1Y:00-MFG | 12/26/2018 | 12/01/2019 | COOPER UNIVERSITY HOSPITAL |  |  | spu closet K5 |  | DOMINIC VENDETTA
|  | OLYMPUS AMERICA, INC. | UHI-4 | INSUFFLATOR |  | OR - KELEMEN 3 | Pavilion |  |  | 01/01/1900 |  |  |  |  | NO | YES |  |  |  |  | OLYMPUS AMERICA, INC. 10367764 7535383 |  |  | Active |  | 99:99:99:99:99:99 |  | Alarm | 1Y:00-MFG | 12/26/2018 | 12/01/2019 | COOPER UNIVERSITY HOSPITAL |  |  | P OR |  | DOMINIC VENDETTA
|  | OLYMPUS AMERICA, INC. | UHI-4 | INSUFFLATOR |  | OR - KELEMEN 3 | Pavilion |  |  | 01/01/1900 |  |  |  |  | NO | YES |  |  |  |  | OLYMPUS AMERICA, INC. 10367588 7435272 |  |  | Active |  | 99:99:99:99:99:99 |  | Alarm | 1Y:00-MFG | 12/26/2018 | 12/01/2019 | COOPER UNIVERSITY HOSPITAL |  |  | P OR |  | DOMINIC VENDETTA
|  | OLYMPUS AMERICA, INC. | UHI-4 | INSUFFLATOR |  | OR - KELEMEN 3 | Pavilion |  |  | 01/01/1900 |  |  |  |  | NO | YES |  |  |  |  | OLYMPUS AMERICA, INC. 10367579 7535381 |  |  | Active |  | 99:99:99:99:99:99 |  | Alarm | 1Y:00-MFG | 12/26/2018 | 12/01/2019 | COOPER UNIVERSITY HOSPITAL |  |  | P OR |  | DOMINIC VENDETTA
|  | OLYMPUS AMERICA, INC. | UHI-4 | INSUFFLATOR |  | OR - KELEMEN 3 | Pavilion |  |  | 01/01/1900 |  |  |  |  | NO | YES |  |  |  |  | OLYMPUS AMERICA, INC. 10355440 71435364 |  |  | Active |  | 99:99:99:99:99:99 |  | Alarm | 1Y:00-MFG | 12/26/2018 | 12/01/2019 | COOPER UNIVERSITY HOSPITAL |  |  | P5 STORAGE RM |  | DOMINIC VENDETTA
|  | OLYMPUS AMERICA, INC. | UHI-4 | INSUFFLATOR |  | OPERATING ROOM - PAVILION | Kelemen |  |  | 09/06/2012 |  | 9/6/17 |  |  | NO | YES |  |  |  |  | OLYMPUS AMERICA, INC. 10346629 7211081 |  |  | Active |  | 99:99:99:99:99:99 |  | Alarm | 1Y:00-MFG | 02/23/2019 | 02/01/2020 | COOPER UNIVERSITY HOSPITAL |  |  | Tower 11 |  | DOMINIC VENDETTA
|  | STORZ |  | INSUFFLATOR | TT21394 | OPERATING ROOM - PAVILION | Kelemen |  |  | 01/12/2017 |  | 1/12/22 |  |  | NO | YES |  |  |  |  | STORZ 10769269 TT21394 |  |  | Active |  | 99:99:99:99:99:99 |  | Alarm | 1Y:00-MFG | 02/15/2019 | 02/01/2020 | COOPER UNIVERSITY HOSPITAL |  |  | Pav Anes Store Rm | 0011488987 | DOMINIC VENDETTA | Performance Verification | Closed | Bonnie Aichroth | 04/17/2017 | 04/17/2017 | INCOMING INVENTORY | DEVICE INVENTORIED | BBC2F240-0F00-4AA3-953B-D59BD0CB0DAB | Labor | 04/17/2017 | 04/17/2017 | Bonnie Aichroth
|  | STORZ |  | INSUFFLATOR | TT21386 | OPERATING ROOM - PAVILION | Kelemen |  |  | 01/12/2017 |  | 1/12/22 |  |  | NO | YES |  |  |  |  | STORZ 10769268 TT21386 |  |  | Active |  | 99:99:99:99:99:99 |  | Alarm | 1Y:00-MFG | 02/15/2019 | 02/01/2020 | COOPER UNIVERSITY HOSPITAL |  |  | Pav Anes Store Rm | 0011488975 | DOMINIC VENDETTA | Preventative Maintenance | Closed | Bonnie Aichroth | 04/17/2017 | 04/17/2017 | PERFORMANCE ASSURANCE AT INVENTORY | INVENTORIED DEVICE AND ENSURED DEVICE WAS FUNCTIONING PROPERLY. | 558DE766-9580-4B53-B34E-1C17108BFE8A | Labor | 01/12/2017 | 01/12/2017 | Salvatore Bombara
|  | SURGIQUEST | AIRSEAL | INSUFFLATOR | 1602CE0321 | OR - KELEMEN 3 | Kelemen |  |  | 02/11/2019 |  | 2/11/24 |  |  | NO | YES |  |  |  |  | SURGIQUEST 11239419 1602CE0321 |  |  | Active |  | 99:99:99:99:99:99 |  | High Risk | 1Y:00-MFG | 02/11/2019 | 02/11/2019 | COOPER UNIVERSITY HOSPITAL |  |  | KEL OR 9 | 0011352659 | DOMINIC VENDETTA | Preventative Maintenance | Closed | Salvatore Bombara | 02/11/2019 | 02/11/2019 | PERFORMANCE ASSURANCE AT INVENTORY | INVENTORIED DEVICE AND ENSURED DEVICE WAS FUNCTIONING PROPERLY. | 4A3ABE7B-CD60-4E7D-AD4F-F80805E1E96D | Labor | 02/11/2019 | 02/11/2019 | Salvatore Bombara
|  | SURGIQUEST | AIRSEAL | INSUFFLATOR | 1709CE0838 | OR - KELEMEN 3 | Kelemen |  |  | 01/17/2018 |  | 1/17/23 |  |  | NO | YES |  |  |  |  | SURGIQUEST 10752519 1709CE0838 |  |  | Active |  | 99:99:99:99:99:99 |  | High Risk | 1Y:00-MFG | 02/11/2019 | 02/01/2020 | COOPER UNIVERSITY HOSPITAL |  |  | P9 | 0012659015 | DOMINIC VENDETTA | Performance Verification | Closed | Salvatore Bombara | 01/17/2018 | 01/17/2018 | INCOMING INVENTORY | DEVICE INVENTORIED | E0DE1BB9-5A99-48F4-97E6-11A9191B152E | Labor | 01/17/2018 | 01/17/2018 | Salvatore Bombara
|  | BERCHTOLD CORPORATION | CHROMOPHARE | INTENSITY CONTROLLER |  |  | Pavilion |  |  | 01/01/1900 |  |  |  |  | NO | YES |  |  |  |  | BERCHTOLD CORPORATION 10346637 Not Known |  |  | Active |  | 99:99:99:99:99:99 |  | Equipment | PAAR:00-PVAR | 11/02/2019 |  | COOPER UNIVERSITY HOSPITAL |  |  | OR P01 |  | DOMINIC VENDETTA
|  | GE HEALTHCARE | UNITY NETWORK ID | INTERFACE | sfm11411440ga | TRAUMA ICU | Pavilion |  |  | 01/01/1900 |  |  |  |  | NO | YES |  |  |  |  | GE MEDICAL SYSTEMS 10368219 sfm11411440ga |  |  | Active |  | 99:99:99:99:99:99 |  | Equipment | PAAR:00-PVAR | 11/02/2019 |  | COOPER UNIVERSITY HOSPITAL |  |  | L | WOT00000000534273 | Diane Floyd | Disposition | Closed | Richard Jolly | 02/08/2018 | 05/23/2019 | Bulk Disposition CNL
|  | GE HEALTHCARE | UNITY NETWORK ID | INTERFACE | Not Known | TRAUMA ICU | Pavilion |  |  | 01/01/1900 |  |  |  |  | NO | YES |  |  |  |  | GE MEDICAL SYSTEMS 10368069 Not Known |  |  | Active |  | 99:99:99:99:99:99 |  | Equipment | PAAR:00-PVAR | 11/02/2019 |  | COOPER UNIVERSITY HOSPITAL |  |  | L | WOT00000000529386 | Diane Floyd | Disposition | Closed | Richard Jolly | 02/08/2018 | 05/23/2019 | Bulk Disposition CNL
|  | GE HEALTHCARE | UNITY NETWORK ID | INTERFACE | SFM11411442GA | TRAUMA ICU | Pavilion |  |  | 01/01/1900 |  |  |  |  | NO | YES |  |  |  |  | GE MEDICAL SYSTEMS 10366637 SFM11411442GA |  |  | Active |  | 99:99:99:99:99:99 |  | Equipment | PAAR:00-PVAR | 11/01/2019 |  | COOPER UNIVERSITY HOSPITAL |  |  | L | WOT00000000534275 | Diane Floyd | Disposition | Closed | Richard Jolly | 02/08/2018 | 05/24/2019 | Bulk Disposition CNL
|  | GE HEALTHCARE | UNITY NETWORK ID | INTERFACE | sfm11411441ga | TRAUMA ICU | Pavilion |  |  | 10/01/2011 |  |  |  |  | NO | YES |  |  |  |  | GE MEDICAL SYSTEMS 10346502 sfm11411441ga |  |  | Active |  | 99:99:99:99:99:99 |  | Equipment | PAAR:00-PVAR | 11/01/2019 |  | COOPER UNIVERSITY HOSPITAL |  |  | L | WOT00000000534274 | Diane Floyd | Disposition | Closed | Richard Jolly | 02/08/2018 | 05/14/2019 | Bulk Disposition CNL
|  | GE HEALTHCARE | UNITY NETWORK ID | INTERFACE | OF0361765GA | TRAUMA ICU | Pavilion |  |  | 11/06/2008 |  |  |  |  | NO | YES |  |  |  |  | GE MEDICAL SYSTEMS 10346481 OF0361765GA |  |  | Active |  | 99:99:99:99:99:99 |  | Equipment | PAAR:00-PVAR | 11/01/2019 |  | COOPER UNIVERSITY HOSPITAL |  |  | L | 0011609819 | Diane Floyd | Repair | Closed | Richard Jolly | 05/03/2017 | 05/09/2017 | UNITY BOX - NOT WORKING, NOT ALARMING, NOT CONNECTING TO VENT - TRAUMA ICU BED 3 | 5/3/2017 2:49:33 PM RCJOLLY (RCJOLLY 5/3/2017 10:00 AM) THE DEVICE IS WORKING FINE BUT THE DICCA ON THE VENT IS BROKE AND WILL NEED TO BE REPLACED | 7BC562FE-AC64-4F98-9464-EA1E64306ADC | Parts | 01/01/1900 | 01/01/1900 | Richard Jolly
|  | GE HEALTHCARE | UNITY NETWORK ID | INTERFACE | sa907035096ga | TRAUMA ICU | Pavilion |  |  | 01/01/2007 |  |  |  |  | NO | YES |  |  |  |  | GE MEDICAL SYSTEMS 10346470 sa907035096ga |  |  | Active |  | 99:99:99:99:99:99 |  | Equipment | PAAR:00-PVAR | 11/02/2019 |  | COOPER UNIVERSITY HOSPITAL |  |  | L | WOT00000000533947 | Diane Floyd | Disposition | Closed | Richard Jolly | 02/08/2018 | 05/17/2019 | Bulk Disposition CNL
|  | GE HEALTHCARE | UNITY NETWORK ID | INTERFACE | MR160529980GA | ANESTHESIOLOGY | Kelemen |  |  | 10/31/2019 |  |  |  |  | NO | YES |  |  |  |  | GE MEDICAL SYSTEMS 30126209 MR160529980GA |  |  | Active |  | 99:99:99:99:99:99 |  | Equipment | PAAR:00-PVAR | 10/31/2019 | 10/31/2019 | COOPER UNIVERSITY HOSPITAL |  |  | OPERATING ROOM K11 |  | GIACINTA ROUPAS |  |  |  | 10/31/2019 | 10/31/2019 |  |  |  |  | 10/31/2019 | 10/31/2019
|  | GE HEALTHCARE | UNITY NETWORK ID | INTERFACE | SA905523088GA | ANESTHESIOLOGY | Kelemen |  |  | 10/31/2019 |  |  |  |  | NO | YES |  |  |  |  | GE MEDICAL SYSTEMS 11239435 SA905523088GA |  |  | Active |  |  |  | Equipment | PAAR:00-PVAR | 10/31/2019 | 10/31/2019 | COOPER UNIVERSITY HOSPITAL |  |  | Kel OR 5 | WOT00000002391147 | GIACINTA ROUPAS | Performance Verification | Closed | Salvatore Bombara | 10/31/2019 | 10/31/2019 | CEID Record Completion for GE MEDICAL SYSTEMS 11239435 SA905523088GA | PV complete | EXP2518937 | Labor | 10/31/2019 | 10/31/2019 | Salvatore Bombara
|  | GE HEALTHCARE | UNITY NETWORK ID | INTERFACE | SPE17480089SA | ANESTHESIOLOGY | Pavilion |  |  | 10/31/2019 |  |  |  |  | NO | YES |  |  |  |  | GE MEDICAL SYSTEMS 11239157 SPE17480089SA |  |  | Active |  | 99:99:99:99:99:99 |  | Equipment | PAAR:00-PVAR | 10/31/2019 | 10/31/2019 | COOPER UNIVERSITY HOSPITAL |  |  | SD OR 5 | WOT00000000616760 | GIACINTA ROUPAS | Performance Verification | Closed | Salvatore Bombara | 10/31/2019 | 10/31/2019 | Performance Verification for GE MEDICAL SYSTEMS 11239157 SPE17480089SA | Initial Install of Performance Verification. Device is ready for patient use. |  |  | 10/31/2019 | 10/31/2019
|  | GE HEALTHCARE | UNITY NETWORK ID | INTERFACE | SPE17480091SA | ANESTHESIOLOGY | Pavilion |  |  | 10/31/2019 |  |  |  |  | NO | YES |  |  |  |  | GE MEDICAL SYSTEMS 11239146 SPE17480091SA |  |  | Active |  | 99:99:99:99:99:99 |  | Equipment | PAAR:00-PVAR | 10/31/2019 | 10/31/2019 | COOPER UNIVERSITY HOSPITAL |  |  | SD OR 8 | WOT00000000616580 | GIACINTA ROUPAS | Performance Verification | Closed | Tom Burhart | 10/31/2019 | 10/31/2019 | Performance Verification for GE MEDICAL SYSTEMS 11239146 SPE17480091SA | Initial Install of Performance Verification. Device is ready for patient use. |  |  | 10/31/2019 | 10/31/2019
|  | GE HEALTHCARE | UNITY NETWORK ID | INTERFACE | SPE17480096SA | ANESTHESIOLOGY | Kelemen |  |  | 10/31/2019 |  |  |  |  | NO | YES |  |  |  |  | GE MEDICAL SYSTEMS 11239135 SPE17480096SA |  |  | Active |  | 99:99:99:99:99:99 |  | Equipment | PAAR:00-PVAR | 10/31/2019 | 10/31/2019 | COOPER UNIVERSITY HOSPITAL |  |  | SD OR Spare Anes Work Room | WOT00000000564415 | GIACINTA ROUPAS | Performance Verification | Closed | Salvatore Bombara | 10/31/2019 | 10/31/2019 | Performance Verification for GE MEDICAL SYSTEMS 11239135 SPE17480096SA | Initial Install of Performance Verification. Device is ready for patient use. |  |  | 10/31/2019 | 10/31/2019
|  | GE HEALTHCARE | UNITY NETWORK ID | INTERFACE | SPE17480093SA | ANESTHESIOLOGY | Kelemen |  |  | 10/31/2019 |  |  |  |  | NO | YES |  |  |  |  | GE MEDICAL SYSTEMS 11239132 SPE17480093SA |  |  | Active |  | 99:99:99:99:99:99 |  | Equipment | PAAR:00-PVAR | 10/31/2019 | 10/31/2019 | COOPER UNIVERSITY HOSPITAL |  |  | Kel OR K5 | WOT00000000564348 | GIACINTA ROUPAS | Performance Verification | Closed | Salvatore Bombara | 10/31/2019 | 10/31/2019 | Performance Verification for GE MEDICAL SYSTEMS 11239132 SPE17480093SA | Initial Install of Performance Verification. Device is ready for patient use. |  |  | 10/31/2019 | 10/31/2019
|  | GE HEALTHCARE | UNITY NETWORK ID | INTERFACE | SPE17480090SA | ANESTHESIOLOGY | Pavilion |  |  | 10/31/2019 |  |  |  |  | NO | YES |  |  |  |  | GE MEDICAL SYSTEMS 11239080 SPE17480090SA |  |  | Active |  | 99:99:99:99:99:99 |  | Equipment | PAAR:00-PVAR | 10/31/2019 | 10/31/2019 | COOPER UNIVERSITY HOSPITAL |  |  | SD OR 2 | WOT00000000558687 | GIACINTA ROUPAS | Performance Verification | Closed | Salvatore Bombara | 10/31/2019 | 10/31/2019 | Performance Verification for GE MEDICAL SYSTEMS 11239080 SPE17480090SA | Initial Install of Performance Verification. Device is ready for patient use. |  |  | 10/31/2019 | 10/31/2019
|  | GE HEALTHCARE | UNITY NETWORK ID | INTERFACE | SPE17480088SA | ANESTHESIOLOGY | Kelemen |  |  | 10/31/2019 |  |  |  |  | NO | YES |  |  |  |  | GE MEDICAL SYSTEMS 11239064 SPE17480088SA |  |  | Active |  | 99:99:99:99:99:99 |  | Equipment | PAAR:00-PVAR | 10/31/2019 | 10/31/2019 | COOPER UNIVERSITY HOSPITAL |  |  | SD OR 1 | WOT00000000556254 | GIACINTA ROUPAS | Performance Verification | Closed | Salvatore Bombara | 10/31/2019 | 10/31/2019 | Performance Verification for GE MEDICAL SYSTEMS 11239064 SPE17480088SA | Initial Install of Performance Verification. Device is ready for patient use. |  |  | 10/31/2019 | 10/31/2019
|  | GE HEALTHCARE | UNITY NETWORK ID | INTERFACE | SPE17480095SA | ANESTHESIOLOGY | Pavilion |  |  | 10/31/2019 |  |  |  |  | NO | YES |  |  |  |  | GE MEDICAL SYSTEMS 11239008 SPE17480095SA |  |  | Active |  | 99:99:99:99:99:99 |  | Equipment | PAAR:00-PVAR | 10/31/2019 | 10/31/2019 | COOPER UNIVERSITY HOSPITAL |  |  | SD6 | WOT00000000551955 | GIACINTA ROUPAS | Performance Verification | Closed | Salvatore Bombara | 10/31/2019 | 10/31/2019 | Performance Verification for GE MEDICAL SYSTEMS 11239008 SPE17480095SA | Initial Install of Performance Verification. Device is ready for patient use. |  |  | 10/31/2019 | 10/31/2019
|  | GE HEALTHCARE | UNITY NETWORK ID | INTERFACE | Sdf08351705ga |  | Pavilion | [7 empty] | NO | YES
|  | GE HEALTHCARE | UNITY NETWORK ID | INTERFACE | SDF08361738GA |  | Pavilion | [7 empty] | NO | YES
|  | GE HEALTHCARE | UNITY NETWORK ID | INTERFACE | SMR16203692GA | ANESTHESIOLOGY | Dorrance |  |  | 05/01/2017 |  |  |  |  | NO | YES |  |  |  |  | GE MEDICAL SYSTEMS 10769471 SMR16203692GA |  |  | Active |  | 99:99:99:99:99:99 |  | Equipment | PAAR:00-PVAR | 10/31/2019 |  | COOPER UNIVERSITY HOSPITAL |  |  |  | 0012418256 | GIACINTA ROUPAS | Performance Verification | Closed | Josh Harris | 11/21/2017 | 11/21/2017 | INCOMING INVENTORY | DEVICE INVENTORIED | B31894C0-329F-4155-827F-0938FD808CF7 | Labor | 11/21/2017 | 11/21/2017 | Josh Harris
|  | GE HEALTHCARE | UNITY NETWORK ID | INTERFACE | SMR16233833GA | ANESTHESIOLOGY | Dorrance |  |  | 05/01/2017 |  |  |  |  | NO | YES |  |  |  |  | GE MEDICAL SYSTEMS 10769469 SMR16233833GA |  |  | Active |  | 99:99:99:99:99:99 |  | Equipment | PAAR:00-PVAR | 10/31/2019 |  | COOPER UNIVERSITY HOSPITAL |  |  |  | 0012418252 | GIACINTA ROUPAS | Performance Verification | Closed | Josh Harris | 11/21/2017 | 11/21/2017 | INCOMING INVENTORY | DEVICE INVENTORIED | 1064E280-41CA-4DBB-9DAA-65914491DF1A | Labor | 11/21/2017 | 11/21/2017 | Josh Harris
|  | GE HEALTHCARE | UNITY NETWORK ID | INTERFACE | SMR16233843GA | ANESTHESIOLOGY | Kelemen |  |  | 04/12/2017 |  |  |  |  | NO | YES |  |  |  |  | GE MEDICAL SYSTEMS 10769453 SMR16233843GA |  |  | Active |  | 99:99:99:99:99:99 |  | Equipment | PAAR:00-PVAR | 10/31/2019 |  | COOPER UNIVERSITY HOSPITAL |  |  |  | 0011495263 | GIACINTA ROUPAS | Preventative Maintenance | Closed | Bonnie Aichroth | 04/19/2017 | 04/19/2017 | PERFORMANCE ASSURANCE AT INVENTORY | INVENTORIED DEVICE AND ENSURED DEVICE WAS FUNCTIONING PROPERLY. | 3DB7F805-82B6-4964-A7F0-48F97BDE4E57 | Labor | 04/12/2017 | 04/12/2017 | Salvatore Bombara
|  | GE HEALTHCARE | UNITY NETWORK ID | INTERFACE | SMR16203691GA | ANESTHESIOLOGY | Kelemen |  |  | 03/01/2017 |  |  |  |  | NO | YES |  |  |  |  | GE MEDICAL SYSTEMS 10769400 SMR16203691GA |  |  | Active |  | 99:99:99:99:99:99 |  | Equipment | PAAR:00-PVAR | 10/31/2019 |  | COOPER UNIVERSITY HOSPITAL |  |  |  | 0011983277 | GIACINTA ROUPAS | Performance Verification | Closed | Bonnie Aichroth | 07/27/2017 | 07/27/2017 | INCOMING INVENTORY | DEVICE INVENTORIED | 342B14C8-9783-43DE-AC0C-1B70B115AD95 | Labor | 07/27/2017 | 07/27/2017 | Bonnie Aichroth
|  | GE HEALTHCARE | UNITY NETWORK ID | INTERFACE | SMR16203689GA | ANESTHESIOLOGY | Pavilion |  |  | 02/07/2017 |  |  |  |  | NO | YES |  |  |  |  | GE MEDICAL SYSTEMS 10769397 SMR16203689GA |  |  | Active |  | 99:99:99:99:99:99 |  | Equipment | PAAR:00-PVAR | 10/31/2019 |  | COOPER UNIVERSITY HOSPITAL |  |  | P 10 | 0011615031 | GIACINTA ROUPAS | Performance Verification | Closed | Bonnie Aichroth | 05/05/2017 | 05/05/2017 | INCOMING INVENTORY | DEVICE INVENTORIED | 758B3622-69C3-4114-9610-73FF7152A7FE | Labor | 05/05/2017 | 05/05/2017 | Bonnie Aichroth
|  | GE HEALTHCARE | UNITY NETWORK ID | INTERFACE | SMR16233874GA | ANESTHESIOLOGY | Kelemen |  |  | 02/07/2017 |  |  |  |  | NO | YES |  |  |  |  | GE MEDICAL SYSTEMS 10769396 SMR16233874GA |  |  | Active |  | 99:99:99:99:99:99 |  | Equipment | PAAR:00-PVAR | 10/31/2019 |  | COOPER UNIVERSITY HOSPITAL |  |  |  | 0011615025 | GIACINTA ROUPAS | Performance Verification | Closed | Bonnie Aichroth | 05/05/2017 | 05/05/2017 | INCOMING INVENTORY | DEVICE INVENTORIED | 166031F6-D402-4353-ACF9-4421F935CC0F | Labor | 05/05/2017 | 05/05/2017 | Bonnie Aichroth
|  | GE HEALTHCARE | UNITY NETWORK ID | INTERFACE | SMR16203681GA | ANESTHESIOLOGY | Kelemen |  |  | 02/07/2017 |  |  |  |  | NO | YES |  |  |  |  | GE MEDICAL SYSTEMS 10769367 SMR16203681GA |  |  | Active |  | 99:99:99:99:99:99 |  | Equipment | PAAR:00-PVAR | 10/31/2019 |  | COOPER UNIVERSITY HOSPITAL |  |  | Biomec Shop | 0011615010 | GIACINTA ROUPAS | Performance Verification | Closed | Bonnie Aichroth | 05/05/2017 | 05/05/2017 | INCOMING INVENTORY | DEVICE INVENTORIED | A478F21A-BC56-4387-BF33-B52CC77B0AC9 | Labor | 05/05/2017 | 05/05/2017 | Bonnie Aichroth
|  | GE HEALTHCARE | UNITY NETWORK ID | INTERFACE | SMR16203693GA | ANESTHESIOLOGY | Pavilion |  |  | 02/07/2017 |  |  |  |  | NO | YES |  |  |  |  | GE MEDICAL SYSTEMS 10769365 SMR16203693GA |  |  | Active |  | 99:99:99:99:99:99 |  | Equipment | PAAR:00-PVAR | 10/31/2019 |  | COOPER UNIVERSITY HOSPITAL |  |  |  | 0011615042 | GIACINTA ROUPAS | Preventative Maintenance | Closed | Bonnie Aichroth | 05/05/2017 | 05/05/2017 | PERFORMANCE ASSURANCE AT INVENTORY | INVENTORIED DEVICE AND ENSURED DEVICE WAS FUNCTIONING PROPERLY. | E8A8C84C-A04D-40AE-8EA4-F2E6EEA07E0F | Labor | 02/07/2017 | 02/07/2017 | Salvatore Bombara
|  | GE HEALTHCARE | UNITY NETWORK ID | INTERFACE | SMR1612036B5GA | ANESTHESIOLOGY | Pavilion |  |  | 02/08/2017 |  |  |  |  | NO | YES |  |  |  |  | GE MEDICAL SYSTEMS 10769361 SMR1612036B5GA |  |  | Active |  | 99:99:99:99:99:99 |  | Equipment | PAAR:00-PVAR | 10/31/2019 |  | COOPER UNIVERSITY HOSPITAL |  |  |  | 0011498273 | GIACINTA ROUPAS | Performance Verification | Closed | Bonnie Aichroth | 04/20/2017 | 04/20/2017 | INCOMING INVENTORY | DEVICE INVENTORIED | 2C465CAE-A4F8-4FB1-BDDF-C5981A71B5F5 | Labor | 04/20/2017 | 04/20/2017 | Bonnie Aichroth
|  | GE HEALTHCARE | UNITY NETWORK ID | INTERFACE | SMR16203686GA | ANESTHESIOLOGY | Kelemen |  |  | 02/07/2017 |  |  |  |  | NO | YES |  |  |  |  | GE MEDICAL SYSTEMS 10769363 SMR16203686GA |  |  | Active |  | 99:99:99:99:99:99 |  | Equipment | PAAR:00-PVAR | 10/31/2019 |  | COOPER UNIVERSITY HOSPITAL |  |  |  | 0011615037 | GIACINTA ROUPAS | Performance Verification | Closed | Bonnie Aichroth | 05/05/2017 | 05/05/2017 | INCOMING INVENTORY | DEVICE INVENTORIED | F89A809A-D09C-4B0A-8F8A-5EA8325B3675 | Labor | 05/05/2017 | 05/05/2017 | Bonnie Aichroth
|  | GE HEALTHCARE | UNITY NETWORK ID | INTERFACE | SMR16203702GA | ANESTHESIOLOGY | Pavilion |  |  | 02/07/2017 |  |  |  |  | NO | YES |  |  |  |  | GE MEDICAL SYSTEMS 10769334 SMR16203702GA |  |  | Active |  | 99:99:99:99:99:99 |  | Equipment | PAAR:00-PVAR | 10/31/2019 |  | COOPER UNIVERSITY HOSPITAL |  |  | OR - P3 | 0011313389 | GIACINTA ROUPAS | Performance Verification | Closed | Bonnie Aichroth | 03/03/2017 | 03/03/2017 | INCOMING INVENTORY | DEVICE INVENTORIED | C13021EA-AA4B-4172-8C75-2B37B5B8E062 | Labor | 03/03/2017 | 03/03/2017 | Bonnie Aichroth
|  | GE HEALTHCARE | UNITY NETWORK ID | INTERFACE | SMR16143463GA | ANESTHESIOLOGY | Kelemen |  |  | 02/07/2017 |  |  |  |  | NO | YES |  |  |  |  | GE MEDICAL SYSTEMS 10769333 SMR16143463GA |  |  | Active |  | 99:99:99:99:99:99 |  | Equipment | PAAR:00-PVAR | 10/31/2019 |  | COOPER UNIVERSITY HOSPITAL |  |  |  | 0011609087 | GIACINTA ROUPAS | Performance Verification | Closed | Bonnie Aichroth | 05/03/2017 | 05/03/2017 | INCOMING INVENTORY | DEVICE INVENTORIED | 756AC826-1DCD-463E-B939-A86CFB402426 | Labor | 05/03/2017 | 05/03/2017 | Bonnie Aichroth
|  | GE HEALTHCARE | UNITY NETWORK ID | INTERFACE | SMR16203696GA | ANESTHESIOLOGY | Kelemen |  |  | 02/07/2017 |  |  |  |  | NO | YES |  |  |  |  | GE MEDICAL SYSTEMS 10769332 SMR16203696GA |  |  | Active |  | 99:99:99:99:99:99 |  | Equipment | PAAR:00-PVAR | 10/31/2019 |  | COOPER UNIVERSITY HOSPITAL |  |  |  | 0011609093 | GIACINTA ROUPAS | Preventative Maintenance | Closed | Bonnie Aichroth | 05/03/2017 | 05/03/2017 | PERFORMANCE ASSURANCE AT INVENTORY | INVENTORIED DEVICE AND ENSURED DEVICE WAS FUNCTIONING PROPERLY. | 1416F1D1-01FB-4FA2-ADD0-DFBE4F455C38 | Labor | 02/07/2017 | 02/07/2017 | Salvatore Bombara
|  | GE HEALTHCARE | UNITY NETWORK ID | INTERFACE | SMR16233829GA | ANESTHESIOLOGY | Kelemen |  |  | 02/07/2017 |  |  |  |  | NO | YES |  |  |  |  | GE MEDICAL SYSTEMS 10769331 SMR16233829GA |  |  | Active |  | 99:99:99:99:99:99 |  | Equipment | PAAR:00-PVAR | 10/31/2019 |  | COOPER UNIVERSITY HOSPITAL |  |  |  | 0011609097 | GIACINTA ROUPAS | Performance Verification | Closed | Bonnie Aichroth | 05/03/2017 | 05/03/2017 | INCOMING INVENTORY | DEVICE INVENTORIED | 11B2D81E-49A1-4146-B6B0-324358E52A96 | Labor | 05/03/2017 | 05/03/2017 | Bonnie Aichroth
|  | GE HEALTHCARE | UNITY NETWORK ID | INTERFACE | SMR16203687GA | ANESTHESIOLOGY | Pavilion |  |  | 02/07/2017 |  |  |  |  | NO | YES |  |  |  |  | GE MEDICAL SYSTEMS 10769330 SMR16203687GA |  |  | Active |  | 99:99:99:99:99:99 |  | Equipment | PAAR:00-PVAR | 10/31/2019 |  | COOPER UNIVERSITY HOSPITAL |  |  |  | 0011609261 | GIACINTA ROUPAS | Preventative Maintenance | Closed | Bonnie Aichroth | 05/03/2017 | 05/03/2017 | PERFORMANCE ASSURANCE AT INVENTORY | INVENTORIED DEVICE AND ENSURED DEVICE WAS FUNCTIONING PROPERLY. | 4DFCA55E-2D7B-4F0C-AF86-F3642B8E280B | Labor | 02/07/2017 | 02/07/2017 | Salvatore Bombara
|  | GE HEALTHCARE | UNITY NETWORK ID | INTERFACE | SMR16233842GA | ANESTHESIOLOGY | Pavilion |  |  | 01/25/2017 |  |  |  |  | NO | YES |  |  |  |  | GE MEDICAL SYSTEMS 10769300 SMR16233842GA |  |  | Active |  | 99:99:99:99:99:99 |  | Equipment | PAAR:00-PVAR | 10/31/2019 |  | COOPER UNIVERSITY HOSPITAL |  |  |  | 0011658409 | GIACINTA ROUPAS | Performance Verification | Closed | Bonnie Aichroth | 05/23/2017 | 05/23/2017 | INCOMING INVENTORY | DEVICE INVENTORIED | 049911AB-E7A1-4AD3-A50C-80A0CE3455B1 | Labor | 05/23/2017 | 05/23/2017 | Bonnie Aichroth
|  | GE HEALTHCARE | UNITY NETWORK ID | INTERFACE | SPE17480097SA | ANESTHESIOLOGY | Pavilion |  |  | 02/12/2018 |  |  |  |  | NO | YES |  |  |  |  | GE MEDICAL SYSTEMS 10725222 SPE17480097SA |  |  | Active |  | 99:99:99:99:99:99 |  | Equipment | PAAR:00-PVAR | 10/31/2019 |  | COOPER UNIVERSITY HOSPITAL |  |  | SD 07 | WOT00000000549183 | GIACINTA ROUPAS | Performance Verification | Closed | Salvatore Bombara | 02/15/2018 | 07/22/2019 | Performance Verification for GE MEDICAL SYSTEMS 10725222 SPE17480097SA | Initial Install of Performance Verification. Device is ready for patient use.
|  | GE HEALTHCARE | UNITY NETWORK ID | INTERFACE | SDF08361736GA |  | Pavilion | [7 empty] | NO | YES
|  | GE HEALTHCARE | UNITY NETWORK ID | INTERFACE | SDF08361739GA | INTENSIVE CARE UNIT | Pavilion |  |  | 01/12/2009 |  |  |  |  | NO | YES |  |  |  |  | GE MEDICAL SYSTEMS 10369323 SDF08361739GA |  |  | Active |  | 99:99:99:99:99:99 |  | Equipment | PAAR:00-PVAR | 11/01/2019 |  | COOPER UNIVERSITY HOSPITAL |  |  | ICU 29 | WOT00000000534069 | CAROLYN RUMELL | Disposition | Closed | Richard Jolly | 02/08/2018 | 05/15/2019 | Bulk Disposition CNL
|  | GE HEALTHCARE | UNITY NETWORK ID | INTERFACE | SFM11381363GA | INTENSIVE CARE UNIT | Pavilion |  |  | 01/01/1900 |  |  |  |  | NO | YES |  |  |  |  | GE MEDICAL SYSTEMS 10368251 SFM11381363GA |  |  | Active |  | 99:99:99:99:99:99 |  | Equipment | PAAR:00-PVAR | 11/02/2019 |  | COOPER UNIVERSITY HOSPITAL |  |  | BED 18 | WOT00000000534267 | CAROLYN RUMELL | Disposition | Closed | Richard Jolly | 02/08/2018 | 05/15/2019 | Bulk Disposition CNL
|  | GE HEALTHCARE | UNITY NETWORK ID | INTERFACE | SDF08351684GA | INTENSIVE CARE UNIT | Pavilion |  |  | 01/12/2009 |  |  |  |  | NO | YES |  |  |  |  | GE MEDICAL SYSTEMS 10368247 SDF08351684GA |  |  | Active |  | 99:99:99:99:99:99 |  | Equipment | PAAR:00-PVAR | 11/02/2019 |  | COOPER UNIVERSITY HOSPITAL |  |  | ICU | WOT00000000534047 | CAROLYN RUMELL | Disposition | Closed | Richard Jolly | 02/08/2018 | 05/15/2019 | Bulk Disposition CNL
|  | GE HEALTHCARE | UNITY NETWORK ID | INTERFACE | SOF08361770GA | TRAUMA ICU | Kelemen | BASEMENT |  | 11/06/2008 |  |  |  |  | NO | YES |  |  |  |  | GE MEDICAL SYSTEMS 10368055 SOF08361770GA |  |  | Active |  | 99:99:99:99:99:99 |  | Equipment | PAAR:00-PVAR | 11/02/2019 |  | COOPER UNIVERSITY HOSPITAL |  |  | TICU-BED6 | WOT00000000534560 | Diane Floyd | Disposition | Closed | Richard Jolly | 02/08/2018 | 05/24/2019 | Bulk Disposition CNL
|  | GE HEALTHCARE | UNITY NETWORK ID | INTERFACE | SPE18190051SA | ANESTHESIOLOGY | Pavilion |  |  | 10/31/2019 |  |  |  |  | NO | YES |  |  |  |  | GE MEDICAL SYSTEMS 30294960 SPE18190051SA |  |  | Active |  | 99:99:99:99:99:99 |  | Equipment | PAAR:00-PVAR | 10/31/2019 | 10/31/2019 | COOPER UNIVERSITY HOSPITAL |  |  | Performance Verification | WOT00000001060645 | GIACINTA ROUPAS | Performance Verification | Closed | Salvatore Bombara | 10/31/2019 | 10/31/2019 | Performance Verification for GE MEDICAL SYSTEMS 30294960 SPE18190051SA | Initial Install of Performance Verification. Device is ready for patient use. |  |  | 10/31/2019 | 10/31/2019
|  | GE HEALTHCARE | UNITY NETWORK ID | INTERFACE | SPE18190055SA | ANESTHESIOLOGY | Pavilion |  |  | 10/31/2019 |  |  |  |  | NO | YES |  |  |  |  | GE MEDICAL SYSTEMS 30294959 SPE18190055SA |  |  | Active |  | 99:99:99:99:99:99 |  | Equipment | PAAR:00-PVAR | 10/31/2019 | 10/31/2019 | COOPER UNIVERSITY HOSPITAL |  |  | Performance Verification | WOT00000001060598 | GIACINTA ROUPAS | Performance Verification | Closed | Salvatore Bombara | 10/31/2019 | 10/31/2019 | Performance Verification for GE MEDICAL SYSTEMS 30294959 SPE18190055SA | Initial Install of Performance Verification. Device is ready for patient use. |  |  | 10/31/2019 | 10/31/2019
|  | GE HEALTHCARE | UNITY NETWORK ID | INTERFACE | SMR16203707GA | ANESTHESIOLOGY | Pavilion |  |  | 10/31/2019 |  |  |  |  | NO | YES |  |  |  |  | GE MEDICAL SYSTEMS 30294773 SMR16203707GA |  |  | Active |  | 99:99:99:99:99:99 |  | Equipment | PAAR:00-PVAR | 10/31/2019 | 10/31/2019 | COOPER UNIVERSITY HOSPITAL |  |  |  | 0011609105 | GIACINTA ROUPAS | Preventative Maintenance | Closed | Bonnie Aichroth | 10/31/2019 | 10/31/2019 | PERFORMANCE ASSURANCE AT INVENTORY | INVENTORIED DEVICE AND ENSURED DEVICE WAS FUNCTIONING PROPERLY. | 00DF170A-E8ED-47F6-9187-B4EB4DB4C848 | Labor | 10/31/2019 | 10/31/2019 | Salvatore Bombara
|  | GE HEALTHCARE | UNITY NETWORK ID | INTERFACE | SDF08351702GA | INTENSIVE CARE UNIT | Pavilion |  |  | 01/12/2009 |  |  |  |  | NO | YES |  |  |  |  | GE MEDICAL SYSTEMS 10365397 SDF08351702GA |  |  | Active |  | 99:99:99:99:99:99 |  | Equipment | PAAR:00-PVAR | 11/02/2019 |  | COOPER UNIVERSITY HOSPITAL |  |  | ICU Bed 16 |  | CAROLYN RUMELL
|  | GE HEALTHCARE | UNITY NETWORK ID | INTERFACE | SDF08351687GA | INTENSIVE CARE UNIT | Pavilion |  |  | 01/12/2009 |  |  |  |  | NO | YES |  |  |  |  | GE MEDICAL SYSTEMS 10365280 SDF08351687GA |  |  | Active |  | 99:99:99:99:99:99 |  | Equipment | PAAR:00-PVAR | 11/01/2019 |  | COOPER UNIVERSITY HOSPITAL |  |  | ICU 12 4TH FL | WOT00000002204963 | CAROLYN RUMELL | Disposition | Closed | Richard Jolly | 02/14/2019 | 05/21/2019 | Bulk Disposition CNL
|  | GE HEALTHCARE | UNITY NETWORK ID | INTERFACE | SDF08351695GA | INTENSIVE CARE UNIT | Pavilion |  |  | 01/12/2009 |  |  |  |  | NO | YES |  |  |  |  | GE MEDICAL SYSTEMS 10365166 SDF08351695GA |  |  | Active |  | 99:99:99:99:99:99 |  | Equipment | PAAR:00-PVAR | 11/01/2019 |  | COOPER UNIVERSITY HOSPITAL |  |  | ICU | WOT00000000534051 | CAROLYN RUMELL | Disposition | Closed | Richard Jolly | 02/08/2018 | 05/16/2019 | Bulk Disposition CNL
|  | GE HEALTHCARE | UNITY NETWORK ID | INTERFACE | SDF08351706GA | INTENSIVE CARE UNIT | Pavilion |  |  | 01/12/2009 |  |  |  |  | NO | YES |  |  |  |  | GE MEDICAL SYSTEMS 10365146 SDF08351706GA |  |  | Active |  | 99:99:99:99:99:99 |  | Equipment | PAAR:00-PVAR | 10/31/2019 |  | COOPER UNIVERSITY HOSPITAL |  |  |  |  | CAROLYN RUMELL
|  | GE HEALTHCARE | UNITY NETWORK ID | INTERFACE | SDF08361733GA | INTENSIVE CARE UNIT | Kelemen |  |  | 01/12/2009 |  |  |  |  | NO | YES |  |  |  |  | GE MEDICAL SYSTEMS 10365135 SDF08361733GA |  |  | Active |  | 99:99:99:99:99:99 |  | Equipment | PAAR:00-PVAR | 11/02/2019 |  | COOPER UNIVERSITY HOSPITAL |  |  | ICU | WOT00000000534062 | CAROLYN RUMELL | Disposition | Closed | Richard Jolly | 02/08/2018 | 05/17/2019 | Bulk Disposition CNL
|  | GE HEALTHCARE | UNITY NETWORK ID | INTERFACE | SDF08351708GA | INTENSIVE CARE UNIT | Pavilion |  |  | 01/12/2009 |  |  |  |  | NO | YES |  |  |  |  | GE MEDICAL SYSTEMS 10365120 SDF08351708GA |  |  | Active |  | 99:99:99:99:99:99 |  | Equipment | PAAR:00-PVAR | 11/02/2019 |  | COOPER UNIVERSITY HOSPITAL |  |  | pavilion 4 icu | WOT00000000534057 | CAROLYN RUMELL | Disposition | Closed | Richard Jolly | 02/08/2018 | 05/15/2019 | Bulk Disposition CNL
|  | GE HEALTHCARE | UNITY NETWORK ID | INTERFACE | SDF08341681GA | INTENSIVE CARE UNIT | Pavilion |  |  | 01/12/2009 |  |  |  |  | NO | YES |  |  |  |  | GE MEDICAL SYSTEMS 10365102 SDF08341681GA |  |  | Active |  | 99:99:99:99:99:99 |  | Equipment | PAAR:00-PVAR | 11/01/2019 |  | COOPER UNIVERSITY HOSPITAL |  |  | pavilion 4 icu | WOT00000000534046 | CAROLYN RUMELL | Disposition | Closed | Richard Jolly | 02/08/2018 | 05/16/2019 | Bulk Disposition CNL
|  | GE HEALTHCARE | UNITY NETWORK ID | INTERFACE | SDF08351727GA | INTENSIVE CARE UNIT | Pavilion |  |  | 01/12/2009 |  |  |  |  | NO | YES |  |  |  |  | GE MEDICAL SYSTEMS 10365084 SDF08351727GA |  |  | Active |  | 99:99:99:99:99:99 |  | Equipment | PAAR:00-PVAR | 11/02/2019 |  | COOPER UNIVERSITY HOSPITAL |  |  | pavilion 4 icu 26 | WOT00000002204805 | CAROLYN RUMELL | Disposition | Closed | Richard Jolly | 02/14/2019 | 05/21/2019 | Bulk Disposition CNL
|  | GE HEALTHCARE | UNITY NETWORK ID | INTERFACE | SDF08351707GA | INTENSIVE CARE UNIT | Pavilion |  |  | 01/12/2009 |  |  |  |  | NO | YES |  |  |  |  | GE MEDICAL SYSTEMS 10365074 SDF08351707GA |  |  | Active |  | 99:99:99:99:99:99 |  | Equipment | PAAR:00-PVAR | 11/02/2019 |  | COOPER UNIVERSITY HOSPITAL |  |  | pavilion 4 icu | WOT00000000534056 | CAROLYN RUMELL | Disposition | Closed | Richard Jolly | 02/08/2018 | 05/21/2019 | Bulk Disposition CNL
|  | GE HEALTHCARE | UNITY NETWORK ID | INTERFACE | SDF08361734GA | INTENSIVE CARE UNIT | Pavilion |  |  | 01/12/2009 |  |  |  |  | NO | YES |  |  |  |  | GE MEDICAL SYSTEMS 10365070 SDF08361734GA |  |  | Active |  | 99:99:99:99:99:99 |  | Equipment | PAAR:00-PVAR | 11/02/2019 |  | COOPER UNIVERSITY HOSPITAL |  |  | pavilion 4 icu | WOT00000000534063 | CAROLYN RUMELL | Disposition | Closed | Richard Jolly | 02/08/2018 | 05/15/2019 | Bulk Disposition CNL
|  | GE HEALTHCARE | UNITY NETWORK ID | INTERFACE |  | SPD | Pavilion |  |  | 11/16/2004 |  |  |  |  | NO | YES |  |  |  |  | CAREFUSION 10365056 4127363 |  |  | Disposition |  |  |  | High Risk | 1Y:00-MFG 2Y:00-BAT | 01/01/1900 | 12/01/2019 | COOPER UNIVERSITY HOSPITAL |  |  | pavilion 4 icu |  | David Frye
|  | GE HEALTHCARE | UNITY NETWORK ID | INTERFACE | SDF08351731GA | INTENSIVE CARE UNIT | Pavilion |  |  | 01/12/2009 |  |  |  |  | NO | YES |  |  |  |  | GE MEDICAL SYSTEMS 10365041 SDF08351731GA |  |  | Active |  | 99:99:99:99:99:99 |  | Equipment | PAAR:00-PVAR | 11/01/2019 |  | COOPER UNIVERSITY HOSPITAL |  |  | pavilion 4 icu |  | CAROLYN RUMELL
|  | GE HEALTHCARE | UNITY NETWORK ID | INTERFACE | SDF08351699GA | BIOMEDICAL | Kelemen |  |  | 01/12/2009 |  |  |  |  | NO | YES |  |  |  |  | GE MEDICAL SYSTEMS 10364996 SDF08351699GA |  |  | Active |  | 99:99:99:99:99:99 |  | Equipment | PAAR:00-PVAR | 11/02/2019 |  | COOPER UNIVERSITY HOSPITAL |  |  | BIOMED | WOT00000002204648 | Bonnie Aichroch | Disposition | Closed | Michael Youch | 02/14/2019 | 05/17/2019 | Bulk Disposition CNL
|  | GE HEALTHCARE | UNITY NETWORK ID | INTERFACE | SDF08351730GA | INTENSIVE CARE UNIT | Pavilion |  |  | 01/12/2009 |  |  |  |  | NO | YES |  |  |  |  | GE MEDICAL SYSTEMS 10364964 SDF08351730GA |  |  | Active |  | 99:99:99:99:99:99 |  | Equipment | PAAR:00-PVAR | 11/02/2019 |  | COOPER UNIVERSITY HOSPITAL |  |  | PAVILION ICU BED 10 | WOT00000000534058 | CAROLYN RUMELL | Disposition | Closed | Richard Jolly | 02/08/2018 | 05/16/2019 | Bulk Disposition CNL
|  | GE HEALTHCARE | UNITY NETWORK ID | INTERFACE | SDF08351686GA | INTENSIVE CARE UNIT | Pavilion |  |  | 01/12/2009 |  |  |  |  | NO | YES |  |  |  |  | GE MEDICAL SYSTEMS 10364955 SDF08351686GA |  |  | Active |  | 99:99:99:99:99:99 |  | Equipment | PAAR:00-PVAR | 11/01/2019 |  | COOPER UNIVERSITY HOSPITAL |  |  | PAVILION icu bed 8 | WOT00000000534049 | CAROLYN RUMELL | Disposition | Closed | Richard Jolly | 02/08/2018 | 05/15/2019 | Bulk Disposition CNL
|  | GE HEALTHCARE | UNITY NETWORK ID | INTERFACE | SDF08361732GA | INTENSIVE CARE UNIT | Pavilion |  |  | 01/12/2009 |  |  |  |  | NO | YES |  |  |  |  | GE MEDICAL SYSTEMS 10364938 SDF08361732GA |  |  | Active |  | 99:99:99:99:99:99 |  | Equipment | PAAR:00-PVAR | 11/02/2019 |  | COOPER UNIVERSITY HOSPITAL |  |  | PAVILION ICU BED 6 | WOT00000000534061 | CAROLYN RUMELL | Disposition | Closed | Richard Jolly | 02/08/2018 | 05/14/2019 | Bulk Disposition CNL
|  | GE HEALTHCARE | UNITY NETWORK ID | INTERFACE | SDF08351698GA | INTENSIVE CARE UNIT | Pavilion |  |  | 01/12/2009 |  |  |  |  | NO | YES |  |  |  |  | GE MEDICAL SYSTEMS 10364925 SDF08351698GA |  |  | Active |  | 99:99:99:99:99:99 |  | Equipment | PAAR:00-PVAR | 11/01/2019 |  | COOPER UNIVERSITY HOSPITAL |  |  | PAVILION ICU BED 6 | WOT00000000534053 | CAROLYN RUMELL | Disposition | Closed | Richard Jolly | 02/08/2018 | 05/15/2019 | Bulk Disposition CNL
|  | GE HEALTHCARE | UNITY NETWORK ID | INTERFACE | SDF08351685GA | INTENSIVE CARE UNIT | Kelemen |  |  | 01/12/2009 |  |  |  |  | NO | YES |  |  |  |  | GE MEDICAL SYSTEMS 10364914 SDF08351685GA |  |  | Active |  | 99:99:99:99:99:99 |  | Equipment | PAAR:00-PVAR | 11/02/2019 |  | COOPER UNIVERSITY HOSPITAL |  |  | ICU BED 3 | WOT00000000534048 | CAROLYN RUMELL | Disposition | Closed | Richard Jolly | 02/08/2018 | 05/20/2019 | Bulk Disposition CNL
|  | GE HEALTHCARE | UNITY NETWORK ID | INTERFACE | SDF08351688GA | INTENSIVE CARE UNIT | Pavilion |  |  | 01/12/2009 |  |  |  |  | NO | YES |  |  |  |  | GE MEDICAL SYSTEMS 10364899 SDF08351688GA |  |  | Active |  | 99:99:99:99:99:99 |  | Equipment | PAAR:00-PVAR | 11/02/2019 |  | COOPER UNIVERSITY HOSPITAL |  |  | ICU BED 1 |  | CAROLYN RUMELL
|  | GE HEALTHCARE | UNITY NETWORK ID | INTERFACE | SDF08351700GA | INTENSIVE CARE UNIT | Pavilion |  |  | 01/12/2009 |  |  |  |  | NO | YES |  |  |  |  | GE MEDICAL SYSTEMS 10364880 SDF08351700GA |  |  | Active |  | 99:99:99:99:99:99 |  | Equipment | PAAR:00-PVAR | 11/02/2019 |  | COOPER UNIVERSITY HOSPITAL |  |  | pavilion 4 icu | WOT00000000534054 | CAROLYN RUMELL | Disposition | Closed | Richard Jolly | 02/08/2018 | 05/16/2019 | Bulk Disposition CNL
|  | GE HEALTHCARE | UNITY NETWORK ID | INTERFACE | SDF08351704GA | INTENSIVE CARE UNIT | Pavilion |  |  | 01/12/2009 |  |  |  |  | NO | YES |  |  |  |  | GE MEDICAL SYSTEMS 10357215 SDF08351704GA |  |  | Active |  | 99:99:99:99:99:99 |  | Equipment | PAAR:00-PVAR | 10/31/2019 |  | COOPER UNIVERSITY HOSPITAL |  |  | ICU |  | CAROLYN RUMELL
|  | GE HEALTHCARE | UNITY NETWORK ID | INTERFACE | SDF08351697GA | INTENSIVE CARE UNIT | Pavilion |  |  | 01/12/2009 |  |  |  |  | NO | YES |  |  |  |  | GE MEDICAL SYSTEMS 10357200 SDF08351697GA |  |  | Active |  | 99:99:99:99:99:99 |  | Equipment | PAAR:00-PVAR | 11/02/2019 |  | COOPER UNIVERSITY HOSPITAL |  |  | ICU | WOT00000000534052 | CAROLYN RUMELL | Disposition | Closed | Richard Jolly | 02/08/2018 | 05/17/2019 | Bulk Disposition CNL
|  | GE HEALTHCARE | UNITY NETWORK ID | INTERFACE | SDF08361735GA | INTENSIVE CARE UNIT | Pavilion |  |  | 01/12/2009 |  |  |  |  | NO | YES |  |  |  |  | GE MEDICAL SYSTEMS 10357191 SDF08361735GA |  |  | Active |  | 99:99:99:99:99:99 |  | Equipment | PAAR:00-PVAR | 11/02/2019 |  | COOPER UNIVERSITY HOSPITAL |  |  | ICU | WOT00000000534064 | CAROLYN RUMELL | Disposition | Closed | Richard Jolly | 02/08/2018 | 05/16/2019 | Bulk Disposition CNL
|  | GE HEALTHCARE | UNITY NETWORK ID | INTERFACE | SDF08361737GA | INTENSIVE CARE UNIT | Pavilion |  |  | 01/12/2009 |  |  |  |  | NO | YES |  |  |  |  | GE MEDICAL SYSTEMS 10357156 SDF08361737GA |  |  | Active |  | 99:99:99:99:99:99 |  | Equipment | PAAR:00-PVAR | 11/02/2019 |  | COOPER UNIVERSITY HOSPITAL |  |  | ICU | WOT00000000534067 | CAROLYN RUMELL | Disposition | Closed | Richard Jolly | 02/08/2018 | 05/15/2019 | Bulk Disposition CNL
|  | GE HEALTHCARE | UNITY NETWORK ID | INTERFACE | SDF08351701GA | INTENSIVE CARE UNIT | Pavilion |  |  | 01/12/2009 |  |  |  |  | NO | YES |  |  |  |  | GE MEDICAL SYSTEMS 10357129 SDF08351701GA |  |  | Active |  | 99:99:99:99:99:99 |  | Equipment | PAAR:00-PVAR | 10/31/2019 |  | COOPER UNIVERSITY HOSPITAL |  |  |  |  | CAROLYN RUMELL
|  | GE HEALTHCARE | UNITY NETWORK ID | INTERFACE | MR16053000GA | ANESTHESIOLOGY | Kelemen |  |  | 10/31/2019 |  |  |  |  | NO | YES |  |  |  |  | GE MEDICAL SYSTEMS 30146339 MR16053000GA |  |  | Active |  | 99:99:99:99:99:99 |  | Equipment | PAAR:00-PVAR | 10/31/2019 | 10/31/2019 | COOPER UNIVERSITY HOSPITAL |  |  | OPERATING ROOM K10 |  | GIACINTA ROUPAS |  |  |  | 10/31/2019 | 10/31/2019 |  |  |  |  | 10/31/2019 | 10/31/2019
|  | GE HEALTHCARE | UNITY NETWORK ID | INTERFACE | MR160252997G1 | ANESTHESIOLOGY | Kelemen |  |  | 10/31/2019 |  |  |  |  | NO | YES |  |  |  |  | GE MEDICAL SYSTEMS 30146330 MR160252997G1 |  |  | Active |  | 99:99:99:99:99:99 |  | Equipment | PAAR:00-PVAR | 10/31/2019 | 10/31/2019 | COOPER UNIVERSITY HOSPITAL |  |  | OPERATING ROOM K12 |  | GIACINTA ROUPAS |  |  |  | 10/31/2019 | 10/31/2019 |  |  |  |  | 10/31/2019 | 10/31/2019
|  | GE HEALTHCARE | UNITY NETWORK ID | INTERFACE | MR16053001GA | ANESTHESIOLOGY | Kelemen |  |  | 10/31/2019 |  |  |  |  | NO | YES |  |  |  |  | GE MEDICAL SYSTEMS 30146324 MR16053001GA |  |  | Active |  | 99:99:99:99:99:99 |  | Equipment | PAAR:00-PVAR | 10/31/2019 | 10/31/2019 | COOPER UNIVERSITY HOSPITAL |  |  | ROOM K9 |  | GIACINTA ROUPAS |  |  |  | 10/31/2019 | 10/31/2019 |  |  |  |  | 10/31/2019 | 10/31/2019
|  | GE HEALTHCARE | UNITY NETWORK ID | INTERFACE | SMR16052999GA | ANESTHESIOLOGY | Kelemen |  |  | 10/31/2019 |  |  |  |  | NO | YES |  |  |  |  | GE MEDICAL SYSTEMS 30146312 SMR16052999GA |  |  | Active |  | 99:99:99:99:99:99 |  | Equipment | PAAR:00-PVAR | 10/31/2019 | 10/31/2019 | COOPER UNIVERSITY HOSPITAL |  |  | ROOM 8 OR KELEMEN |  | GIACINTA ROUPAS |  |  |  | 10/31/2019 | 10/31/2019 |  |  |  |  | 10/31/2019 | 10/31/2019
|  | GE HEALTHCARE | UNITY NETWORK ID | INTERFACE | SA907035097GA | TRAUMA ICU | Kelemen |  |  | 01/01/2007 |  |  |  |  | NO | YES |  |  |  |  | GE MEDICAL SYSTEMS 10346501 SA907035097GA |  |  | Active |  | 99:99:99:99:99:99 |  | Equipment | PAAR:00-PVAR | 11/02/2019 |  | COOPER UNIVERSITY HOSPITAL |  |  | TICU-BED15 |  | Diane Floyd
|  | GE HEALTHCARE | UNITY NETWORK ID | INTERFACE | SOF08361769GA | TRAUMA ICU | Kelemen |  |  | 11/06/2008 |  |  |  |  | NO | YES |  |  |  |  | GE MEDICAL SYSTEMS 10346499 SOF08361769GA |  |  | Active |  | 99:99:99:99:99:99 |  | Equipment | PAAR:00-PVAR | 11/02/2019 |  | COOPER UNIVERSITY HOSPITAL |  |  | TICU-BED14 | WOT00000000534559 | Diane Floyd | Disposition | Closed | Richard Jolly | 02/08/2018 | 05/15/2019 | Bulk Disposition CNL
|  | GE HEALTHCARE | UNITY NETWORK ID | INTERFACE | SA90652504GA | TRAUMA ICU | Kelemen |  |  | 12/01/2006 |  |  |  |  | NO | YES |  |  |  |  | GE MEDICAL SYSTEMS 10346494 SA90652504GA |  |  | Active |  | 99:99:99:99:99:99 |  | Equipment | PAAR:00-PVAR | 11/02/2019 |  | COOPER UNIVERSITY HOSPITAL |  |  | TICU-BED12 | WOT00000000533946 | Diane Floyd | Disposition | Closed | Richard Jolly | 02/08/2018 | 05/15/2019 | Bulk Disposition CNL
|  | GE HEALTHCARE | UNITY NETWORK ID | INTERFACE | sfm11411439ga | TRAUMA ICU | Kelemen |  |  | 01/01/1900 |  |  |  |  | NO | YES |  |  |  |  | GE MEDICAL SYSTEMS 10346489 sfm11411439ga |  |  | Active |  | 99:99:99:99:99:99 |  | Equipment | PAAR:00-PVAR | 11/02/2019 |  | COOPER UNIVERSITY HOSPITAL |  |  | TICU-BED11 | 0011642130 | Diane Floyd | Repair | Closed | Richard Jolly | 05/17/2017 | 05/17/2017 | VENT - UNIT BOX NOT SENDING OVER TO MONITOR - TRAUMA ICU BED 17 | 5/17/2017 9:11:37 AM RCJOLLY (RCJOLLY 5/17/2017 8:00 AM) RECONNECT POWER | 0B9371BE-F0E6-40AF-9939-A9040E5F5ECE | Labor | 05/17/2017 | 05/17/2017 | Richard Jolly
|  | GE HEALTHCARE | UNITY NETWORK ID | INTERFACE | sfm11381364ga | TRAUMA ICU | Kelemen |  |  | 09/01/2011 |  |  |  |  | NO | YES |  |  |  |  | GE MEDICAL SYSTEMS 10346464 sfm11381364ga |  |  | Active |  | 99:99:99:99:99:99 |  | Equipment | PAAR:00-PVAR | 11/02/2019 |  | COOPER UNIVERSITY HOSPITAL |  |  | TICU-BED10 | WOT00000000534269 | Diane Floyd | Disposition | Closed | Richard Jolly | 02/08/2018 | 05/17/2019 | Bulk Disposition CNL
|  | GE HEALTHCARE | UNITY NETWORK ID | INTERFACE | sfm11381394ga | TRAUMA ICU | Kelemen | BASEMENT |  | 09/01/2011 |  |  |  |  | NO | YES |  |  |  |  | GE MEDICAL SYSTEMS 10346442 sfm11381394ga |  |  | Active |  | 99:99:99:99:99:99 |  | Equipment | PAAR:00-PVAR | 11/02/2019 |  | COOPER UNIVERSITY HOSPITAL |  |  | TICU-BED04 | WOT00000000534271 | Diane Floyd | Disposition | Closed | Richard Jolly | 02/08/2018 | 05/17/2019 | Bulk Disposition CNL
|  | GE HEALTHCARE | UNITY NETWORK ID | INTERFACE | sfm11411438ga | TRAUMA ICU | Kelemen |  |  | 10/01/2011 |  |  |  |  | NO | YES |  |  |  |  | GE MEDICAL SYSTEMS 10346433 sfm11411438ga |  |  | Active |  | 99:99:99:99:99:99 |  | Equipment | PAAR:00-PVAR | 11/01/2019 |  | COOPER UNIVERSITY HOSPITAL |  |  | TICU-BED03 | WOT00000000534272 | Diane Floyd | Disposition | Closed | Richard Jolly | 02/08/2018 | 05/15/2019 | Bulk Disposition CNL
|  | GE HEALTHCARE | UNITY NETWORK ID | INTERFACE | SFM11381367GA | TRAUMA ICU | Kelemen |  |  | 09/01/2011 |  |  |  |  | NO | YES |  |  |  |  | GE MEDICAL SYSTEMS 10346415 SFM11381367GA |  |  | Active |  | 99:99:99:99:99:99 |  | Equipment | PAAR:00-PVAR | 11/01/2019 |  | COOPER UNIVERSITY HOSPITAL |  |  | RM 2 |  | Diane Floyd
|  | KONICA MEDICAL CORPORATION | AERODR | INTERFACE | A6PD-50871 | CHERRY HILL URGENT CARE | 2001 Route 70 East |  |  | 10/31/2019 |  | 10/31/26 |  |  | NO | YES |  |  |  |  | KONICA MEDICAL CORPORATION 30143178 A6PD-50871 |  |  | Active |  | 99:99:99:99:99:99 |  | Equipment | PAAR:00-PVAR | 10/31/2019 | 10/31/2019 | COOPER AMBULATORY OFF-SITES |  |  | ALPHA IMAGING |  | MELISSA PORTOBANCO |  |  |  | 10/31/2019 | 10/31/2019 |  |  |  |  | 10/31/2019 | 10/31/2019
|  | ARTHREX INC. | SYNERGY UHD4 | INTERFACE, TABLET | RF2G8093SOX | OR - KELEMEN 3 | Kelemen |  |  | 01/20/2017 |  | 1/20/22 |  |  | NO | YES |  |  |  |  | ARTHREX INC. 10769298 RF2G8093SOX |  |  | Active |  | D0:39:72:59:B3:CE |  | Accessory | PAAR:00-PVAR | 10/31/2019 |  | COOPER UNIVERSITY HOSPITAL |  |  |  | 0011658609 | DOMINIC VENDETTA | Performance Verification | Closed | Bonnie Aichroth | 05/23/2017 | 05/23/2017 | INCOMING INVENTORY | DEVICE INVENTORIED | 739817D4-7F8D-4238-B9E6-129B28ADF3EE | Labor | 05/23/2017 | 05/23/2017 | Bonnie Aichroth
|  | CIS-US, INC. | IBL 437C | IRRADIATOR | 90-322 | LAB BLOOD BANK | Pavilion | BASEMENT |  | 01/05/2001 |  | 1/5/09 |  |  | NO | YES |  |  |  |  | CIS-US, INC. 10367903 90-322 |  |  | Active |  | 99:99:99:99:99:99 |  | Equipment | 1Y:00-MFG | 11/01/2019 | 11/01/2020 | COOPER UNIVERSITY HOSPITAL |  |  | BLOOD BANK |  | Barbara Bayne
|  | STRYKER CORP. | MALIS 6700-313-732 | IRRIGATOR |  | OPERATING ROOM - PAVILION | Pavilion |  |  | 02/12/2018 |  | 2/12/23 |  |  | NO | YES |  |  |  |  | STRYKER CORP. 10752594 200370 |  |  | Active |  | 99:99:99:99:99:99 |  | High Risk | 6M:00-MFG | 08/22/2019 | 02/01/2020 | COOPER UNIVERSITY HOSPITAL |  |  | Pav OR 5 | WOT00000000543619 | DOMINIC VENDETTA | Performance Verification | Closed | Salvatore Bombara | 02/12/2018 | 07/30/2018 | Performance Verification for STRYKER CORP. 10752594 200370 | Initial Install of Performance Verification. Device is ready for patient use.
|  | STRYKER CORP. | MALIS 6700-313-732 | IRRIGATOR |  | OPERATING ROOM - PAVILION | Pavilion |  |  | 08/22/2019 |  | 8/22/24 |  |  | NO | YES |  |  |  |  | STRYKER CORP. 30294982 200773 |  |  | Active |  |  |  | High Risk | 6M:00-MFG | 08/22/2019 | 08/22/2019 | COOPER UNIVERSITY HOSPITAL |  |  | P 4 | WOT00000001958552 | DOMINIC VENDETTA | Performance Verification | Closed | Salvatore Bombara | 08/22/2019 | 08/22/2019 | Performance Verification for STRYKER CORP. 30294982 200773 | Initial Install of Performance Verification. Device is ready for patient use. |  |  | 08/22/2019 | 08/22/2019
|  | MICROMEDICAL TECHNOLOGIES INC | AIR FX | IRRIGATOR, CALORIC | AFX1-0361 | BUNKER HILL-SURGERY | 400 Medical Center Dr |  |  | 01/01/1900 |  |  |  |  | NO | YES |  |  |  |  | MICROMEDICAL TECHNOLOGIES INC 10366917 AFX1-0361 |  |  | Active |  | 99:99:99:99:99:99 |  | Equipment | 1Y:00-MFG | 12/20/2018 | 12/01/2019 | COOPER AMBULATORY OFF-SITES |  |  | Podiatry PROCEDURE RM |  | ANNE MAIER
|  | ARTHROCARE CORPORATION |  | IRRIGATOR, LAVAGE | R000000336 | OR - KELEMEN 3 | Pavilion |  |  | 02/15/2019 |  | 2/15/24 |  |  | NO | YES |  |  |  |  | ARTHROCARE CORPORATION 30294963 61121 |  |  | Active |  | 99:99:99:99:99:99 |  | Equipment | 1Y:00-MFG | 02/15/2019 | 02/15/2019 | COOPER UNIVERSITY HOSPITAL |  |  | Kel OR Store Rm | WOT00000001165107 | DOMINIC VENDETTA | Performance Verification | Closed | Salvatore Bombara | 02/15/2019 | 02/15/2019 | Performance Verification for ARTHROCARE CORPORATION 30294963 61121 | Initial Install of Performance Verification. Device is ready for patient use. |  |  | 02/15/2019 | 02/15/2019
|  | BOSTON SCIENTIFIC | SPYGLASS | IRRIGATOR, LAVAGE | Not Known | SPECIAL TEST | Kelemen |  |  | 11/02/2019 |  | 11/2/24 |  |  | NO | YES |  |  |  |  | BOSTON SCIENTIFIC 30144943 Not Known |  |  | Active |  | 99:99:99:99:99:99 |  | Equipment | PAAR:00-PVAR | 11/02/2019 | 11/02/2019 | COOPER UNIVERSITY HOSPITAL |  |  | SPECIAL TEST K6 | WOT00000000529978 | AMY HANNAN | Disposition | Closed | Gene Amodei | 11/02/2019 | 11/02/2019 | Bulk Disposition CNL |  |  |  | 11/02/2019 | 11/02/2019
|  | A-DEC |  | LAMP, DENTAL, CEILING | 13B61060 | 6017 MAIN ST-PLASTICS | 6200 Main St |  |  | 01/08/2013 |  | 1/8/23 |  |  | NO | YES |  |  |  |  | A-DEC 10345779 13B61060 |  |  | Active |  | 99:99:99:99:99:99 |  | Equipment | PAAR:00-PVAR | 11/02/2019 |  | COOPER AMBULATORY OFF-SITES |  |  | ORAL SIDE EXAM ROOM 2 |  | ANNE MAIER
|  | A-DEC |  | LAMP, DENTAL, CEILING | 13B66095 | 6017 MAIN ST-PLASTICS | 6200 Main st |  |  | 01/08/2013 |  | 1/8/23 |  |  | NO | YES |  |  |  |  | A-DEC 10345778 13B66095 |  |  | Active |  | 99:99:99:99:99:99 |  | Equipment | PAAR:00-PVAR | 11/02/2019 |  | COOPER AMBULATORY OFF-SITES |  |  | ORAL SIDE EXAM 1 |  | ANNE MAIER
|  | BELMONT | AL505T | LAMP, DENTAL, CEILING | Q12172 | MOORESTOWN-CLEFT PALATE | 110 Marter Ave |  |  | 01/01/1900 |  |  |  |  | NO | YES |  |  |  |  | BELMONT 10366163 Q12172 |  |  | Active |  | 99:99:99:99:99:99 |  | Equipment | PAAR:00-PVAR | 11/02/2019 |  | COOPER AMBULATORY OFF-SITES |  |  | EXAM 2 |  | MARILYN COHEN
|  | BELMONT | AL505T | LAMP, DENTAL, CEILING | Q12167 | MOORESTOWN-CLEFT PALATE | 110 Marter Ave |  |  | 01/01/2009 |  | 1/1/19 |  |  | NO | YES |  |  |  |  | BELMONT 10366159 Q12167 |  |  | Active |  | 99:99:99:99:99:99 |  | Equipment | PAAR:00-PVAR | 11/02/2019 |  | COOPER AMBULATORY OFF-SITES |  |  | EXAM 1 |  | MARILYN COHEN
|  | PELTON CRANE | LFT II | LAMP, DENTAL, CEILING | HBT-47670 | BUNKER HILL-ORAL SURGERY | 2 Plaza Dr |  |  | 01/01/1900 |  |  |  |  | NO | YES |  |  |  |  | PELTON CRANE 10366956 HBT-47670 |  |  | Active |  | 99:99:99:99:99:99 |  | Equipment | PAAR:00-PVAR | 11/02/2019 |  | COOPER AMBULATORY OFF-SITES |  |  | EXAM 1 |  | BARBARA DIPINTO
|  | PELTON CRANE | LFT II | LAMP, DENTAL, CEILING | HBT-45745 | BUNKER HILL-ORAL SURGERY | 2 Plaza Dr |  |  | 01/01/1900 |  |  |  |  | NO | YES |  |  |  |  | PELTON CRANE 10366949 HBT-45745 |  |  | Active |  | 99:99:99:99:99:99 |  | Equipment | PAAR:00-PVAR | 11/02/2019 |  | COOPER AMBULATORY OFF-SITES |  |  | EXAM 2 |  | BARBARA DIPINTO
|  | SKYTRON | IN9 | LAMP, MINOR PROCEDURE |  | LABOR & DELIVERY | Kelemen |  |  | 01/01/1900 |  |  |  |  | NO | YES |  |  |  |  | SKYTRON 10354972 980030 |  |  | Active |  | 99:99:99:99:99:99 |  | Equipment | PAAR:00-PVAR | 10/31/2019 |  | COOPER UNIVERSITY HOSPITAL |  |  | LABOR & DEL |  | JOANNA HORST
|  | SKYTRON | ST9 | LAMP, MINOR PROCEDURE |  |  | Dorrance | [7 empty] | NO | YES
|  | SKYTRON | ST9S | LAMP, MINOR PROCEDURE |  | LABOR & DELIVERY | Dorrance |  |  | 09/15/2005 |  | 9/15/15 |  |  | NO | YES |  |  |  |  | SKYTRON 10369458 04101213 |  |  | Active |  | 99:99:99:99:99:99 |  | Equipment | PAAR:00-PVAR | 10/31/2019 |  | COOPER UNIVERSITY HOSPITAL |  |  |  |  | JOANNA HORST
|  | SKYTRON | ST9S | LAMP, MINOR PROCEDURE |  | LABOR & DELIVERY | Dorrance |  |  | 02/28/2012 |  | 2/28/22 |  |  | NO | YES |  |  |  |  | SKYTRON 10355121 11127912 |  |  | Active |  | 99:99:99:99:99:99 |  | Equipment | PAAR:00-PVAR | 11/02/2019 |  | COOPER UNIVERSITY HOSPITAL |  |  | L |  | JOANNA HORST
|  | SKYTRON | ST9S | LAMP, MINOR PROCEDURE |  | LABOR & DELIVERY | Dorrance |  |  | 04/27/2009 |  | 4/27/19 |  |  | NO | YES |  |  |  |  | SKYTRON 10354965 09035407 |  |  | Active |  | 99:99:99:99:99:99 |  | Equipment | PAAR:00-PVAR | 11/02/2019 |  | COOPER UNIVERSITY HOSPITAL |  |  | L | 0012314979 | JOANNA HORST | Repair | Closed | Gene Amodei | 10/23/2017 | 10/24/2017 | EXAM LIGHT - THE PLUG HAS FALLEN APART - L/D IN THE HALLWAY | 10/24/2017 8:50:39 AM GRAMODEI repaired unit AC cord, VPO RTS | 83F48BDF-EBE5-4691-B7E7-E311479F5256 | Labor | 10/23/2017 | 10/23/2017 | Gene Amodei
|  | SKYTRON | ST9S | LAMP, MINOR PROCEDURE |  | LABOR & DELIVERY | Dorrance |  |  | 10/31/2019 |  | 10/31/29 |  |  | NO | YES |  |  |  |  | SKYTRON 30143208 09035406 |  |  | Active |  | 99:99:99:99:99:99 |  | Equipment | PAAR:00-PVAR | 10/31/2019 | 10/31/2019 | COOPER UNIVERSITY HOSPITAL |  |  | L&D |  | JOANNA HORST |  |  |  | 10/31/2019 | 10/31/2019 |  |  |  |  | 10/31/2019 | 10/31/2019
|  | MIDMARK CORP. |  | LAMP, MINOR PROCEDURE, CEILING | V1484796 | BUNKER HILL-ORAL SURGERY | 2 Plaza Dr |  |  | 10/31/2019 |  | 10/31/29 |  |  | NO | YES |  |  |  |  | RITTER 11208004 V1484796 |  |  | Active |  |  |  | Equipment | PAAR:00-PVAR | 10/31/2019 | 10/31/2019 | COOPER AMBULATORY OFF-SITES |  |  | Rm 1 | WOT00000003241769 | BARBARA DIPINTO | Performance Verification | Closed | Michael Youch | 10/31/2019 | 10/31/2019 | Performance Verification for RITTER 11208004 V1484796 | Initial Install of Performance Verification. Device is ready for patient use. |  |  | 10/31/2019 | 10/31/2019
|  | MIDMARK CORP. |  | LAMP, MINOR PROCEDURE, CEILING | V1484754 | BUNKER HILL-ORAL SURGERY | 2 Plaza Dr |  |  | 10/31/2019 |  | 10/31/29 |  |  | NO | YES |  |  |  |  | RITTER 11208003 V1484754 |  |  | Active |  |  |  | Equipment | PAAR:00-PVAR | 10/31/2019 | 10/31/2019 | COOPER AMBULATORY OFF-SITES |  |  | Rm 4 | WOT00000003235404 | BARBARA DIPINTO | Repair | Closed | Michael Youch | 10/31/2019 | 10/31/2019 | Surgical Light - light bulb is out, doesn't turn on, Maintenance referred to Biomed | Isolated problem to failed transformer, ordered and replaced. Verified, and RTS. | EXP3485685 | Parts | 10/31/2019 | 10/31/2019 | Michael Youch
|  | MIDMARK CORP. |  | LAMP, MINOR PROCEDURE, CEILING | V1360015 | 6017 MAIN ST-PLASTICS | 6200 Main st |  |  | 12/18/2012 |  | 12/18/22 |  |  | NO | YES | Serial Number V1360015 |  |  |  | RITTER 10345754 V1360015 |  |  | Active |  | 99:99:99:99:99:99 |  | Equipment | PAAR:00-PVAR | 11/02/2019 |  | COOPER AMBULATORY OFF-SITES |  |  | ORAL SIDE PROC A |  | ANNE MAIER
|  | MEDELA | BILIBED | LAMP, PHOTOTHERAPY |  | MOTHER INFANT UNIT | Dorrance |  |  | 04/18/2018 |  | 4/18/28 |  |  | NO | YES |  |  |  |  | MEDELA 10732273 1619515 |  |  | Active |  |  |  | Equipment | 1Y:00-MFG | 05/30/2019 | 05/01/2020 | COOPER UNIVERSITY HOSPITAL |  |  | L | WOT00000002342744 | Christina Smith | Repair | Closed | Gene Amodei | 03/04/2019 | 03/15/2019 | billi bed - lights needs to be replaced , CEID 10732273 did not pull | arrived and checked meter, it stated 598.6 hrs, it was being mis interpeted as 5498 hrs, spec states at 1500 hours, bulb should be replaced | EXP2412973 | Labor | 03/04/2019 | 03/04/2019 | Gene Amodei
|  | OLYMPIC MEDICAL | MINI BILI-LITE 77 | LAMP, PHOTOTHERAPY | 80-80193 | INTENSIVE CARE NURSERY | Dorrance |  |  | 01/01/1900 |  |  |  |  | NO | YES |  |  |  |  | OLYMPIC MEDICAL 10355147 80-80193 |  |  | Active |  | 99:99:99:99:99:99 |  | Equipment | 1Y:00-MFG | 10/27/2019 | 10/01/2020 | COOPER UNIVERSITY HOSPITAL |  |  | SEVENTH FLOOR STORAGE |  | JOANNE FOX
|  | RESPIRONICS | WALLABY 3 | LAMP, PHOTOTHERAPY |  | INTENSIVE CARE NURSERY | Dorrance |  |  | 07/13/2005 |  | 7/13/15 |  |  | NO | YES |  |  |  |  | RESPIRONICS 10365011 8675 |  |  | Active |  | 99:99:99:99:99:99 |  | Equipment | 1Y:00-MFG | 08/27/2019 | 08/01/2020 | COOPER UNIVERSITY HOSPITAL |  |  | ICN |  | JOANNE FOX
|  | CARL ZEISS | SL 120 | LAMP, SLIT |  | EMERGENCY ROOM | Kelemen |  |  | 10/31/2019 |  | 10/31/29 |  |  | NO | YES |  |  |  |  | CARL ZEISS 10769690 1184931 |  |  | Active |  | 99:99:99:99:99:99 |  | Equipment | PAAR:00-PVAR | 10/31/2019 | 10/31/2019 | COOPER UNIVERSITY HOSPITAL |  |  |  | 0012586376 | KAREN GRUBER | Performance Verification | Closed | Josh Harris | 10/31/2019 | 10/31/2019 | INCOMING INVENTORY | DEVICE INVENTORIED | FFE93B1E-BA80-4D06-AEF8-CD467CA2A509 | Labor | 10/31/2019 | 10/31/2019 | Josh Harris
|  | MAQUET CORP | LUCEA LED 100 | LAMP, SURGICAL |  | LABOR & DELIVERY | Dorrance |  |  | 10/31/2019 |  | 10/31/34 |  |  | NO | YES |  |  |  |  | MAQUET CORP 30142229 5000 |  |  | Active |  | 99:99:99:99:99:99 |  | Equipment | PAAR:00-PVAR | 10/31/2019 | 10/31/2019 | COOPER UNIVERSITY HOSPITAL |  |  |  |  | JOANNA HORST |  |  |  | 10/31/2019 | 10/31/2019 |  |  |  |  | 10/31/2019 | 10/31/2019
|  | BERCHTOLD CORPORATION | CHROMOPHARE D660 | LAMP, SURGICAL, CEILING | 0038-075-0908-1302 | OPERATING ROOM - PAVILION | Pavilion |  |  | 02/06/2009 |  | 2/6/24 |  |  | NO | YES |  |  |  |  | BERCHTOLD CORPORATION 10367329 0038-075-0908-1302 |  |  | Active |  | 99:99:99:99:99:99 |  | Equipment | PAAR:00-PVAR | 11/02/2019 |  | COOPER UNIVERSITY HOSPITAL |  |  | PO5 |  | DOMINIC VENDETTA
|  | BERCHTOLD CORPORATION | CHROMOPHARE D660 | LAMP, SURGICAL, CEILING |  | OPERATING ROOM - PAVILION | Pavilion |  |  | 02/04/2009 |  | 2/4/24 |  |  | NO | YES |  |  |  |  | BERCHTOLD CORPORATION 10367330 004107509081301 |  |  | Active |  | 99:99:99:99:99:99 |  | Equipment | PAAR:00-PVAR | 11/02/2019 |  | COOPER UNIVERSITY HOSPITAL |  |  | Pav OR 5 |  | DOMINIC VENDETTA
|  | BERCHTOLD CORPORATION | CHROMOPHARE D660 | LAMP, SURGICAL, CEILING |  | OPERATING ROOM - PAVILION | Pavilion |  |  | 02/04/2009 |  | 2/4/24 |  |  | NO | YES |  |  |  |  | BERCHTOLD CORPORATION 10346571 003807509081304 |  |  | Active |  | 99:99:99:99:99:99 |  | Equipment | PAAR:00-PVAR | 11/02/2019 |  | COOPER UNIVERSITY HOSPITAL |  |  | OR P04 |  | DOMINIC VENDETTA
|  | BERCHTOLD CORPORATION | CHROMOPHARE D660 | LAMP, SURGICAL, CEILING | 0038-075-09081303 | OPERATING ROOM - PAVILION | Pavilion |  |  | 02/06/2009 |  | 2/6/24 |  |  | NO | YES |  |  |  |  | BERCHTOLD CORPORATION 10346570 0038-075-09081303 |  |  | Active |  | 99:99:99:99:99:99 |  | Equipment | PAAR:00-PVAR | 11/02/2019 |  | COOPER UNIVERSITY HOSPITAL |  |  | OR P04 |  | DOMINIC VENDETTA
|  | BERCHTOLD CORPORATION | CHROMOPHARE E558 | LAMP, SURGICAL, CEILING | 7506180-T11280 | CARDIAC CATH LAB | Kelemen |  |  | 01/27/2011 |  | 1/27/26 |  |  | NO | YES |  |  |  |  | BERCHTOLD CORPORATION 10725050 7506180-T11280 |  |  | Active |  | 99:99:99:99:99:99 |  | Equipment | PAAR:00-PVAR | 10/31/2019 |  | COOPER UNIVERSITY HOSPITAL |  |  | CCL - Lab 2 |  | LINDA BEAN
|  | BERCHTOLD CORPORATION | CHROMOPHARE E558 | LAMP, SURGICAL, CEILING | 7530180-T11546 | OPERATING ROOM - PAVILION | Pavilion |  |  | 02/29/2012 |  | 3/1/27 |  |  | NO | YES |  |  |  |  | BERCHTOLD CORPORATION 10367844 7530180-T11546 |  |  | Active |  | 99:99:99:99:99:99 |  | Equipment | PAAR:00-PVAR | 10/31/2019 |  | COOPER UNIVERSITY HOSPITAL |  |  | Pav OR Storage | WOT00000000518980 | DOMINIC VENDETTA | Disposition | Closed | Stephen Zubrzycki | 02/08/2018 | 05/23/2018 | Bulk Disposition CNL | CNL for 2 years. I checked all the Berchtold lights and CNL. All Lab 3 equipment has been replaced 2 years back. | EXP0609281 | Labor | 05/22/2018 | 05/22/2018 | Stephen Zubrzycki
|  | BERCHTOLD CORPORATION | CHROMOPHARE E668 | LAMP, SURGICAL, CEILING | 7616110-Q10206 | OPERATING ROOM - PAVILION | Pavilion |  |  | 09/02/2009 |  | 9/2/24 |  |  | NO | YES |  |  |  |  | BERCHTOLD CORPORATION 10367400 7616110-Q10206 |  |  | Active |  | 99:99:99:99:99:99 |  | Equipment | PAAR:00-PVAR | 11/02/2019 |  | COOPER UNIVERSITY HOSPITAL |  |  | P3-OR 1 |  | DOMINIC VENDETTA
|  | BERCHTOLD CORPORATION | CHROMOPHARE E668 | LAMP, SURGICAL, CEILING | 7606110-Q10245 | OPERATING ROOM - PAVILION | Pavilion |  |  | 09/02/2009 |  | 9/2/24 |  |  | NO | YES |  |  |  |  | BERCHTOLD CORPORATION 10346641 7606110-Q10246 |  |  | Active |  | 99:99:99:99:99:99 |  | Equipment | PAAR:00-PVAR | 11/02/2019 |  | COOPER UNIVERSITY HOSPITAL |  |  | OR P01 |  | DOMINIC VENDETTA
|  | BERCHTOLD CORPORATION | CHROMOPHARE F528 | LAMP, SURGICAL, CEILING | 7808180-T 11907 | CARDIAC CATH LAB | Kelemen |  |  | 08/04/2012 |  | 8/4/27 |  |  | NO | YES |  |  |  |  | BERCHTOLD CORPORATION 10369190 7808180-T 11908 |  |  | Active |  | 99:99:99:99:99:99 |  | Equipment | PAAR:00-PVAR | 11/02/2019 |  | COOPER UNIVERSITY HOSPITAL |  |  | CCL - EP1 |  | LINDA BEAN
|  | BERCHTOLD CORPORATION | CHROMOPHARE F528 | LAMP, SURGICAL, CEILING | 7808180-T-11907 | CARDIAC CATH LAB | Kelemen |  |  | 08/07/2012 |  | 8/7/27 |  |  | NO | YES |  |  |  |  | BERCHTOLD CORPORATION 10368392 7808180-T-11907 |  |  | Active |  | 99:99:99:99:99:99 |  | Equipment | PAAR:00-PVAR | 11/02/2019 |  | COOPER UNIVERSITY HOSPITAL |  |  | CCL - EP2 | WOT00000002014255 | LINDA BEAN | Alert | Closed | Stephen Zubrzycki | 01/24/2019 | 05/13/2019 | ALT001288 - Stryker - Berchtold Chromophare Ceiling Mounted Surgical Light System | This unit is not a ceiling-mounted surgical light. It is a portable surgical light and is not affected by this alert. | EXP2255067 | Labor | 02/11/2019 | 02/11/2019 | Stephen Zubrzycki
|  | BURTON MEDICAL | AIM | LAMP, SURGICAL, CEILING |  | 3 COOPER - MEDICINE DEPARTMENT | 3 Cooper |  |  | 01/01/2001 |  | 1/1/11 |  |  | NO | YES |  |  |  |  | BURTON MEDICAL 10346924 026431 |  |  | Active |  | 99:99:99:99:99:99 |  | Equipment | PAAR:00-PVAR | 11/02/2019 |  | COOPER AMBULATORY OFF-SITES |  |  | SUITE 215 - EXAM 1 |  | NANCY LOUIS
|  | BURTON MEDICAL | AIM | LAMP, SURGICAL, CEILING |  | 6017 MAIN ST-PLASTICS | 6200 Main St |  |  | 01/08/2013 |  | 1/8/23 |  |  | NO | YES |  |  |  |  | BURTON MEDICAL 10345791 6270743 |  |  | Active |  | 99:99:99:99:99:99 |  | Equipment | PAAR:00-PVAR | 11/02/2019 |  | COOPER AMBULATORY OFF-SITES |  |  | PROCEDURE ROOM D |  | ANNE MAIER
|  | BURTON MEDICAL | AIM | LAMP, SURGICAL, CEILING | SN6786708 | 3 COOPER-MULTISPECIALTY CENTER | 3 Cooper |  |  | 02/25/2013 |  | 2/25/23 |  |  | NO | YES |  |  |  |  | BURTON MEDICAL 10345589 SN6786708 |  |  | Active |  | 99:99:99:99:99:99 |  | Equipment | PAAR:00-PVAR | 11/02/2019 |  | COOPER AMBULATORY OFF-SITES |  |  | SUITE 104 - EXAM 169 |  | MARGIE OUTLER
|  | BURTON MEDICAL | AIM-100 | LAMP, SURGICAL, CEILING |  | WILLINGBORO COOPER UNIVERSITY PHYSICIANS | 6015 Main St |  |  | 03/10/2010 |  | 3/10/20 |  |  | NO | YES |  |  |  |  | BURTON MEDICAL 10367125 5243027 |  |  | Active |  | 99:99:99:99:99:99 |  | Equipment | PAAR:00-PVAR | 11/02/2019 |  | COOPER AMBULATORY OFF-SITES |  |  | INT MED PROCEDURE RM 3 |  | PATTY LEWIS
|  | BURTON MEDICAL | AIM-100 | LAMP, SURGICAL, CEILING |  | SICKLERVILLE SURGERY CENTER | 500 Berlin-Cross Keys Rd |  |  | 03/10/2010 |  | 3/10/20 |  |  | NO | YES |  |  |  |  | BURTON MEDICAL 10367119 5243028 |  |  | Active |  | 99:99:99:99:99:99 |  | Equipment | PAAR:00-PVAR | 11/02/2019 |  | COOPER AMBULATORY OFF-SITES |  |  | PROCEDURE ROOM |  | Leslie Harrop
|  | BURTON MEDICAL | AIM-100 | LAMP, SURGICAL, CEILING |  | WILLINGBORO COOPER UNIVERSITY PHYSICIANS | 651 John F Kennedy Way |  |  | 03/10/2010 |  | 3/10/20 |  |  | NO | YES |  |  |  |  | BURTON MEDICAL 10367105 5243029 |  |  | Active |  | 99:99:99:99:99:99 |  | Equipment | PAAR:00-PVAR | 11/01/2019 |  | COOPER AMBULATORY OFF-SITES |  |  | INT MED PROCEDURE RM 1 |  | PATTY LEWIS
|  | BURTON MEDICAL | AIM-100 | LAMP, SURGICAL, CEILING | A12452 | BUNKER HILL-SURGERY | 2 Plaza Dr |  |  | 06/04/2008 |  | 6/4/18 |  |  | NO | YES |  |  |  |  | BURTON MEDICAL 10366918 A12452 |  |  | Active |  | 99:99:99:99:99:99 |  | Equipment | PAAR:00-PVAR | 11/02/2019 |  | COOPER AMBULATORY OFF-SITES |  |  | PROCEDURE ROOM |  | ANNE MAIER
|  | BURTON MEDICAL | AIM-100 | LAMP, SURGICAL, CEILING | SN6790376 | COOPER CANCER CENTER-MULTIDISCIPLINARY CLINIC | MD Anderson Cancer Center |  |  | 11/02/2019 |  | 11/2/29 |  |  | NO | YES |  |  |  |  | BURTON MEDICAL 30225031 SN6790376 |  |  | Active |  | 99:99:99:99:99:99 |  | Equipment | PAAR:00-PVAR | 11/02/2019 | 11/02/2019 | COOPER AMBULATORY OFF-SITES |  |  | Multi Disc - C2049 |  | ROXANNE BERGER |  |  |  | 11/02/2019 | 11/02/2019 |  |  |  |  | 11/02/2019 | 11/02/2019
|  | BURTON MEDICAL | AIM-100 | LAMP, SURGICAL, CEILING | A12095 | 6017 MAIN ST-PLASTICS | 6200 Main St |  |  | 09/13/2007 |  | 9/13/17 |  |  | NO | YES |  |  |  |  | BURTON MEDICAL 10345799 A12095 |  |  | Active |  | 99:99:99:99:99:99 |  | Equipment | PAAR:00-PVAR | 11/02/2019 |  | COOPER AMBULATORY OFF-SITES |  |  | PROCEDURE ROOM C |  | ANNE MAIER
|  | BURTON MEDICAL | AIM-100 | LAMP, SURGICAL, CEILING |  | VOORHEES SURGERY CENTER-SURGERY DEPT | 6015 Main St |  |  | 01/01/1900 |  |  |  |  | NO | YES |  |  |  |  | BURTON MEDICAL 10344859 5253639 |  |  | Active |  | 99:99:99:99:99:99 |  | Equipment | PAAR:00-PVAR | 11/02/2019 |  | COOPER AMBULATORY OFF-SITES |  |  | SUITE G PROC RM A | WOT00000002952161 | Theresa Megali | Repair | Closed | Stephen Zubrzycki | 06/19/2019 | 06/21/2019 | Not working, not sure if bulb is burned out or what is wrong | Analyzed unit. Got dim when swiveled light from top joint. Disassembled unit and found issue to be that first connection point from ceiling was loose and slightly pulling out. Secured hardware and VPO. If issue reoccurs, will have to replace hardware with bigger sheet metal screws or replace the plastic piece that it screws into. | EXP3215974 | Labor | 06/21/2019 | 06/21/2019 | Stephen Zubrzycki
|  | BURTON MEDICAL | AIM-100 | LAMP, SURGICAL, CEILING |  | VOORHEES SURGERY CENTER-SURGERY DEPT | 6015 Main St |  |  | 11/05/2010 |  | 11/5/20 |  |  | NO | YES |  |  |  |  | BURTON MEDICAL 10344846 5251717 |  |  | Active |  | 99:99:99:99:99:99 |  | Equipment | PAAR:00-PVAR | 11/02/2019 |  | COOPER AMBULATORY OFF-SITES |  |  | SUITE G PROC RM B |  | Theresa Megali
|  | CASTLE SYBRON |  | LAMP, SURGICAL, CEILING | Not Known | PENNSVILLE-MEDICINE | 390 N Broadway |  |  | 01/01/1900 |  |  |  |  | NO | YES |  |  |  |  | CASTLE SYBRON 10345958 Not Known |  |  | Active |  | 99:99:99:99:99:99 |  | Equipment | PAAR:00-PVAR | 11/02/2019 |  | COOPER AMBULATORY OFF-SITES |  |  | Procto Room |  | Heather Rhodes
|  | CASTLE SYBRON | CASTLE SYBRON EXAM LIGHT | LAMP, SURGICAL, CEILING |  | BUNKER HILL-SURGERY | 2 Plaza Dr |  |  | 01/01/1900 |  |  |  |  | NO | YES |  |  |  |  | CASTLE SYBRON 10366869 Not Known |  |  | Active |  | 99:99:99:99:99:99 |  | Equipment | PAAR:00-PVAR | 11/02/2019 |  | COOPER AMBULATORY OFF-SITES |  |  | PROCEDURE RM | WOT00000000827851 | ANNE MAIER | Repair | Closed | Michael Youch | 04/27/2018 | 10/30/2018 | Light is out, patient in room | evaluated and ordered bulb replaced bulb, verified, RTS. | EXP0505671 | Parts |  |  | Michael Youch
|  | DR MACH | D-85560 | LAMP, SURGICAL, CEILING |  |  | Kelemen | Basement | [6 empty] | NO | YES
|  | MAVIG | MACH 130F | LAMP, SURGICAL, CEILING |  | CARDIAC CATH LAB | Kelemen |  |  | 11/01/2017 |  | 11/1/32 |  |  | NO | YES |  |  |  |  | MAVIG 10732458 1111048 |  |  | Active |  | 99:99:99:99:99:99 |  | Equipment | PAAR:00-PVAR | 10/31/2019 |  | COOPER UNIVERSITY HOSPITAL |  |  | CCL - Lab 2 | 0012586351 | LINDA BEAN | Preventative Maintenance | Closed | Josh Harris | 12/27/2017 | 12/27/2017 | PERFORMANCE ASSURANCE AT INVENTORY | INVENTORIED DEVICE AND ENSURED DEVICE WAS FUNCTIONING PROPERLY. | 0DDAD3D6-D710-4798-BF2B-52F2723202EB | Labor | 11/01/2017 | 11/01/2017 | Stephen Zubrzycki
|  | MAVIG | MACH 130F | LAMP, SURGICAL, CEILING | 0906-12801 | ANGIOGRAPHY | Kelemen | BASEMENT |  | 02/14/2007 |  | 2/14/22 |  |  | NO | YES |  |  |  |  | MAVIG 10649876 0906-12801 |  |  | Active |  | 99:99:99:99:99:99 | [5 empty] | COOPER UNIVERSITY HOSPITAL |  |  | B35 - Lab 1
|  | MAVIG | PORTEGRA 2 | LAMP, SURGICAL, CEILING |  | CARDIAC CATH LAB | Kelemen |  |  | 05/10/2010 |  | 5/10/25 |  |  | NO | YES |  |  |  |  | MAVIG 10725051 1608247 |  |  | Active |  | 99:99:99:99:99:99 | [5 empty] | COOPER UNIVERSITY HOSPITAL |  |  | CCL - Lab 3
|  | MIDMARK CORP. | 354-037 | LAMP, SURGICAL, CEILING | V1360015 | 6017 MAIN ST-PLASTICS | 6200 Main st |  |  | 01/01/1900 |  |  |  |  | NO | YES | Serial Number V1360015 |  |  |  | RITTER 10345765 Not Known |  |  | Active |  | 99:99:99:99:99:99 |  | Equipment | PAAR:00-PVAR | 11/02/2019 |  | COOPER AMBULATORY OFF-SITES |  |  | ORAL SIDE PROC B |  | ANNE MAIER
|  | MIDMARK CORP. | 354-037 | LAMP, SURGICAL, CEILING | V1359748 | 6017 MAIN ST-PLASTICS | 6200 Main st |  |  | 01/01/1900 |  |  |  |  | NO | YES |  |  |  |  | RITTER 10345757 Not Known |  |  | Active |  | 99:99:99:99:99:99 |  | Equipment | PAAR:00-PVAR | 11/02/2019 |  | COOPER AMBULATORY OFF-SITES |  |  | ORAL SIDE PROC A | WOT00000000561921 | ANNE MAIER | Repair | Closed | Kirk Lis | 02/27/2018 | 07/30/2018 | Light - bulb is out | replaced procedure lamp bulb. part # 6438hlx | EXP0171927 | Labor | 02/27/2018 | 02/27/2018 | Kirk Lis
|  | MIDMARK CORP. | 354-040 | LAMP, SURGICAL, CEILING | V225633 | 127 CHURCH - SURGERY | 1935 NJ-70 |  |  | 03/16/2006 |  | 3/16/16 |  |  | NO | YES |  |  |  |  | RITTER 10365946 V225633 |  |  | Active |  | 99:99:99:99:99:99 |  | Equipment | PAAR:00-PVAR | 11/02/2019 |  | COOPER AMBULATORY OFF-SITES |  |  | EXAM 2 | 0011622999 | Carmen Rivera | Repair | Closed | Kirk Lis | 05/09/2017 | 05/17/2017 | PROCEDURE LIGHT - LIGHT BULB NEEDS REPLACED - 127 CHURCH RD SUITE 400 SURGERY UROLOGY | 5/9/2017 4:19:15 PM KALIS (KALIS 5/9/2017 12:00 AM) TRAVEL TIME (KALIS 5/9/2017 12:00 AM) TRACED PROBLEM TO BAD LAMP. SEARCHED VAN SUPPLY AND SITE LAMP SUPPLY. NEED TO ORDER. CONTACTED BIOMED TO RESEARCH PARTS STOCK. 5/12/2017 9:27:22 AM KALIS (KALIS 5/12/2017 12:00 AM) RESEARCHED REPLACEMENT LAMP IN BIOMED STOCK 5/17/2017 9:37:27 AM KALIS (KALIS 5/12/2017 12:00 AM) TRAVEL TIME 5/17/2017 9:38:14 AM KALIS (KALIS 5/12/2017 12:00 AM) INSTALLED NEW BULB IN UNITI | A4ABC33E-AAF8-4339-B9B9-F1D0DF525D88 | Parts | 01/01/1900 | 01/01/1900 | Kirk Lis
|  | MIDMARK CORP. | 354-040 | LAMP, SURGICAL, CEILING | V2261998 | 127 CHURCH - SURGERY | 127 Church Rd |  |  | 03/16/2006 |  | 3/16/16 |  |  | NO | YES |  |  |  |  | RITTER 10365935 V2261998 |  |  | Active |  | 99:99:99:99:99:99 |  | Equipment | PAAR:00-PVAR | 11/02/2019 |  | COOPER AMBULATORY OFF-SITES |  |  | EXAM 5 |  | Carmen Rivera
|  | SKYTRON | AURORA ASTRO 3 | LAMP, SURGICAL, CEILING |  | OPERATING ROOM - PAVILION | Kelemen |  |  | 01/01/2015 |  | 1/1/30 |  |  | NO | YES |  |  |  |  | SKYTRON 10366669 10002230 |  |  | Active |  | 99:99:99:99:99:99 |  | Equipment | PAAR:00-PVAR | 11/02/2019 |  | COOPER UNIVERSITY HOSPITAL |  |  | OPERATING ROOM K2 | WOT00000001181076 | DOMINIC VENDETTA | Repair | Closed | Michael Youch | 07/19/2018 | 11/06/2018 | OR Boom - Nitrogen control knob is missing, see notes | ordered replacement knob and installed when it arrived. | EXP1035412 | Labor | 07/26/2018 | 07/26/2018 | Michael Youch
|  | SKYTRON | AURORA ASTRO 4 AUA5 | LAMP, SURGICAL, CEILING | 212017-11-3793 | SAME DAY OR-2ND FL PAVILION | Pavilion |  |  | 10/31/2019 |  | 10/31/34 |  |  | NO | YES |  |  |  |  | SKYTRON 11239151 212017-11-3793 |  |  | Active |  | 99:99:99:99:99:99 |  | Equipment | PAAR:00-PVAR | 10/31/2019 | 10/31/2019 | COOPER UNIVERSITY HOSPITAL |  |  | SD Or 8 | WOT00000000616647 | JOE DRUCTOR | Performance Verification | Closed | Tom Burhart | 10/31/2019 | 10/31/2019 | Performance Verification for SKYTRON 11239151 212017-11-3793 | Initial Install of Performance Verification. Device is ready for patient use. |  |  | 10/31/2019 | 10/31/2019
|  | SKYTRON | AURORA ASTRO 4 AUA5 | LAMP, SURGICAL, CEILING | 212017-11-3775 | SAME DAY OR-2ND FL PAVILION | Pavilion |  |  | 10/31/2019 |  | 10/31/34 |  |  | NO | YES |  |  |  |  | SKYTRON 11239148 212017-11-3775 |  |  | Active |  | 99:99:99:99:99:99 |  | Equipment | PAAR:00-PVAR | 10/31/2019 | 10/31/2019 | COOPER UNIVERSITY HOSPITAL |  |  | SD Or 8 | WOT00000000616613 | JOE DRUCTOR | Performance Verification | Closed | Tom Burhart | 10/31/2019 | 10/31/2019 | Performance Verification for SKYTRON 11239148 212017-11-3775 | Initial Install of Performance Verification. Device is ready for patient use. |  |  | 10/31/2019 | 10/31/2019
|  | SKYTRON | AURORA ASTRO 4 AUA5 | LAMP, SURGICAL, CEILING | 212017-09-3651 | SAME DAY OR-2ND FL PAVILION | Pavilion |  |  | 10/31/2019 |  | 10/31/34 |  |  | NO | YES |  |  |  |  | SKYTRON 11239125 212017-09-3651 |  |  | Active |  | 99:99:99:99:99:99 |  | Equipment | PAAR:00-PVAR | 10/31/2019 | 10/31/2019 | COOPER UNIVERSITY HOSPITAL |  |  | SD OR 4 | WOT00000000564197 | JOE DRUCTOR | Performance Verification | Closed | Salvatore Bombara | 10/31/2019 | 10/31/2019 | Performance Verification for SKYTRON 11239125 212017-09-3651 | Initial Install of Performance Verification. Device is ready for patient use. |  |  | 10/31/2019 | 10/31/2019
|  | SKYTRON | AURORA ASTRO 4 AUA5 | LAMP, SURGICAL, CEILING | 212017-10-3713 | SAME DAY OR-2ND FL PAVILION | Pavilion |  |  | 10/31/2019 |  | 10/31/34 |  |  | NO | YES |  |  |  |  | SKYTRON 11239124 212017-10-3713 |  |  | Active |  | 99:99:99:99:99:99 |  | Equipment | PAAR:00-PVAR | 10/31/2019 | 10/31/2019 | COOPER UNIVERSITY HOSPITAL |  |  | SD OR 4 | WOT00000000564171 | JOE DRUCTOR | Performance Verification | Closed | Salvatore Bombara | 10/31/2019 | 10/31/2019 | Performance Verification for SKYTRON 11239124 212017-10-3713 | Initial Install of Performance Verification. Device is ready for patient use. |  |  | 10/31/2019 | 10/31/2019
|  | SKYTRON | AURORA ASTRO 4 AUA5 | LAMP, SURGICAL, CEILING | 212017-10-3691 | SAME DAY OR-2ND FL PAVILION | Pavilion |  |  | 10/31/2019 |  | 10/31/34 |  |  | NO | YES |  |  |  |  | SKYTRON 11239116 212017-10-3691 |  |  | Active |  | 99:99:99:99:99:99 |  | Equipment | PAAR:00-PVAR | 10/31/2019 | 10/31/2019 | COOPER UNIVERSITY HOSPITAL |  |  | SD OR 3 | WOT00000000562880 | JOE DRUCTOR | Performance Verification | Closed | Salvatore Bombara | 10/31/2019 | 10/31/2019 | Performance Verification for SKYTRON 11239116 212017-10-3691 | Initial Install of Performance Verification. Device is ready for patient use. |  |  | 10/31/2019 | 10/31/2019
|  | SKYTRON | AURORA ASTRO 4 AUA5 | LAMP, SURGICAL, CEILING | 212017-09-3663 | SAME DAY OR-2ND FL PAVILION | Pavilion |  |  | 10/31/2019 |  | 10/31/34 |  |  | NO | YES |  |  |  |  | SKYTRON 11239117 212017-09-3663 |  |  | Active |  | 99:99:99:99:99:99 |  | Equipment | PAAR:00-PVAR | 10/31/2019 | 10/31/2019 | COOPER UNIVERSITY HOSPITAL |  |  | SD OR 3 | WOT00000000562887 | JOE DRUCTOR | Performance Verification | Closed | Salvatore Bombara | 10/31/2019 | 10/31/2019 | Performance Verification for SKYTRON 11239117 212017-09-3663 | Initial Install of Performance Verification. Device is ready for patient use. |  |  | 10/31/2019 | 10/31/2019
|  | SKYTRON | AURORA ASTRO 4 AUA5 | LAMP, SURGICAL, CEILING | 212017-10-3690 | SAME DAY OR-2ND FL PAVILION | Pavilion |  |  | 10/31/2019 |  | 10/31/34 |  |  | NO | YES |  |  |  |  | SKYTRON 11239090 212017-10-3690 |  |  | Active |  | 99:99:99:99:99:99 |  | Equipment | PAAR:00-PVAR | 10/31/2019 | 10/31/2019 | COOPER UNIVERSITY HOSPITAL |  |  | SD OR 2 | WOT00000000558759 | JOE DRUCTOR | Performance Verification | Closed | Salvatore Bombara | 10/31/2019 | 10/31/2019 | Performance Verification for SKYTRON 11239090 212017-10-3690 | Initial Install of Performance Verification. Device is ready for patient use. |  |  | 10/31/2019 | 10/31/2019
|  | SKYTRON | AURORA ASTRO 4 AUA5 | LAMP, SURGICAL, CEILING | 212017-10-3728 | SAME DAY OR-2ND FL PAVILION | Pavilion |  |  | 10/31/2019 |  | 10/31/34 |  |  | NO | YES |  |  |  |  | SKYTRON 11239091 212017-10-3728 |  |  | Active |  | 99:99:99:99:99:99 |  | Equipment | PAAR:00-PVAR | 10/31/2019 | 10/31/2019 | COOPER UNIVERSITY HOSPITAL |  |  | SD OR 2 | WOT00000000558768 | JOE DRUCTOR | Performance Verification | Closed | Salvatore Bombara | 10/31/2019 | 10/31/2019 | Performance Verification for SKYTRON 11239091 212017-10-3728 | Initial Install of Performance Verification. Device is ready for patient use. |  |  | 10/31/2019 | 10/31/2019
|  | SKYTRON | AURORA ASTRO 4 AUA5 | LAMP, SURGICAL, CEILING | 212017-11-3785 | SAME DAY OR-2ND FL PAVILION | Pavilion |  |  | 10/31/2019 |  | 10/31/34 |  |  | NO | YES |  |  |  |  | SKYTRON 11239074 212017-11-3785 |  |  | Active |  | 99:99:99:99:99:99 |  | Equipment | PAAR:00-PVAR | 10/31/2019 | 10/31/2019 | COOPER UNIVERSITY HOSPITAL |  |  | SD OR 1 | WOT00000000556388 | JOE DRUCTOR | Performance Verification | Closed | Salvatore Bombara | 10/31/2019 | 10/31/2019 | CEID Record Completion for SKYTRON 11239074 212017-11-3785 | Inventoried unit. | EXP3417663 | Labor | 10/31/2019 | 10/31/2019 | Josh Harris
|  | SKYTRON | AURORA ASTRO 4 AUA5 | LAMP, SURGICAL, CEILING | 212017-09-3661 | SAME DAY OR-2ND FL PAVILION | Pavilion |  |  | 10/31/2019 |  | 10/31/34 |  |  | NO | YES |  |  |  |  | SKYTRON 11239075 212017-09-3661 |  |  | Active |  | 99:99:99:99:99:99 |  | Equipment | PAAR:00-PVAR | 10/31/2019 | 10/31/2019 | COOPER UNIVERSITY HOSPITAL |  |  | SD OR 1 | WOT00000000556396 | JOE DRUCTOR | Performance Verification | Closed | Salvatore Bombara | 10/31/2019 | 10/31/2019 | Performance Verification for SKYTRON 11239075 212017-09-3661 | Initial Install of Performance Verification. Device is ready for patient use. |  |  | 10/31/2019 | 10/31/2019
|  | SKYTRON | AURORA ASTRO 4 AUA5 | LAMP, SURGICAL, CEILING | 212017-09-3637 | SAME DAY OR-2ND FL PAVILION | Pavilion |  |  | 10/31/2019 |  | 10/31/34 |  |  | NO | YES |  |  |  |  | SKYTRON 11239021 212017-09-3637 |  |  | Active |  | 99:99:99:99:99:99 |  | Equipment | PAAR:00-PVAR | 10/31/2019 | 10/31/2019 | COOPER UNIVERSITY HOSPITAL |  |  | SD6 | WOT00000000552124 | JOE DRUCTOR | Performance Verification | Closed | Salvatore Bombara | 10/31/2019 | 10/31/2019 | Performance Verification for SKYTRON 11239021 212017-09-3637 | Initial Install of Performance Verification. Device is ready for patient use. |  |  | 10/31/2019 | 10/31/2019
|  | SKYTRON | AURORA ASTRO 4 AUA5 | LAMP, SURGICAL, CEILING | 212017-11-3790 | SAME DAY OR-2ND FL PAVILION | Pavilion |  |  | 10/31/2019 |  | 10/31/34 |  |  | NO | YES |  |  |  |  | SKYTRON 11239020 212017-11-3790 |  |  | Active |  | 99:99:99:99:99:99 |  | Equipment | PAAR:00-PVAR | 10/31/2019 | 10/31/2019 | COOPER UNIVERSITY HOSPITAL |  |  | SD6 | WOT00000000552109 | JOE DRUCTOR | Performance Verification | Closed | Salvatore Bombara | 10/31/2019 | 10/31/2019 | Performance Verification for SKYTRON 11239020 212017-11-3790 | Initial Install of Performance Verification. Device is ready for patient use. |  |  | 10/31/2019 | 10/31/2019
|  | SKYTRON | AURORA ASTRO 4 AUA5 | LAMP, SURGICAL, CEILING | 212017-09-3664 | SAME DAY OR-2ND FL PAVILION | Pavilion |  |  | 10/31/2019 |  | 10/31/34 |  |  | NO | YES |  |  |  |  | SKYTRON 11239003 212017-09-3664 |  |  | Active |  | 99:99:99:99:99:99 |  | Equipment | PAAR:00-PVAR | 10/31/2019 | 10/31/2019 | COOPER UNIVERSITY HOSPITAL |  |  | SD7 | WOT00000000551824 | JOE DRUCTOR | Performance Verification | Closed | Salvatore Bombara | 10/31/2019 | 10/31/2019 | Performance Verification for SKYTRON 11239003 212017-09-3664 | Initial Install of Performance Verification. Device is ready for patient use. |  |  | 10/31/2019 | 10/31/2019
|  | SKYTRON | AURORA ASTRO 4 AUA5 | LAMP, SURGICAL, CEILING | 2016-03-1821 | LABOR & DELIVERY | Dorrance |  |  | 10/31/2019 |  | 10/31/34 |  |  | NO | YES |  |  |  |  | SKYTRON 11207514 2016-03-1821 |  |  | Active |  | 99:99:99:99:99:99 |  | Equipment | PAAR:00-PVAR | 10/31/2019 | 10/31/2019 | COOPER UNIVERSITY HOSPITAL |  |  | Performance Verification | WOT00000001335341 | JOANNA HORST | Performance Verification | Closed | Gene Amodei | 10/31/2019 | 10/31/2019 | CEID Record Completion for SKYTRON 11207514 2016-03-1821 | vpo | EXP2323749 | Labor | 10/31/2019 | 10/31/2019 | Gene Amodei
|  | SKYTRON | AURORA ASTRO 4 AUA5 | LAMP, SURGICAL, CEILING | 2016-02-1744 | LABOR & DELIVERY | Dorrance |  |  | 10/31/2019 |  | 10/31/34 |  |  | NO | YES |  |  |  |  | SKYTRON 11207513 2016-02-1744 |  |  | Active |  | 99:99:99:99:99:99 |  | Equipment | PAAR:00-PVAR | 10/31/2019 | 10/31/2019 | COOPER UNIVERSITY HOSPITAL |  |  | Performance Verification | WOT00000001335255 | JOANNA HORST | Repair | Closed | Gene Amodei | 10/31/2019 | 10/31/2019 | Power button in OR not working - maintenance referred caller to Biomed | switched ordered and replaced by Sal part was installed by SAL | EXP1452697 | Labor | 10/31/2019 | 10/31/2019 | Gene Amodei
|  | SKYTRON | AURORA ASTRO 4 AUA5 | LAMP, SURGICAL, CEILING | 2016-09-2517 | VOORHEES SURGERY CENTER-OPERATING ROOM | 900 Centennial Blvd | Suite E |  | 04/05/2017 |  | 4/5/32 |  |  | NO | YES |  |  |  |  | SKYTRON 10769413 2016-09-2517 |  |  | Active |  | 99:99:99:99:99:99 |  | Equipment | PAAR:00-PVAR | 10/31/2019 |  | COOPER AMBULATORY OFF-SITES |  |  |  | 0011495482 | JENNIFER BOMBARO | Performance Verification | Closed | Bonnie Aichroth | 04/19/2017 | 04/19/2017 | INCOMING INVENTORY | DEVICE INVENTORIED | 48021E99-5E8A-4AC8-91F8-0CAE09EC320D | Labor | 04/19/2017 | 04/19/2017 | Bonnie Aichroth
|  | SKYTRON | AURORA ASTRO 4 AUA5 | LAMP, SURGICAL, CEILING | 2016-9-2527 | VOORHEES SURGERY CENTER-OPERATING ROOM | 900 Centennial Blvd | Suite E |  | 04/05/2017 |  | 4/5/32 |  |  | NO | YES |  |  |  |  | SKYTRON 10769412 2016-9-2527 |  |  | Active |  | 99:99:99:99:99:99 |  | Equipment | PAAR:00-PVAR | 10/31/2019 |  | COOPER AMBULATORY OFF-SITES |  |  |  | 0011495480 | JENNIFER BOMBARO | Preventative Maintenance | Closed | Bonnie Aichroth | 04/19/2017 | 04/19/2017 | PERFORMANCE ASSURANCE AT INVENTORY | INVENTORIED DEVICE AND ENSURED DEVICE WAS FUNCTIONING PROPERLY. | 7BF683D2-DADF-4132-B2A6-E19213447CF9 | Labor | 04/05/2017 | 04/05/2017 | Kirk Lis
|  | SKYTRON | AURORA ASTRO 4 AUA5 | LAMP, SURGICAL, CEILING | 2016-09-2511 | VOORHEES SURGERY CENTER-OPERATING ROOM | 900 Centennial Blvd | Suite E |  | 04/05/2017 |  | 4/5/32 |  |  | NO | YES |  |  |  |  | SKYTRON 10769408 2016-09-2511 |  |  | Active |  | 99:99:99:99:99:99 |  | Equipment | PAAR:00-PVAR | 10/31/2019 |  | COOPER AMBULATORY OFF-SITES |  |  |  | 0011495455 | JENNIFER BOMBARO | Performance Verification | Closed | Bonnie Aichroth | 04/19/2017 | 04/19/2017 | INCOMING INVENTORY | DEVICE INVENTORIED | A3F29566-6E36-40E0-B458-5D08B164F064 | Labor | 04/19/2017 | 04/19/2017 | Bonnie Aichroth
|  | SKYTRON | AURORA ASTRO 4 AUA5 | LAMP, SURGICAL, CEILING | 2016-09-2566 | VOORHEES SURGERY CENTER-OPERATING ROOM | 900 Centennial Blvd | Suite E |  | 04/05/2017 |  | 4/5/32 |  |  | NO | YES |  |  |  |  | SKYTRON 10769411 2016-09-2566 |  |  | Active |  | 99:99:99:99:99:99 |  | Equipment | PAAR:00-PVAR | 10/31/2019 |  | COOPER AMBULATORY OFF-SITES |  |  |  | 0011495474 | JENNIFER BOMBARO | Preventative Maintenance | Closed | Bonnie Aichroth | 04/19/2017 | 04/19/2017 | PERFORMANCE ASSURANCE AT INVENTORY | INVENTORIED DEVICE AND ENSURED DEVICE WAS FUNCTIONING PROPERLY. | A587330B-5303-4EA5-9AF6-6708C0B29962 | Labor | 04/05/2017 | 04/05/2017 | Kirk Lis
|  | SKYTRON | AURORA ASTRO 4 AUA5 | LAMP, SURGICAL, CEILING | 2016-07-2279 | VOORHEES SURGERY CENTER-OPERATING ROOM | 900 Centennial Blvd | Suite E |  | 04/05/2017 |  | 4/5/32 |  |  | NO | YES |  |  |  |  | SKYTRON 10769410 2016-07-2279 |  |  | Active |  | 99:99:99:99:99:99 |  | Equipment | PAAR:00-PVAR | 10/31/2019 |  | COOPER AMBULATORY OFF-SITES |  |  |  | 0011495465 | JENNIFER BOMBARO | Performance Verification | Closed | Bonnie Aichroth | 04/19/2017 | 04/19/2017 | INCOMING INVENTORY | DEVICE INVENTORIED | AA061ECC-C5F3-4C82-BC2D-196DBF63A955 | Labor | 04/19/2017 | 04/19/2017 | Bonnie Aichroth
|  | SKYTRON | AURORA ASTRO 4 AUA5 | LAMP, SURGICAL, CEILING | 2016-09-2520 | VOORHEES SURGERY CENTER-OPERATING ROOM | 900 Centennial Blvd | Suite E |  | 04/05/2017 |  | 4/5/32 |  |  | NO | YES |  |  |  |  | SKYTRON 10769409 2016-09-2520 |  |  | Active |  | 99:99:99:99:99:99 |  | Equipment | PAAR:00-PVAR | 10/31/2019 |  | COOPER AMBULATORY OFF-SITES |  |  |  | 0011495451 | JENNIFER BOMBARO | Performance Verification | Closed | Bonnie Aichroth | 04/19/2017 | 04/19/2017 | INCOMING INVENTORY | DEVICE INVENTORIED | D60ACBD2-7DDF-47D6-9255-2852258326CA | Labor | 04/19/2017 | 04/19/2017 | Bonnie Aichroth
|  | SKYTRON | AURORA ASTRO 4 AUA5 | LAMP, SURGICAL, CEILING | 2016-07-2296 | VOORHEES SURGERY CENTER-OPERATING ROOM | 900 Centennial Blvd | Suite E |  | 04/05/2017 |  | 4/5/32 |  |  | NO | YES |  |  |  |  | SKYTRON 10769407 2016-07-2296 |  |  | Active |  | 99:99:99:99:99:99 |  | Equipment | PAAR:00-PVAR | 10/31/2019 |  | COOPER AMBULATORY OFF-SITES |  |  |  | 0011495486 | JENNIFER BOMBARO | Performance Verification | Closed | Bonnie Aichroth | 04/19/2017 | 04/19/2017 | INCOMING INVENTORY | DEVICE INVENTORIED | FEDCBDED-07A2-41A9-B4BC-EF41AD242D97 | Labor | 04/19/2017 | 04/19/2017 | Bonnie Aichroth
|  | SKYTRON | AURORA ASTRO 4 AUA5 | LAMP, SURGICAL, CEILING | 2016-11-2767 | VOORHEES SURGERY CENTER-OPERATING ROOM | 900 Centennial Blvd | Suite E |  | 04/05/2017 |  | 4/5/32 |  |  | NO | YES |  |  |  |  | SKYTRON 10769406 2016-11-2767 |  |  | Active |  | 99:99:99:99:99:99 |  | Equipment | PAAR:00-PVAR | 10/31/2019 |  | COOPER AMBULATORY OFF-SITES |  |  |  | 0011495490 | JENNIFER BOMBARO | Performance Verification | Closed | Bonnie Aichroth | 04/19/2017 | 04/19/2017 | INCOMING INVENTORY | DEVICE INVENTORIED | 73077037-4BF2-4DEF-A3A9-21E1CD2C656C | Labor | 04/19/2017 | 04/19/2017 | Bonnie Aichroth
|  | SKYTRON | AURORA ASTRO 4 AUA5 | LAMP, SURGICAL, CEILING | 212017-11-3776 | SAME DAY OR-2ND FL PAVILION | Pavilion |  |  | 02/19/2018 |  | 2/19/33 |  |  | NO | YES |  |  |  |  | SKYTRON 10752642 212017-11-3776 |  |  | Active |  | 99:99:99:99:99:99 |  | Equipment | PAAR:00-PVAR | 10/31/2019 |  | COOPER UNIVERSITY HOSPITAL |  |  | SD7 | WOT00000000551814 | JOE DRUCTOR | Performance Verification | Closed | Salvatore Bombara | 02/19/2018 | 07/22/2019 | Performance Verification for SKYTRON 10752642 212017-11-3776 | Initial Install of Performance Verification. Device is ready for patient use.
|  | SKYTRON | AURORA FOUR AUA7 | LAMP, SURGICAL, CEILING | 212017-11-3774 | SAME DAY OR-2ND FL PAVILION | Pavilion |  |  | 10/31/2019 |  | 10/31/34 |  |  | NO | YES |  |  |  |  | SKYTRON 11239167 212017-11-3774 |  |  | Active |  | 99:99:99:99:99:99 |  | Equipment | PAAR:00-PVAR | 10/31/2019 | 10/31/2019 | COOPER UNIVERSITY HOSPITAL |  |  | SD OR 5 | WOT00000000616861 | JOE DRUCTOR | Performance Verification | Closed | Tom Burhart | 10/31/2019 | 10/31/2019 | Performance Verification for SKYTRON 11239167 212017-11-3774 | Initial Install of Performance Verification. Device is ready for patient use. |  |  | 10/31/2019 | 10/31/2019
|  | SKYTRON | AURORA FOUR AUA7 | LAMP, SURGICAL, CEILING | 2017-10-3730 | SAME DAY OR-2ND FL PAVILION | Pavilion |  |  | 10/31/2019 |  | 10/31/34 |  |  | NO | YES |  |  |  |  | SKYTRON 11239165 2017-10-3730 |  |  | Active |  | 99:99:99:99:99:99 |  | Equipment | PAAR:00-PVAR | 10/31/2019 | 10/31/2019 | COOPER UNIVERSITY HOSPITAL |  |  | SD OR 5 | WOT00000000616842 | JOE DRUCTOR | Performance Verification | Closed | Tom Burhart | 10/31/2019 | 10/31/2019 | Performance Verification for SKYTRON 11239165 212017-10-3730 | Initial Install of Performance Verification. Device is ready for patient use. |  |  | 10/31/2019 | 10/31/2019
|  | SKYTRON | AURORA LED 5 | LAMP, SURGICAL, CEILING | 2016-01-1570 | OR - KELEMEN 3 | Kelemen |  |  | 01/12/2017 |  | 1/12/32 |  |  | NO | YES |  |  |  |  | SKYTRON 10769262 2016-01-1570 |  |  | Active |  | 99:99:99:99:99:99 |  | Equipment | PAAR:00-PVAR | 10/31/2019 |  | COOPER UNIVERSITY HOSPITAL |  |  |  | 0011489202 | DOMINIC VENDETTA | Performance Verification | Closed | Bonnie Aichroth | 04/17/2017 | 04/17/2017 | INCOMING INVENTORY | DEVICE INVENTORIED | A6552142-A757-4508-BF45-2D578ABC6760 | Labor | 04/17/2017 | 04/17/2017 | Bonnie Aichroth
|  | SKYTRON | AURORA LED 5 | LAMP, SURGICAL, CEILING | 2016-01-1545 | OR - KELEMEN 3 | Kelemen |  |  | 01/12/2017 |  | 1/12/32 |  |  | NO | YES |  |  |  |  | SKYTRON 10769261 2016-01-1545 |  |  | Active |  | 99:99:99:99:99:99 |  | Equipment | PAAR:00-PVAR | 10/31/2019 |  | COOPER UNIVERSITY HOSPITAL |  |  |  | 0011489198 | DOMINIC VENDETTA | Preventative Maintenance | Closed | Bonnie Aichroth | 04/17/2017 | 04/17/2017 | PERFORMANCE ASSURANCE AT INVENTORY | INVENTORIED DEVICE AND ENSURED DEVICE WAS FUNCTIONING PROPERLY. | 60D34258-3FF8-4A2E-BF9D-BF376D20EA24 | Labor | 01/12/2017 | 01/12/2017 | Salvatore Bombara
|  | SKYTRON | AURORA LED 5 | LAMP, SURGICAL, CEILING | 2016-01-1575 | OR - KELEMEN 3 | Kelemen |  |  | 01/12/2017 |  | 1/12/32 |  |  | NO | YES |  |  |  |  | SKYTRON 10769260 2016-01-1575 |  |  | Active |  | 99:99:99:99:99:99 |  | Equipment | PAAR:00-PVAR | 10/31/2019 |  | COOPER UNIVERSITY HOSPITAL |  |  |  | 0011489190 | DOMINIC VENDETTA | Preventative Maintenance | Closed | Bonnie Aichroth | 04/17/2017 | 04/17/2017 | PERFORMANCE ASSURANCE AT INVENTORY | INVENTORIED DEVICE AND ENSURED DEVICE WAS FUNCTIONING PROPERLY. | 21FE4E41-B6C9-4713-8F50-3AED7EF1160E | Labor | 01/12/2017 | 01/12/2017 | Salvatore Bombara
|  | SKYTRON | AURORA LED 5 | LAMP, SURGICAL, CEILING | 2016-09-2535 | OR - KELEMEN 3 | Kelemen |  |  | 09/11/2017 |  | 9/11/32 |  |  | NO | YES |  |  |  |  | SKYTRON 10732254 2016-09-2535 |  |  | Active |  | 99:99:99:99:99:99 |  | Equipment | PAAR:00-PVAR | 10/31/2019 |  | COOPER UNIVERSITY HOSPITAL |  |  |  | 0012379891 | DOMINIC VENDETTA | Performance Verification | Closed | Josh Harris | 11/02/2017 | 11/02/2017 | INCOMING INVENTORY | DEVICE INVENTORIED | 75A74EB3-75F3-4D9D-A481-06E1E65FB91C | Labor | 11/02/2017 | 11/02/2017 | Josh Harris
|  | SKYTRON | AURORA LED 5 | LAMP, SURGICAL, CEILING | 2016-12-1077 | OR - KELEMEN 3 | Kelemen |  |  | 09/11/2017 |  | 9/11/32 |  |  | NO | YES | Serial Number 2016-12-1077 |  |  |  | SKYTRON 10732255 2016-12-1077 |  |  | Active |  | 99:99:99:99:99:99 |  | Equipment | PAAR:00-PVAR | 10/31/2019 |  | COOPER UNIVERSITY HOSPITAL |  |  |  | 0012379899 | DOMINIC VENDETTA | Performance Verification | Closed | Josh Harris | 11/02/2017 | 11/02/2017 | INCOMING INVENTORY | DEVICE INVENTORIED | BBDE55EA-6632-4ECF-8378-F57E76D0C9C3 | Labor | 11/02/2017 | 11/02/2017 | Josh Harris
|  | SKYTRON | AURORA LED 5 | LAMP, SURGICAL, CEILING | 2016-01-1540 | OR - KELEMEN 3 | Kelemen |  |  | 09/12/2016 |  | 9/12/31 |  |  | NO | YES |  |  |  |  | SKYTRON 10505432 2016-01-1540 |  |  | Active |  | 99:99:99:99:99:99 |  | Equipment | PAAR:00-PVAR | 10/31/2019 |  | COOPER UNIVERSITY HOSPITAL |  |  | KELEMEN OR RM 11 |  | DOMINIC VENDETTA
|  | SKYTRON | AURORA LED 5 | LAMP, SURGICAL, CEILING | 2016-01-1578 | OR - KELEMEN 3 | Kelemen |  |  | 09/12/2016 |  | 9/12/31 |  |  | NO | YES |  |  |  |  | SKYTRON 10505383 2016-01-1578 |  |  | Active |  | 99:99:99:99:99:99 |  | Equipment | PAAR:00-PVAR | 10/31/2019 |  | COOPER UNIVERSITY HOSPITAL |  |  | KELEMEN OR RM 10 |  | DOMINIC VENDETTA
|  | SKYTRON | AURORA LED 5 | LAMP, SURGICAL, CEILING | 2016-04-1993 | OR - KELEMEN 3 | Kelemen |  |  | 09/12/2016 |  | 9/12/31 |  |  | NO | YES |  |  |  |  | SKYTRON 10505384 2016-04-1993 |  |  | Active |  | 99:99:99:99:99:99 |  | Equipment | PAAR:00-PVAR | 10/31/2019 |  | COOPER UNIVERSITY HOSPITAL |  |  | KELEMEN OR RM 10 |  | DOMINIC VENDETTA
|  | SKYTRON | AURORA LED 5 | LAMP, SURGICAL, CEILING | 2016-04-1989 | OR - KELEMEN 3 | Kelemen |  |  | 09/12/2016 |  | 9/12/31 |  |  | NO | YES |  |  |  |  | SKYTRON 10505371 2016-04-1989 |  |  | Active |  | 99:99:99:99:99:99 |  | Equipment | PAAR:00-PVAR | 10/31/2019 |  | COOPER UNIVERSITY HOSPITAL |  |  | KELEMAN OR RM 9 |  | DOMINIC VENDETTA
|  | SKYTRON | AURORA LED 5 | LAMP, SURGICAL, CEILING | 2016-01-1577 | OR - KELEMEN 3 | Kelemen |  |  | 09/12/2016 |  | 9/12/31 |  |  | NO | YES |  |  |  |  | SKYTRON 10505370 2016-01-1577 |  |  | Active |  | 99:99:99:99:99:99 |  | Equipment | PAAR:00-PVAR | 10/31/2019 |  | COOPER UNIVERSITY HOSPITAL |  |  | KELEMAN OR RM 9 |  | DOMINIC VENDETTA
|  | SKYTRON | AURORA LED 5 | LAMP, SURGICAL, CEILING |  |  | Kelemen | [7 empty] | NO | YES
|  | SKYTRON | AURORA LED 5 | LAMP, SURGICAL, CEILING |  | OPERATING ROOM - PAVILION | Pavilion |  |  | 06/28/2015 |  | 6/28/30 |  |  | NO | YES |  |  |  |  | SKYTRON 10368961 08050861 |  |  | Active |  | 99:99:99:99:99:99 |  | Equipment | PAAR:00-PVAR | 11/02/2019 |  | COOPER UNIVERSITY HOSPITAL |  |  | OR P11 |  | DOMINIC VENDETTA
|  | SKYTRON | AURORA LED 5 | LAMP, SURGICAL, CEILING |  | OPERATING ROOM - PAVILION | Pavilion |  |  | 12/02/2008 |  | 12/2/23 |  |  | NO | YES |  |  |  |  | SKYTRON 10367335 08010138 |  |  | Active |  | 99:99:99:99:99:99 |  | Equipment | PAAR:00-PVAR | 11/02/2019 |  | COOPER UNIVERSITY HOSPITAL |  |  | P8 | WOT00000001265151 | DOMINIC VENDETTA | Repair | Closed | Salvatore Bombara | 08/02/2018 | 10/03/2018 | LED POD Out | Acknowledged. confirmed error. replaced pod. tested and passed full functional check. Part from existing stock | EXP1041463 | Labor | 08/02/2018 | 08/02/2018 | Salvatore Bombara
|  | SKYTRON | AURORA LED 5 | LAMP, SURGICAL, CEILING |  | OPERATING ROOM - PAVILION | Pavilion |  |  | 12/02/2008 |  | 12/2/23 |  |  | NO | YES |  |  |  |  | SKYTRON 10367334 08050778 |  |  | Active |  | 99:99:99:99:99:99 |  | Equipment | PAAR:00-PVAR | 11/01/2019 |  | COOPER UNIVERSITY HOSPITAL |  |  | PO8 | 0011324506 | DOMINIC VENDETTA | Repair | Closed | Salvatore Bombara | 03/08/2017 | 03/08/2017 | OR LIGHT - LED POD OUT | 3/8/2017 11:19:41 AM SXBOMBARA (SXBOMBARA 3/8/2017 12:00 AM) REPLACED LED POD. TESTED AND PASSED FULL FUNCTIONAL CHECK. PART FROM STOCK. | 7A4A6A7A-93D1-46C0-80DB-FE4C0A6115E0 | Labor | 03/08/2017 | 03/08/2017 | Salvatore Bombara
|  | SKYTRON | AURORA LED 5 | LAMP, SURGICAL, CEILING |  | OPERATING ROOM - PAVILION | Pavilion |  |  | 12/02/2008 |  | 12/2/23 |  |  | NO | YES |  |  |  |  | SKYTRON 10367333 07100107 |  |  | Active |  | 99:99:99:99:99:99 |  | Equipment | PAAR:00-PVAR | 11/02/2019 |  | COOPER UNIVERSITY HOSPITAL |  |  | ROOM P8 | 0011032213 | DOMINIC VENDETTA | Repair | Closed | Salvatore Bombara | 01/06/2017 | 02/23/2017 | SURGICAL LIGHT - LED POD OUT - TMX | 1/6/2017 11:05:25 AM SXBOMBARA (SXBOMBARA 1/6/2017 12:00 AM) CONFIRMED 2 LED POD ARE OUT. ORDERED REPLACEMENT LED PODS. 1/16/2017 11:27:16 AM SXBOMBARA (SXBOMBARA 1/16/2017 12:00 AM) PART IS ON BACKORDER FROM SKYTRON TILL FEB 02. 2/1/2017 11:12:42 AM SXBOMBARA (SXBOMBARA 2/1/2017 12:00 AM) NO UPDATE AT THIS TIME 2/23/2017 2:02:44 PM SXBOMBARA (SXBOMBARA 2/23/2017 12:00 AM) RECEIVED LED PODS. PARTS WILL BE REPLACED. | 5E90D058-DCAE-4AB4-9B27-C85577CBD2EB | Labor | 01/06/2017 | 01/06/2017 | Salvatore Bombara
|  | SKYTRON | AURORA LED 5 | LAMP, SURGICAL, CEILING |  | OPERATING ROOM - PAVILION | Kelemen |  |  | 06/05/2015 |  | 6/5/30 |  |  | NO | YES |  |  |  |  | SKYTRON 10366656 10062227 |  |  | Active |  | 99:99:99:99:99:99 |  | Equipment | PAAR:00-PVAR | 11/02/2019 |  | COOPER UNIVERSITY HOSPITAL |  |  | OPERATING ROOM K3 | 0012262684 | DOMINIC VENDETTA | Repair | Closed | Michael Youch | 10/04/2017 | 10/04/2017 | LIGHT - WATER COMING OUT OF JOINT - OR K3 | 10/4/2017 9:06:07 AM MDYOUCH (MDYOUCH 10/4/2017 6:45 AM) MADE SURE THAT SEAN NOTIFIED MAINTENANCE IN CASE THERE WAS AN EVENT ON THE FLOOR ABOVE THAT NEEDED CORRECTED. FORWARDED THE CALL TO SAL WHO WOULD BE GETTING THERE FIRST. 10/4/2017 9:07:49 AM MDYOUCH (SXBOMBARA 10/4/2017 8:00 AM) FOUND THAT SOMEONE HAD SPRAYED TOO MUCH CLEANING SOLUTION INTO FIXTURE AND IT WAS STILL DRIPPING. CLEANED UP EXCESS, VERIFIED AND RTS. 10/4/2017 9:08:36 AM MDYOUCH let them know not to soak down the lights when cleaning. 10/4/2017 9:44:12 AM SXBOMBARA (SXBOMBARA 10/4/2017 12:00 AM) ALSO DETERMINED THAT THE CENTER CAP WAS TAPED ON. REMOVED TAPE. SECURED CENTER CAP. | CC568059-D329-4B0A-820A-F13F00D3F6DB | Labor | 10/04/2017 | 10/04/2017 | Michael Youch
|  | SKYTRON | AURORA LED 5 | LAMP, SURGICAL, CEILING |  | TRAUMA ADMIT | Kelemen |  |  | 12/01/2008 |  | 12/1/23 |  |  | NO | YES |  |  |  |  | SKYTRON 10365472 08050874 |  |  | Active |  | 99:99:99:99:99:99 |  | Equipment | PAAR:00-PVAR | 11/02/2019 |  | COOPER UNIVERSITY HOSPITAL |  |  | TRAUMA ADMIT | WOT00000000536886 | Diane Floyd | Disposition | Closed | Richard Jolly | 02/09/2018 | 05/23/2019 | Bulk Disposition CNL | Notification sent to technician and manager that this CEID has been marked as Could Not Locate (CNL). 33% SLA Warning: Notification sent to technician and manager that this CEID has been marked as Could Not Locate (CNL) for 30 days. 66% SLA Warning: Notification sent to technician and manager that this CEID has been marked as Could Not Locate (CNL) for 60 days. 99% SLA Warning: Notification sent to technician and manager that this CEID has been marked as Could Not Locate (CNL) for 90 days.
|  | SKYTRON | AURORA LED 5 | LAMP, SURGICAL, CEILING |  | TRAUMA ADMIT | Kelemen |  |  | 12/01/2008 |  | 12/1/23 |  |  | NO | YES |  |  |  |  | SKYTRON 10365467 08050865 |  |  | Active |  | 99:99:99:99:99:99 |  | Equipment | PAAR:00-PVAR | 11/02/2019 |  | COOPER UNIVERSITY HOSPITAL |  |  | TRAUMA ADMIT | WOT00000000536885 | Diane Floyd | Disposition | Closed | Richard Jolly | 02/09/2018 | 05/23/2019 | Bulk Disposition CNL | Notification sent to technician and manager that this CEID has been marked as Could Not Locate (CNL). 33% SLA Warning: Notification sent to technician and manager that this CEID has been marked as Could Not Locate (CNL) for 30 days. 66% SLA Warning: Notification sent to technician and manager that this CEID has been marked as Could Not Locate (CNL) for 60 days. 99% SLA Warning: Notification sent to technician and manager that this CEID has been marked as Could Not Locate (CNL) for 90 days.
|  | SKYTRON | AURORA LED 5 | LAMP, SURGICAL, CEILING |  | TRAUMA ADMIT | Kelemen |  |  | 12/01/2008 |  | 12/1/23 |  |  | NO | YES |  |  |  |  | SKYTRON 10365450 08050863 |  |  | Active |  | 99:99:99:99:99:99 |  | Equipment | PAAR:00-PVAR | 11/01/2019 |  | COOPER UNIVERSITY HOSPITAL |  |  | TRAUMA ADMIT | WOT00000000536884 | Diane Floyd | Disposition | Closed | Richard Jolly | 02/09/2018 | 05/22/2019 | Bulk Disposition CNL | Notification sent to technician and manager that this CEID has been marked as Could Not Locate (CNL). 33% SLA Warning: Notification sent to technician and manager that this CEID has been marked as Could Not Locate (CNL) for 30 days. 66% SLA Warning: Notification sent to technician and manager that this CEID has been marked as Could Not Locate (CNL) for 60 days. 99% SLA Warning: Notification sent to technician and manager that this CEID has been marked as Could Not Locate (CNL) for 90 days.
|  | SKYTRON | AURORA LED 5 | LAMP, SURGICAL, CEILING |  | TRAUMA ADMIT | Kelemen |  |  | 12/01/2008 |  | 12/1/23 |  |  | NO | YES |  |  |  |  | SKYTRON 10365449 08050870 |  |  | Active |  | 99:99:99:99:99:99 |  | Equipment | PAAR:00-PVAR | 11/02/2019 |  | COOPER UNIVERSITY HOSPITAL |  |  | TRAUMA ADMIT | WOT00000000536883 | Diane Floyd | Disposition | Closed | Richard Jolly | 02/09/2018 | 05/22/2019 | Bulk Disposition CNL | Notification sent to technician and manager that this CEID has been marked as Could Not Locate (CNL). 33% SLA Warning: Notification sent to technician and manager that this CEID has been marked as Could Not Locate (CNL) for 30 days. 66% SLA Warning: Notification sent to technician and manager that this CEID has been marked as Could Not Locate (CNL) for 60 days. 99% SLA Warning: Notification sent to technician and manager that this CEID has been marked as Could Not Locate (CNL) for 90 days.
|  | SKYTRON | AURORA LED 5 | LAMP, SURGICAL, CEILING |  | TRAUMA ADMIT | Kelemen |  |  | 12/01/2008 |  | 12/1/23 |  |  | NO | YES |  |  |  |  | SKYTRON 10365447 08050838 |  |  | Active |  | 99:99:99:99:99:99 |  | Equipment | PAAR:00-PVAR | 11/02/2019 |  | COOPER UNIVERSITY HOSPITAL |  |  | ED TRUMA ROOMS | WOT00000000536881 | Diane Floyd | Disposition | Closed | Richard Jolly | 02/09/2018 | 05/22/2019 | Bulk Disposition CNL | Notification sent to technician and manager that this CEID has been marked as Could Not Locate (CNL). 33% SLA Warning: Notification sent to technician and manager that this CEID has been marked as Could Not Locate (CNL) for 30 days. 66% SLA Warning: Notification sent to technician and manager that this CEID has been marked as Could Not Locate (CNL) for 60 days. 99% SLA Warning: Notification sent to technician and manager that this CEID has been marked as Could Not Locate (CNL) for 90 days.
|  | SKYTRON | AURORA LED 5 | LAMP, SURGICAL, CEILING |  | TRAUMA ADMIT | Kelemen |  |  | 12/01/2008 |  | 12/1/23 |  |  | NO | YES |  |  |  |  | SKYTRON 10365448 08050777 |  |  | Active |  | 99:99:99:99:99:99 |  | Equipment | PAAR:00-PVAR | 11/02/2019 |  | COOPER UNIVERSITY HOSPITAL |  |  | TRAUMA ADMIT | WOT00000000536882 | Diane Floyd | Disposition | Closed | Richard Jolly | 02/09/2018 | 05/22/2019 | Bulk Disposition CNL | Notification sent to technician and manager that this CEID has been marked as Could Not Locate (CNL). 33% SLA Warning: Notification sent to technician and manager that this CEID has been marked as Could Not Locate (CNL) for 30 days. 66% SLA Warning: Notification sent to technician and manager that this CEID has been marked as Could Not Locate (CNL) for 60 days. 99% SLA Warning: Notification sent to technician and manager that this CEID has been marked as Could Not Locate (CNL) for 90 days.
|  | SKYTRON | AURORA LED 5 | LAMP, SURGICAL, CEILING | 2015-09-1118 | OR - KELEMEN 3 | Kelemen |  |  | 10/31/2019 |  | 10/31/34 |  |  | NO | YES |  |  |  |  | SKYTRON 30146320 2015-09-1118 |  |  | Active |  | 99:99:99:99:99:99 |  | Equipment | PAAR:00-PVAR | 10/31/2019 | 10/31/2019 | COOPER UNIVERSITY HOSPITAL |  |  | OPERATING ROOM K8 |  | DOMINIC VENDETTA |  |  |  | 10/31/2019 | 10/31/2019 |  |  |  |  | 10/31/2019 | 10/31/2019
|  | SKYTRON | AURORA LED 5 | LAMP, SURGICAL, CEILING | 2016-01-1639 | OR - KELEMEN 3 | Kelemen |  |  | 10/31/2019 |  | 10/31/34 |  |  | NO | YES |  |  |  |  | SKYTRON 30146319 2016-01-1639 |  |  | Active |  | 99:99:99:99:99:99 |  | Equipment | PAAR:00-PVAR | 10/31/2019 | 10/31/2019 | COOPER UNIVERSITY HOSPITAL |  |  | OPERATING ROOM K8 |  | DOMINIC VENDETTA |  |  |  | 10/31/2019 | 10/31/2019 |  |  |  |  | 10/31/2019 | 10/31/2019
|  | SKYTRON | AURORA LED 5 | LAMP, SURGICAL, CEILING |  | OPERATING ROOM - PAVILION | Pavilion |  |  | 02/04/2009 |  | 2/4/24 |  |  | NO | YES |  |  |  |  | SKYTRON 10346622 08050779 |  |  | Active |  | 99:99:99:99:99:99 |  | Equipment | PAAR:00-PVAR | 11/02/2019 |  | COOPER UNIVERSITY HOSPITAL |  |  | OR P07 |  | DOMINIC VENDETTA
|  | SKYTRON | AURORA LED 7 | LAMP, SURGICAL, CEILING |  | OPERATING ROOM - PAVILION | Pavilion |  |  | 11/02/2019 |  | 11/2/34 |  |  | NO | YES |  |  |  |  | SKYTRON 11239446 08010136 |  |  | Active |  | 99:99:99:99:99:99 |  | Equipment | PAAR:00-PVAR | 11/02/2019 | 11/02/2019 | COOPER UNIVERSITY HOSPITAL |  |  | OR 3 |  | DOMINIC VENDETTA |  |  |  | 11/02/2019 | 11/02/2019 |  |  |  |  | 11/02/2019 | 11/02/2019
|  | SKYTRON | AURORA LED 7 | LAMP, SURGICAL, CEILING |  |  | Pavilion | [7 empty] | NO | YES
|  | SKYTRON | AURORA LED 7 | LAMP, SURGICAL, CEILING |  | OPERATING ROOM - PAVILION | Pavilion |  |  | 06/28/2015 |  | 6/28/30 |  |  | NO | YES |  |  |  |  | SKYTRON 10368959 07100108 |  |  | Active |  | 99:99:99:99:99:99 |  | Equipment | PAAR:00-PVAR | 11/02/2019 |  | COOPER UNIVERSITY HOSPITAL |  |  | OR P11 |  | DOMINIC VENDETTA
|  | SKYTRON | AURORA LED 7 | LAMP, SURGICAL, CEILING |  | OPERATING ROOM - PAVILION | Pavilion |  |  | 06/28/2015 |  | 6/28/30 |  |  | NO | YES |  |  |  |  | SKYTRON 10368957 08040238 |  |  | Active |  | 99:99:99:99:99:99 |  | Equipment | PAAR:00-PVAR | 11/02/2019 |  | COOPER UNIVERSITY HOSPITAL |  |  | OR P11 |  | DOMINIC VENDETTA
|  | SKYTRON | AURORA LED 7 | LAMP, SURGICAL, CEILING |  | OPERATING ROOM - PAVILION | Pavilion |  |  | 12/02/2008 |  | 12/2/23 |  |  | NO | YES |  |  |  |  | SKYTRON 10368335 08050781 |  |  | Active |  | 99:99:99:99:99:99 |  | Equipment | PAAR:00-PVAR | 11/02/2019 |  | COOPER UNIVERSITY HOSPITAL |  |  | P10 |  | DOMINIC VENDETTA
|  | SKYTRON | AURORA LED 7 | LAMP, SURGICAL, CEILING |  | OPERATING ROOM - PAVILION | Pavilion |  |  | 12/02/2008 |  | 12/2/23 |  |  | NO | YES |  |  |  |  | SKYTRON 10368337 08010135 |  |  | Active |  | 99:99:99:99:99:99 |  | Equipment | PAAR:00-PVAR | 11/01/2019 |  | COOPER UNIVERSITY HOSPITAL |  |  | P10 | 0012018301 | DOMINIC VENDETTA | Repair | Closed | Salvatore Bombara | 08/08/2017 | 08/09/2017 | SURGICAL LIGHT - TWO BULBS ARE OUT - P10 OR | 8/9/2017 8:17:00 AM SXBOMBARA (SXBOMBARA 8/9/2017 12:00 AM) REPLACED POD. TESTED AND PASSED FULL FUNCTIONAL CHECK. RETURNED UNIT TO SERVICE Part from stock | E131AF73-1853-4288-9EE4-D713B204DAA2 | Labor | 08/09/2017 | 08/09/2017 | Salvatore Bombara
|  | SKYTRON | AURORA LED 7 | LAMP, SURGICAL, CEILING |  | OPERATING ROOM - PAVILION | Pavilion |  |  | 12/02/2008 |  | 12/2/23 |  |  | NO | YES |  |  |  |  | SKYTRON 10368334 07090091 |  |  | Active |  | 99:99:99:99:99:99 |  | Equipment | PAAR:00-PVAR | 11/02/2019 |  | COOPER UNIVERSITY HOSPITAL |  |  | P10 |  | DOMINIC VENDETTA
|  | SKYTRON | AURORA LED 7 | LAMP, SURGICAL, CEILING |  | OPERATING ROOM - PAVILION | Pavilion |  |  | 02/04/2009 |  | 2/4/24 |  |  | NO | YES |  |  |  |  | SKYTRON 10368273 08050780 |  |  | Active |  | 99:99:99:99:99:99 |  | Equipment | PAAR:00-PVAR | 11/01/2019 |  | COOPER UNIVERSITY HOSPITAL |  |  | OR 3 | 0012009386 | DOMINIC VENDETTA | Repair | Closed | Salvatore Bombara | 08/07/2017 | 08/09/2017 | OVERHEAD LIGHT - BULB OUT - OR PAVILION 3 | 8/7/2017 8:46:47 AM SXBOMBARA (SXBOMBARA 8/7/2017 12:00 AM) CONFIRMED LED POD IS OUT. SCHEDULED REPAIR FOR TUESDAY MORNING. ALSO DETERMINE THAT BOOM IS MISSING NITROGEN KNOB. REPLACED MISSING PART. 8/9/2017 8:24:06 AM SXBOMBARA (SXBOMBARA 8/9/2017 12:00 AM) REPLACED POD. TESTED AND PASSED FULL FUNCTIONAL CHECK. RETURNED UNIT TO SERVICE. part from stock | D109D85F-4637-491B-9FE3-00FE33DFF37D | Labor | 08/09/2017 | 08/09/2017 | Salvatore Bombara
|  | SKYTRON | AURORA LED 7 | LAMP, SURGICAL, CEILING |  | OPERATING ROOM - PAVILION | Pavilion |  |  | 02/04/2009 |  | 2/4/24 |  |  | NO | YES |  |  |  |  | SKYTRON 10368272 07100109 |  |  | Active |  | 99:99:99:99:99:99 |  | Equipment | PAAR:00-PVAR | 11/02/2019 |  | COOPER UNIVERSITY HOSPITAL |  |  | OR 3 | WOT00000002416520 | DOMINIC VENDETTA | Repair | Closed | Salvatore Bombara | 03/29/2019 | 04/01/2019 | overhead light - drifts, does not stay | confirm. tightened loose tension screws on boom | EXP2612153 | Labor | 03/29/2019 | 03/29/2019 | Tom Burhart
|  | SKYTRON | AURORA LED 7 | LAMP, SURGICAL, CEILING |  | OPERATING ROOM - PAVILION | Kelemen |  |  | 02/04/2009 |  | 2/4/24 |  |  | NO | YES |  |  |  |  | SKYTRON 10367295 08050864 |  |  | Active |  | 99:99:99:99:99:99 |  | Equipment | PAAR:00-PVAR | 11/02/2019 |  | COOPER UNIVERSITY HOSPITAL |  |  | ROOM 2 |  | DOMINIC VENDETTA
|  | SKYTRON | AURORA LED 7 | LAMP, SURGICAL, CEILING |  | OPERATING ROOM - PAVILION | Kelemen |  |  | 02/04/2009 |  | 2/4/24 |  |  | NO | YES |  |  |  |  | SKYTRON 10367296 08040241 |  |  | Active |  | 99:99:99:99:99:99 |  | Equipment | PAAR:00-PVAR | 11/02/2019 |  | COOPER UNIVERSITY HOSPITAL |  |  | ROOM 2 |  | DOMINIC VENDETTA
|  | SKYTRON | AURORA LED 7 | LAMP, SURGICAL, CEILING |  | OPERATING ROOM - PAVILION | Kelemen |  |  | 02/04/2009 |  | 2/4/24 |  |  | NO | YES |  |  |  |  | SKYTRON 10367294 07100111 |  |  | Active |  | 99:99:99:99:99:99 |  | Equipment | PAAR:00-PVAR | 11/02/2019 |  | COOPER UNIVERSITY HOSPITAL |  |  | ROOM 2 | WOT00000002889222 | DOMINIC VENDETTA | Repair | Closed | Salvatore Bombara | 06/12/2019 | 06/25/2019 | light is out | confirm. replaced 2 LED pods. Parts from existing stock. | EXP3234725 | Labor | 06/18/2019 | 06/18/2019 | Salvatore Bombara
|  | SKYTRON | AURORA LED 7 | LAMP, SURGICAL, CEILING |  | OR - KELEMEN 3 | Kelemen |  |  | 01/01/1900 |  |  |  |  | NO | YES |  |  |  |  | SKYTRON 10366670 10030563 |  |  | Active |  | 99:99:99:99:99:99 |  | Equipment | PAAR:00-PVAR | 11/02/2019 |  | COOPER UNIVERSITY HOSPITAL |  |  | OPERATING ROOM K2 |  | DOMINIC VENDETTA
|  | SKYTRON | AURORA LED 7 | LAMP, SURGICAL, CEILING |  | OPERATING ROOM - PAVILION | Kelemen |  |  | 01/01/1900 |  |  |  |  | NO | YES |  |  |  |  | SKYTRON 10366662 10030564 |  |  | Active |  | 99:99:99:99:99:99 |  | Equipment | PAAR:00-PVAR | 11/02/2019 |  | COOPER UNIVERSITY HOSPITAL |  |  | OPERATING ROOM K3 | 0011518447 | DOMINIC VENDETTA | Repair | Closed | Salvatore Bombara | 04/27/2017 | 04/27/2017 | SURGICAL LIGHT - DRIFTING - TMX | 4/27/2017 1:50:54 PM SXBOMBARA (SXBOMBARA 4/27/2017 12:00 AM) CONFIRMED ERROR. ADJUSTED DRIFTING BOOM. RETURNED UNIT TO SERVICE. | 5C66817B-FB16-4AE3-B086-380D90D01DE8 | Labor | 04/27/2017 | 04/27/2017 | Salvatore Bombara
|  | SKYTRON | AURORA LED 7 | LAMP, SURGICAL, CEILING |  | OPERATING ROOM - PAVILION | Pavilion |  |  | 02/13/2009 |  | 2/13/24 |  |  | NO | YES |  |  |  |  | SKYTRON 10355482 08010137 |  |  | Active |  | 99:99:99:99:99:99 |  | Equipment | PAAR:00-PVAR | 11/01/2019 |  | COOPER UNIVERSITY HOSPITAL |  |  | OR 6 |  | DOMINIC VENDETTA
|  | SKYTRON | AURORA LED 7 | LAMP, SURGICAL, CEILING |  | OPERATING ROOM - PAVILION | Pavilion |  |  | 02/13/2009 |  | 2/13/24 |  |  | NO | YES |  |  |  |  | SKYTRON 10355483 08050845 |  |  | Active |  | 99:99:99:99:99:99 |  | Equipment | PAAR:00-PVAR | 11/01/2019 |  | COOPER UNIVERSITY HOSPITAL |  |  | OR 6 | WOT00000001180357 | DOMINIC VENDETTA | Repair | Closed | Salvatore Bombara | 07/19/2018 | 11/06/2018 | LED Pod is out | Acknowledged. Confirmed error. 2 LED pods are not illuminating. Ordered replacement PODS Set. Received part. installed tested and passed full functional check. returned unit to service. | EXP0974275 | Labor | 07/23/2018 | 07/23/2018 | Salvatore Bombara
|  | SKYTRON | AURORA LED 7 | LAMP, SURGICAL, CEILING |  | OPERATING ROOM - PAVILION | Pavilion |  |  | 02/13/2009 |  | 2/13/24 |  |  | NO | YES |  |  |  |  | SKYTRON 10355481 07100110 |  |  | Active |  | 99:99:99:99:99:99 |  | Equipment | PAAR:00-PVAR | 11/02/2019 |  | COOPER UNIVERSITY HOSPITAL |  |  | OR 6 | 0011322739 | DOMINIC VENDETTA | Repair | Closed | Salvatore Bombara | 03/07/2017 | 05/18/2017 | LIGHT - CAMERA DOESN'T ROTATE - TMX | 3/8/2017 10:17:56 AM SXBOMBARA (SXBOMBARA 3/7/2017 12:00 AM) WORKED WITH CHRIS WOLF. CONFIRMED THIS ERROR. I OPENED UP THIS LIGHT, CONFIRMED ALL CONNECTION ARE SECURE. I CONFIRMED ROTATION MOTOR IS FUNCTIONING. SPOKE WITH TECH SUPPORT. DETERMINED THAT A CONNECTION PIN IS BROKEN. OBTAINED PART #. TECH SUPPORT STATED THAT THIS IS SLATED AS A DIFFICULT REPAIR AND COULD TAKE UP TO 5 HRS. I HAVE NEVER REPLACED THIS PART. SPOKE WITH CHRIS. WE BOTH CONFIRMED THAT HE CANNOT CLOSE THE ROOM FOR THAT MANY HOURS DURING NORMAL BUSINESS HOURS. AND THERE IS NO OVERTIME AVAILABLE. I SUGGESTED TO HAVE SKYTRON PERFORM THE REPAIR AFTER HOURS OR THE WEEKEND. HE AGREED. CHRIS WILL CONTACT JOE DRUCTOR FOR CONFORMATION. SEE THE FOLLOWING EMAIL EXCHANGE. TO:JOE JOE, THE IN LIGHT CAMERA IN P6 IS BROKEN, AND NEEDS A REPLACEMENT PIECE. I HAD A CONVERSATION WITH SAL, AND THE REPLACEMENT PARTS ARE 1700 DOLLARS. THE INSTALLATION HOWEVER, IF SAL TAKES CARE OF THE WORK, WILL BE A THREE HOUR JOB, AND WOULD HAVE TO BE DURING NORMAL WORK HOURS. THAT WOULD REQUIRE CLOSING THE ROOM DOWN. THE OTHER OPTION WOULD BE TO CONTACT PRECISION, A REPAIR COMPANY FOR SKYTRON, AND HAVE THEM DO THE WORK OFF HOURS. THAT WILL COST EXTRA MONEY. HOW DO YOU WANT TO HANDLE? FROM JOE: PLEASE CHARGE 662 AND DO AFTER HOURS. (SXBOMBARA 3/8/2017 12:00 AM) CONFIRMED PART # AND PRICE. ORDERED REPLACEMENT PART. I WILL CALL IN SKYTRON WHEN THIS PART ARRIVES. 3/15/2017 2:26:31 PM SXBOMBARA (SXBOMBARA 3/15/2017 12:00 AM) RECEIVED PART. SET UP SERVICE/DISPATCH WITH NORTHEAST MED. DISPATCH # 4626 PO# OF LABOR TMB662031517 3/22/2017 2:31:46 PM SXBOMBARA (SXBOMBARA 3/22/2017 12:00 AM) THIS SERVICE CALL HAS BEEN RESCHEDULE TO 3-26-17. ROOM WAS NOT AVAILABLE PRIOR TO. 3/27/2017 11:32:07 AM SXBOMBARA (SXBOMBARA 3/27/2017 12:00 AM) SPOKE WITH TECH MIKE. HE ATTEMPTED TO INSTALL THIS PART ON SUNDAY, 3-26-17. HE DETERMINED THAT THIS PART WAS DEFECTIVE. CONTACTED SKYTRON TO EXCHANGE PART. RMA# 44741 4/6/2017 7:58:12 AM SXBOMBARA (SXBOMBARA 4/6/2017 12:00 AM) RECEIVED THIS MESSASGE FROM SKYTRON: HI SAL, I CAN CONFIRM THAT WE?VE RECEIVED THE PRODUCT BACK AND IT IS MAKING ITS WAY THROUGH THE SYSTEM. IT SHOULD BE COMPLETED IN THE NEXT DAY OR SO. THANK YOU JOHN TERMEER QUALITY SUPERVISOR O: (616) 656-2994 E: JTERMEER@SKYTRON.US W: SKYTRON.US 4/20/2017 10:30:55 AM SXBOMBARA (SXBOMBARA 4/20/2017 12:00 AM) CONTACTED SKYTRON. NO UPDATE ON THIS PART. STILL UNAVAILABLE 5/10/2017 11:34:35 AM SXBOMBARA (SXBOMBARA 4/30/2017 12:00 AM) RECEIVED REPLACEMENT PART. REPAIR WAS ATTEMPTED AGAIN AND AGAIN IT DID NOT WORK. SPOKE WITH MIKE. HE IS GOING TO FOLLOW UP WITH SKYTRON. 5/10/2017 11:36:22 AM SXBOMBARA (SXBOMBARA 5/3/2017 12:00 AM) SPOKE WIT MIKE. HE CONSULTED SKYTRON. THEY HAVE A PLAN TO COMPLETE THIS REPAIR. MORE PARTS HAVE BEEN ORDERED. AWAITING MIKE TO CALL ME WHEN HE RECEIVES PARTS TO SET UP REPAIR AGAIN. 5/18/2017 1:46:29 PM SXBOMBARA (SXBOMBARA 5/16/2017 12:00 AM) REPAIR HAS BEEN COMPLETED. VERIFIED UNIT IS WORKING. SEE ATTACHMENT | 2E319045-C41E-4596-80F6-0BD50BCACFB6 | Labor | 03/22/2017 | 03/22/2017 | Salvatore Bombara
|  | SKYTRON | AURORA LED 7 | LAMP, SURGICAL, CEILING |  | OPERATING ROOM - PAVILION | Pavilion |  |  | 02/04/2009 |  | 2/4/24 |  |  | NO | YES |  |  |  |  | SKYTRON 10346620 07090090 |  |  | Active |  | 99:99:99:99:99:99 |  | Equipment | PAAR:00-PVAR | 11/02/2019 |  | COOPER UNIVERSITY HOSPITAL |  |  | OR P07 |  | DOMINIC VENDETTA
|  | SKYTRON | AURORA LED 7 | LAMP, SURGICAL, CEILING |  | OPERATING ROOM - PAVILION | Pavilion |  |  | 02/04/2009 |  | 2/4/24 |  |  | NO | YES |  |  |  |  | SKYTRON 10346619 08010141 |  |  | Active |  | 99:99:99:99:99:99 |  | Equipment | PAAR:00-PVAR | 11/01/2019 |  | COOPER UNIVERSITY HOSPITAL |  |  | OR P07 |  | DOMINIC VENDETTA
|  | SKYTRON | AURORA LED 7 | LAMP, SURGICAL, CEILING |  | OPERATING ROOM - PAVILION | Pavilion |  |  | 12/02/2008 |  | 12/2/23 |  |  | NO | YES |  |  |  |  | SKYTRON 10346280 08010140 |  |  | Active |  | 99:99:99:99:99:99 |  | Equipment | PAAR:00-PVAR | 11/02/2019 |  | COOPER UNIVERSITY HOSPITAL |  |  | OR 9 |  | DOMINIC VENDETTA
|  | SKYTRON | AURORA LED 7 | LAMP, SURGICAL, CEILING |  | OPERATING ROOM - PAVILION | Pavilion |  |  | 12/02/2008 |  | 12/2/23 |  |  | NO | YES |  |  |  |  | SKYTRON 10346279 07110122 |  |  | Active |  | 99:99:99:99:99:99 |  | Equipment | PAAR:00-PVAR | 11/02/2019 |  | COOPER UNIVERSITY HOSPITAL |  |  | OR 9 |  | DOMINIC VENDETTA
|  | SKYTRON | IN19 | LAMP, SURGICAL, CEILING |  | SHORT PROCEDURE UNIT | Kelemen |  |  | 06/05/2015 |  | 6/5/30 |  |  | NO | YES |  |  |  |  | SKYTRON 10367443 960004 |  |  | Active |  | 99:99:99:99:99:99 |  | Equipment | PAAR:00-PVAR | 11/02/2019 |  | COOPER UNIVERSITY HOSPITAL |  |  | SPU/5N TREATMENT RM | WOT00000000520310 | Lisa Geoghegan | Disposition | Closed | Michael Youch | 02/08/2018 | 05/15/2019 | Bulk Disposition CNL
|  | SKYTRON | INFINITY SERIES | LAMP, SURGICAL, CEILING |  | EMERGENCY ROOM | Kelemen |  |  | 08/01/2008 |  | 8/1/23 |  |  | NO | YES |  |  |  |  | SKYTRON 10368958 08049331 |  |  | Active |  | 99:99:99:99:99:99 |  | Equipment | PAAR:00-PVAR | 10/31/2019 |  | COOPER UNIVERSITY HOSPITAL |  |  | EMERGENCY DEPARTMENT |  | KAREN GRUBER
|  | SKYTRON | INFINITY SERIES | LAMP, SURGICAL, CEILING | 06970342B | EMERGENCY ROOM | Kelemen |  |  | 01/01/1900 |  |  |  |  | NO | YES |  |  |  |  | SKYTRON 10368772 06970342B |  |  | Active |  | 99:99:99:99:99:99 |  | Equipment | PAAR:00-PVAR | 11/01/2019 |  | COOPER UNIVERSITY HOSPITAL |  |  | PEDS TRAUMA | WOT00000000505566 | KAREN GRUBER | Disposition | Closed | Richard Jolly | 02/08/2018 | 05/14/2019 | Bulk Disposition CNL
|  | SKYTRON | INFINITY SERIES | LAMP, SURGICAL, CEILING | 06970343B | EMERGENCY ROOM | Kelemen |  |  | 01/01/1900 |  |  |  |  | NO | YES |  |  |  |  | SKYTRON 10368770 06970343B |  |  | Active |  | 99:99:99:99:99:99 |  | Equipment | PAAR:00-PVAR | 11/02/2019 |  | COOPER UNIVERSITY HOSPITAL |  |  | PEDS TRAUMA | WOT00000000505567 | KAREN GRUBER | Disposition | Closed | Richard Jolly | 02/08/2018 | 05/14/2019 | Bulk Disposition CNL
|  | SKYTRON | INFINITY SERIES | LAMP, SURGICAL, CEILING | 06970344B | EMERGENCY ROOM | Kelemen |  |  | 01/01/1900 |  |  |  |  | NO | YES |  |  |  |  | SKYTRON 10368173 06970344B |  |  | Active |  | 99:99:99:99:99:99 |  | Equipment | PAAR:00-PVAR | 11/02/2019 |  | COOPER UNIVERSITY HOSPITAL |  |  | PEDS ER/RM 3 | 0012399435 | KAREN GRUBER | Repair | Closed | Michael Youch | 11/13/2017 | 11/22/2017 | SURGICAL LIGHTS - 5 BULBS ARE OUT - PED ER RM 3A | 11/14/2017 1:32:34 PM MDYOUCH (MDYOUCH 11/13/2017 3:00 PM) COULD NOT GET TO THE LIGHT WITH PATIENT OCCUPYING BED. 11/15/2017 11:42:35 AM MDYOUCH (MDYOUCH 11/15/2017 10:00 AM) CHANGED LAMPS FROM STOCK AND REORDERED | 8B6B742D-EE28-40FD-BB22-E26D6DFDAF3D | Parts | 01/01/1900 | 01/01/1900 | Michael Youch
|  | SKYTRON | INFINITY SERIES | LAMP, SURGICAL, CEILING | 06970341B | EMERGENCY ROOM | Kelemen |  |  | 01/01/1900 |  |  |  |  | NO | YES |  |  |  |  | SKYTRON 10368174 06970341B |  |  | Active |  | 99:99:99:99:99:99 |  | Equipment | PAAR:00-PVAR | 11/01/2019 |  | COOPER UNIVERSITY HOSPITAL |  |  | PEDS ER RM 3 | WOT00000000505565 | KAREN GRUBER | Disposition | Closed | Richard Jolly | 02/08/2018 | 05/16/2019 | Bulk Disposition CNL
|  | SKYTRON | INFINITY SERIES | LAMP, SURGICAL, CEILING |  | MARLTON-DERMATOLOGY | 10000 Sagemore Dr - Marlton |  |  | 01/01/1900 |  |  |  |  | NO | YES |  |  |  |  | SKYTRON 10366126 06931022 |  |  | Active |  | 99:99:99:99:99:99 |  | Equipment | PAAR:00-PVAR | 11/02/2019 |  | COOPER AMBULATORY OFF-SITES |  |  | Room 6 | 0011667726 | MICHELE CANALE | Repair | Closed | Kirk Lis | 05/26/2017 | 05/30/2017 | OR LIGHT - REPLACING HANDLES - MARLTON DERM RM 4 | 5/30/2017 9:03:27 AM KALIS (KALIS 5/26/2017 12:00 AM) ) REMOVED OLD HANDLE AND REPLACED WITH UPDATED UNIT. HANDLE SUPPLIED BY USER (KALIS 5/26/2017 12:00 AM) TRAVEL TIME | 704AD0CC-5F28-4D5F-8454-516A53965574 | Labor | 05/26/2017 | 05/26/2017 | Kirk Lis
|  | SKYTRON | INFINITY SERIES | LAMP, SURGICAL, CEILING |  | MARLTON-DERMATOLOGY | 10000 Sagamore Dr |  |  | 01/01/1900 |  |  |  |  | NO | YES |  |  |  |  | SKYTRON 10366118 07932034 |  |  | Active |  | 99:99:99:99:99:99 |  | Equipment | PAAR:00-PVAR | 11/02/2019 |  | COOPER AMBULATORY OFF-SITES |  |  | ROOM 5 | 0011667724 | MICHELE CANALE | Repair | Closed | Kirk Lis | 05/26/2017 | 05/30/2017 | OR LIGHT - REPLACING HANDLES - MARLTON DERM RM 3 | 5/30/2017 9:01:34 AM KALIS (KALIS 5/26/2017 12:00 AM) ) REMOVED OLD HANDLE AND REPLACED WITH UPDATED UNIT. HANDLE SUPPLIED BY USER | 7E74BB22-AD5F-470B-8293-17C309B70E63 | Labor | 05/26/2017 | 05/26/2017 | Kirk Lis
|  | SKYTRON | INFINITY SERIES | LAMP, SURGICAL, CEILING |  | MARLTON-DERMATOLOGY | 10000 Sagemore Dr - Marlton |  |  | 01/01/1900 |  |  |  |  | NO | YES |  |  |  |  | SKYTRON 10366115 07932033 |  |  | Active |  | 99:99:99:99:99:99 |  | Equipment | PAAR:00-PVAR | 11/02/2019 |  | COOPER AMBULATORY OFF-SITES |  |  | ROOM 4 | 0011667721 | MICHELE CANALE | Repair | Closed | Kirk Lis | 05/26/2017 | 05/30/2017 | OR LIGHT - REPLACING HANDLES - MARLTON DERM RM 2 | 5/30/2017 8:58:03 AM KALIS (KALIS 5/26/2017 12:00 AM) REMOVED OLD HANDLE AND REPLACED WITH UPDATED UNIT | 7B4757C7-3106-441A-92BE-463BA3D8928B | Labor | 05/26/2017 | 05/26/2017 | Kirk Lis
|  | SKYTRON | INFINITY SERIES | LAMP, SURGICAL, CEILING |  | MARLTON-DERMATOLOGY | 10000 Sagemore Dr - Marlton |  |  | 01/01/1900 |  |  |  |  | NO | YES |  |  |  |  | SKYTRON 10366110 07932037 |  |  | Active |  | 99:99:99:99:99:99 |  | Equipment | PAAR:00-PVAR | 10/31/2019 |  | COOPER AMBULATORY OFF-SITES |  |  | ROOM 3 |  | MICHELE CANALE
|  | SKYTRON | INFINITY SERIES | LAMP, SURGICAL, CEILING |  | EMERGENCY ROOM | Kelemen |  |  | 08/22/2008 |  | 8/22/23 |  |  | NO | YES |  |  |  |  | SKYTRON 10349347 08049330 |  |  | Active |  | 99:99:99:99:99:99 |  | Equipment | PAAR:00-PVAR | 10/31/2019 |  | COOPER UNIVERSITY HOSPITAL |  |  | EMERGENCY DEPARTMENT |  | KAREN GRUBER
|  | SKYTRON | INFINITY SERIES | LAMP, SURGICAL, CEILING |  | EMERGENCY ROOM | Kelemen |  |  | 08/22/2008 |  | 8/22/23 |  |  | NO | YES |  |  |  |  | SKYTRON 10349348 08049329 |  |  | Active |  | 99:99:99:99:99:99 |  | Equipment | PAAR:00-PVAR | 10/31/2019 |  | COOPER UNIVERSITY HOSPITAL |  |  | EMERGENCY DEPARTMENT |  | KAREN GRUBER
|  | SKYTRON | INFINITY SERIES | LAMP, SURGICAL, CEILING | D980230B | INTENSIVE CARE NURSERY | Dorrance |  |  | 01/01/1900 |  |  |  |  | NO | YES |  |  |  |  | SKYTRON 10348770 D980230B |  |  | Active |  | 99:99:99:99:99:99 |  | Equipment | PAAR:00-PVAR | 10/31/2019 |  | COOPER UNIVERSITY HOSPITAL |  |  |  |  | JOANNE FOX
|  | SKYTRON | KR56 | LAMP, SURGICAL, CEILING | Y5SU1986013612 | 3 COOPER - SURGERY DEPARTMENT | 3 Cooper |  |  | 10/31/2019 |  | 10/31/34 |  |  | NO | YES | Serial Number Y5SU1986013612 |  |  |  | SKYTRON 30126112 Y5SU1986013612 |  |  | Active |  | 99:99:99:99:99:99 |  | Equipment | PAAR:00-PVAR | 10/31/2019 | 10/31/2019 | COOPER AMBULATORY OFF-SITES |  |  | SUITE 403 - EXAM 14 |  | ANNE MAIER |  |  |  | 10/31/2019 | 10/31/2019 |  |  |  |  | 10/31/2019 | 10/31/2019
|  | SKYTRON | STELLAR ST23 | LAMP, SURGICAL, CEILING |  |  | Kelemen | [7 empty] | NO | YES
|  | SKYTRON | STELLAR ST23 | LAMP, SURGICAL, CEILING |  |  | Dorrance | [7 empty] | NO | YES
|  | SKYTRON | STELLAR ST23 | LAMP, SURGICAL, CEILING |  | OR - KELEMEN 3 | Kelemen |  |  | 01/01/1900 |  |  |  |  | NO | YES |  |  |  |  | SKYTRON 10369104 05014890 |  |  | Active |  | 99:99:99:99:99:99 |  | Equipment | PAAR:00-PVAR | 11/02/2019 |  | COOPER UNIVERSITY HOSPITAL |  |  | K7 |  | DOMINIC VENDETTA
|  | SKYTRON | STELLAR ST23 | LAMP, SURGICAL, CEILING |  | OR - KELEMEN 3 | Kelemen |  |  | 01/01/1900 |  |  |  |  | NO | YES |  |  |  |  | SKYTRON 10369103 00120114 |  |  | Active |  | 99:99:99:99:99:99 |  | Equipment | PAAR:00-PVAR | 11/02/2019 |  | COOPER UNIVERSITY HOSPITAL |  |  | K7 | 0012248992 | DOMINIC VENDETTA | Repair | Closed | Richard Jolly | 09/29/2017 | 10/04/2017 | OVERHEAD LIGHT - NEEDS COLUMN COVER CAP FOR BULB - OR K7 | 9/29/2017 11:29:13 AM MDYOUCH (MDYOUCH 9/29/2017 11:00 AM) FOUND END CAP IS MISSING; REORDERED PART | 49AEE949-9B6D-4C53-8915-7CC2EA123CCA | Parts | 01/01/1900 | 01/01/1900 | Michael Youch
|  | SKYTRON | STELLAR ST23 | LAMP, SURGICAL, CEILING |  | EMERGENCY ROOM | Kelemen |  |  | 08/01/2008 |  | 8/1/23 |  |  | NO | YES |  |  |  |  | SKYTRON 10368854 08049333 |  |  | Active |  | 99:99:99:99:99:99 |  | Equipment | PAAR:00-PVAR | 11/02/2019 |  | COOPER UNIVERSITY HOSPITAL |  |  | EMERGENCY DEPARTMENT | WOT00000000536924 | KAREN GRUBER | Disposition | Closed | Richard Jolly | 02/09/2018 | 04/25/2019 | Bulk Disposition CNL | Notification sent to technician and manager that this CEID has been marked as Could Not Locate (CNL). 33% SLA Warning: Notification sent to technician and manager that this CEID has been marked as Could Not Locate (CNL) for 30 days. 66% SLA Warning: Notification sent to technician and manager that this CEID has been marked as Could Not Locate (CNL) for 60 days. 99% SLA Warning: Notification sent to technician and manager that this CEID has been marked as Could Not Locate (CNL) for 90 days.
|  | SKYTRON | STELLAR ST23 | LAMP, SURGICAL, CEILING |  | EMERGENCY ROOM | Kelemen |  |  | 08/01/2008 |  | 8/1/23 |  |  | NO | YES |  |  |  |  | SKYTRON 10368849 08049332 |  |  | Active |  | 99:99:99:99:99:99 |  | Equipment | PAAR:00-PVAR | 11/02/2019 |  | COOPER UNIVERSITY HOSPITAL |  |  | EMERGENCY DEPARTMENT | WOT00000000536923 | KAREN GRUBER | Disposition | Closed | Richard Jolly | 02/09/2018 | 04/25/2019 | Bulk Disposition CNL | Notification sent to technician and manager that this CEID has been marked as Could Not Locate (CNL). 33% SLA Warning: Notification sent to technician and manager that this CEID has been marked as Could Not Locate (CNL) for 30 days. 66% SLA Warning: Notification sent to technician and manager that this CEID has been marked as Could Not Locate (CNL) for 60 days. 99% SLA Warning: Notification sent to technician and manager that this CEID has been marked as Could Not Locate (CNL) for 90 days.
|  | SKYTRON | STELLAR ST23 | LAMP, SURGICAL, CEILING |  | OR - KELEMEN 3 | Kelemen |  |  | 01/01/1900 |  |  |  |  | NO | YES |  |  |  |  | SKYTRON 10368412 00110074 |  |  | Active |  | 99:99:99:99:99:99 |  | Equipment | PAAR:00-PVAR | 11/02/2019 |  | COOPER UNIVERSITY HOSPITAL |  |  | K5 | WOT00000000536908 | DOMINIC VENDETTA | Disposition | Closed | Salvatore Bombara | 02/09/2018 | 05/17/2019 | Bulk Disposition CNL | Notification sent to technician and manager that this CEID has been marked as Could Not Locate (CNL). 33% SLA Warning: Notification sent to technician and manager that this CEID has been marked as Could Not Locate (CNL) for 30 days. 66% SLA Warning: Notification sent to technician and manager that this CEID has been marked as Could Not Locate (CNL) for 60 days. 99% SLA Warning: Notification sent to technician and manager that this CEID has been marked as Could Not Locate (CNL) for 90 days.
|  | SKYTRON | STELLAR ST23 | LAMP, SURGICAL, CEILING |  | OR - KELEMEN 3 | Kelemen |  |  | 01/01/1900 |  |  |  |  | NO | YES |  |  |  |  | SKYTRON 10368411 00120120 |  |  | Active |  | 99:99:99:99:99:99 |  | Equipment | PAAR:00-PVAR | 11/02/2019 |  | COOPER UNIVERSITY HOSPITAL |  |  | K5 |  | DOMINIC VENDETTA
|  | SKYTRON | STELLAR ST23 | LAMP, SURGICAL, CEILING |  | TRAUMA ADMIT | Kelemen |  |  | 12/07/2009 |  | 12/7/24 |  |  | NO | YES |  |  |  |  | SKYTRON 10368187 00120122 |  |  | Active |  | 99:99:99:99:99:99 |  | Equipment | PAAR:00-PVAR | 11/02/2019 |  | COOPER UNIVERSITY HOSPITAL |  |  | TAA-TAA5 | WOT00000000536901 | Diane Floyd | Disposition | Closed | Richard Jolly | 02/09/2018 | 05/22/2019 | Bulk Disposition CNL | Notification sent to technician and manager that this CEID has been marked as Could Not Locate (CNL). 33% SLA Warning: Notification sent to technician and manager that this CEID has been marked as Could Not Locate (CNL) for 30 days. 66% SLA Warning: Notification sent to technician and manager that this CEID has been marked as Could Not Locate (CNL) for 60 days. 99% SLA Warning: Notification sent to technician and manager that this CEID has been marked as Could Not Locate (CNL) for 90 days.
|  | SKYTRON | STELLAR ST23 | LAMP, SURGICAL, CEILING |  | TRAUMA ADMIT | Kelemen |  |  | 12/07/2009 |  | 12/7/24 |  |  | NO | YES |  |  |  |  | SKYTRON 10368188 00110076 |  |  | Active |  | 99:99:99:99:99:99 |  | Equipment | PAAR:00-PVAR | 11/01/2019 |  | COOPER UNIVERSITY HOSPITAL |  |  | TAA-TAA5 |  | Diane Floyd
|  | SKYTRON | STELLAR ST23 | LAMP, SURGICAL, CEILING |  | OR - KELEMEN 3 | Kelemen |  |  | 01/01/1900 |  |  |  |  | NO | YES |  |  |  |  | SKYTRON 10367202 00120113 |  |  | Active |  | 99:99:99:99:99:99 |  | Equipment | PAAR:00-PVAR | 11/02/2019 |  | COOPER UNIVERSITY HOSPITAL |  |  | OR K6 | 0011721690 | DOMINIC VENDETTA | Repair | Closed | Salvatore Bombara | 05/30/2017 | 06/06/2017 | OR LIGHT - BROKEN LIGHT LENS - TMX | 5/30/2017 10:06:38 AM SXBOMBARA (SXBOMBARA 5/30/2017 12:00 AM) CONFIRMED ERROR. ORDERED PARTS FOR REPAIR. ordered next day per Stay's Masia request 6/6/2017 9:34:38 AM SXBOMBARA (SXBOMBARA 6/5/2017 12:00 AM) REPLACED DIFFUSER. TESTED AND PASSED FUNCTIONAL CHECK. RETURNED TO SERVICE. | 2BC71972-8A99-4F4A-97C4-52420ADE8119 | Parts | 01/01/1900 | 01/01/1900 | Salvatore Bombara
|  | SKYTRON | STELLAR ST23 | LAMP, SURGICAL, CEILING |  | OR - KELEMEN 3 | Kelemen |  |  | 01/01/1900 |  |  |  |  | NO | YES |  |  |  |  | SKYTRON 10367201 00120128 |  |  | Active |  | 99:99:99:99:99:99 |  | Equipment | PAAR:00-PVAR | 11/02/2019 |  | COOPER UNIVERSITY HOSPITAL |  |  | OR K6 | 0012155439 | DOMINIC VENDETTA | Repair | Closed | Salvatore Bombara | 09/13/2017 | 09/14/2017 | OR LIGHT - *SURGERY CASE COMING UP SOON*, FLOATING, DOESNT STAY WHERE YOU PUT IT - OR K6 | 9/13/2017 2:20:25 PM SXBOMBARA (SXBOMBARA 9/13/2017 12:00 AM) ROOM WAS IN USE UPON ARRIVAL. CONTACTED SHAWN, HE WILL CALL WHEN ROOM IS AVAILABLE. 9/14/2017 10:18:16 AM SXBOMBARA (SXBOMBARA 9/14/2017 12:00 AM) ADJUSTED TENSION AT LIGHT PIVOT POINT ON BOTH LIGHTS. RETURNED TO SERVICE. | B9852856-3A3C-4C30-8146-5F7C6AE44A8D | Labor | 09/13/2017 | 09/13/2017 | Salvatore Bombara
|  | SKYTRON | STELLAR ST23 | LAMP, SURGICAL, CEILING |  | EMERGENCY ROOM | Kelemen | [7 empty] | NO | YES
|  | SKYTRON | STELLAR ST23 | LAMP, SURGICAL, CEILING |  | TRAUMA ADMIT | Kelemen |  |  | 12/09/2009 |  | 12/9/24 |  |  | NO | YES |  |  |  |  | SKYTRON 10365475 00120127 |  |  | Active |  | 99:99:99:99:99:99 |  | Equipment | PAAR:00-PVAR | 11/02/2019 |  | COOPER UNIVERSITY HOSPITAL |  |  | TRAUMA ADMIT |  | Diane Floyd
|  | SKYTRON | STELLAR ST23 | LAMP, SURGICAL, CEILING |  | TRAUMA ADMIT | Kelemen |  |  | 12/09/2009 |  | 12/9/24 |  |  | NO | YES |  |  |  |  | SKYTRON 10365476 00120115 |  |  | Active |  | 99:99:99:99:99:99 |  | Equipment | PAAR:00-PVAR | 11/02/2019 |  | COOPER UNIVERSITY HOSPITAL |  |  | TRAUMA ADMIT | WOT00000000536888 | Diane Floyd | Disposition | Closed | Richard Jolly | 02/09/2018 | 05/22/2019 | Bulk Disposition CNL | Notification sent to technician and manager that this CEID has been marked as Could Not Locate (CNL). 33% SLA Warning: Notification sent to technician and manager that this CEID has been marked as Could Not Locate (CNL) for 30 days. 66% SLA Warning: Notification sent to technician and manager that this CEID has been marked as Could Not Locate (CNL) for 60 days. 99% SLA Warning: Notification sent to technician and manager that this CEID has been marked as Could Not Locate (CNL) for 90 days.
|  | SKYTRON | STELLAR ST23 | LAMP, SURGICAL, CEILING |  | EMERGENCY ROOM | Kelemen |  |  | 08/01/2008 |  | 8/1/23 |  |  | NO | YES |  |  |  |  | SKYTRON 10355969 08049335 |  |  | Active |  | 99:99:99:99:99:99 |  | Equipment | PAAR:00-PVAR | 10/31/2019 |  | COOPER UNIVERSITY HOSPITAL |  |  | EMERGENCY DEPARTMENT |  | KAREN GRUBER
|  | SKYTRON | STELLAR ST23 | LAMP, SURGICAL, CEILING |  | LABOR & DELIVERY | Dorrance |  |  | 06/24/2015 |  | 6/24/30 |  |  | NO | YES |  |  |  |  | SKYTRON 10354930 00110072 |  |  | Active |  | 99:99:99:99:99:99 |  | Equipment | PAAR:00-PVAR | 11/02/2019 |  | COOPER UNIVERSITY HOSPITAL |  |  | OR 2 |  | JOANNA HORST
|  | SKYTRON | STELLAR ST23 | LAMP, SURGICAL, CEILING |  | LABOR & DELIVERY | Dorrance |  |  | 06/24/2015 |  | 6/24/30 |  |  | NO | YES |  |  |  |  | SKYTRON 10354929 00120125 |  |  | Active |  | 99:99:99:99:99:99 |  | Equipment | PAAR:00-PVAR | 11/02/2019 |  | COOPER UNIVERSITY HOSPITAL |  |  | OR 2 |  | JOANNA HORST
|  | SKYTRON | UNIVERSE SH-60 | LAMP, SURIGCAL, CEILING | Y601991080573 | 3 COOPER - SURGERY DEPARTMENT | 3 Cooper |  |  | 10/31/2019 |  | 10/31/34 |  |  | NO | YES |  |  |  |  | SKYTRON 30126113 Y601991080573 |  |  | Active |  | 99:99:99:99:99:99 |  | Equipment | PAAR:00-PVAR | 10/31/2019 | 10/31/2019 | COOPER AMBULATORY OFF-SITES |  |  | SUITE 403 - EXAM 15 |  | ANNE MAIER |  |  |  | 10/31/2019 | 10/31/2019 |  |  |  |  | 10/31/2019 | 10/31/2019
|  | BURTON MEDICAL |  | LAMP, ULTRAVIOLET |  | KROC CENTER-FAMILY MEDICINE | 1965 Harrison Ave |  |  | 08/01/2017 |  | 8/1/27 |  |  | NO | YES |  |  |  |  | BURTON MEDICAL 10732132 983142 |  |  | Active |  | 99:99:99:99:99:99 |  | Equipment | PAAR:00-PVAR | 10/31/2019 |  | COOPER AMBULATORY OFF-SITES |  |  |  | 0012389817 | JESSICA NIEVES | Preventative Maintenance | Closed | Josh Harris | 11/07/2017 | 11/07/2017 | PERFORMANCE ASSURANCE AT INVENTORY | INVENTORIED DEVICE AND ENSURED DEVICE WAS FUNCTIONING PROPERLY. | 4BDAD408-1AD8-4E65-9D61-ECD7CF98B37A | Labor | 08/01/2017 | 08/01/2017 | Kirk Lis
|  | BURTON MEDICAL | UV501 | LAMP, ULTRAVIOLET |  | MARLTON-DERMATOLOGY | 10000 Sagemore Dr - Marlton |  |  | 01/01/1900 |  |  |  |  | NO | YES |  |  |  |  | BURTON MEDICAL 10366111 6806881 |  |  | Active |  | 99:99:99:99:99:99 |  | Equipment | PAAR:00-PVAR | 11/02/2019 |  | COOPER AMBULATORY OFF-SITES |  |  | HALLWAY | 0011229919 | MICHELE CANALE | Repair | Closed | Kirk Lis | 02/21/2017 | 03/15/2017 | WOODSLAMP - ONE OF THE BRACKETS IS BROKEN, WHEN YOU SHAKE THERE ARE FILAMENTS RATTLING - 10000 SAGE MOORE DR, MARLTON | 2/23/2017 9:36:30 AM KALIS (KALIS 2/23/2017 12:00 AM) PERFORMED TROUBLESHOOTING. UNIT WAS DROPPED. I WILL TRY TO SECURE CHASSIS TEMPORARY FOR MONDAY 2/24/2017 1:22:34 PM KALIS (KALIS 2/24/2017 12:00 AM) EPOXIED BROKEN STAND OFFS. REASSEMBLE UNIT AND BOXED SHIPPED VIA COURIER TO SITE. ORDERED PART 3/6/2017 9:32:59 AM KALIS (KALIS 3/3/2017 12:00 AM) RESEARCHED PART AND CHECKED IT IN. 3/15/2017 3:20:03 PM KALIS (KALIS 3/15/2017 12:00 AM) TRAVEL TIME (KALIS 3/15/2017 12:00 AM) REPLACED CASE ON WOODS LAMP | 4C40B1F0-DDF0-429C-A1E0-0C9845BC3F36 | Labor | 03/03/2017 | 03/03/2017 | Kirk Lis
|  | BURTON MEDICAL | UV502 | LAMP, ULTRAVIOLET |  | AUDUBON URGENT CARE | 318 S White Horse Pike |  |  | 10/02/2017 |  | 10/2/27 |  |  | NO | YES |  |  |  |  | PHILIPS BURTON 10732160 6792746 |  |  | Active |  | 99:99:99:99:99:99 |  | Equipment | PAAR:00-PVAR | 10/31/2019 |  | COOPER AMBULATORY OFF-SITES |  |  |  | 0012501076 | MELISSA PORTOBANCO | Performance Verification | Closed | Josh Harris | 12/12/2017 | 12/12/2017 | INCOMING INVENTORY | DEVICE INVENTORIED | B0A3F9C7-0AD0-4164-8BF6-B5FD9B5F0BEE | Labor | 12/12/2017 | 12/12/2017 | Josh Harris
|  | BURTON MEDICAL | UV503 | LAMP, ULTRAVIOLET |  | CHERRY HILL URGENT CARE | 2001 Route 70 East |  |  | 10/16/2012 |  | 10/16/22 |  |  | NO | YES |  |  |  |  | BURTON MEDICAL 10346157 5278432 |  |  | Active |  | 99:99:99:99:99:99 |  | Equipment | PAAR:00-PVAR | 11/01/2019 |  | COOPER AMBULATORY OFF-SITES |  |  | PROCEDURE ROOM |  | MELISSA PORTOBANCO
|  | SPECTROLINE | Q-22 | LAMP, ULTRAVIOLET |  | FAMILY MEDICAL SEWELL | 123 Egg Harbor Rd |  |  | 10/01/2009 |  | 10/1/19 |  |  | NO | YES |  |  |  |  | SPECTROLINE 10366815 933899 |  |  | Active |  | 99:99:99:99:99:99 |  | Equipment | PAAR:00-PVAR | 11/01/2019 |  | COOPER AMBULATORY OFF-SITES |  |  | SUPPLY CLOSET |  | MARIANNE SHIEPAN
|  | SPECTROLINE | TR-365A | LAMP, ULTRAVIOLET |  | LAB MICROBIOLOGY | Pavilion | Basement |  | 01/01/1900 |  |  |  |  | NO | YES |  |  |  |  | SPECTROLINE 10367960 862896 |  |  | Active |  | 99:99:99:99:99:99 |  | Equipment | 1Y:00-MFG | 01/22/2019 | 01/01/2020 | COOPER UNIVERSITY HOSPITAL |  |  | Microbiology - back room |  | COURTNEY BARRY
|  | OLYMPIC MEDICAL |  | LAMP, WARMING |  | OR - KELEMEN 3 | Pavilion |  |  | 10/26/2011 |  | 10/26/16 |  |  | NO | YES |  |  |  |  | OLYMPIC MEDICAL 10368420 11651 |  |  | Disposition |  | 99:99:99:99:99:99 |  | Equipment | PAAR:00-PVAR | 11/02/2019 |  | COOPER UNIVERSITY HOSPITAL |  |  | K3 Storage | 0011999809 | DOMINIC VENDETTA | Repair | Closed | Salvatore Bombara | 08/03/2017 | 08/03/2017 | LIGHT - NOT TURNING ON - K6 OR | 8/3/2017 2:08:12 PM SXBOMBARA (SXBOMBARA 8/3/2017 12:00 AM) CONFIRMED ERROR. DETERMINED BULB WAS LOOSE. REPAIRED BULB. RETURNED TO SERVICE. | D386CAF6-D2DA-4AB8-88E2-AD06227175FE | Labor | 08/03/2017 | 08/03/2017 | Salvatore Bombara
|  | OLYMPIC MEDICAL |  | LAMP, WARMING |  | INTENSIVE CARE NURSERY | Dorrance |  |  | 01/01/1900 |  |  |  |  | NO | YES |  |  |  |  | OLYMPIC MEDICAL 10365354 1097 |  |  | Active |  | 99:99:99:99:99:99 |  | Equipment | PAAR:00-PVAR | 11/02/2019 |  | COOPER UNIVERSITY HOSPITAL |  |  | NICU STORAGE | WOT00000000507799 | JOANNE FOX | Disposition | Closed | Gene Amodei | 02/08/2018 | 05/14/2019 | Bulk Disposition CNL
|  | OLYMPIC MEDICAL |  | LAMP, WARMING |  | OR - KELEMEN 3 | Kelemen |  |  | 04/27/2006 |  | 4/27/11 |  |  | NO | YES |  |  |  |  | OLYMPIC MEDICAL 10368419 12051 |  |  | Disposition |  | 99:99:99:99:99:99 |  | Equipment | PAAR:00-PVAR | 11/02/2019 |  | COOPER UNIVERSITY HOSPITAL |  |  | P3 Storage | WOT00000000508889 | DOMINIC VENDETTA | Disposition | Closed | Salvatore Bombara | 02/08/2018 | 05/14/2019 | Bulk Disposition CNL
|  | OLYMPIC MEDICAL |  | LAMP, WARMING |  | MOTHER INFANT UNIT | Dorrance |  |  | 04/27/2006 |  | 4/27/11 |  |  | NO | YES |  |  |  |  | OLYMPIC MEDICAL 10364812 12010 |  |  | Active |  | 99:99:99:99:99:99 |  | Equipment | PAAR:00-PVAR | 11/02/2019 |  | COOPER UNIVERSITY HOSPITAL |  |  | ROOM D3456 | WOT00000000508812 | Christina Smith | Disposition | Closed | Gene Amodei | 02/08/2018 | 05/14/2019 | Bulk Disposition CNL
|  | OLYMPIC MEDICAL | BILI-LITE 33 | LAMP, WARMING |  | INTENSIVE CARE NURSERY | Dorrance |  |  | 01/01/1900 |  |  |  |  | NO | YES |  |  |  |  | OLYMPIC MEDICAL 10355157 31905 |  |  | Active |  | 99:99:99:99:99:99 |  | Equipment | 1Y:00-MFG | 08/19/2019 | 08/01/2020 | COOPER UNIVERSITY HOSPITAL |  |  | STORAGE |  | JOANNE FOX
|  | STORZ | 11101VN | LARYNGOSCOPE |  | 6200 MAIN ST-SURGERY | 6200 Main St |  |  | 10/31/2019 |  | 10/31/22 |  |  | NO | YES |  |  |  |  | STORZ 110000072 110000072 |  |  | Active |  | 99:99:99:99:99:99 |  | Equipment | PAAR:00-PVAR | 10/31/2019 | 10/31/2019 | COOPER AMBULATORY OFF-SITES |  |  | Suite 403 - In Case |  | BOBBIE MICKLE |  |  |  | 10/31/2019 | 10/31/2019 |  |  |  |  | 10/31/2019 | 10/31/2019
EN40279N |  | VISION SCIENCES | ENT-5000 | LARYNGOSCOPE, FLEXIBLE | EN40279N |  | 6200 Main St | [7 empty] | NO | YES
|  | PENTAX MEDICAL | VLS-1190STK | LARYNGOSTROBOSCOPE, FLEXIBLE | A110409 | 6200 MAIN ST-SURGERY | 6200 Main St |  |  | 09/10/2019 |  | 9/10/22 |  |  | NO | YES |  |  |  |  | PENTAX MEDICAL 11200073 A110409 |  |  | Active |  |  |  | Equipment | 1Y:00-MFG | 09/10/2019 | 09/10/2019 | COOPER AMBULATORY OFF-SITES |  |  | 6200 MAIN - SURGERY | WOT00000003696095 | BOBBIE MICKLE | Performance Verification | Completed | Kirk Lis | 09/10/2019 | 09/10/2019 | Performance Verification for PENTAX MEDICAL 11200073 A110409 | Initial Install of Performance Verification. Device is ready for patient use. |  |  | 09/10/2019 | 09/10/2019
|  | COHERENT, INC. | ULTRAPULSE 5000C | LASER, CO2 | B85C215255 | VOORHEES SURGERY CENTER-OPERATING ROOM | 900 Centennial Blvd | Suite E |  | 02/01/1998 |  | 2/1/03 |  |  | NO | YES |  |  |  |  | COHERENT, INC. 10347201 B85C215255 |  |  | Active |  | 99:99:99:99:99:99 |  | High Risk | 1Y:00-MFG | 04/26/2019 | 04/01/2020 | COOPER AMBULATORY OFF-SITES |  |  | VOORHEES-OR |  | JENNIFER BOMBARO
|  | LUMENIS | ACUPULSE | LASER, CO2 |  | OPERATING ROOM - PAVILION | Kelemen |  |  | 05/31/2013 |  | 5/31/18 |  |  | NO | YES |  |  |  |  | LUMENIS 10725665 96 |  |  | Active |  | 99:99:99:99:99:99 |  | High Risk | 1Y:00-MFG | 02/28/2019 | 02/01/2020 | COOPER UNIVERSITY HOSPITAL |  |  | KEL 6 OR 7 |  | DOMINIC VENDETTA
|  | LUMENIS | ULTRAPULSE ENCORE | LASER, CO2 |  | MARLTON-DERMATOLOGY | 10000 Sagemore Dr - Marlton |  |  | 07/03/2012 |  | 7/3/17 |  |  | NO | YES |  |  |  |  | LUMENIS 10366099 626 |  |  | Active |  | 99:99:99:99:99:99 |  | High Risk | 1Y:00-MFG | 05/30/2019 | 05/01/2020 | COOPER AMBULATORY OFF-SITES |  |  | Room 1 |  | MICHELE CANALE
|  | LUMENIS | ULTRAPULSE ENCORE | LASER, CO2 |  | OPERATING ROOM - PAVILION | Kelemen |  |  | 09/21/2007 |  | 9/21/12 |  |  | NO | YES |  |  |  |  | LUMENIS 10346666 01264633 |  |  | Active |  | 99:99:99:99:99:99 |  | High Risk | 1Y:00-MFG | 02/15/2019 | 02/01/2020 | COOPER UNIVERSITY HOSPITAL |  |  | OR STORAGE AREA |  | DOMINIC VENDETTA
|  | LUXAR CORP. | NOVAPULSE LX-20SP | LASER, CO2 | 508356-08 | BUNKER HILL-ORAL SURGERY | 2 Plaza Dr |  |  | 09/05/2019 |  | 9/5/24 |  |  | NO | YES |  |  |  |  | LUXAR CORP. 30142977 508356-08 |  |  | Active |  | 99:99:99:99:99:99 |  | High Risk | 1Y:00-MFG | 09/05/2019 | 09/05/2019 | COOPER AMBULATORY OFF-SITES |  |  | BH DENTAL BELONGS TO PHYSICIAN |  | BARBARA DIPINTO |  |  |  | 09/05/2019 | 09/05/2019 |  |  |  |  | 09/05/2019 | 09/05/2019
|  | SHARPLAN LASERS, INC. | 40C | LASER, CO2 |  | MARLTON-DERMATOLOGY | 10000 Sagemore Dr - Marlton |  |  | 05/08/2001 |  | 5/8/06 |  |  | NO | YES |  |  |  |  | SHARPLAN LASERS, INC. 10366106 40056 |  |  | Active |  | 99:99:99:99:99:99 |  | High Risk | 6M:00-MFG | 05/30/2019 | 05/01/2020 | COOPER AMBULATORY OFF-SITES |  |  | ROOM 2 |  | MICHELE CANALE
|  | SPECTRANETICS CORP. | CVX-300 | LASER, EXCIMER |  | CARDIAC CATH LAB | Pavilion |  |  | 04/06/2010 |  | 4/6/15 |  |  | NO | YES |  |  |  |  | SPECTRANETICS CORP. 10367843 80333 |  |  | Active |  | 99:99:99:99:99:99 |  | High Risk | 1Y:00-MFG | 12/31/2018 | 12/01/2019 | COOPER UNIVERSITY HOSPITAL |  |  | CCL - Lab 3 |  | LINDA BEAN
|  | CANDELA | SMOOTHBEAM | LASER, HAIR REMOVAL | 9914-0820-0750 | MARLTON-DERMATOLOGY | 10000 Sagemore Dr - Marlton |  |  | 07/19/2006 |  | 7/19/11 |  |  | NO | YES |  |  |  |  | CANDELA 10366103 9914-0820-0750 |  |  | Active |  | 99:99:99:99:99:99 |  | High Risk | 6M:00-MFG | 05/30/2019 | 05/01/2020 | COOPER AMBULATORY OFF-SITES |  |  | ROOM 2 |  | MICHELE CANALE
|  | COHERENT, INC. | LIGHTSHEER | LASER, HAIR REMOVAL |  | MARLTON-DERMATOLOGY | 10000 Sagemore Dr - Marlton |  |  | 02/05/2004 |  | 2/5/09 |  |  | NO | YES |  |  |  |  | COHERENT, INC. 10366130 5839 |  |  | Active |  | 99:99:99:99:99:99 |  | High Risk | 6M:00-MFG | 05/30/2019 | 05/01/2020 | COOPER AMBULATORY OFF-SITES |  |  | Triage |  | MICHELE CANALE
|  | CUTERA, INC. | COOLGLIDE VANTAGE 110 | LASER, HAIR REMOVAL | V11268 | CHERRY HILL SPECIALITY HUB | 1935 NJ-70 |  |  | 05/03/2017 |  | 5/3/22 |  |  | NO | YES |  |  |  |  | CUTERA, INC. 10480180 V11268 |  |  | Disposition |  | 99:99:99:99:99:99 |  | High Risk | 6M:00-MFG | 05/31/2019 | 05/01/2020 | COOPER AMBULATORY OFF-SITES |  |  | Procedure 2 | 0011786068 | APRIL DIXON | Preventative Maintenance | Closed | Bonnie Aichroth | 06/22/2017 | 06/22/2017 | PERFORMANCE ASSURANCE AT INVENTORY | INVENTORIED DEVICE AND ENSURED DEVICE WAS FUNCTIONING PROPERLY. | 4C497AC1-1FF7-4528-ABF2-FF2073A57A22 | Labor | 05/03/2017 | 05/03/2017 | Michael Youch
|  | CARDIOGENESIS CORPORATION | SOLARGEN 2100S | LASER, HOLMIUM:YAG | VEK02 | OPERATING ROOM - PAVILION | Pavilion |  |  | 09/02/2005 |  | 9/2/10 |  |  | NO | YES |  |  |  |  | CARDIOGENESIS CORPORATION 10346663 VEK02 |  |  | Active |  | 99:99:99:99:99:99 |  | High Risk | 6M:00-MFG | 08/29/2019 | 02/01/2020 | COOPER UNIVERSITY HOSPITAL |  |  | OR STORAGE AREA |  | DOMINIC VENDETTA
|  | LUMENIS | VERSAPULSE POWERSUITE 100W | LASER, HOLMIUM:YAG |  | OPERATING ROOM - PAVILION | Pavilion |  |  | 04/29/2010 |  | 4/29/15 |  |  | NO | YES |  |  |  |  | LUMENIS 10346665 49 |  |  | Active |  | 99:99:99:99:99:99 |  | High Risk | 6M:00-MFG | 08/29/2019 | 02/01/2020 | COOPER UNIVERSITY HOSPITAL |  |  | OR STORAGE AREA |  | DOMINIC VENDETTA
|  | LUMENIS | IPL QUANTUM | LASER, IPL | 022-20094 | MARLTON-DERMATOLOGY | 10000 Sagemore Dr - Marlton |  |  | 03/01/2005 |  | 3/1/10 |  |  | NO | YES |  |  |  |  | LUMENIS 10366120 022-20094 |  |  | Active |  | 99:99:99:99:99:99 |  | High Risk | 1Y:00-MFG | 05/30/2019 | 05/01/2020 | COOPER AMBULATORY OFF-SITES |  |  | Room 6 |  | MICHELE CANALE
|  | CANDELA | VBEAM | LASER, PULSED DYE | 9914-0300-0160 | MARLTON-DERMATOLOGY | 10000 Sagemore Dr - Marlton |  |  | 04/19/2006 |  | 4/19/11 |  |  | NO | YES |  |  |  |  | CANDELA 10366100 9914-0300-0160 |  |  | Active |  | 99:99:99:99:99:99 |  | High Risk | 1Y:00-MFG | 05/30/2019 | 05/01/2020 | COOPER AMBULATORY OFF-SITES |  |  | Room 1 |  | MICHELE CANALE
|  | MEDICAL LASER TECHNOLOGIES | COMPACT | LASER, SKIN REJUVENATION | MLT00474 | 6017 MAIN ST-PLASTICS | 6200 Main st |  |  | 01/01/1900 |  |  |  |  | NO | YES |  |  |  |  | MEDICAL LASER TECHNOLOGIES 10345759 MLT00474 |  |  | Disposition |  |  |  | High Risk | 6M:00-MFG | 07/17/2015 | 04/01/2020 | COOPER AMBULATORY OFF-SITES |  |  | ORAL SIDE PROC A |  | ANNE MAIER
|  | CHATTANOOGA GROUP, INC. | VECTRA GENISYS 2784 | LASER, THERAPY | T2574 | VOORHEES ORTHOPEDICS | 901 Centennial Blvd | Building 2 |  | 05/30/2019 |  | 5/30/26 |  |  | NO | YES |  |  |  |  | CHATTANOOGA GROUP, INC. 210337326 T2574 |  |  | Active |  | 99:99:99:99:99:99 |  | High Risk | 1Y:00-CAL | 05/30/2019 | 05/30/2019 | COOPER AMBULATORY OFF-SITES |  |  | ORTHO PHYSICAL THERAPY |  | CAROL STRANTON |  |  |  | 05/30/2019 | 05/30/2019 |  |  |  |  | 05/30/2019 | 05/30/2019
|  | OLYMPUS AMERICA, INC. | MU-1 | LEAK TESTER |  | SPECIAL TEST | Kelemen |  |  | 10/31/2019 |  | 10/31/24 |  |  | NO | YES |  |  |  |  | OLYMPIC MEDICAL 11239248 7752921 |  |  | Active |  | 99:99:99:99:99:99 |  | Equipment | PAAR:00-PVAR | 10/31/2019 | 10/31/2019 | COOPER UNIVERSITY HOSPITAL |  |  | Performance Verification | WOT00000001707768 | AMY HANNAN | Performance Verification | Closed | Gene Amodei | 10/31/2019 | 10/31/2019 | CEID Record Completion for OLYMPIC MEDICAL 11239248 7752921 | vpo esi | EXP2337101 | Labor | 10/31/2019 | 10/31/2019 | Gene Amodei
|  | OLYMPUS AMERICA, INC. | MU-1 | LEAK TESTER |  | BRACHFIELD MEDICAL ASSOCIATES-MEDICINE | 218 Sunset Rd |  |  | 01/01/2005 |  | 1/1/10 |  |  | NO | YES |  |  |  |  | OLYMPUS AMERICA, INC. 10367168 7711050 |  |  | Active |  | 99:99:99:99:99:99 |  | Equipment | PAAR:00-PVAR | 11/02/2019 |  | COOPER AMBULATORY OFF-SITES |  |  | ENDO - Processing Room | WOT00000001328261 | CATHY CRAWFORD | Service Request | Closed | Kirk Lis | 08/28/2018 | 09/05/2018 | needs leak testers checked just to be sure they are working properly | TESTED UNIT PERFORMED OVP UNIT OPERATING CORRECTLY. INFORMED STAFF OF UNIT'S STATUS | EXP1285342 | Labor | 08/29/2018 | 08/29/2018 | Kirk Lis
|  | OLYMPUS AMERICA, INC. | MU-1 | LEAK TESTER |  | BUNKER HILL-SURGERY | 2 Plaza Dr |  |  | 01/01/1900 |  |  |  |  | NO | YES |  |  |  |  | OLYMPUS AMERICA, INC. 10366902 7341215 |  |  | Active |  | 99:99:99:99:99:99 |  | Equipment | PAAR:00-PVAR | 11/02/2019 |  | COOPER AMBULATORY OFF-SITES |  |  | Surg Util Rm |  | ANNE MAIER
|  | OLYMPUS AMERICA, INC. | MU-1 | LEAK TESTER |  |  | Pavilion | Basement | [6 empty] | NO | YES
|  | OLYMPUS AMERICA, INC. | MU-1 | LEAK TESTER |  | COOPER CANCER CENTER-MULTIDISCIPLINARY CLINIC | MD Anderson Cancer Center |  |  | 01/01/2010 |  | 1/1/15 |  |  | NO | YES |  |  |  |  | OLYMPUS AMERICA, INC. 10355352 7341463 |  |  | Active |  | 99:99:99:99:99:99 |  | Equipment | PAAR:00-PVAR | 11/02/2019 |  | COOPER AMBULATORY OFF-SITES |  |  | MULTI DISC - C2051 |  | ROXANNE BERGER
|  | OLYMPUS AMERICA, INC. | MU-1 | LEAK TESTER |  | SPECIAL TEST | Kelemen |  |  | 10/31/2019 |  | 10/31/24 |  |  | NO | YES |  |  |  |  | OLYMPIC MEDICAL 30144427 1407276 |  |  | Active |  | 99:99:99:99:99:99 |  | Equipment | PAAR:00-PVAR | 10/31/2019 | 10/31/2019 | COOPER UNIVERSITY HOSPITAL |  |  | kel | WOT00000000760237 | AMY HANNAN | Performance Verification | Closed | Gene Amodei | 10/31/2019 | 10/31/2019 | Performance Verification for OLYMPIC MEDICAL 30144427 1407276 | Initial Install of Performance Verification. Device is ready for patient use. |  |  | 10/31/2019 | 10/31/2019
|  | OLYMPUS AMERICA, INC. | MU-1 | LEAK TESTER |  | VOORHEES SURGERY CENTER-OPERATING ROOM | 900 Centennial Blvd | Suite E |  | 01/01/1900 |  |  |  |  | NO | YES |  |  |  |  | OLYMPUS AMERICA, INC. 10346038 1900714 |  |  | Active |  | 99:99:99:99:99:99 |  | Equipment | PAAR:00-PVAR | 11/02/2019 |  | COOPER AMBULATORY OFF-SITES |  |  | Procedure Rm Scope Processing |  | JENNIFER BOMBARO
|  | OLYMPUS AMERICA, INC. | MU-1 | LEAK TESTER |  | VOORHEES SURGERY CENTER-OPERATING ROOM | 6015 Main Street |  |  | 01/01/2001 |  | 1/1/06 |  |  | NO | YES |  |  |  |  | OLYMPUS AMERICA, INC. 10346017 1102509 |  |  | Active |  | 99:99:99:99:99:99 |  | Equipment | PAAR:00-PVAR | 11/02/2019 |  | COOPER AMBULATORY OFF-SITES |  |  | Decomtamination |  | JENNIFER BOMBARO
|  | QUANTUM FITNESS CORP. | QES-2036 | LEG PRESS |  | PHYSICAL THERAPY DEPARTMENT | 221 Victoria Street |  |  | 10/31/2019 |  | 10/31/29 |  |  | NO | YES |  |  |  |  | QUANTUM FITNESS CORP. 11221930 60035 |  |  | Active |  |  |  | Equipment | PAAR:00-PVAR | 10/31/2019 | 10/31/2019 | COOPER AMBULATORY OFF-SITES |  |  | Glassboro | WOT00000002753917 | COURTNEY BUDD | Performance Verification | Closed | Josh Harris | 10/31/2019 | 10/31/2019 | Performance Verification for QUANTUM FITNESS CORP. 11221930 60035 | Initial Install of Performance Verification. Device is ready for patient use. |  |  | 10/31/2019 | 10/31/2019
|  | LIKO | ROLLON | LIFT, PATIENT |  | MED/SURG 6 PAVILION | Pavilion |  |  | 02/19/2009 |  | 2/19/19 |  |  | NO | YES |  |  |  |  | LIKO 10356445 2700506 |  |  | Active |  | 99:99:99:99:99:99 |  | High Risk | 1Y:00-MFG | 02/15/2019 | 02/01/2020 | COOPER UNIVERSITY HOSPITAL |  |  | P6 equip room |  | BRIAN OSHAUGHNESSY
|  | LIKO | ROLLON | LIFT, PATIENT |  | NEURO/ORTHO/MEDSURG/7 PAV | Pavilion | 7 |  | 01/02/2009 |  | 1/2/19 |  |  | NO | YES |  |  |  |  | LIKO 10356438 2700557 |  |  | Active |  | 99:99:99:99:99:99 |  | High Risk | 1Y:00-MFG | 02/19/2019 | 02/01/2020 | COOPER UNIVERSITY HOSPITAL |  |  | S7 |  | Pam Young
|  | LIKO | ROLLON | LIFT, PATIENT |  | NEURO/ORTHO/MEDSURG/7 PAV | Pavilion | 7 |  | 01/02/2009 |  | 1/2/19 |  |  | NO | YES |  |  |  |  | LIKO 10356439 2700556 |  |  | Active |  | 99:99:99:99:99:99 |  | High Risk | 1Y:00-MFG | 02/01/2019 | 02/01/2020 | COOPER UNIVERSITY HOSPITAL |  |  | S7 |  | Pam Young
|  | LIKO | ROLLON | LIFT, PATIENT |  | KELEMEN N10 | Kelemen |  |  | 03/03/2009 |  | 3/3/19 |  |  | NO | YES |  |  |  |  | LIKO 10356111 2700590 |  |  | Active |  | 99:99:99:99:99:99 |  | High Risk | 1Y:00-MFG | 11/01/2019 | 11/01/2020 | COOPER UNIVERSITY HOSPITAL |  |  | K1070 |  | Lisa Brooks
|  | LIKO | ROLLON | LIFT, PATIENT |  | KELEMEN N10 | Kelemen |  |  | 03/03/2009 |  | 3/3/19 |  |  | NO | YES |  |  |  |  | LIKO 10356112 2700589 |  |  | Active |  | 99:99:99:99:99:99 |  | High Risk | 1Y:00-MFG | 11/01/2019 | 11/01/2020 | COOPER UNIVERSITY HOSPITAL |  |  | K1070 |  | Lisa Brooks
|  | LIKO | ROLLON | LIFT, PATIENT |  | KELEMEN 8 PCU | Kelemen |  |  | 01/02/2009 |  | 1/2/19 |  |  | NO | YES |  |  |  |  | LIKO 10356104 2700558 |  |  | Active |  | 99:99:99:99:99:99 |  | High Risk | 1Y:00-MFG | 01/22/2019 | 01/01/2020 | COOPER UNIVERSITY HOSPITAL |  |  | 8TH FLOOR PCU |  | BYRON WELLS
|  | GULDMANN | GH2 | LIFT, PATIENT, ELECTRIC | Not Known | BUNKER HILL-SURGERY | 2 Plaza Dr |  |  | 05/14/2009 |  | 5/14/19 |  |  | NO | YES |  |  |  |  | GULDMANN 10366883 Not Known |  |  | Active |  | 99:99:99:99:99:99 |  | High Risk | 1Y:00-MFG | 12/20/2018 | 12/01/2019 | COOPER AMBULATORY OFF-SITES |  |  | Podiatry EXAM 1 |  | ANNE MAIER
|  | MEDCARE PRODUCTS |  | LIFT, PATIENT, ELECTRIC | 0613LF0900 | COOPER CANCER CENTER | MD Anderson Cancer Center |  |  | 07/25/2013 |  | 7/25/23 |  |  | NO | YES |  |  |  |  | MEDCARE PRODUCTS 10365527 0613LF0900 |  |  | Active |  | 99:99:99:99:99:99 |  | High Risk | 1Y:00-MFG | 09/30/2019 | 09/01/2020 | COOPER AMBULATORY OFF-SITES |  |  | l1 |  | COLLEEN TEGELER
|  | ARJO INC. | MAXISKY 1000 | LIFT, PATIENT, ELECTRICAL | LF121101286 | MED/SURG 6 PAVILION | Pavilion |  |  | 06/17/2019 |  | 6/17/29 |  |  | NO | YES |  |  |  |  | ARJO INC. 50010993 LF121101286 |  |  | Active |  | 99:99:99:99:99:99 |  | High Risk | 1Y:00-MFG | 06/17/2019 | 06/17/2019 | COOPER UNIVERSITY HOSPITAL |  |  | ROOM 638 PAVILION |  | BRIAN OSHAUGHNESSY |  |  |  | 06/17/2019 | 06/17/2019 |  |  |  |  | 06/17/2019 | 06/17/2019
|  | ARJO INC. | MAXISKY 1000 | LIFT, PATIENT, ELECTRICAL | LF111101254 | MED/SURG 6 PAVILION | Pavilion |  |  | 02/15/2019 |  | 2/15/29 |  |  | NO | YES |  |  |  |  | ARJO INC. 50005196 LF111101254 |  |  | Active |  | 99:99:99:99:99:99 |  | High Risk | 1Y:00-MFG | 02/15/2019 | 02/15/2019 | COOPER UNIVERSITY HOSPITAL |  |  | ROOM 640 PAVILION |  | BRIAN OSHAUGHNESSY |  |  |  | 02/15/2019 | 02/15/2019 |  |  |  |  | 02/15/2019 | 02/15/2019
|  | ARJO INC. | MAXISKY 1000 | LIFT, PATIENT, ELECTRICAL | LF111101252 | NEURO/ORTHO/MEDSURG/7 PAV | Pavilion | 7 |  | 04/20/2011 |  | 4/20/21 |  |  | NO | YES |  |  |  |  | ARJO INC. 10369452 LF111101252 |  |  | Active |  | 99:99:99:99:99:99 |  | High Risk | 1Y:00-MFG | 03/21/2019 | 02/01/2020 | COOPER UNIVERSITY HOSPITAL |  |  | ROOM 738 PAVILION |  | Pam Young
|  | ARJO INC. | MAXISKY 1000 | LIFT, PATIENT, ELECTRICAL | LF121101257 | INTENSIVE CARE UNIT | Pavilion |  |  | 06/03/2011 |  | 6/3/21 |  |  | NO | YES |  |  |  |  | ARJO INC. 10365413 LF121101257 |  |  | Active |  | 99:99:99:99:99:99 |  | High Risk | 1Y:00-MFG | 06/26/2019 | 06/01/2020 | COOPER UNIVERSITY HOSPITAL |  |  | BED 2 - ICU |  | CAROLYN RUMELL
|  | ARJO INC. | MAXISKY 1000 | LIFT, PATIENT, ELECTRICAL | LF091101142 |  | Pavilion | [7 empty] | NO | YES
|  | ARJO INC. | MAXISKY 1000 | LIFT, PATIENT, ELECTRICAL | LF111101253 | NEURO/ORTHO/MEDSURG/7 PAV | Pavilion |  |  | 04/20/2011 |  | 4/20/21 |  |  | NO | YES |  |  |  |  | ARJO INC. 10356682 LF111101253 |  |  | Active |  | 99:99:99:99:99:99 |  | High Risk | 1Y:00-MFG | 02/26/2019 | 02/01/2020 | COOPER UNIVERSITY HOSPITAL |  |  | ROOM 710 PAVILION |  | Pam Young
|  | ARJO INC. | MAXISKY 1000 | LIFT, PATIENT, ELECTRICAL | LF121101256 | INTENSIVE CARE UNIT | Pavilion |  |  | 06/18/2019 |  | 6/18/29 |  |  | NO | YES |  |  |  |  | ARJO INC. 30142907 LF121101256 |  |  | Active |  | 99:99:99:99:99:99 |  | High Risk | 1Y:00-MFG | 06/18/2019 | 06/18/2019 | COOPER UNIVERSITY HOSPITAL |  |  | BED 16 - ICU |  | CAROLYN RUMELL |  |  |  | 06/18/2019 | 06/18/2019 |  |  |  |  | 06/18/2019 | 06/18/2019
|  | LIKO | GOLVO 7007ES | LIFT, PATIENT, ELECTRICAL |  | RADIOLOGY DIAGNOSTICS | Kelemen | Basement |  | 02/02/2009 |  | 2/2/19 |  |  | NO | YES |  |  |  |  | LIKO 10366454 7732108 |  |  | Active |  | 99:99:99:99:99:99 |  | High Risk | 1Y:00-MFG | 01/31/2019 | 01/01/2020 | COOPER UNIVERSITY HOSPITAL |  |  | BASEMENT |  | PAULETTE DUCKREY
|  | LIKO | LIKORALL 243 ES | LIFT, PATIENT, ELECTRICAL |  | PAVILION 8 | Pavilion |  |  | 07/10/2019 |  | 7/10/29 |  |  | NO | YES |  |  |  |  | LIKO 50005221 8204716 |  |  | Active |  | 99:99:99:99:99:99 |  | Equipment | 1Y:00-MFG | 07/10/2019 | 07/10/2019 | COOPER UNIVERSITY HOSPITAL |  |  | ROOM 829 |  | BRIAN OSHAUGHNESSY |  |  |  | 07/10/2019 | 07/10/2019 |  |  |  |  | 07/10/2019 | 07/10/2019
|  | LIKO | LIKORALL 243 ES | LIFT, PATIENT, ELECTRICAL |  | PAVILION 8 | Pavilion |  |  | 07/15/2019 |  | 7/15/29 |  |  | NO | YES |  |  |  |  | LIKO 50005220 8204708 |  |  | Active |  | 99:99:99:99:99:99 |  | Equipment | 1Y:00-MFG | 07/15/2019 | 07/15/2019 | COOPER UNIVERSITY HOSPITAL |  |  | ROOM 829 |  | BRIAN OSHAUGHNESSY |  |  |  | 07/15/2019 | 07/15/2019 |  |  |  |  | 07/15/2019 | 07/15/2019
|  | LIKO | LIKORALL 243 ES | LIFT, PATIENT, ELECTRICAL |  | CHIP - 9 PAVILION | Pavilion |  |  | 05/01/2014 |  | 5/1/24 |  |  | NO | YES |  |  |  |  | LIKO 10369181 8204711 |  |  | Active |  | 99:99:99:99:99:99 |  | Equipment | 1Y:00-MFG | 07/30/2019 | 07/01/2020 | COOPER UNIVERSITY HOSPITAL |  |  | ROOM 924 |  | KIM HUMMEL
|  | LIKO | LIKORALL 243 ES | LIFT, PATIENT, ELECTRICAL |  | CHIP - 9 PAVILION | Pavilion |  |  | 05/01/2014 |  | 5/1/24 |  |  | NO | YES |  |  |  |  | LIKO 10369182 8204705 |  |  | Active |  | 99:99:99:99:99:99 |  | Equipment | 1Y:00-MFG | 07/30/2019 | 07/01/2020 | COOPER UNIVERSITY HOSPITAL |  |  | ROOM 924 |  | KIM HUMMEL
|  | LIKO | LIKORALL 243 ES | LIFT, PATIENT, ELECTRICAL |  | PAVILION 8 | Pavilion |  |  | 05/06/2014 |  | 5/6/24 |  |  | NO | YES |  |  |  |  | LIKO 10368940 8205642 |  |  | Active |  | 99:99:99:99:99:99 |  | Equipment | 1Y:00-MFG | 07/29/2019 | 07/01/2020 | COOPER UNIVERSITY HOSPITAL |  |  | ROOM 824 |  | BRIAN OSHAUGHNESSY
|  | LIKO | LIKORALL 243 ES | LIFT, PATIENT, ELECTRICAL |  | PAVILION 8 | Pavilion |  |  | 05/06/2014 |  | 5/6/24 |  |  | NO | YES |  |  |  |  | LIKO 10365481 8204712 |  |  | Active |  | 99:99:99:99:99:99 |  | Equipment | 1Y:00-MFG | 07/29/2019 | 07/01/2020 | COOPER UNIVERSITY HOSPITAL |  |  | ROOM 824 |  | BRIAN OSHAUGHNESSY
|  | LIKO | LIKORALL 243 ES | LIFT, PATIENT, ELECTRICAL |  | CAT SCAN | Kelemen | BASEMENT |  | 06/23/2009 |  | 6/23/19 |  |  | NO | YES |  |  |  |  | LIKO 10347543 363743 |  |  | Active |  | 99:99:99:99:99:99 |  | Equipment | 1Y:00-MFG | 07/24/2019 | 07/01/2020 | COOPER UNIVERSITY HOSPITAL |  |  | CT2 ROOM B8 |  | PAULETTE DUCKREY
|  | LIKO | SABINA II EE | LIFT, PATIENT, ELECTRICAL |  | KELEMEN 8 PCU | Kelemen |  |  | 01/02/2009 |  | 1/2/19 |  |  | NO | YES |  |  |  |  | LIKO 10725664 453576 |  |  | Active |  | 99:99:99:99:99:99 |  | High Risk | 1Y:00-MFG | 01/22/2019 | 01/01/2020 | COOPER UNIVERSITY HOSPITAL |  |  |  | 0012403328 | BYRON WELLS | Performance Verification | Closed | Michael Youch | 11/14/2017 | 11/14/2017 | INCOMING INVENTORY | DEVICE INVENTORIED | 4A51B026-0FCE-4472-BBEC-B37C45957A77 | Labor | 11/14/2017 | 11/14/2017 | Michael Youch
|  | LIKO | SABINA II EE | LIFT, PATIENT, ELECTRICAL |  |  | Pavilion |  |  | 07/01/2016 |  | 7/1/26 |  |  | NO | YES |  |  |  |  | LIKO 10480483 468700 |  |  | Active |  | 99:99:99:99:99:99 | [5 empty] | COOPER UNIVERSITY HOSPITAL |  |  | P5 - Storage Room
|  | LIKO | SABINA II EE | LIFT, PATIENT, ELECTRICAL |  | PAVILION 8 | Pavilion |  |  | 05/06/2014 |  | 5/6/24 |  |  | NO | YES |  |  |  |  | LIKO 10356667 465551 |  |  | Active |  | 99:99:99:99:99:99 |  | High Risk | 1Y:00-MFG | 07/15/2019 | 07/01/2020 | COOPER UNIVERSITY HOSPITAL |  |  | EQUIPMENT ROOM |  | BRIAN OSHAUGHNESSY
|  | LIKO | SABINA II EE | LIFT, PATIENT, ELECTRICAL |  | MED/SURG 6 PAVILION | Pavilion |  |  | 02/17/2009 |  | 2/17/19 |  |  | NO | YES |  |  |  |  | LIKO 10356444 453886 |  |  | Active |  | 99:99:99:99:99:99 |  | High Risk | 1Y:00-MFG | 02/15/2019 | 02/01/2020 | COOPER UNIVERSITY HOSPITAL |  |  | PAVILION 6 |  | BRIAN OSHAUGHNESSY
|  | LIKO | SABINA II EE | LIFT, PATIENT, ELECTRICAL |  | NEURO/ORTHO/MEDSURG/7 PAV | Pavilion | 7 |  | 01/02/2009 |  | 1/2/19 |  |  | NO | YES |  |  |  |  | LIKO 10356437 453574 |  |  | Active |  | 99:99:99:99:99:99 |  | High Risk | 1Y:00-MFG | 02/19/2019 | 02/01/2020 | COOPER UNIVERSITY HOSPITAL |  |  | S7 |  | Pam Young
|  | LIKO | SABINA II EE | LIFT, PATIENT, ELECTRICAL |  | CHIP - 9 PAVILION | Pavilion |  |  | 05/06/2014 |  | 5/6/24 |  |  | NO | YES |  |  |  |  | LIKO 10356327 465573 |  |  | Active |  | 99:99:99:99:99:99 |  | High Risk | 1Y:00-MFG | 07/09/2019 | 07/01/2020 | COOPER UNIVERSITY HOSPITAL |  |  | PAVILION 9 |  | KIM HUMMEL
|  | LIKO | SABINA II EE | LIFT, PATIENT, ELECTRICAL |  | KELEMEN N10 | Kelemen |  |  | 03/03/2009 |  | 3/3/19 |  |  | NO | YES |  |  |  |  | LIKO 10356114 453868 |  |  | Active |  | 99:99:99:99:99:99 |  | High Risk | 1Y:00-MFG | 11/01/2019 | 11/01/2020 | COOPER UNIVERSITY HOSPITAL |  |  | RM 809 |  | Lisa Brooks
|  | LIKO | VIKING L | LIFT, PATIENT, ELECTRICAL |  | EMERGENCY ROOM | Kelemen |  |  | 08/18/2008 |  | 8/18/18 |  |  | NO | YES |  |  |  |  | LIKO 10368784 7201692 |  |  | Active |  | 99:99:99:99:99:99 |  | High Risk | 1Y:00-MFG | 02/20/2019 | 02/01/2020 | COOPER UNIVERSITY HOSPITAL |  |  | ER |  | KAREN GRUBER
|  | LIKO | VIKING M | LIFT, PATIENT, ELECTRICAL |  | KELEMEN 8 PCU | Kelemen |  |  | 02/11/2016 |  | 2/11/26 |  |  | NO | YES |  |  |  |  | LIKO 10505007 7110147 |  |  | Active |  | 99:99:99:99:99:99 |  | High Risk | 1Y:00-MFG | 01/30/2019 | 01/01/2020 | COOPER UNIVERSITY HOSPITAL |  |  | K979 |  | BYRON WELLS
|  | LIKO | VIKING M | LIFT, PATIENT, ELECTRICAL |  | TRAUMA ICU | Kelemen |  |  | 05/27/2011 |  | 5/27/21 |  |  | NO | YES |  |  |  |  | LIKO 10368625 7110132 |  |  | Active |  | 99:99:99:99:99:99 |  | High Risk | 1Y:00-MFG | 02/25/2019 | 02/01/2020 | COOPER UNIVERSITY HOSPITAL |  |  | ante room |  | Diane Floyd
|  | LIKO | VIKING M | LIFT, PATIENT, ELECTRICAL |  | PHYSICAL THERAPY | Pavilion |  |  | 02/19/2009 |  | 2/19/19 |  |  | NO | YES |  |  |  |  | LIKO 10367465 7500700 |  |  | Active |  | 99:99:99:99:99:99 |  | High Risk | 1Y:00-MFG | 05/31/2019 | 05/01/2020 | COOPER UNIVERSITY HOSPITAL |  |  | PAVILION 6 |  | JOSEPHINE HONG
|  | LIKO | VIKING M | LIFT, PATIENT, ELECTRICAL |  | 3 COOPER-RADIOLOGY | Pavilion |  |  | 05/27/2011 |  | 5/27/21 |  |  | NO | YES |  |  |  |  | LIKO 10367460 7110146 |  |  | Disposition |  | 99:99:99:99:99:99 |  | High Risk | 1Y:00-MFG | 09/11/2019 | 03/01/2020 | COOPER AMBULATORY OFF-SITES |  |  | PCU K809 storage |  | JUDY ADIRZONE
|  | LIKO | VIKING M | LIFT, PATIENT, ELECTRICAL |  | NEURO/ORTHO/MEDSURG/7 PAV | Pavilion | 7 |  | 05/27/2011 |  | 5/27/21 |  |  | NO | YES |  |  |  |  | LIKO 10356678 7110143 |  |  | Active |  | 99:99:99:99:99:99 |  | High Risk | 1Y:00-MFG | 02/19/2019 | 02/01/2020 | COOPER UNIVERSITY HOSPITAL |  |  | GYM |  | Pam Young
|  | LIKO | VIKING M | LIFT, PATIENT, ELECTRICAL |  |  | Pavilion |  |  | 05/27/2011 |  | 5/27/21 |  |  | NO | YES |  |  |  |  | LIKO 10356674 7110142 |  |  | Active |  | 99:99:99:99:99:99 | [5 empty] | COOPER UNIVERSITY HOSPITAL |  |  | Icu rn 480
|  | LIKO | VIKING M | LIFT, PATIENT, ELECTRICAL |  |  | Kelemen |  |  | 05/27/2011 |  | 5/27/21 |  |  | NO | YES |  |  |  |  | LIKO 10356109 7110144 |  |  | Active |  | 99:99:99:99:99:99 | [5 empty] | COOPER UNIVERSITY HOSPITAL |  |  | K1070
|  | LIKO | VIKING M | LIFT, PATIENT, ELECTRICAL |  |  | Kelemen |  |  | 05/27/2011 |  | 5/27/21 |  |  | NO | YES |  |  |  |  | LIKO 10356108 7110130 |  |  | Active |  | 99:99:99:99:99:99 | [5 empty] | COOPER UNIVERSITY HOSPITAL |  |  | RM 885
|  | LIKO | VIKING XL | LIFT, PATIENT, ELECTRICAL |  |  | Pavilion |  |  | 05/23/2019 |  | 5/23/29 |  |  | NO | YES |  |  |  |  | LIKO 50036071 9100797 |  |  | Active |  | 99:99:99:99:99:99 | [5 empty] | COOPER UNIVERSITY HOSPITAL |  |  | P5 - Storage Room | [5 empty] | 05/23/2019 | 05/23/2019 |  |  |  |  | 05/23/2019 | 05/23/2019
|  | LIKO | VIKING XL | LIFT, PATIENT, ELECTRICAL |  |  | Pavilion |  |  | 05/06/2014 |  | 5/6/24 |  |  | NO | YES |  |  |  |  | LIKO 10369176 9100316 |  |  | Active |  | 99:99:99:99:99:99 | [5 empty] | COOPER UNIVERSITY HOSPITAL |  |  | pav 9 equipment storage
|  | LIKO | VIKING XL | LIFT, PATIENT, ELECTRICAL |  |  | Pavilion |  |  | 05/06/2014 |  | 5/6/24 |  |  | NO | YES |  |  |  |  | LIKO 10356671 9100315 |  |  | Active |  | 99:99:99:99:99:99 | [5 empty] | COOPER UNIVERSITY HOSPITAL |  |  | EQUIPMENT ROOM
|  | APPLIED FIBEROPTICS | BRITE LITE 3 | LIGHT SOURCE | AFI0131 | OR - KELEMEN 3 | Pavilion |  |  | 01/01/1900 |  |  |  |  | NO | YES |  |  |  |  | APPLIED FIBEROPTICS 10346321 AFI0131 |  |  | Disposition |  | 99:99:99:99:99:99 |  | Equipment | PAAR:00-PVAR | 11/01/2019 |  | COOPER UNIVERSITY HOSPITAL |  |  | OR-KELLEMEN | WOT00000002199924 | DOMINIC VENDETTA | Disposition | Closed | Salvatore Bombara | 02/14/2019 | 05/13/2019 | Bulk Disposition CNL | Unit has been retired | EXP2913528 | Labor | 05/13/2019 | 05/13/2019 | Salvatore Bombara
|  | CIRCON CORPORATION | MV-9082 | LIGHT SOURCE | 3060L1939 | VOORHEES UROGYNECOLOGY | Kelemen |  |  | 01/01/1900 |  |  |  |  | NO | YES |  |  |  |  | CIRCON CORPORATION 10348080 3060L1939 |  |  | Active |  | 99:99:99:99:99:99 |  | Equipment | PAAR:00-PVAR | 11/02/2019 |  | COOPER AMBULATORY OFF-SITES |  |  | RECORD RM ON TOP CABINET | WOT00000004120426 | Sheronda Coppage-Belt | Service Request | Closed | Kirk Lis | 10/29/2019 | 11/22/2019 | no longer using, needs removed, please call | CONFERRED WITH MANAGER AMY. REMOVED EQUIPMENT FROM SITE TO BIOMED VAN. | EXP4539066 | Labor | 10/29/2019 | 10/29/2019 | Kirk Lis
|  | DYONICS INC | 300XL | LIGHT SOURCE |  |  | 401 Haddon Ave | [7 empty] | NO | YES
|  | DYONICS INC | 300XL | LIGHT SOURCE |  | OR - KELEMEN 3 | 401 Haddon Ave |  |  | 09/05/2007 |  | 9/5/12 |  |  | NO | YES |  |  |  |  | DYONICS INC 10355421 60847426 |  |  | Disposition |  |  |  | Equipment | PAAR:00-PVAR | 11/02/2019 |  | COOPER UNIVERSITY HOSPITAL |  |  | P5 STORAGE RM |  | DOMINIC VENDETTA
|  | LUXTEC CORP | 9300 XDP CF | LIGHT SOURCE |  |  | Kelemen | [7 empty] | NO | YES
|  | LUXTEC CORP | LX300T | LIGHT SOURCE |  | OPERATING ROOM - PAVILION | Kelemen |  |  | 11/26/2008 |  | 11/26/13 |  |  | NO | YES |  |  |  |  | LUXTEC CORP 10367319 061108 |  |  | Active |  | 99:99:99:99:99:99 |  | Equipment | PAAR:00-PVAR | 11/01/2019 |  | COOPER UNIVERSITY HOSPITAL |  |  | OR 8 |  | DOMINIC VENDETTA
|  | MEDIGROUP | Y-TEC/LS-1 | LIGHT SOURCE |  | SHORT PROCEDURE UNIT | Kelemen |  |  | 01/01/1900 |  |  |  |  | NO | YES |  |  |  |  | MEDIGROUP 10367442 00369 |  |  | Active |  | 99:99:99:99:99:99 |  | Equipment | PAAR:00-PVAR | 11/02/2019 |  | COOPER UNIVERSITY HOSPITAL |  |  | SPU/5N | 0011661605 | Lisa Geoghegan | Repair | Closed | Michael Youch | 05/24/2017 | 05/24/2017 | LIGHT SOURCE - NEED UPDATED STICKER - SHORT PROC UNIT | 5/24/2017 3:21:20 PM MDYOUCH (MDYOUCH 5/24/2017 2:10 PM) NOTIFIED LISA THAT THESE ITEMS ARE DUE IN JUNE AND WILL BE ADDRESSED WHEN RSQ GENERATES WO. | BC74D8B7-D6C1-488C-9715-09D3644E0266 | Labor | 05/24/2017 | 05/24/2017 | Michael Youch
|  | MEDIVANCE, INC. | ARCTIC SUN 5000 | LIGHT SOURCE | DYZBY010 | INTENSIVE CARE UNIT | Pavilion |  |  | 06/25/2019 |  | 6/25/29 |  |  | NO | YES |  |  |  |  | MEDIVANCE, INC. 11222199 DYZBY010 |  |  | Active |  | 99:99:99:99:99:99 |  | Alarm | 1Y:00-MFG | 06/25/2019 | 06/25/2019 | COOPER UNIVERSITY HOSPITAL |  |  | STORAGE ROOM P470 |  | CAROLYN RUMELL |  |  |  | 06/25/2019 | 06/25/2019 |  |  |  |  | 06/25/2019 | 06/25/2019
|  | MEDIVANCE, INC. | ARCTIC SUN 5000 | LIGHT SOURCE | DYZAY022 | INTENSIVE CARE UNIT | Pavilion |  |  | 01/01/2014 |  | 1/1/24 |  |  | NO | YES |  |  |  |  | MEDIVANCE, INC. 10367649 DYZAY022 |  |  | Active |  | 99:99:99:99:99:99 |  | Alarm | 1Y:00-MFG | 06/21/2019 | 06/01/2020 | COOPER UNIVERSITY HOSPITAL |  |  | Icu |  | CAROLYN RUMELL
|  | MEDIVANCE, INC. | ARCTIC SUN 5000 | LIGHT SOURCE | DYZAY023 | CCU - CORONARY CARE UNIT | Pavilion |  |  | 01/01/2015 |  | 1/1/25 |  |  | NO | YES |  |  |  |  | MEDIVANCE, INC. 10367284 DYZAY023 |  |  | Active |  | 99:99:99:99:99:99 |  | Alarm | 1Y:00-MFG | 08/19/2019 | 06/01/2020 | COOPER UNIVERSITY HOSPITAL |  |  | CCU |  | CAROLYN RUMELL
|  | OLYMPUS AMERICA, INC. | CLK-4 | LIGHT SOURCE |  | ANESTHESIOLOGY | Pavilion |  |  | 01/01/1900 |  |  |  |  | NO | YES |  |  |  |  | OLYMPUS AMERICA, INC. 10355107 8419377 |  |  | Disposition |  | 99:99:99:99:99:99 |  | Equipment | PAAR:00-PVAR | 11/02/2019 |  | COOPER UNIVERSITY HOSPITAL |  |  | LABOR AND DELIVERY | WOT00000000519579 | GIACINTA ROUPAS | Disposition | Closed | Salvatore Bombara | 02/08/2018 | 05/15/2019 | Bulk Disposition CNL | unit has been retired | EXP2921415 | Labor | 05/14/2019 | 05/14/2019 | Salvatore Bombara
|  | OLYMPUS AMERICA, INC. | CLK-4 | LIGHT SOURCE |  | VOORHEES SURGERY CENTER-OPERATING ROOM | 900 Centennial Blvd | Suite E |  | 01/01/1900 |  |  |  |  | NO | YES |  |  |  |  | OLYMPUS AMERICA, INC. 10345468 7829599 |  |  | Active |  | 99:99:99:99:99:99 |  | Equipment | PAAR:00-PVAR | 11/01/2019 |  | COOPER AMBULATORY OFF-SITES |  |  | HALLWAY |  | JENNIFER BOMBARO
|  | OLYMPUS AMERICA, INC. | CLV-160 | LIGHT SOURCE |  | COOPER DIGESTIVE HEALTH-ENDOSCOPY | 501 Fellowship Rd |  |  | 07/17/2014 |  | 7/17/19 |  |  | NO | YES |  |  |  |  | OLYMPUS AMERICA, INC. 10347150 7454191 |  |  | Active |  | 99:99:99:99:99:99 |  | Equipment | PAAR:00-PVAR | 11/02/2019 |  | COOPER AMBULATORY OFF-SITES |  |  | Suite 102 - Procedure Side | 0011488710 | JEANNE GREER | Repair | Closed | Kirk Lis | 04/17/2017 | 04/20/2017 | FIBEROPTIC - NOT RECOGNIZING OTOSCOPE - COOPER DIGESTIVE HEALTH SUITE 102 | 4/19/2017 9:31:46 AM KALIS (KALIS 4/18/2017 12:00 AM) CONFERRED WITH JAMES AND SHEILLA ON ISSUE. IT HAPPENED WITH 2 SCOPES # 4922 & 4932. MA SHEILLA SAID MONITOR WENT BLANK. COULD NOT GAIN ACCESS TO PROCEDURE RM#2. NEED TO COME BACK WHEN ROOM IS AVAILABLE FOR TESTING 4/20/2017 4:21:15 PM KALIS (KALIS 4/20/2017 12:00 AM) TESTED SCOPE # 4922 AND 4932. IN PROCESSOR. DID NOT OBSERVE COMPLAINT. CLEANED SCOPE CONTACTS ON PROCESSOR. INFORMED MA'S OF FINDINGS (KALIS 4/20/2017 12:00 AM) DOCUMENTATION | C3578425-0D7E-456B-AEB0-82D55E830BE5 | Labor | 04/20/2017 | 04/20/2017 | Kirk Lis
|  | OLYMPUS AMERICA, INC. | CLV-160 | LIGHT SOURCE |  | COOPER DIGESTIVE HEALTH-ENDOSCOPY | 501 Fellowship Rd |  |  | 07/17/2014 |  | 7/17/19 |  |  | NO | YES |  |  |  |  | OLYMPUS AMERICA, INC. 10347124 7454185 |  |  | Active |  | 99:99:99:99:99:99 |  | Equipment | PAAR:00-PVAR | 11/02/2019 |  | COOPER AMBULATORY OFF-SITES |  |  | Suite 102 - Procedure Side |  | JEANNE GREER
|  | OLYMPUS AMERICA, INC. | CLV-160 | LIGHT SOURCE |  | COOPER DIGESTIVE HEALTH-ENDOSCOPY | 501 Fellowship Rd |  |  | 07/17/2014 |  | 7/17/19 |  |  | NO | YES |  |  |  |  | OLYMPUS AMERICA, INC. 10347103 7454193 |  |  | Active |  | 99:99:99:99:99:99 |  | Equipment | PAAR:00-PVAR | 11/02/2019 |  | COOPER AMBULATORY OFF-SITES |  |  | Room 1 |  | JEANNE GREER
|  | OLYMPUS AMERICA, INC. | CLV-160 | LIGHT SOURCE |  | INTENSIVE CARE UNIT | Kelemen |  |  | 11/02/2019 |  | 11/2/24 |  |  | NO | YES |  |  |  |  | OLYMPUS AMERICA, INC. 30142916 7018919 |  |  | Active |  | 99:99:99:99:99:99 |  | Equipment | PAAR:00-PVAR | 11/02/2019 | 11/02/2019 | COOPER UNIVERSITY HOSPITAL |  |  | ICU | 0012131228 | CAROLYN RUMELL | Repair | Closed | Michael Youch | 11/02/2019 | 11/02/2019 | TOWER - CORD HAS EXPOSED WIRES - ICU P491 | 9/1/2017 4:17:26 PM MDYOUCH (MDYOUCH 9/1/2017 3:30 PM) REPLACED CUT POWER CORD FROM STOCK AND REORDERED | 7548F361-F8B1-42D8-8AB0-2058D06ADCE0 | Labor | 11/02/2019 | 11/02/2019 | Michael Youch
|  | OLYMPUS AMERICA, INC. | CLV-S30 | LIGHT SOURCE |  | ANESTHESIOLOGY | Pavilion |  |  | 10/10/2006 |  | 10/10/11 |  |  | NO | YES |  |  |  |  | OLYMPUS AMERICA, INC. 10355321 7113617 |  |  | Active |  | 99:99:99:99:99:99 |  | Equipment | PAAR:00-PVAR | 11/02/2019 |  | COOPER UNIVERSITY HOSPITAL |  |  | OR 6 | WOT00000001310567 | GIACINTA ROUPAS | Repair | Closed | Salvatore Bombara | 08/21/2018 | 10/03/2018 | Not turning on | Confirmed error. determined unit has no power cord. Staff replaced cord. unit is working correctly. | EXP1154839 | Labor | 08/21/2018 | 08/21/2018 | Salvatore Bombara
|  | OLYMPUS AMERICA, INC. | CLV-S40 | LIGHT SOURCE |  | OR - KELEMEN 3 | Pavilion |  |  | 08/25/2006 |  | 8/25/11 |  |  | NO | YES |  |  |  |  | OLYMPUS AMERICA, INC. 10346320 7600782 |  |  | Disposition |  | 99:99:99:99:99:99 |  | Equipment | PAAR:00-PVAR | 11/02/2019 |  | COOPER UNIVERSITY HOSPITAL |  |  | OR-KELLEMEN |  | DOMINIC VENDETTA
|  | OLYMPUS AMERICA, INC. | CLV-U20 | LIGHT SOURCE |  | OPERATING ROOM - PAVILION | Pavilion |  |  | 01/01/1900 |  |  |  |  | NO | YES |  |  |  |  | OLYMPUS AMERICA, INC. 10346521 8254335 |  |  | Disposition |  | 99:99:99:99:99:99 |  | Equipment | PAAR:00-PVAR | 11/02/2019 |  | COOPER UNIVERSITY HOSPITAL |  |  | EQUIPMENT STORAGE P316 | WOT00000002200161 | DOMINIC VENDETTA | Disposition | Closed | Salvatore Bombara | 02/14/2019 | 05/13/2019 | Bulk Disposition CNL | Unit has been retired | EXP2914482 | Labor | 05/13/2019 | 05/13/2019 | Salvatore Bombara
|  | OLYMPUS AMERICA, INC. | EVIS EXERA II CLV-180 | LIGHT SOURCE |  | TRAUMA ICU | Kelemen |  |  | 10/27/2009 |  | 10/27/14 |  |  | NO | YES |  |  |  |  | OLYMPUS AMERICA, INC. 10368605 7902688 |  |  | Active |  | 99:99:99:99:99:99 |  | Equipment | PAAR:00-PVAR | 11/02/2019 |  | COOPER UNIVERSITY HOSPITAL |  |  | TRAUMA ICU | WOT00000000519232 | Diane Floyd | Disposition | Closed | Richard Jolly | 02/08/2018 | 05/23/2019 | Bulk Disposition CNL
|  | OLYMPUS AMERICA, INC. | EVIS EXERA II CLV-180 | LIGHT SOURCE |  | OPERATING ROOM - PAVILION | Pavilion |  |  | 01/01/2013 |  | 1/1/18 |  |  | NO | YES |  |  |  |  | OLYMPUS AMERICA, INC. 10368303 7015730 |  |  | Disposition |  | 99:99:99:99:99:99 |  | Equipment | PAAR:00-PVAR | 11/02/2019 |  | COOPER UNIVERSITY HOSPITAL |  |  | OPERATING ROOM hall | WOT00000002201226 | DOMINIC VENDETTA | Disposition | Closed | Salvatore Bombara | 02/14/2019 | 05/15/2019 | Bulk Disposition CNL | Unit has been retired | EXP2931512 | Labor | 05/15/2019 | 05/15/2019 | Salvatore Bombara
|  | OLYMPUS AMERICA, INC. | EVIS EXERA II CLV-180 | LIGHT SOURCE |  | OPERATING ROOM - PAVILION | Kelemen |  |  | 01/15/2009 |  | 1/15/14 |  |  | NO | YES |  |  |  |  | OLYMPUS AMERICA, INC. 10355468 7806814 |  |  | Active |  | 99:99:99:99:99:99 |  | Equipment | PAAR:00-PVAR | 11/02/2019 |  | COOPER UNIVERSITY HOSPITAL |  |  | pav 316 | WOT00000002202037 | DOMINIC VENDETTA | Disposition | Closed | Salvatore Bombara | 02/14/2019 | 05/17/2019 | Bulk Disposition CNL
|  | OLYMPUS AMERICA, INC. | EVIS EXERA II CLV-180 | LIGHT SOURCE |  | VOORHEES SURGERY CENTER-OPERATING ROOM | 900 Centennial Blvd | Suite E |  | 12/06/2010 |  | 12/6/15 |  |  | NO | YES |  |  |  |  | OLYMPUS AMERICA, INC. 10347250 7019035 |  |  | Active |  | 99:99:99:99:99:99 |  | Equipment | PAAR:00-PVAR | 11/02/2019 |  | COOPER AMBULATORY OFF-SITES |  |  | SUITE E |  | JENNIFER BOMBARO
|  | OLYMPUS AMERICA, INC. | EVIS EXERA II CLV-180 | LIGHT SOURCE |  | 3 COOPER-MULTISPECIALTY CENTER | 6015 Main Street |  |  | 04/11/2013 |  | 4/11/18 |  |  | NO | YES |  |  |  |  | OLYMPUS AMERICA, INC. 10345626 7604607 |  |  | Active |  | 99:99:99:99:99:99 |  | Equipment | PAAR:00-PVAR | 11/02/2019 |  | COOPER AMBULATORY OFF-SITES |  |  | SUITE 104 - WAITING STORAGE |  | MARGIE OUTLER
|  | OLYMPUS AMERICA, INC. | EVIS EXERA III CLV-190 | LIGHT SOURCE |  | SAME DAY OR-2ND FL PAVILION | Pavilion |  |  | 10/31/2019 |  | 10/31/24 |  |  | NO | YES |  |  |  |  | OLYMPUS AMERICA, INC. 11239140 7775416 |  |  | Active |  | 99:99:99:99:99:99 |  | Equipment | PAAR:00-PVAR | 10/31/2019 | 10/31/2019 | COOPER UNIVERSITY HOSPITAL |  |  | SD OR | WOT00000000564461 | JOE DRUCTOR | Performance Verification | Closed | Salvatore Bombara | 10/31/2019 | 10/31/2019 | Performance Verification for OLYMPUS AMERICA, INC. 11239140 7775416 | Initial Install of Performance Verification. Device is ready for patient use. |  |  | 10/31/2019 | 10/31/2019
|  | OLYMPUS AMERICA, INC. | EVIS EXERA III CLV-190 | LIGHT SOURCE |  | SAME DAY OR-2ND FL PAVILION | Kelemen |  |  | 10/31/2019 |  | 10/31/24 |  |  | NO | YES |  |  |  |  | OLYMPUS AMERICA, INC. 11239101 7775422 |  |  | Active |  | 99:99:99:99:99:99 |  | Equipment | PAAR:00-PVAR | 10/31/2019 | 10/31/2019 | COOPER UNIVERSITY HOSPITAL |  |  | Performance Verification | WOT00000000559043 | JOE DRUCTOR | Performance Verification | Closed | Salvatore Bombara | 10/31/2019 | 10/31/2019 | Performance Verification for OLYMPUS AMERICA, INC. 11239101 7775422 | Initial Install of Performance Verification. Device is ready for patient use. |  |  | 10/31/2019 | 10/31/2019
|  | OLYMPUS AMERICA, INC. | EVIS EXERA III CLV-190 | LIGHT SOURCE |  | SAME DAY OR-2ND FL PAVILION | Pavilion |  |  | 10/31/2019 |  | 10/31/24 |  |  | NO | YES |  |  |  |  | OLYMPUS AMERICA, INC. 11239061 7776549 |  |  | Active |  | 99:99:99:99:99:99 |  | Equipment | PAAR:00-PVAR | 10/31/2019 | 10/31/2019 | COOPER UNIVERSITY HOSPITAL |  |  | Performance Verification | WOT00000000556226 | JOE DRUCTOR | Performance Verification | Closed | Salvatore Bombara | 10/31/2019 | 10/31/2019 | Performance Verification for OLYMPUS AMERICA, INC. 11239061 7776549 | Initial Install of Performance Verification. Device is ready for patient use. |  |  | 10/31/2019 | 10/31/2019
|  | OLYMPUS AMERICA, INC. | EVIS EXERA III CLV-190 | LIGHT SOURCE |  | SAME DAY OR-2ND FL PAVILION | Pavilion |  |  | 10/31/2019 |  | 10/31/24 |  |  | NO | YES |  |  |  |  | OLYMPUS AMERICA, INC. 11239028 7776637 |  |  | Active |  | 99:99:99:99:99:99 |  | Equipment | PAAR:00-PVAR | 10/31/2019 | 10/31/2019 | COOPER UNIVERSITY HOSPITAL |  |  | Performance Verification | WOT00000000552295 | JOE DRUCTOR | Performance Verification | Closed | Salvatore Bombara | 10/31/2019 | 10/31/2019 | Performance Verification for OLYMPUS AMERICA, INC. 11239028 7776637 | Initial Install of Performance Verification. Device is ready for patient use. |  |  | 10/31/2019 | 10/31/2019
|  | OLYMPUS AMERICA, INC. | EVIS EXERA III CLV-190 | LIGHT SOURCE |  | SAME DAY OR-2ND FL PAVILION | Pavilion |  |  | 10/31/2019 |  | 10/31/24 |  |  | NO | YES |  |  |  |  | OLYMPUS AMERICA, INC. 11239011 7775417 |  |  | Active |  | 99:99:99:99:99:99 |  | Equipment | PAAR:00-PVAR | 10/31/2019 | 10/31/2019 | COOPER UNIVERSITY HOSPITAL |  |  | Performance Verification | WOT00000000551992 | JOE DRUCTOR | Performance Verification | Closed | Salvatore Bombara | 10/31/2019 | 10/31/2019 | Performance Verification for OLYMPUS AMERICA, INC. 11239011 7775415 | Initial Install of Performance Verification. Device is ready for patient use. |  |  | 10/31/2019 | 10/31/2019
|  | OLYMPUS AMERICA, INC. | EVIS EXERA III CLV-190 | LIGHT SOURCE |  | COOPER DIGESTIVE HEALTH-ENDOSCOPY | 501 Fellowship Road | 1 |  | 03/08/2017 |  | 3/8/22 |  |  | NO | YES |  |  |  |  | OLYMPUS AMERICA, INC. 10769385 7670580 |  |  | Active |  | 99:99:99:99:99:99 |  | Equipment | PAAR:00-PVAR | 10/31/2019 |  | COOPER AMBULATORY OFF-SITES |  |  | PROCEDURE RM 3 | 0011437060 | JEANNE GREER | Preventative Maintenance | Closed | Bonnie Aichroth | 03/29/2017 | 03/29/2017 | PERFORMANCE ASSURANCE AT INVENTORY | INVENTORIED DEVICE AND ENSURED DEVICE WAS FUNCTIONING PROPERLY. | 150AF5A6-FC70-46A1-A399-42E5EB80E933 | Labor | 03/08/2017 | 03/08/2017 | Kirk Lis
|  | OLYMPUS AMERICA, INC. | EVIS EXERA III CLV-190 | LIGHT SOURCE |  | ANESTHESIOLOGY | Kelemen |  |  | 02/12/2018 |  | 2/12/23 |  |  | NO | YES |  |  |  |  | OLYMPUS AMERICA, INC. 10752640 7774525 |  |  | Active |  | 99:99:99:99:99:99 |  | Equipment | PAAR:00-PVAR | 10/31/2019 |  | COOPER UNIVERSITY HOSPITAL |  |  | 2nd Floor Pav OR | WOT00000000548566 | GIACINTA ROUPAS | Performance Verification | Closed | Salvatore Bombara | 02/15/2018 | 07/22/2019 | Performance Verification for OLYMPUS AMERICA, INC. 10752640 7774525 | Initial Install of Performance Verification. Device is ready for patient use.
|  | OLYMPUS AMERICA, INC. | EVIS EXERA III CLV-190 | LIGHT SOURCE |  | PULMONARY LAB | Kelemen |  |  | 10/13/2016 |  | 10/13/21 |  |  | NO | YES |  |  |  |  | OLYMPUS AMERICA, INC. 10649864 7668847 |  |  | Active |  | 99:99:99:99:99:99 |  | Equipment | PAAR:00-PVAR | 10/31/2019 |  | COOPER UNIVERSITY HOSPITAL |  |  |  |  | KATHY LOFLAND
|  | OLYMPUS AMERICA, INC. | EVIS EXERA III CLV-190 | LIGHT SOURCE |  | ANESTHESIOLOGY | Pavilion |  |  | 08/22/2016 |  | 8/22/21 |  |  | NO | YES |  |  |  |  | OLYMPUS AMERICA, INC. 10649829 7668352 |  |  | Active |  | 99:99:99:99:99:99 |  | Equipment | PAAR:00-PVAR | 10/31/2019 |  | COOPER UNIVERSITY HOSPITAL |  |  |  | 0011473037 | GIACINTA ROUPAS | Performance Verification | Closed | Bonnie Aichroth | 04/11/2017 | 04/11/2017 | INCOMING INVENTORY | DEVICE INVENTORIED | 77F5B017-F95F-47B5-A7AB-B23A242AEB5B | Labor | 04/11/2017 | 04/11/2017 | Bonnie Aichroth
|  | OLYMPUS AMERICA, INC. | EVIS EXERA III CLV-190 | LIGHT SOURCE |  | OR - KELEMEN 3 | Kelemen |  |  | 09/12/2016 |  | 9/12/21 |  |  | NO | YES |  |  |  |  | OLYMPUS AMERICA, INC. 10505429 7667597 |  |  | Active |  | 99:99:99:99:99:99 |  | Equipment | PAAR:00-PVAR | 10/31/2019 |  | COOPER UNIVERSITY HOSPITAL |  |  | KELEMEN OR RM 11 |  | DOMINIC VENDETTA
|  | OLYMPUS AMERICA, INC. | EVIS EXERA III CLV-190 | LIGHT SOURCE |  | OR - KELEMEN 3 | Kelemen |  |  | 09/12/2016 |  | 9/12/21 |  |  | NO | YES |  |  |  |  | OLYMPUS AMERICA, INC. 10505380 7667350 |  |  | Active |  | 99:99:99:99:99:99 |  | Equipment | PAAR:00-PVAR | 10/31/2019 |  | COOPER UNIVERSITY HOSPITAL |  |  | KELEMAN OR RM 10 |  | DOMINIC VENDETTA
|  | OLYMPUS AMERICA, INC. | EVIS EXERA III CLV-190 | LIGHT SOURCE |  | OR - KELEMEN 3 | Kelemen |  |  | 08/15/2016 |  | 8/15/21 |  |  | NO | YES |  |  |  |  | OLYMPUS AMERICA, INC. 10505367 7667471 |  |  | Active |  | 99:99:99:99:99:99 |  | Equipment | PAAR:00-PVAR | 10/31/2019 |  | COOPER UNIVERSITY HOSPITAL |  |  | KELEMAN OR K9 |  | DOMINIC VENDETTA
|  | OLYMPUS AMERICA, INC. | EVIS EXERA III CLV-190 | LIGHT SOURCE |  | OR - KELEMEN 3 | Kelemen |  |  | 05/06/2016 |  | 5/6/21 |  |  | NO | YES |  |  |  |  | OLYMPUS AMERICA, INC. 10480424 7666475 |  |  | Active |  | 99:99:99:99:99:99 |  | Equipment | PAAR:00-PVAR | 10/31/2019 |  | COOPER UNIVERSITY HOSPITAL |  |  | ROOM K8 |  | DOMINIC VENDETTA
|  | OLYMPUS AMERICA, INC. | EVIS EXERA III CLV-190 | LIGHT SOURCE |  | SPECIAL TEST | Kelemen |  |  | 04/18/2016 |  | 4/18/21 |  |  | NO | YES |  |  |  |  | OLYMPUS AMERICA, INC. 10480413 7666286 |  |  | Active |  | 99:99:99:99:99:99 |  | Equipment | PAAR:00-PVAR | 10/31/2019 |  | COOPER UNIVERSITY HOSPITAL |  |  |  |  | AMY HANNAN
|  | OLYMPUS AMERICA, INC. | EVIS EXERA III CLV-190 | LIGHT SOURCE |  | SPECIAL TEST | Kelemen |  |  | 04/18/2016 |  | 4/18/21 |  |  | NO | YES |  |  |  |  | OLYMPUS AMERICA, INC. 10480411 7666096 |  |  | Active |  | 99:99:99:99:99:99 |  | Equipment | PAAR:00-PVAR | 10/31/2019 |  | COOPER UNIVERSITY HOSPITAL |  |  |  |  | AMY HANNAN
|  | OLYMPUS AMERICA, INC. | EVIS EXERA III CLV-190 | LIGHT SOURCE |  | SPECIAL TEST | Kelemen |  |  | 04/18/2016 |  | 4/18/21 |  |  | NO | YES |  |  |  |  | OLYMPUS AMERICA, INC. 10480410 7665834 |  |  | Active |  | 99:99:99:99:99:99 |  | Equipment | PAAR:00-PVAR | 10/31/2019 |  | COOPER UNIVERSITY HOSPITAL |  |  | 6th Floor Kelemen - Procedure RM 2 |  | AMY HANNAN
|  | OLYMPUS AMERICA, INC. | EVIS EXERA III CLV-190 | LIGHT SOURCE |  | SPECIAL TEST | Kelemen |  |  | 04/18/2016 |  | 4/18/21 |  |  | NO | YES |  |  |  |  | OLYMPUS AMERICA, INC. 10480407 7666460 |  |  | Active |  | 99:99:99:99:99:99 |  | Equipment | PAAR:00-PVAR | 10/31/2019 |  | COOPER UNIVERSITY HOSPITAL |  |  |  |  | AMY HANNAN
|  | OLYMPUS AMERICA, INC. | EVIS EXERA III CLV-190 | LIGHT SOURCE |  | SPECIAL TEST | Kelemen |  |  | 04/18/2016 |  | 4/18/21 |  |  | NO | YES |  |  |  |  | OLYMPUS AMERICA, INC. 10480405 7666306 |  |  | Active |  | 99:99:99:99:99:99 |  | Equipment | PAAR:00-PVAR | 10/31/2019 |  | COOPER UNIVERSITY HOSPITAL |  |  | SPECIAL TEST |  | AMY HANNAN
|  | OLYMPUS AMERICA, INC. | EVIS EXERA III CLV-190 | LIGHT SOURCE |  | OR - KELEMEN 3 | Pavilion |  |  | 01/01/1900 |  |  |  |  | NO | YES |  |  |  |  | OLYMPUS AMERICA, INC. 10367791 7550014 |  |  | Active |  | 99:99:99:99:99:99 |  | Equipment | PAAR:00-PVAR | 11/02/2019 |  | COOPER UNIVERSITY HOSPITAL |  |  | PAV OR | 0011741528 | DOMINIC VENDETTA | Repair | Closed | Salvatore Bombara | 06/06/2017 | 06/07/2017 | LIGHT SOURCE - BULB NEEDS REPLACED - PAV OR RM 2 TOWER 4 | 6/7/2017 11:57:21 AM SXBOMBARA (SXBOMBARA 6/7/2017 12:00 AM) REPLACED AGED BULB. TESTED AND PASSED FUNCTIONAL CHECK. | B20B3580-A898-4CD1-A6C9-5C0D35EF0587 | Parts | 01/01/1900 | 01/01/1900 | Salvatore Bombara
|  | OLYMPUS AMERICA, INC. | EVIS EXERA III CLV-190 | LIGHT SOURCE |  | OR - KELEMEN 3 | Pavilion |  |  | 01/01/1900 |  |  |  |  | NO | YES |  |  |  |  | OLYMPUS AMERICA, INC. 10367786 7559922 |  |  | Active |  | 99:99:99:99:99:99 |  | Equipment | PAAR:00-PVAR | 11/02/2019 |  | COOPER UNIVERSITY HOSPITAL |  |  | Pav OR 6 | WOT00000002200499 | DOMINIC VENDETTA | Disposition | Closed | Salvatore Bombara | 02/14/2019 | 05/20/2019 | Bulk Disposition CNL
|  | OLYMPUS AMERICA, INC. | EVIS EXERA III CLV-190 | LIGHT SOURCE |  | OR - KELEMEN 3 | Pavilion |  |  | 01/01/1900 |  |  |  |  | NO | YES |  |  |  |  | OLYMPUS AMERICA, INC. 10367782 7550012 |  |  | Active |  | 99:99:99:99:99:99 |  | Equipment | PAAR:00-PVAR | 11/02/2019 |  | COOPER UNIVERSITY HOSPITAL |  |  | PAV OR |  | DOMINIC VENDETTA
|  | OLYMPUS AMERICA, INC. | EVIS EXERA III CLV-190 | LIGHT SOURCE |  | OR - KELEMEN 3 | Pavilion |  |  | 01/01/1900 |  |  |  |  | NO | YES |  |  |  |  | OLYMPUS AMERICA, INC. 10367778 7559918 |  |  | Active |  | 99:99:99:99:99:99 |  | Equipment | PAAR:00-PVAR | 11/02/2019 |  | COOPER UNIVERSITY HOSPITAL |  |  | P OR 7 | WOT00000002200478 | DOMINIC VENDETTA | Disposition | Closed | Salvatore Bombara | 02/14/2019 | 05/20/2019 | Bulk Disposition CNL
|  | OLYMPUS AMERICA, INC. | EVIS EXERA III CLV-190 | LIGHT SOURCE |  | OR - KELEMEN 3 | Kelemen |  |  | 01/01/1900 |  |  |  |  | NO | YES |  |  |  |  | OLYMPUS AMERICA, INC. 10367773 7550015 |  |  | Active |  | 99:99:99:99:99:99 |  | Equipment | PAAR:00-PVAR | 11/02/2019 |  | COOPER UNIVERSITY HOSPITAL |  |  | Kel OR | WOT00000000817135 | DOMINIC VENDETTA | Repair | Closed | Salvatore Bombara | 04/23/2018 | 10/30/2018 | Tower 6 down, monitor is going dark, all going dark sporatically- just out of a case - she spoke to olympus rep recommends it has bulb changed out/bought | Replaced bulb. reset timer | EXP0467272 | Parts |  |  | Salvatore Bombara
|  | OLYMPUS AMERICA, INC. | EVIS EXERA III CLV-190 | LIGHT SOURCE |  | OR - KELEMEN 3 | Kelemen |  |  | 01/01/1900 |  |  |  |  | NO | YES |  |  |  |  | OLYMPUS AMERICA, INC. 10367767 7550008 |  |  | Active |  | 99:99:99:99:99:99 |  | Equipment | PAAR:00-PVAR | 11/01/2019 |  | COOPER UNIVERSITY HOSPITAL |  |  | spu closet K5 | WOT00000002200446 | DOMINIC VENDETTA | Disposition | Closed | Salvatore Bombara | 02/14/2019 | 05/17/2019 | Bulk Disposition CNL
|  | OLYMPUS AMERICA, INC. | EVIS EXERA III CLV-190 | LIGHT SOURCE |  | OR - KELEMEN 3 | Pavilion |  |  | 01/01/1900 |  |  |  |  | NO | YES |  |  |  |  | OLYMPUS AMERICA, INC. 10367762 7550013 |  |  | Active |  | 99:99:99:99:99:99 |  | Equipment | PAAR:00-PVAR | 11/02/2019 |  | COOPER UNIVERSITY HOSPITAL |  |  | PAV OR | WOT00000002200436 | DOMINIC VENDETTA | Disposition | Closed | Salvatore Bombara | 02/14/2019 | 05/14/2019 | Bulk Disposition CNL
|  | OLYMPUS AMERICA, INC. | EVIS EXERA III CLV-190 | LIGHT SOURCE |  | OR - KELEMEN 3 | Pavilion |  |  | 01/01/1900 |  |  |  |  | NO | YES |  |  |  |  | OLYMPUS AMERICA, INC. 10367590 7559337 |  |  | Active |  | 99:99:99:99:99:99 |  | Equipment | PAAR:00-PVAR | 11/01/2019 |  | COOPER UNIVERSITY HOSPITAL |  |  | P3 OR | 0012601367 | DOMINIC VENDETTA | Repair | Closed | Salvatore Bombara | 01/04/2018 | 01/04/2018 | IMAGE DIGITIZATION SYSTEM - LIGHT SOURCE BROKEN - TMX | 1/4/2018 9:44:53 AM SXBOMBARA (SXBOMBARA 1/4/2018 12:00 AM) REPLACED BULB. TESTED AND PASSED FULL FUNCTIONAL CHECK. | 2EA287CF-A4CF-4DA9-A1B0-CD4A3950F8FC | Labor | 01/04/2018 | 01/04/2018 | Salvatore Bombara
|  | OLYMPUS AMERICA, INC. | EVIS EXERA III CLV-190 | LIGHT SOURCE |  | COOPER CANCER CENTER-MULTIDISCIPLINARY CLINIC | MD Anderson Cancer Center |  |  | 09/10/2013 |  | 9/10/18 |  |  | NO | YES |  |  |  |  | OLYMPUS AMERICA, INC. 10367508 7338487 |  |  | Active |  | 99:99:99:99:99:99 |  | Equipment | PAAR:00-PVAR | 11/02/2019 |  | COOPER AMBULATORY OFF-SITES |  |  | Multi Disc - C2049 or C2220 | 0011639552 | ROXANNE BERGER | Repair | Closed | Stephen Zubrzycki | 05/16/2017 | 05/17/2017 | LIGHT SOURCE - IS AT 500, SHOULD BE AT ZERO - 2ND FL, CANCER CENTER, SEE TANYA FOR LOCATION | 5/17/2017 4:07:32 PM SJZUBRZYCKI (SJZUBRZYCKI 5/17/2017 12:00 AM) RESET LAMP TIMER AND VPO. BULB IS NOT DIM AT ALL SO NOT REPLACING AS OF NOW | 26ABB460-F906-42A9-9573-343FED0A375F | Labor | 05/17/2017 | 05/17/2017 | Stephen Zubrzycki
|  | OLYMPUS AMERICA, INC. | EVIS EXERA III CLV-190 | LIGHT SOURCE |  | BRACHFIELD MEDICAL ASSOCIATES-MEDICINE | 218 Sunset Rd |  |  | 07/17/2014 |  | 7/17/19 |  |  | NO | YES |  |  |  |  | OLYMPUS AMERICA, INC. 10367160 7454619 |  |  | Active |  | 99:99:99:99:99:99 |  | Equipment | PAAR:00-PVAR | 11/02/2019 |  | COOPER AMBULATORY OFF-SITES |  |  | ENDO - Procedure Room | 0011366132 | CATHY CRAWFORD | Repair | Closed | Kirk Lis | 03/22/2017 | 07/18/2017 | LIGHT SOURCE - CRACKED IN FRONT WHERE INSERT SCOPES - DIGESTIVE HEALTH, BRACHFIELD | 3/31/2017 8:22:14 AM KALIS (KALIS 3/30/2017 12:00 AM) ASSET PROBLEM.PLASTIC FRONT CASE IS DAMAGED. CRACK IS LOCATED UNDER SCOPE CONNECTOR. CONFERRED WITH SALES REP JIM CURRY ON REPAIR PROCEDURE. 3/31/2017 9:47:35 AM KALIS (KALIS 3/31/2017 12:00 AM) CONTACT OLYMPUS FOR REPAIR PROTOCAL. THEY ARE E-MAILING ME WITH FORMS TO BE FILLED OUT AND SENT BACK FOR REPAIR AND LOANER INFO 4/28/2017 10:46:30 AM KALIS (KALIS 4/28/2017 12:00 AM) RESEARCHED AND MADE PURCHASE REQUEST FOR OEM REPAIR 5/9/2017 3:29:38 PM KALIS (KALIS 5/4/2017 12:00 AM) CONFERRED WITH PATRICK ON REPAIR STATUS CONTACTED AMY SARGE FOR DEPT. COST CENTE#. CONFERRED WITH BONNIE ON CHARGING DECISION 6/12/2017 4:24:49 PM KALIS (KALIS 6/12/2017 12:00 AM) REACHED OUT TO AMY SARGE TO SEE IF LOANER UNIT HAD ARRIVED AT SITE. NOT YET? 6/19/2017 2:36:30 PM KALIS (KALIS 6/19/2017 12:00 AM) RESEARCHED UNIT'S STATUS. BON FAXED PO TMB79806052017 6-5-17 . OLYMPUS MISPLACED LOANER AGREEMENT!!!! UNIT BEING SENT OVERNIGHT TO BMA. CONTACTED AMY SARGE ON DELIVERY. 6/20/2017 4:20:25 PM KALIS (KALIS 6/20/2017 12:00 AM) TRAVEL TIME (KALIS 6/20/2017 12:00 AM) REMOVED UNIT FROM TOWER. INSTALLED REPLACEMENT LOANER SN# 7212492. BOXED OLD UNIT AND PLACED IN VAN TO RETURN TO BIOMED DEPT. 6/21/2017 10:17:24 AM KALIS (KALIS 6/21/2017 12:00 AM) BROUGHT UNIT BACK TO HOSPITAL HAD SHIPPING LABEL MADE DEIVERED UNIT TO LOADING DOCK 6/29/2017 1:59:28 PM KALIS (KALIS 6/29/2017 12:00 AM) FOWARDED ESTIMATE TO BONNIE FOR OK OF PO AMOUNT 7/18/2017 11:41:12 AM SJZUBRZYCKI (ZXKISELEV 7/17/2017 12:00 AM) SWAPPED OUT LOANER AND TRAVEL TIME (SJZUBRZYCKI 7/18/2017 12:00 AM) RETURNED LOANER | 0262B66F-4D1B-4073-BF83-7B7D6BE7F5CD | Labor | 06/21/2017 | 06/21/2017 | Kirk Lis
|  | OLYMPUS AMERICA, INC. | EVIS EXERA III CLV-190 | LIGHT SOURCE |  | OR - KELEMEN 3 | Pavilion |  |  | 01/01/1900 |  |  |  |  | NO | YES |  |  |  |  | OLYMPUS AMERICA, INC. 10355442 7559920 |  |  | Active |  | 99:99:99:99:99:99 |  | Equipment | PAAR:00-PVAR | 11/01/2019 |  | COOPER UNIVERSITY HOSPITAL |  |  | Pav OR | WOT00000000519004 | DOMINIC VENDETTA | Disposition | Closed | Salvatore Bombara | 02/08/2018 | 05/13/2019 | Bulk Disposition CNL
|  | OLYMPUS AMERICA, INC. | EVIS EXERA III CLV-190 | LIGHT SOURCE |  | OPERATING ROOM - PAVILION | Kelemen |  |  | 09/06/2012 |  | 9/6/17 |  |  | NO | YES |  |  |  |  | OLYMPUS AMERICA, INC. 10346631 7212219 |  |  | Active |  | 99:99:99:99:99:99 |  | Equipment | PAAR:00-PVAR | 11/02/2019 |  | COOPER UNIVERSITY HOSPITAL |  |  | L&D |  | DOMINIC VENDETTA
|  | OLYMPUS AMERICA, INC. | VISERA ELITE CLV-S190 | LIGHT SOURCE |  | OPERATING ROOM - PAVILION | Pavilion |  |  | 12/07/2012 |  | 12/7/17 |  |  | NO | YES |  |  |  |  | OLYMPUS AMERICA, INC. 10368265 7203084 |  |  | Active |  | 99:99:99:99:99:99 |  | Equipment | PAAR:00-PVAR | 11/02/2019 |  | COOPER UNIVERSITY HOSPITAL |  |  | OPERATING ROOM p8 |  | DOMINIC VENDETTA
|  | OLYMPUS AMERICA, INC. | VISERA ELITE CLV-S190 | LIGHT SOURCE |  | COOPER CANCER CENTER-MULTIDISCIPLINARY CLINIC | MD Anderson Cancer Center |  |  | 09/10/2013 |  | 9/10/18 |  |  | NO | YES |  |  |  |  | OLYMPUS AMERICA, INC. 10348791 7304407 |  |  | Active |  | 99:99:99:99:99:99 |  | Equipment | PAAR:00-PVAR | 10/31/2019 |  | COOPER AMBULATORY OFF-SITES |  |  | Multi Disc - C2049 or C2220 |  | ROXANNE BERGER
|  | PENTAX MEDICAL | LH-150PC | LIGHT SOURCE | UB011923 | 6017 MAIN ST-PLASTICS | 6200 Main St |  |  | 05/26/2009 |  | 5/26/14 |  |  | NO | YES |  |  |  |  | PENTAX MEDICAL 10345794 UB011923 |  |  | Active |  | 99:99:99:99:99:99 |  | Equipment | PAAR:00-PVAR | 11/01/2019 |  | COOPER AMBULATORY OFF-SITES |  |  | PROCEDURE ROOM D |  | ANNE MAIER
|  | PILLING SURGICAL | SL114 | LIGHT SOURCE |  | 3 COOPER - SURGERY DEPARTMENT | 3 Cooper |  |  | 01/20/2005 |  | 1/20/10 |  |  | NO | YES |  |  |  |  | PHILMORE 10346828 4010067 |  |  | Active |  | 99:99:99:99:99:99 |  | Equipment | PAAR:00-PVAR | 11/02/2019 |  | COOPER AMBULATORY OFF-SITES |  |  | SUITE 403 - EXAM 12 | WOT00000000651519 | ANNE MAIER | Repair | Closed | Stephen Zubrzycki | 03/12/2018 | 05/25/2018 | not sunctioning very well | Analyzed unit. Found problem to be suction canister. Had them replace it and VPO of unit. | EXP0216687 | Labor | 03/12/2018 | 03/12/2018 | Stephen Zubrzycki
|  | PILLING WECK SURGICAL | 1-250 | LIGHT SOURCE |  | 3 COOPER - SURGERY DEPARTMENT | 3 Cooper |  |  | 01/20/2005 |  | 1/20/10 |  |  | NO | YES |  |  |  |  | PILLING WECK SURGICAL 10346835 4010075 |  |  | Active |  | 99:99:99:99:99:99 |  | Equipment | PAAR:00-PVAR | 11/02/2019 |  | COOPER AMBULATORY OFF-SITES |  |  | SUITE 403 - EXAM 12 |  | ANNE MAIER
|  | STORZ |  | LIGHT SOURCE | TX2395 | 3 COOPER - SURGERY DEPARTMENT | 3 Cooper |  |  | 10/31/2019 |  |  |  |  | NO | YES |  |  |  |  | STORZ 30126109 TX2395 |  |  | Active |  | 99:99:99:99:99:99 |  | Equipment | PAAR:00-PVAR | 10/31/2019 | 10/31/2019 | COOPER AMBULATORY OFF-SITES |  |  | SUITE 403 - EXAM 12 |  | ANNE MAIER |  |  |  | 10/31/2019 | 10/31/2019 |  |  |  |  | 10/31/2019 | 10/31/2019
|  | STORZ |  | LIGHT SOURCE | SW3810 | COOPER CANCER CENTER-MULTIDISCIPLINARY CLINIC | MD Anderson Cancer Center |  |  | 08/09/2013 |  |  |  |  | NO | YES |  |  |  |  | STORZ 10355375 SW3810 |  |  | Active |  | 99:99:99:99:99:99 |  | Equipment | PAAR:00-PVAR | 11/02/2019 |  | COOPER AMBULATORY OFF-SITES |  |  | Multi Disc - C2043 |  | ROXANNE BERGER
|  | STORZ |  | LIGHT SOURCE | OW3402 | 3 COOPER-MULTISPECIALTY CENTER | 3 Cooper |  |  | 04/03/2013 |  |  |  |  | NO | YES |  |  |  |  | STORZ 10345613 OW3402 |  |  | Active |  | 99:99:99:99:99:99 |  | Equipment | PAAR:00-PVAR | 11/02/2019 |  | COOPER AMBULATORY OFF-SITES |  |  | Suite 104 - Exam 163 |  | MARGIE OUTLER
|  | STORZ | POWER LED 300 TL300 | LIGHT SOURCE | SQ05560 | OPERATING ROOM - PAVILION | Pavilion |  |  | 10/31/2019 |  | 10/31/24 |  |  | NO | YES |  |  |  |  | STORZ 11239489 SQ05560 |  |  | Active |  |  |  | Equipment | PAAR:00-PVAR | 10/31/2019 | 10/31/2019 | COOPER UNIVERSITY HOSPITAL |  |  |  | WOT00000003689150 | DOMINIC VENDETTA | Performance Verification | Completed | Salvatore Bombara | 10/31/2019 | 10/31/2019 | Performance Verification for UNMATCHED 11239489 SQ05560 | Initial Install of Performance Verification. Device is ready for patient use. |  |  | 10/31/2019 | 10/31/2019
|  | STORZ | SCB XENON 300 | LIGHT SOURCE | YT0711538 | OPERATING ROOM - PAVILION | Pavilion |  |  | 01/12/2017 |  | 1/12/22 |  |  | NO | YES |  |  |  |  | STORZ 10769270 YT0711538 |  |  | Active |  | 99:99:99:99:99:99 |  | Equipment | PAAR:00-PVAR | 10/31/2019 |  | COOPER UNIVERSITY HOSPITAL |  |  |  | 0011489028 | DOMINIC VENDETTA | Preventative Maintenance | Closed | Bonnie Aichroth | 04/17/2017 | 04/17/2017 | PERFORMANCE ASSURANCE AT INVENTORY | INVENTORIED DEVICE AND ENSURED DEVICE WAS FUNCTIONING PROPERLY. | 6EAD26A0-2B13-4BE7-B658-D4FD4CAA3A4D | Labor | 01/12/2017 | 01/12/2017 | Salvatore Bombara
|  | STORZ | XENON 300 20133120 | LIGHT SOURCE | YS0716361 | OPERATING ROOM - PAVILION | Pavilion |  |  | 12/06/2017 |  | 12/6/22 |  |  | NO | YES |  |  |  |  | STORZ 10725721 YS0716361 |  |  | Active |  | 99:99:99:99:99:99 |  | Equipment | PAAR:00-PVAR | 10/31/2019 |  | COOPER UNIVERSITY HOSPITAL |  |  |  | 0012647461 | DOMINIC VENDETTA | Performance Verification | Closed | Josh Harris | 01/11/2018 | 01/11/2018 | INCOMING INVENTORY | DEVICE INVENTORIED | 98D9104E-AC1B-4C05-999B-45478860165A | Labor | 01/11/2018 | 01/11/2018 | Josh Harris
|  | STORZ | XENON 300 20133120 | LIGHT SOURCE | YY0675819 | OR - KELEMEN 3 | Kelemen |  |  | 10/19/2011 |  | 10/19/16 |  |  | NO | YES |  |  |  |  | STORZ 10369506 YY0675819 |  |  | Active |  | 99:99:99:99:99:99 |  | Equipment | PAAR:00-PVAR | 11/02/2019 |  | COOPER UNIVERSITY HOSPITAL |  |  | OPERATING ROOM |  | DOMINIC VENDETTA
|  | STORZ | XENON 300 20133120 | LIGHT SOURCE | LD0625749 | OR - KELEMEN 3 | Kelemen |  |  | 12/26/2006 |  | 12/26/11 |  |  | NO | YES |  |  |  |  | STORZ 10368424 LD0625749 |  |  | Active |  | 99:99:99:99:99:99 |  | Equipment | PAAR:00-PVAR | 11/01/2019 |  | COOPER UNIVERSITY HOSPITAL |  |  | KELEMAN SURGICAL SUITE |  | DOMINIC VENDETTA
|  | STORZ | XENON 300 20133120 | LIGHT SOURCE | XX0684052 | VOORHEES SURGERY CENTER-SURGERY DEPT | 900 Centennial Blvd | Suite E |  | 01/01/1900 |  |  |  |  | NO | YES |  |  |  |  | STORZ 10347176 XX0684052 |  |  | Active |  | 99:99:99:99:99:99 |  | Equipment | PAAR:00-PVAR | 11/02/2019 |  | COOPER AMBULATORY OFF-SITES |  |  | HALLWAY | 0011237050 | Theresa Megali | Repair | Closed | Kirk Lis | 02/23/2017 | 02/28/2017 | LIGHT SOURCE - BULB NEEDS CHANGED - VORHEES SURG CENTER EQUIP RM | 2/23/2017 1:32:32 PM KALIS (KALIS 2/23/2017 12:00 AM) TRAVEL TIME (KALIS 2/23/2017 12:00 AM) UNIT HAS 5% LIFE LEFT ON LAMP. I WILL SEARCH FOR LAMP IN STOCK. CONFERRED WITH NURSE ED ON FINDINGS (KALIS 2/23/2017 12:00 AM) DOCUMENTATION 2/28/2017 4:20:03 PM KALIS (KALIS 2/28/2017 12:00 AM) INSTALLED LAMP RESET TIME METER. UNIT CHECKED OK | B51ED086-6CAD-4A23-8245-EDA4B12464D0 | Labor | 02/23/2017 | 02/23/2017 | Kirk Lis
|  | STORZ | XENON 300 20133120 | LIGHT SOURCE | W0683661 | VOORHEES SURGERY CENTER-OPERATING ROOM | 900 Centennial Blvd | Suite E |  | 09/07/2012 |  | 9/7/17 |  |  | NO | YES |  |  |  |  | STORZ 10347168 W0683661 |  |  | Active |  | 99:99:99:99:99:99 |  | Equipment | PAAR:00-PVAR | 11/02/2019 |  | COOPER AMBULATORY OFF-SITES |  |  | SUITE E | WOT00000000954848 | JENNIFER BOMBARO | Repair | Closed | Kirk Lis | 05/29/2018 | 07/30/2018 | Tagged: light is at end of life and contents have shifted inside | ANALYZED UNIT. REMOVED PLASTIC PIECE LOOSE INSIDE UNIT. OBSERVERED REPLACE LAMP INDICATOR REPLACED LAMP PE 300 BFA CLEARED HOUR METER. CLEANED INTERIOR COMPARTMENT.PERFORMED OVP INSTALLED UNIT ON STORZ TOWER. PERFORMED OVP | EXP0688797 | Labor | 06/05/2018 | 06/05/2018 | Kirk Lis
|  | STORZ | XENON 300 20133120 | LIGHT SOURCE | VY067342 | OPERATING ROOM - PAVILION | Pavilion |  |  | 09/06/2011 |  | 9/6/16 |  |  | NO | YES |  |  |  |  | STORZ 10346516 VY067342 |  |  | Active |  | 99:99:99:99:99:99 |  | Equipment | PAAR:00-PVAR | 11/02/2019 |  | COOPER UNIVERSITY HOSPITAL |  |  | pav or 11 |  | DOMINIC VENDETTA
|  | STORZ | XENON 300 20133120 | LIGHT SOURCE | PW0687424 | OR - KELEMEN 3 | Kelemen |  |  | 04/08/2013 |  | 4/8/18 |  |  | NO | YES |  |  |  |  | STORZ 10346349 PW0687424 |  |  | Active |  | 99:99:99:99:99:99 |  | Equipment | PAAR:00-PVAR | 11/02/2019 |  | COOPER UNIVERSITY HOSPITAL |  |  | OR-KELEMEN | WOT00000002199946 | DOMINIC VENDETTA | Disposition | Closed | Salvatore Bombara | 02/14/2019 | 05/17/2019 | Bulk Disposition CNL
|  | STORZ | XENON 300 20133120 | LIGHT SOURCE | RW0688233 | VOORHEES SURGERY CENTER-OPERATING ROOM | 900 Centennial Blvd | Suite E |  | 09/07/2012 |  | 9/7/17 |  |  | NO | YES |  |  |  |  | STORZ 10345458 RW0688233 |  |  | Active |  | 99:99:99:99:99:99 |  | Equipment | PAAR:00-PVAR | 11/01/2019 |  | COOPER AMBULATORY OFF-SITES |  |  | EQUIPMENT STORAGE AREA | 0011361059 | JENNIFER BOMBARO | Repair | Closed | Kirk Lis | 03/20/2017 | 03/22/2017 | CART - LAMP NEEDS NEW BULB - OR EQUIPMENT RM | 3/22/2017 9:24:36 AM KALIS (KALIS 3/21/2017 12:00 AM) REPLACED LAMP AND RESET HR METER AND TESTED UNIT | CF78AED3-A515-4C79-92F4-440519C71456 | Labor | 03/21/2017 | 03/21/2017 | Kirk Lis
|  | STORZ | XENON 300 20133120 | LIGHT SOURCE | WX0683645 | VOORHEES SURGERY CENTER-OPERATING ROOM | 900 Centennial Blvd | Suite E |  | 09/07/2012 |  | 9/7/17 |  |  | NO | YES |  |  |  |  | STORZ 10345454 WX0683645 |  |  | Active |  | 99:99:99:99:99:99 |  | Equipment | PAAR:00-PVAR | 11/02/2019 |  | COOPER AMBULATORY OFF-SITES |  |  | EQUIPMENT STORAGE AREA | 0011155010 | JENNIFER BOMBARO | Repair | Closed | Kirk Lis | 01/31/2017 | 02/01/2017 | FIBEROPTIC LIGHT - NEEDS BULB REPLACED - TMX | 2/1/2017 2:50:48 PM KALIS (KALIS 1/31/2017 12:00 AM) REPLACED ZENON LAMP RESET HOUR METER. TESTED UNIT. (KALIS 2/1/2017 12:00 AM) DOCUMENTATION | 290CB9E9-1B20-4861-83F7-2F321527C511 | Labor | 02/01/2017 | 02/01/2017 | Kirk Lis
|  | STORZ | XENON NOVA 175 20131520 | LIGHT SOURCE | YS0716385 | OPERATING ROOM - PAVILION | Pavilion |  |  | 12/06/2017 |  | 12/6/22 |  |  | NO | YES |  |  |  |  | STORZ 10725729 YS0716385 |  |  | Active |  | 99:99:99:99:99:99 |  | Equipment | PAAR:00-PVAR | 10/31/2019 |  | COOPER UNIVERSITY HOSPITAL |  |  |  | 0012586512 | DOMINIC VENDETTA | Performance Verification | Closed | Josh Harris | 12/27/2017 | 12/27/2017 | INCOMING INVENTORY | DEVICE INVENTORIED | F822A130-7604-435E-B6A4-57D1D72A5D3A | Labor | 12/27/2017 | 12/27/2017 | Josh Harris
|  | STORZ | XENON NOVA 175 20131520 | LIGHT SOURCE | YZ0666213 | BUNKER HILL-SURGERY | 2 Plaza Dr |  |  | 01/01/1900 |  |  |  |  | NO | YES |  |  |  |  | STORZ 10366874 YZ0666213 |  |  | Active |  | 99:99:99:99:99:99 |  | Equipment | PAAR:00-PVAR | 11/02/2019 |  | COOPER AMBULATORY OFF-SITES |  |  | 10366874 BH SURG HALLWAY |  | ANNE MAIER
|  | STORZ | XENON NOVA 175 20131520 | LIGHT SOURCE | YZ0666386 | 6017 MAIN ST-PLASTICS | 6200 Main Street |  |  | 11/26/2010 |  | 11/26/15 |  |  | NO | YES |  |  |  |  | STORZ 10345820 YZ0666386 |  |  | Active |  | 99:99:99:99:99:99 |  | Equipment | PAAR:00-PVAR | 11/02/2019 |  | COOPER AMBULATORY OFF-SITES |  |  | exam 3 |  | ANNE MAIER
|  | STORZ | XENON NOVA 175 20131520 | LIGHT SOURCE | UV0697946 | 6017 MAIN ST-PLASTICS | 6200 Main Street |  |  | 06/20/2014 |  | 6/20/19 |  |  | NO | YES |  |  |  |  | STORZ 10345806 UV0697946 |  |  | Active |  | 99:99:99:99:99:99 |  | Equipment | PAAR:00-PVAR | 11/02/2019 |  | COOPER AMBULATORY OFF-SITES |  |  | exam 4 |  | ANNE MAIER
|  | STORZ | XENON NOVA 175 20131520 | LIGHT SOURCE | UV0698068 | 6017 MAIN ST-PLASTICS | 6200 Main St |  |  | 06/20/2014 |  | 6/20/19 |  |  | NO | YES |  |  |  |  | STORZ 10345315 UV0698068 |  |  | Active |  | 99:99:99:99:99:99 |  | Equipment | PAAR:00-PVAR | 11/02/2019 |  | COOPER AMBULATORY OFF-SITES |  |  | EXAM 6 |  | ANNE MAIER
|  | STORZ | XENON NOVA 175 20131520 | LIGHT SOURCE | UV0697891 | 6200 MAIN ST-SURGERY | 6200 Main St |  |  | 06/20/2014 |  | 6/20/19 |  |  | NO | YES |  |  |  |  | STORZ 10345305 UV0697891 |  |  | Active |  | 99:99:99:99:99:99 |  | Equipment | 2Y:00-MFG | 10/24/2018 | 10/01/2020 | COOPER AMBULATORY OFF-SITES |  |  | 6200 Main St - ENT - Exam 5 | 0011830480 | BOBBIE MICKLE | Preventative Maintenance | Closed | Kirk Lis | 07/01/2017 | 07/07/2017 | Performance Assurance: 00-MFG | 7/7/2017 3:43:17 PM KALIS (KALIS 7/7/2017 12:00 AM) TRAVEL TIME (KALIS 7/7/2017 12:00 AM) WAITED FOR EQUIPMENT TO BE AVAILABLE (KALIS 7/7/2017 12:00 AM) PERFORMED PA | 0C690BAE-B848-4D7F-9C91-E51F3C1CA9DE | Labor | 07/07/2017 | 07/07/2017 | Kirk Lis
|  | STORZ | XENON NOVA 201312020 | LIGHT SOURCE | VW0690096 | COOPER CANCER CENTER-MULTIDISCIPLINARY CLINIC | MD Anderson Cancer Center |  |  | 08/09/2013 |  | 8/9/18 |  |  | NO | YES |  |  |  |  | STORZ 10355340 VW0690096 |  |  | Active |  | 99:99:99:99:99:99 |  | Equipment | PAAR:00-PVAR | 11/02/2019 |  | COOPER AMBULATORY OFF-SITES |  |  | MULTI DISC - MOVES |  | ROXANNE BERGER
|  | STRYKER CORP. | L9000 | LIGHT SOURCE | 10G055684 | VOORHEES SURGERY CENTER-OPERATING ROOM | 900 Centennial Blvd | Suite E |  | 07/27/2010 |  | 7/27/15 |  |  | NO | YES |  |  |  |  | STRYKER CORP. 10345448 10G |  |  | Active |  | 99:99:99:99:99:99 |  | Equipment | PAAR:00-PVAR | 11/02/2019 |  | COOPER AMBULATORY OFF-SITES |  |  | EQUIPMENT STORAGE AREA |  | JENNIFER BOMBARO
|  | STRYKER CORP. | L9000 | LIGHT SOURCE | 10G55784 | VOORHEES SURGERY CENTER-OPERATING ROOM | 900 Centennial Blvd | Suite E |  | 07/27/2010 |  | 7/27/15 |  |  | NO | YES |  |  |  |  | STRYKER CORP. 10345443 10G55784 |  |  | Active |  | 99:99:99:99:99:99 |  | Equipment | PAAR:00-PVAR | 11/02/2019 |  | COOPER AMBULATORY OFF-SITES |  |  | EQUIPMENT STORAGE AREA |  | JENNIFER BOMBARO
|  | SUNOPTIC TECHNOLOGIES | S300T | LIGHT SOURCE |  | OR - KELEMEN 3 | Pavilion |  |  | 04/04/2013 |  | 4/4/18 |  |  | NO | YES |  |  |  |  | SUNOPTIC TECHNOLOGIES 10769401 51174 |  |  | Active |  | 99:99:99:99:99:99 |  | Equipment | PAAR:00-PVAR | 10/31/2019 |  | COOPER UNIVERSITY HOSPITAL |  |  | OPERATING ROOM |  | DOMINIC VENDETTA
|  | SUNOPTIC TECHNOLOGIES | S300T | LIGHT SOURCE |  |  | Pavilion | [7 empty] | NO | YES
|  | SUNOPTIC TECHNOLOGIES | S400T | LIGHT SOURCE |  | OPERATING ROOM - PAVILION | Pavilion |  |  | 11/21/2014 |  | 11/21/19 |  |  | NO | YES |  |  |  |  | SUNOPTIC TECHNOLOGIES 10649968 41852 |  |  | Active |  | 99:99:99:99:99:99 |  | Equipment | PAAR:00-PVAR | 11/02/2019 |  | COOPER UNIVERSITY HOSPITAL |  |  | OR 10 |  | DOMINIC VENDETTA
|  | SUNOPTIC TECHNOLOGIES | S400T | LIGHT SOURCE |  |  | Pavilion |  |  | 06/30/2015 |  | 6/30/20 |  |  | NO | YES |  |  |  |  | SUNOPTIC TECHNOLOGIES 10366502 41914 |  |  | Active |  | 99:99:99:99:99:99 |  | Equipment | PAAR:00-PVAR | 10/31/2019 |  | COOPER UNIVERSITY HOSPITAL |  |  |  |  | DOMINIC VENDETTA
|  | SUNOPTIC TECHNOLOGIES | S400T | LIGHT SOURCE |  |  | Pavilion | [7 empty] | NO | YES
|  | SUNOPTIC TECHNOLOGIES | S400T | LIGHT SOURCE |  |  | Pavilion | [7 empty] | NO | YES
|  | SUNOPTIC TECHNOLOGIES | S400T | LIGHT SOURCE |  |  | Kelemen | [7 empty] | NO | YES
|  | SUNOPTIC TECHNOLOGIES | S400T | LIGHT SOURCE |  | OR - KELEMEN 3 | Pavilion |  |  | 11/21/2014 |  | 11/21/19 |  |  | NO | YES |  |  |  |  | SUNOPTIC TECHNOLOGIES 10346367 41853 |  |  | Active |  | 99:99:99:99:99:99 |  | Equipment | PAAR:00-PVAR | 11/02/2019 |  | COOPER UNIVERSITY HOSPITAL |  |  | OR-KELEMEN RM 382 | WOT00000000555265 | DOMINIC VENDETTA | Repair | Closed | Salvatore Bombara | 02/21/2018 | 05/25/2018 | not turning on | determined the rear on/off switch was off. tested and passed full functional check . returned to service | EXP0151458 | Labor | 02/21/2018 | 02/21/2018 | Salvatore Bombara
|  | SUNOPTIC TECHNOLOGIES | TITAN 300HP | LIGHT SOURCE |  |  | Pavilion | [7 empty] | NO | YES
|  | SUNOPTIC TECHNOLOGIES | TITAN X450 | LIGHT SOURCE | 450-00333 | OPERATING ROOM - PAVILION | Pavilion |  |  | 10/31/2019 |  | 10/31/24 |  |  | NO | YES |  |  |  |  | SUNOPTIC TECHNOLOGIES 11239391 450-00333 |  |  | Active |  | 99:99:99:99:99:99 |  | Equipment | PAAR:00-PVAR | 10/31/2019 | 10/31/2019 | COOPER UNIVERSITY HOSPITAL |  |  | operating room | WOT00000001465579 | DOMINIC VENDETTA | Repair | Closed | Salvatore Bombara | 10/31/2019 | 10/31/2019 | Head light box needs a new filter | Confirmed error. Replaced Filter. Reset timer. Returned to service. Parts from existing stock | EXP1455190 | Labor | 10/31/2019 | 10/31/2019 | Salvatore Bombara
|  | SUNOPTIC TECHNOLOGIES | TITAN X450 | LIGHT SOURCE | 450-00268 | SAME DAY OR-2ND FL PAVILION | Pavilion |  |  | 10/31/2019 |  | 10/31/24 |  |  | NO | YES |  |  |  |  | SUNOPTIC TECHNOLOGIES 11239163 450-00268 |  |  | Active |  | 99:99:99:99:99:99 |  | Equipment | PAAR:00-PVAR | 10/31/2019 | 10/31/2019 | COOPER UNIVERSITY HOSPITAL |  |  | SD OR 5 | WOT00000000616821 | JOE DRUCTOR | Performance Verification | Closed | Tom Burhart | 10/31/2019 | 10/31/2019 | Performance Verification for SUNOPTIC TECHNOLOGIES 11239163 450-00268 | Initial Install of Performance Verification. Device is ready for patient use. |  |  | 10/31/2019 | 10/31/2019
|  | SUNOPTIC TECHNOLOGIES | TITAN X450 | LIGHT SOURCE | 450-00270 | SAME DAY OR-2ND FL PAVILION | Pavilion |  |  | 10/31/2019 |  | 10/31/24 |  |  | NO | YES |  |  |  |  | SUNOPTIC TECHNOLOGIES 11239126 450-00270 |  |  | Active |  | 99:99:99:99:99:99 |  | Equipment | PAAR:00-PVAR | 10/31/2019 | 10/31/2019 | COOPER UNIVERSITY HOSPITAL |  |  | SD OR 4 | WOT00000000564214 | JOE DRUCTOR | Performance Verification | Closed | Salvatore Bombara | 10/31/2019 | 10/31/2019 | Performance Verification for SUNOPTIC TECHNOLOGIES 11239126 450-00270 | Initial Install of Performance Verification. Device is ready for patient use. |  |  | 10/31/2019 | 10/31/2019
|  | SUNOPTIC TECHNOLOGIES | TITAN X450 | LIGHT SOURCE | 450-00274 | SAME DAY OR-2ND FL PAVILION | Pavilion |  |  | 10/31/2019 |  | 10/31/24 |  |  | NO | YES |  |  |  |  | SUNOPTIC TECHNOLOGIES 11239082 450-00274 |  |  | Active |  | 99:99:99:99:99:99 |  | Equipment | PAAR:00-PVAR | 10/31/2019 | 10/31/2019 | COOPER UNIVERSITY HOSPITAL |  |  | Performance Verification | WOT00000000558700 | JOE DRUCTOR | Performance Verification | Closed | Salvatore Bombara | 10/31/2019 | 10/31/2019 | Performance Verification for SUNOPTIC TECHNOLOGIES 11239082 450-00274 | Initial Install of Performance Verification. Device is ready for patient use. |  |  | 10/31/2019 | 10/31/2019
|  | SUNOPTIC TECHNOLOGIES | TITAN X450 | LIGHT SOURCE | 450-00267 | SAME DAY OR-2ND FL PAVILION | Pavilion |  |  | 10/31/2019 |  | 10/31/24 |  |  | NO | YES |  |  |  |  | SUNOPTIC TECHNOLOGIES 11239069 450-00267 |  |  | Active |  | 99:99:99:99:99:99 |  | Equipment | PAAR:00-PVAR | 10/31/2019 | 10/31/2019 | COOPER UNIVERSITY HOSPITAL |  |  | Performance Verification | WOT00000000556326 | JOE DRUCTOR | Performance Verification | Closed | Salvatore Bombara | 10/31/2019 | 10/31/2019 | Performance Verification for SUNOPTIC TECHNOLOGIES 11239069 450-00267 | Initial Install of Performance Verification. Device is ready for patient use. |  |  | 10/31/2019 | 10/31/2019
|  | SUNOPTIC TECHNOLOGIES | TITAN X450 | LIGHT SOURCE | 450-00271 | SAME DAY OR-2ND FL PAVILION | Kelemen |  |  | 10/31/2019 |  | 10/31/24 |  |  | NO | YES |  |  |  |  | SUNOPTIC TECHNOLOGIES 11239019 450-00271 |  |  | Active |  | 99:99:99:99:99:99 |  | Equipment | PAAR:00-PVAR | 10/31/2019 | 10/31/2019 | COOPER UNIVERSITY HOSPITAL |  |  | SD6 | WOT00000000552096 | JOE DRUCTOR | Performance Verification | Closed | Salvatore Bombara | 10/31/2019 | 10/31/2019 | Performance Verification for SUNOPTIC TECHNOLOGIES 11239019 450-00271 | Initial Install of Performance Verification. Device is ready for patient use. |  |  | 10/31/2019 | 10/31/2019
|  | SUNOPTIC TECHNOLOGIES | TITAN X450 | LIGHT SOURCE | 450-00213 | OPERATING ROOM - PAVILION | Pavilion |  |  | 12/06/2016 |  | 12/6/21 |  |  | NO | YES |  |  |  |  | SUNOPTIC TECHNOLOGIES 10769581 450-00213 |  |  | Active |  | 99:99:99:99:99:99 |  | Equipment | PAAR:00-PVAR | 10/31/2019 |  | COOPER UNIVERSITY HOSPITAL |  |  |  | 0011200230 | DOMINIC VENDETTA | Repair | Closed | Salvatore Bombara | 02/13/2017 | 03/06/2017 | HEAD LIGHT - GIVING "BULB INCOMPATIBLE" ERROR MESSAGE - PAVILLION OR STORAGE RM | 2/17/2017 12:15:48 PM SXBOMBARA (SXBOMBARA 2/13/2017 12:00 AM) CONFIRMED WARRANTY REPAIR. SET UP AWAITING RA. UNIT IS NOT IN RSQ YET. (SXBOMBARA 2/17/2017 12:00 AM) RECEIVED RGA, AND SHIPPING LABEL. PACK UP AND SHIPPED OUT UNIT. RMA# 170116 3/6/2017 10:20:33 AM SXBOMBARA (SXBOMBARA 3/6/2017 12:00 AM) DUPLICATE WO. | 359FC5DB-778C-47B6-8099-E7A88E5D3E58 | Labor | 02/17/2017 | 02/17/2017 | Salvatore Bombara
|  | SUNOPTIC TECHNOLOGIES | TITAN X450 | LIGHT SOURCE | 450-00209 | OR - KELEMEN 3 | Kelemen |  |  | 04/17/2017 |  | 4/17/22 |  |  | NO | YES |  |  |  |  | SUNOPTIC TECHNOLOGIES 10769459 450-00209 |  |  | Active |  | 99:99:99:99:99:99 |  | Equipment | PAAR:00-PVAR | 10/31/2019 |  | COOPER UNIVERSITY HOSPITAL |  |  |  | 0011490395 | DOMINIC VENDETTA | Preventative Maintenance | Closed | Bonnie Aichroth | 04/17/2017 | 04/17/2017 | PERFORMANCE ASSURANCE AT INVENTORY | INVENTORIED DEVICE AND ENSURED DEVICE WAS FUNCTIONING PROPERLY. | 16A1148D-83DE-4694-9E91-57A3BBB926DD | Labor | 04/17/2017 | 04/17/2017 | Salvatore Bombara
|  | SUNOPTIC TECHNOLOGIES | TITAN X450 | LIGHT SOURCE | 450-00205 | OR - KELEMEN 3 | Pavilion |  |  | 04/21/2017 |  | 4/21/22 |  |  | NO | YES |  |  |  |  | SUNOPTIC TECHNOLOGIES 10769458 450-00205 |  |  | Active |  | 99:99:99:99:99:99 |  | Equipment | PAAR:00-PVAR | 10/31/2019 |  | COOPER UNIVERSITY HOSPITAL |  |  |  | 0012037060 | DOMINIC VENDETTA | Preventative Maintenance | Closed | Stephen Zubrzycki | 08/15/2017 | 08/15/2017 | PERFORMANCE ASSURANCE AT INVENTORY | INVENTORIED DEVICE AND ENSURED DEVICE WAS FUNCTIONING PROPERLY. | 15369BA1-33D5-4235-9B47-C899129F61A9 | Labor | 04/21/2017 | 04/21/2017 | Stephen Zubrzycki
|  | SUNOPTIC TECHNOLOGIES | TITAN X450 | LIGHT SOURCE | 450-00157 | OR - KELEMEN 3 | Kelemen |  |  | 01/30/2017 |  | 1/30/22 |  |  | NO | YES |  |  |  |  | SUNOPTIC TECHNOLOGIES 10769327 450-00157 |  |  | Active |  | 99:99:99:99:99:99 |  | Equipment | PAAR:00-PVAR | 10/31/2019 |  | COOPER UNIVERSITY HOSPITAL |  |  |  | 0012038507 | DOMINIC VENDETTA | Preventative Maintenance | Closed | Salvatore Bombara | 08/15/2017 | 08/15/2017 | PERFORMANCE ASSURANCE AT INVENTORY | INVENTORIED DEVICE AND ENSURED DEVICE WAS FUNCTIONING PROPERLY. | 9A432324-A026-4F82-81FD-9F287FBA9AC2 | Labor | 01/30/2017 | 01/30/2017 | Salvatore Bombara
|  | SUNOPTIC TECHNOLOGIES | TITAN X450 | LIGHT SOURCE | 450-00012 | OR - KELEMEN 3 | Kelemen |  |  | 05/25/2016 |  | 5/25/21 |  |  | NO | YES |  |  |  |  | SUNOPTIC TECHNOLOGIES 10505454 450-00012 |  |  | Active |  | 99:99:99:99:99:99 |  | Equipment | PAAR:00-PVAR | 10/31/2019 |  | COOPER UNIVERSITY HOSPITAL |  |  | KELEMEN OR |  | DOMINIC VENDETTA
|  | SUNOPTIC TECHNOLOGIES | TITAN X450 | LIGHT SOURCE | 450-00013 | OR - KELEMEN 3 | Pavilion |  |  | 05/25/2016 |  | 5/25/21 |  |  | NO | YES |  |  |  |  | SUNOPTIC TECHNOLOGIES 10505452 450-00013 |  |  | Active |  | 99:99:99:99:99:99 |  | Equipment | PAAR:00-PVAR | 10/31/2019 |  | COOPER UNIVERSITY HOSPITAL |  |  | KELEMEN OR |  | DOMINIC VENDETTA
|  | SUNOPTIC TECHNOLOGIES | TITAN X450 | LIGHT SOURCE | 450-00015 | OR - KELEMEN 3 | Kelemen |  |  | 05/25/2016 |  | 5/25/21 |  |  | NO | YES |  |  |  |  | SUNOPTIC TECHNOLOGIES 10505451 450-00015 |  |  | Active |  | 99:99:99:99:99:99 |  | Equipment | PAAR:00-PVAR | 10/31/2019 |  | COOPER UNIVERSITY HOSPITAL |  |  | KELEMEN OR |  | DOMINIC VENDETTA
|  | VISIONSENSE | LS 300 | LIGHT SOURCE | 300-02322 | OR - KELEMEN 3 | Kelemen |  |  | 11/01/2019 |  | 11/1/24 |  |  | NO | YES |  |  |  |  | VISIONSENSE 11188007 300-02322 |  |  | Active |  |  |  | Equipment | PAAR:00-PVAR | 11/01/2019 | 11/01/2019 | COOPER UNIVERSITY HOSPITAL |  |  | Placement Agreement | WOT00000004136859 | DOMINIC VENDETTA | Performance Verification | Completed | Salvatore Bombara | 11/01/2019 | 11/01/2019 | Performance Verification for UNMATCHED 11188007 300-02322 | Initial Install of Performance Verification. Device is ready for patient use. |  |  | 11/01/2019 | 11/01/2019
|  | VISIONSENSE | LS 300 | LIGHT SOURCE | 300-02318 | OPERATING ROOM - PAVILION | Pavilion |  |  | 11/01/2019 |  | 11/1/24 |  |  | NO | YES |  |  |  |  | VISIONSENSE 11188003 300-02318 |  |  | Active |  |  |  | Equipment | PAAR:00-PVAR | 11/01/2019 | 11/01/2019 | COOPER UNIVERSITY HOSPITAL |  |  | Placement Agreement | WOT00000004136288 | DOMINIC VENDETTA | Performance Verification | Completed | Salvatore Bombara | 11/01/2019 | 11/01/2019 | Performance Verification for UNMATCHED 11188003 300-02318 | Initial Install of Performance Verification. Device is ready for patient use. |  |  | 11/01/2019 | 11/01/2019
|  | WELCH ALLYN, INC. |  | LIGHT SOURCE |  | COOPER CANCER CENTER | MD Anderson Cancer Center |  |  | 09/02/2009 |  | 9/2/14 |  |  | NO | YES |  |  |  |  | WELCH ALLYN, INC. 10365510 108215 |  |  | Active |  | 99:99:99:99:99:99 |  | Equipment | PAAR:00-PVAR | 10/31/2019 |  | COOPER AMBULATORY OFF-SITES |  |  | DISPOSITION |  | COLLEEN TEGELER
|  | VISIONSENSE | LLS 805 | LIGHT SOURCE, LASER | 360-0173 | OR - KELEMEN 3 | Kelemen |  |  | 11/01/2019 |  | 11/1/24 |  |  | NO | YES |  |  |  |  | VISIONSENSE 11188006 360-0173 |  |  | Active |  |  |  | High Risk | 6M:00-MFG | 11/01/2019 | 11/01/2019 | COOPER UNIVERSITY HOSPITAL |  |  | Placement Agreement | WOT00000004136819 | DOMINIC VENDETTA | Performance Verification | Completed | Salvatore Bombara | 11/01/2019 | 11/01/2019 | Performance Verification for UNMATCHED 11188006 360-0173 | Initial Install of Performance Verification. Device is ready for patient use. |  |  | 11/01/2019 | 11/01/2019
|  | VISIONSENSE | LLS 805 | LIGHT SOURCE, LASER | 360-0172 | OPERATING ROOM - PAVILION | Pavilion |  |  | 11/01/2019 |  | 11/1/24 |  |  | NO | YES |  |  |  |  | VISIONSENSE 11188004 360-0172 |  |  | Active |  |  |  | High Risk | 6M:00-MFG | 11/01/2019 | 11/01/2019 | COOPER UNIVERSITY HOSPITAL |  |  | Placement Agreement | WOT00000004136412 | DOMINIC VENDETTA | Performance Verification | Completed | Salvatore Bombara | 11/01/2019 | 11/01/2019 | Performance Verification for UNMATCHED 11188004 360-0172 | Initial Install of Performance Verification. Device is ready for patient use. |  |  | 11/01/2019 | 11/01/2019
|  | LUXTEC CORP | 9300XSP | LIGHT SOURCEM FIBEROPTIC |  |  | Kelemen | [7 empty] | NO | YES
|  | LUXTEC CORP | 9300XSP | LIGHT SOURCEM FIBEROPTIC |  |  | Kelemen | [7 empty] | NO | YES
|  | NATUS MEDICAL INC. | NEOBLUE | LIGHT, PHOTOTHERAPY |  | INTENSIVE CARE NURSERY | Kelemen |  |  | 04/15/2009 |  | 4/15/19 |  |  | NO | YES |  |  |  |  | NATUS MEDICAL INC. 10355238 19137 |  |  | Active |  | 99:99:99:99:99:99 |  | Equipment | 1Y:00-MFG | 10/27/2019 | 10/01/2020 | COOPER UNIVERSITY HOSPITAL |  |  | ICN D6 |  | JOANNE FOX
|  | NATUS MEDICAL INC. | NEOBLUE | LIGHT, PHOTOTHERAPY |  | INTENSIVE CARE NURSERY | Dorrance |  |  | 09/12/2008 |  | 9/12/18 |  |  | NO | YES |  |  |  |  | NATUS MEDICAL INC. 10355156 18308 |  |  | Active |  | 99:99:99:99:99:99 |  | Equipment | 1Y:00-MFG | 08/21/2019 | 08/01/2020 | COOPER UNIVERSITY HOSPITAL |  |  | D5 |  | JOANNE FOX
|  | NATUS MEDICAL INC. | NEOBLUE | LIGHT, PHOTOTHERAPY |  | INTENSIVE CARE NURSERY | Dorrance |  |  | 01/28/2011 |  | 1/28/21 |  |  | NO | YES |  |  |  |  | NATUS MEDICAL INC. 10354988 22826 |  |  | Active |  | 99:99:99:99:99:99 |  | Equipment | 1Y:00-MFG | 08/19/2019 | 08/01/2020 | COOPER UNIVERSITY HOSPITAL |  |  | BUMBLEEBEE BED 2 |  | JOANNE FOX
|  | NATUS MEDICAL INC. | NEOBLUE | LIGHT, PHOTOTHERAPY |  | INTENSIVE CARE NURSERY | Kelemen |  |  | 04/15/2009 |  | 4/15/19 |  |  | NO | YES |  |  |  |  | NATUS MEDICAL INC. 10354987 19134 |  |  | Active |  | 99:99:99:99:99:99 |  | Equipment | 1Y:00-MFG | 10/18/2019 | 10/01/2020 | COOPER UNIVERSITY HOSPITAL |  |  | ICN D6 |  | JOANNE FOX
|  | NATUS MEDICAL INC. | NEOBLUE | LIGHT, PHOTOTHERAPY |  | INTENSIVE CARE NURSERY | Kelemen |  |  | 04/15/2009 |  | 4/15/19 |  |  | NO | YES |  |  |  |  | NATUS MEDICAL INC. 10354845 19138 |  |  | Active |  | 99:99:99:99:99:99 |  | Equipment | 1Y:00-MFG | 10/27/2019 | 10/01/2020 | COOPER UNIVERSITY HOSPITAL |  |  | ICN D6 |  | JOANNE FOX
|  | NATUS MEDICAL INC. | NEOBLUE | LIGHT, PHOTOTHERAPY |  | INTENSIVE CARE NURSERY | Kelemen |  |  | 10/27/2019 |  | 10/27/29 |  |  | NO | YES |  |  |  |  | NATUS MEDICAL INC. 30144413 18307 |  |  | Active |  | 99:99:99:99:99:99 |  | Equipment | 1Y:00-MFG | 10/27/2019 | 10/27/2019 | COOPER UNIVERSITY HOSPITAL |  |  | D5 |  | JOANNE FOX |  |  |  | 10/27/2019 | 10/27/2019 |  |  |  |  | 10/27/2019 | 10/27/2019
|  | NATUS MEDICAL INC. | NEOBLUE | LIGHT, PHOTOTHERAPY |  |  | Kelemen | [7 empty] | NO | YES
|  | NATUS MEDICAL INC. | NEOBLUE | LIGHT, PHOTOTHERAPY |  | PEDIATRICS SOUTH 7 | Dorrance |  |  | 08/29/2019 |  | 8/29/29 |  |  | NO | YES |  |  |  |  | NATUS MEDICAL INC. 30143390 19133 |  |  | Active |  | 99:99:99:99:99:99 |  | Equipment | 1Y:00-MFG | 08/29/2019 | 08/29/2019 | COOPER UNIVERSITY HOSPITAL |  |  | PEDS PROCEDURE ROOM |  | JOANNE FOX |  |  |  | 08/29/2019 | 08/29/2019 |  |  |  |  | 08/29/2019 | 08/29/2019
|  | NATUS MEDICAL INC. | NEOBLUE COZY | LIGHT, PHOTOTHERAPY |  | INTENSIVE CARE NURSERY | Dorrance |  |  | 01/28/2011 |  | 1/28/21 |  |  | NO | YES |  |  |  |  | NATUS MEDICAL INC. 10354946 71033 |  |  | Active |  | 99:99:99:99:99:99 |  | Equipment | 1Y:00-MFG | 08/22/2019 | 08/01/2020 | COOPER UNIVERSITY HOSPITAL |  |  | ICN |  | JOANNE FOX
|  | NATUS MEDICAL INC. | NEOBLUE MINI | LIGHT, PHOTOTHERAPY |  | INTENSIVE CARE NURSERY | Dorrance |  |  | 01/28/2011 |  | 1/28/21 |  |  | NO | YES |  |  |  |  | NATUS MEDICAL INC. 10355179 64377 |  |  | Active |  | 99:99:99:99:99:99 |  | Equipment | 1Y:00-MFG | 08/27/2019 | 08/01/2020 | COOPER UNIVERSITY HOSPITAL |  |  | ICN |  | JOANNE FOX
|  | NATUS MEDICAL INC. | NEOBLUE MINI | LIGHT, PHOTOTHERAPY |  | INTENSIVE CARE NURSERY | Dorrance |  |  | 01/28/2011 |  | 1/28/21 |  |  | NO | YES |  |  |  |  | NATUS MEDICAL INC. 10355171 64376 |  |  | Active |  | 99:99:99:99:99:99 |  | Equipment | 1Y:00-MFG | 08/29/2019 | 08/01/2020 | COOPER UNIVERSITY HOSPITAL |  |  | SEVENTH FLOOR DORRANCE STORAGE |  | JOANNE FOX
|  | NATUS MEDICAL INC. | NEOBLUE MINI | LIGHT, PHOTOTHERAPY |  | INTENSIVE CARE NURSERY | Dorrance |  |  | 08/20/2019 |  | 8/20/29 |  |  | NO | YES |  |  |  |  | NATUS MEDICAL INC. 30143207 64375 |  |  | Active |  | 99:99:99:99:99:99 |  | Equipment | 1Y:00-MFG | 08/20/2019 | 08/20/2019 | COOPER UNIVERSITY HOSPITAL |  |  | ICN |  | JOANNE FOX |  |  |  | 08/20/2019 | 08/20/2019 |  |  |  |  | 08/20/2019 | 08/20/2019
|  | OLYMPIC MEDICAL | BILI-LITE 33 | Light, Treatment, Phototherapy, Infant, In-bed |  | PEDIATRICS SOUTH 7 | Kelemen |  |  | 07/11/2005 |  | 7/11/15 |  |  | NO | YES |  |  |  |  | OLYMPIC MEDICAL 10356119 9053 |  |  | Active |  | 99:99:99:99:99:99 |  | Equipment | 1Y:00-MFG | 08/29/2019 | 08/01/2020 | COOPER UNIVERSITY HOSPITAL |  |  | PED PROCEDURE ROOM |  | JOANNE FOX
|  | ELEKTA, INC. | INFINITY | LINEAR ACCELERATOR |  | COOPER CANCER CENTER | MD Anderson Cancer Center |  |  | 07/23/2013 |  | 7/23/20 |  |  | NO | YES |  |  |  |  | ELEKTA, INC. 10369486 153021 |  |  | Active |  | CD:10:10:CE:D0:00 |  | High Risk | 6M:00-MFG | 11/01/2019 | 05/01/2020 | COOPER AMBULATORY OFF-SITES |  |  | CCC 1st Fl, site 153021 |  | COLLEEN TEGELER
|  | ELEKTA, INC. | INFINITY | LINEAR ACCELERATOR |  | COOPER CANCER CENTER | MD Anderson Cancer Center |  |  | 07/30/2013 |  | 7/30/20 |  |  | NO | YES |  |  |  |  | ELEKTA, INC. 10365544 153019 |  |  | Active |  | CD:10:10:CE:D0:00 |  | High Risk | 1Y:00-MFG | 01/09/2019 | 01/01/2020 | COOPER AMBULATORY OFF-SITES |  |  | ROOM C1052 |  | COLLEEN TEGELER
|  | VARIAN | TRUEBEAM | LINEAR ACCELERATOR | H193107 | VOORHEES SURGERY CENTER-RADIATION/ONC | 900 Centennial Blvd | Suite D |  | 07/24/2017 |  | 7/24/24 |  |  | NO | YES |  |  |  |  | VARIAN 10649911 H193107 |  |  | Active |  | CD:10:10:CE:D0:00 |  | High Risk | 6M:00-MFG | 08/29/2019 | 02/01/2020 | COOPER AMBULATORY OFF-SITES |  |  | Suite D, sn: H193107 | WOT00000000898109 | COLLEEN TEGELER | Performance Verification | Closed | Charles Santomero | 05/03/2018 | 06/06/2019 | Performance Verification for VARIAN 10649911 33327 | Initial Install of Performance Verification. Device is ready for patient use.
|  | VARIAN | TRUEBEAM | LINEAR ACCELERATOR | H191404 | VOORHEES SURGERY CENTER-RADIATION/ONC | 900 Centennial Blvd | Suite D |  | 01/26/2012 |  | 1/26/19 |  |  | NO | YES |  |  |  |  | VARIAN 10356839 H191404 |  |  | Active |  | 00:90:FB:41:A8:98 |  | High Risk | 6M:00-MFG 1Y:00-MIN 2Y:00-BAT | 08/29/2019 | 02/01/2020 | COOPER AMBULATORY OFF-SITES |  |  | Suite D, sn: H191404 |  | COLLEEN TEGELER
|  | GYRUS-ACMI | CYBERWAND | LITHOTRIPTOR | GA0314090358 | OPERATING ROOM - PAVILION | Pavilion |  |  | 06/15/2009 |  | 6/15/14 |  |  | NO | YES |  |  |  |  | GYRUS-ACMI 10346671 GA0314090358 |  |  | Active |  | 99:99:99:99:99:99 |  | High Risk | 2Y:00-MFG | 02/09/2018 | 02/01/2020 | COOPER UNIVERSITY HOSPITAL |  |  | OR STORAGE AREA |  | DOMINIC VENDETTA
|  | NORTHGATE TECHNOLOGIES | AUTOLITH | LITHOTRIPTOR | 22346ccb | SPECIAL TEST | Kelemen |  |  | 07/02/2019 |  | 7/2/24 |  |  | NO | YES |  |  |  |  | NORTHGATE TECHNOLOGIES 30438023 22346ccb |  |  | Active |  |  |  | High Risk | 6M:00-MFG | 07/02/2019 | 07/02/2019 | COOPER UNIVERSITY HOSPITAL |  |  | 6 KELEMEN | WOT00000001977150 | AMY HANNAN | Performance Verification | Closed | Gene Amodei | 07/02/2019 | 07/02/2019 | Performance Verification for NORTHGATE TECHNOLOGIES 30438023 223346ccb | Initial Install of Performance Verification. Device is ready for patient use. |  |  | 07/02/2019 | 07/02/2019
|  | OLYMPUS AMERICA, INC. | CYBERSONICS SHOCKPULSE-SE | LITHOTRIPTOR | CG0740 | OPERATING ROOM - PAVILION | Pavilion |  |  | 02/23/2018 |  | 2/23/23 |  |  | NO | YES |  |  |  |  | CYBERSONICS 11239092 CG0740 |  |  | Active |  | 99:99:99:99:99:99 |  | High Risk | 2Y:00-MFG | 02/23/2018 | 02/23/2018 | COOPER UNIVERSITY HOSPITAL |  |  | Pav OR | WOT00000000558875 | DOMINIC VENDETTA | Performance Verification | Closed | Salvatore Bombara | 02/23/2018 | 02/23/2018 | Performance Verification for OLYMPUS AMERICA, INC. 11239092 CH0740 | Initial Install of Performance Verification. Device is ready for patient use. |  |  | 02/23/2018 | 02/23/2018
|  | QUANTA SYSTEM | LITHO 60 | LITHOTRIPTOR | CVH1321-0619 | OPERATING ROOM PAVILION 2ND FLOOR | Pavilion |  |  | 10/18/2019 |  | 10/18/24 |  |  | NO | YES |  |  |  |  | QUANTA SYSTEM 11208453 CVH1321-0619 |  |  | Active |  |  |  | High Risk | 6M:00-MFG | 10/18/2019 | 10/18/2019 | COOPER UNIVERSITY HOSPITAL |  |  | PAV 2nd floor storage | WOT00000004064817 | JOE DRUCTOR | Performance Verification | Completed | Michael Youch | 10/18/2019 | 10/18/2019 | Performance Verification for QUANTA SYSTEM 11208453 CVH1321-0619 | Initial Install of Performance Verification. Device is ready for patient use. |  |  | 10/18/2019 | 10/18/2019
|  | ACCUVEIN, LLC | AV400 | LOCATOR, VEIN | AV17360206 | SAME DAY OR-2ND FL PAVILION | Pavilion |  |  | 10/31/2019 |  | 10/31/24 |  |  | NO | YES |  |  |  |  | ACCUVEIN, LLC 30294955 AV17360206 |  |  | Active |  | 99:99:99:99:99:99 |  | Equipment | PAAR:00-PVAR | 10/31/2019 | 10/31/2019 | COOPER UNIVERSITY HOSPITAL |  |  | SD OR | WOT00000000625968 | JOE DRUCTOR | Performance Verification | Closed | Salvatore Bombara | 10/31/2019 | 10/31/2019 | Performance Verification for ACCUVEIN, LLC 30294955 AV17360206 |  |  |  | 10/31/2019 | 10/31/2019
|  | ACCUVEIN, LLC | AV400 | LOCATOR, VEIN | AV13290135 | MD ANDERSON INPATIENT ONCOLOGY | Pavilion |  |  | 10/31/2019 |  | 10/31/24 |  |  | NO | YES |  |  |  |  | ACCUVEIN, LLC 30225059 AV13290135 |  |  | Active |  | 99:99:99:99:99:99 |  | Equipment | PAAR:00-PVAR | 10/31/2019 | 10/31/2019 | COOPER UNIVERSITY HOSPITAL |  |  | P5 - Moves | 0011610291 | MIRIAM ZIEGLER | Preventative Maintenance | Closed | Bonnie Aichroth | 10/31/2019 | 10/31/2019 | PERFORMANCE ASSURANCE AT INVENTORY | INVENTORIED DEVICE AND ENSURED DEVICE WAS FUNCTIONING PROPERLY. | C2FB5542-9C30-47CA-9258-C4D85633880D | Labor | 10/31/2019 | 10/31/2019 | Stephen Zubrzycki
|  | ACCUVEIN, LLC | AV400 | LOCATOR, VEIN | AV16010026 | CHIP - 9 PAVILION | Pavilion |  |  | 10/31/2019 |  | 10/31/24 |  |  | NO | YES |  |  |  |  | ACCUVEIN, LLC 30142193 AV16010026 |  |  | Active |  | 99:99:99:99:99:99 |  | Equipment | PAAR:00-PVAR | 10/31/2019 | 10/31/2019 | COOPER UNIVERSITY HOSPITAL |  |  | PAVILION 9 |  | KIM HUMMEL |  |  |  | 10/31/2019 | 10/31/2019 |  |  |  |  | 10/31/2019 | 10/31/2019
|  | ACCUVEIN, LLC | AV400 | LOCATOR, VEIN | AV16010077 | MED/SURG 6 PAVILION | Kelemen |  |  | 10/31/2019 |  | 10/31/24 |  |  | NO | YES |  |  |  |  | ACCUVEIN, LLC 30142192 AV16010077 |  |  | Active |  | 99:99:99:99:99:99 |  | Equipment | PAAR:00-PVAR | 10/31/2019 | 10/31/2019 | COOPER UNIVERSITY HOSPITAL |  |  | P6 equip |  | BRIAN OSHAUGHNESSY |  |  |  | 10/31/2019 | 10/31/2019 |  |  |  |  | 10/31/2019 | 10/31/2019
|  | ACCUVEIN, LLC | AV400 | LOCATOR, VEIN | AV16010020 | PAVILION 8 | Pavilion |  |  | 10/31/2019 |  | 10/31/24 |  |  | NO | YES |  |  |  |  | ACCUVEIN, LLC 30142190 AV16010020 |  |  | Active |  | 99:99:99:99:99:99 |  | Equipment | PAAR:00-PVAR | 10/31/2019 | 10/31/2019 | COOPER UNIVERSITY HOSPITAL |  |  | pavilion 8 |  | BRIAN OSHAUGHNESSY |  |  |  | 10/31/2019 | 10/31/2019 |  |  |  |  | 10/31/2019 | 10/31/2019
|  | ACCUVEIN, LLC | AV400 | LOCATOR, VEIN | AV16010056 | RADIOLOGY DIAGNOSTICS | Kelemen | BASEMENT |  | 10/31/2019 |  | 10/31/24 |  |  | NO | YES |  |  |  |  | ACCUVEIN, LLC 30142187 AV16010056 |  |  | Active |  | 99:99:99:99:99:99 |  | Equipment | PAAR:00-PVAR | 10/31/2019 | 10/31/2019 | COOPER UNIVERSITY HOSPITAL |  |  | BASEMENT - RADIOLOGY |  | PAULETTE DUCKREY |  |  |  | 10/31/2019 | 10/31/2019 |  |  |  |  | 10/31/2019 | 10/31/2019
|  | ACCUVEIN, LLC | AV400 | LOCATOR, VEIN | AV16010032 | NEURO/ORTHO/MEDSURG/7 PAV | Pavilion |  |  | 10/31/2019 |  | 10/31/24 |  |  | NO | YES |  |  |  |  | ACCUVEIN, LLC 30142185 AV16010032 |  |  | Active |  | 99:99:99:99:99:99 |  | Equipment | PAAR:00-PVAR | 10/31/2019 | 10/31/2019 | COOPER UNIVERSITY HOSPITAL |  |  | 7 PAVILION |  | Pam Young |  |  |  | 10/31/2019 | 10/31/2019 |  |  |  |  | 10/31/2019 | 10/31/2019
|  | ACCUVEIN, LLC | AV400 | LOCATOR, VEIN | AV16010008 | TSDU - KELEMEN S7 | Kelemen |  |  | 10/31/2019 |  | 10/31/24 |  |  | NO | YES |  |  |  |  | ACCUVEIN, LLC 30142183 AV16010008 |  |  | Active |  | 99:99:99:99:99:99 |  | Equipment | PAAR:00-PVAR | 10/31/2019 | 10/31/2019 | COOPER UNIVERSITY HOSPITAL |  |  | NORTH 7 |  | JEN VANDER HORN |  |  |  | 10/31/2019 | 10/31/2019 |  |  |  |  | 10/31/2019 | 10/31/2019
|  | ACCUVEIN, LLC | AV400 | LOCATOR, VEIN | AV16010024 | LABOR & DELIVERY | Dorrance |  |  | 10/31/2019 |  | 10/31/24 |  |  | NO | YES |  |  |  |  | ACCUVEIN, LLC 30142184 AV16010024 |  |  | Active |  | 99:99:99:99:99:99 |  | Equipment | PAAR:00-PVAR | 10/31/2019 | 10/31/2019 | COOPER UNIVERSITY HOSPITAL |  |  | LABOR AND DELIVERY |  | JOANNA HORST |  |  |  | 10/31/2019 | 10/31/2019 |  |  |  |  | 10/31/2019 | 10/31/2019
|  | ACCUVEIN, LLC | AV500 | LOCATOR, VEIN | Av19330027 |  | Kelemen | Basement | [6 empty] | NO | YES
|  | ACCUVEIN, LLC | AV500 | LOCATOR, VEIN | AV19410021 | INCU - KELEMEN S10 | Kelemen |  |  | 10/31/2019 |  | 10/31/24 |  |  | NO | YES |  |  |  |  | ACCUVEIN, LLC 11208475 AV19410021 |  |  | Active |  |  |  | Equipment | PAAR:00-PVAR | 10/31/2019 | 10/31/2019 | COOPER UNIVERSITY HOSPITAL |  |  | Performance Verification | WOT00000004092761 | Lisa Brooks | Performance Verification | Closed | Zhan Kiselev | 10/31/2019 | 10/31/2019 | Performance Verification for ACCUVEIN, LLC 11208475 AV19410021 | Initial Install of Performance Verification. Device is ready for patient use. |  |  | 10/31/2019 | 10/31/2019
|  | ACCUVEIN, LLC | AV500 | LOCATOR, VEIN | AV19400333 | CHIP - 9 PAVILION | Pavilion |  |  | 10/31/2019 |  | 10/31/24 |  |  | NO | YES |  |  |  |  | ACCUVEIN, LLC 11208471 AV19400333 |  |  | Active |  |  |  | Equipment | PAAR:00-PVAR | 10/31/2019 | 10/31/2019 | COOPER UNIVERSITY HOSPITAL |  |  | Pav 9 nurse station | WOT00000004088379 | KIM HUMMEL | Performance Verification | Completed | Michael Youch | 10/31/2019 | 10/31/2019 | Performance Verification for ACCUVEIN, LLC 11208471 AV19400333 | Initial Install of Performance Verification. Device is ready for patient use. |  |  | 10/31/2019 | 10/31/2019
|  | ACCUVEIN, LLC | AV500 | LOCATOR, VEIN | AV19330135 | COOPER DIGESTIVE HEALTH-ENDOSCOPY | 501 Fellowship Rd |  |  | 10/31/2019 |  | 10/31/24 |  |  | NO | YES |  |  |  |  | ACCUVEIN, LLC 11200089 AV19330135 |  |  | Active |  |  |  | Equipment | PAAR:00-PVAR | 10/31/2019 | 10/31/2019 | COOPER AMBULATORY OFF-SITES |  |  | PROCEDURE SIDE | WOT00000003757933 | JEANNE GREER | Performance Verification | Closed | Kirk Lis | 10/31/2019 | 10/31/2019 | Performance Verification for ACCUVEIN, LLC 11200089 AV19330135 | Initial Install of Performance Verification. Device is ready for patient use. |  |  | 10/31/2019 | 10/31/2019
|  | ACCUVEIN, LLC | AV500 | LOCATOR, VEIN | Av19360002 |  | Kelemen | [7 empty] | NO | YES
|  | ACCUVEIN, LLC | AV500 | LOCATOR, VEIN | Av19370262 |  | Kelemen | [7 empty] | NO | YES
|  | ACCUVEIN, LLC | AV500 | LOCATOR, VEIN | AV19330031 | CAT SCAN | Kelemen | Basement |  | 10/31/2019 |  | 10/31/24 |  |  | NO | YES |  |  |  |  | ACCUVEIN, LLC 30280058 AV19330031 |  |  | Active |  |  |  | Equipment | PAAR:00-PVAR | 10/31/2019 | 10/31/2019 | COOPER UNIVERSITY HOSPITAL |  |  |  | WOT00000003749981 | PAULETTE DUCKREY | Performance Verification | Closed | Charles Santomero | 10/31/2019 | 10/31/2019 | Performance Verification for ACCUVEIN, LLC 30280058 AV19330031 | Initial Install of Performance Verification. Device is ready for patient use. |  |  | 10/31/2019 | 10/31/2019
|  | ACCUVEIN, LLC | AV500 | LOCATOR, VEIN | AV19330037 | 3 COOPER-RADIOLOGY | 3 Cooper |  |  | 10/31/2019 |  | 10/31/24 |  |  | NO | YES |  |  |  |  | ACCUVEIN, LLC 30280055 AV19330037 |  |  | Active |  |  |  | Equipment | PAAR:00-PVAR | 10/31/2019 | 10/31/2019 | COOPER AMBULATORY OFF-SITES |  |  | CSP - Clean Side | WOT00000003747966 | JUDY ADIRZONE | Performance Verification | Closed | Charles Santomero | 10/31/2019 | 10/31/2019 | Performance Verification for ACCUVEIN, LLC 30280055 AV19330037 | Initial Install of Performance Verification. Device is ready for patient use. |  |  | 10/31/2019 | 10/31/2019
|  | ACCUVEIN, LLC | AV500 | LOCATOR, VEIN | AV19330154 | VOORHEES SURGERY CENTER-RADIOLOGY | 900 Centennial Blvd | Suite B |  | 10/31/2019 |  | 10/31/24 |  |  | NO | YES |  |  |  |  | ACCUVEIN, LLC 30280056 AV19330154 |  |  | Active |  |  |  | Equipment | PAAR:00-PVAR | 10/31/2019 | 10/31/2019 | COOPER AMBULATORY OFF-SITES |  |  | Voorhees Radiology, Suite B | WOT00000003750071 | PAT STIENES | Performance Verification | Closed | Charles Santomero | 10/31/2019 | 10/31/2019 | Performance Verification for ACCUVEIN, LLC 30280056 AV19330154 | Initial Install of Performance Verification. Device is ready for patient use. |  |  | 10/31/2019 | 10/31/2019
|  | MGM INSTRUMENTS | LEADER 450I | LUMINOMETER |  | LAB MICROBIOLOGY | Pavilion | Basement |  | 10/31/2019 |  | 10/31/26 |  |  | NO | YES |  |  |  |  | MGM INSTRUMENTS 11207658 121793 |  |  | Active |  |  |  | Equipment | PAAR:00-PVAR | 10/31/2019 | 10/31/2019 | COOPER UNIVERSITY HOSPITAL |  |  | MICROBIOLOGY | WOT00000003039557 | COURTNEY BARRY | Performance Verification | Closed | Gene Amodei | 10/31/2019 | 10/31/2019 | Performance Verification for MGM INSTRUMENTS 11207658 121793 | Initial Install of Performance Verification. Device is ready for patient use. |  |  | 10/31/2019 | 10/31/2019
|  | GLOBAL SURGICAL CORP | MW725F | MICROSCOPE, DENTAL |  | 3 COOPER-MULTISPECIALTY CENTER | 3 Cooper |  |  | 01/01/1900 |  |  |  |  | NO | YES |  |  |  |  | GLOBAL SURGICAL CORP 10345607 02527 |  |  | Active |  | 99:99:99:99:99:99 |  | Equipment | PAAR:00-PVAR | 11/02/2019 |  | COOPER AMBULATORY OFF-SITES |  |  | SUITE 104 - EXAM 164 |  | MARGIE OUTLER
|  | GLOBAL SURGICAL CORP | MW725F | MICROSCOPE, DENTAL |  | 6017 MAIN ST-PLASTICS | 6200 Main St |  |  | 05/02/2013 |  | 5/2/20 |  |  | NO | YES |  |  |  |  | GLOBAL SURGICAL CORP 10345302 02532 |  |  | Active |  | 99:99:99:99:99:99 |  | Equipment | PAAR:00-PVAR | 11/02/2019 |  | COOPER AMBULATORY OFF-SITES |  |  | EXAM 5 | 0012267742 | ANNE MAIER | Repair | Closed | Kirk Lis | 10/05/2017 | 10/11/2017 | MICROSCOPE - CUSTOMER BROKE POWER CABLE TO LAMP - TMX | 10/6/2017 3:55:47 PM KALIS (KALIS 10/5/2017 12:00 AM) UNIT'S POWER CORD TO LED LIGHT WAS PHYSICALLY DAMAGED. DISASSEMBLED UNIT AND REPAIRED CORD. UNIT DID NOT LIGHT AFTER REPAIR. RAN OUT TIME WILL REVISIT AT LATER DATE. 10/9/2017 4:09:50 PM KALIS (KALIS 10/9/2017 12:00 AM) RESEARCHED OEM. CONFERRED WITH TECH SUPPORT. NEED TO GO TO SITE TO GET INFO OFF LIGHT SOURCE 10/11/2017 9:15:55 AM KALIS (KALIS 10/10/2017 12:00 AM) TRAVEL TIME (KALIS 10/10/2017 12:00 AM) ANALYZED UNIT.DISASSEMBLED UNIT.TRACED PROBLEM TO LOOSE ON/OFF CONNECTOR. REASSEMBLED AND PERFROMED OVP 10/11/2017 9:16:31 AM KALIS (KALIS 10/11/2017 12:00 AM) DOCUMENTATION | 41E0AFE9-E133-41D2-A8C5-F83909CDF3BF | Labor | 10/05/2017 | 10/05/2017 | Kirk Lis
|  | 3B SCIENTIFIC | W58754 | MICROSCOPE, LABORATORY | S46MLC004000036 | BUNKER HILL-SURGERY | 2 Plaza Dr |  |  | 10/19/2016 |  | 10/19/23 |  |  | NO | YES |  |  |  |  | 3B SCIENTIFIC 10649870 S46MLC004000036 |  |  | Active |  | 99:99:99:99:99:99 |  | Equipment | 1Y:00-MFG | 12/20/2018 | 12/01/2019 | COOPER AMBULATORY OFF-SITES |  |  | LAB |  | ANNE MAIER
|  | ACCUSCOPE INC | 3000-LED | MICROSCOPE, LABORATORY |  | WILLINGBORO COOPER UNIVERSITY PHYSICIANS | 651 John F Kennedy Way |  |  | 05/14/2010 |  | 5/14/17 |  |  | NO | YES |  |  |  |  | ACCUSCOPE INC 10367080 070317 |  |  | Active |  | 99:99:99:99:99:99 |  | Equipment | 1Y:00-MFG | 03/07/2019 | 03/01/2020 | COOPER AMBULATORY OFF-SITES |  |  | SPECIALITIES NURSES STAT |  | PATTY LEWIS
|  | ACCUSCOPE INC | 3000-LED | MICROSCOPE, LABORATORY |  | 127 CHURCH - SURGERY | 127 Church Rd |  |  | 11/26/2010 |  | 11/26/17 |  |  | NO | YES |  |  |  |  | ACCUSCOPE INC 10365928 110014 |  |  | Active |  | 99:99:99:99:99:99 |  | Equipment | 1Y:00-MFG | 06/05/2019 | 06/01/2020 | COOPER AMBULATORY OFF-SITES |  |  | Dirty Room |  | Carmen Rivera
|  | ACCUSCOPE INC |  | MICROSCOPE, LABORATORY |  | HADDON HEIGHTS-FAMILY MEDICINE | 504 White Horse Pike |  |  | 01/01/1900 |  |  |  |  | NO | YES |  |  |  |  | ACCUSCOPE INC 10365806 956127 |  |  | Active |  | 99:99:99:99:99:99 |  | Equipment | 1Y:00-MFG | 09/16/2019 | 09/01/2020 | COOPER AMBULATORY OFF-SITES |  |  | Temp - Blackwood CCC Lab |  | KELLIE STOUT
|  | AMERICAN OPTICAL |  | MICROSCOPE, LABORATORY | BX970023 | BURLINGTON OB/GYN | 1900 Mount Holly Rd |  |  | 01/01/1900 |  |  |  |  | NO | YES |  |  |  |  | AMERICAN OPTICAL 10365987 BX970023 |  |  | Active |  | 99:99:99:99:99:99 |  | Equipment | 1Y:00-MFG | 11/01/2019 | 11/01/2020 | COOPER AMBULATORY OFF-SITES |  |  | LAB |  | Carey Myers
|  | BAUSCH &amp; LOMB SURGICAL | KHS | MICROSCOPE, LABORATORY |  | RIPPA CENTER-OB/GYN | 6100 Main St |  |  | 05/14/2019 |  | 5/14/26 |  |  | NO | YES |  |  |  |  | BAUSCH & LOMB SURGICAL 210337363 400311 |  |  | Active |  | 99:99:99:99:99:99 |  | Equipment | 1Y:00-MFG | 05/14/2019 | 05/14/2019 | COOPER AMBULATORY OFF-SITES |  |  | OB GYN DIRTY UTIL |  | PATRICIA HUFF |  |  |  | 05/14/2019 | 05/14/2019 |  |  |  |  | 05/14/2019 | 05/14/2019
|  | BAUSCH &amp; LOMB SURGICAL | KHS | MICROSCOPE, LABORATORY |  | DIALYSIS PROCEDURE CENTER | Kelemen | Basement |  | 01/01/1900 |  |  |  |  | NO | YES |  |  |  |  | BAUSCH & LOMB SURGICAL 10367531 Not Known |  |  | Active |  | 99:99:99:99:99:99 |  | Equipment | 1Y:00-MFG | 05/30/2019 | 05/01/2020 | COOPER UNIVERSITY HOSPITAL |  |  | DIALYSIS RM 519 |  | GERRY DNUNZIO
|  | BRISTOLINE | BRISTOSCOPE | MICROSCOPE, LABORATORY |  | MULTI SPECIALTY CARE AT MARLTON | 701 NJ-73 |  |  | 12/21/2005 |  | 12/21/12 |  |  | NO | YES |  |  |  |  | BRISTOLINE 10365894 781407 |  |  | Active |  | 99:99:99:99:99:99 |  | Equipment | 1Y:00-MFG | 06/05/2019 | 06/01/2020 | COOPER AMBULATORY OFF-SITES |  |  | Soiled Room |  | SUSAN MAKO
|  | CARL ZEISS | 47 09 08 - 9902/22 | MICROSCOPE, LABORATORY |  | LAB CHEMISTRY | 401 Haddon Ave |  |  | 01/01/1900 |  |  |  |  | NO | YES |  |  |  |  | CARL ZEISS 10369590 000082 |  |  | Disposition |  |  |  | Equipment | 1Y:00-MFG | 03/14/2016 | 03/01/2020 | COOPER UNIVERSITY HOSPITAL |  |  | NER Building - 4th floor |  | Barbara Snyder
|  | CARL ZEISS | 47 09 08 - 9902/22 | MICROSCOPE, LABORATORY |  | LAB CHEMISTRY | 401 Haddon Ave |  |  | 01/01/1900 |  |  |  |  | NO | YES |  |  |  |  | CARL ZEISS 10369589 Not Known |  |  | Disposition |  |  |  | Equipment | 1Y:00-MFG | 03/14/2016 | 03/01/2020 | COOPER UNIVERSITY HOSPITAL |  |  | ENR Building - 4th floor |  | Barbara Snyder
|  | CARL ZEISS | 47 09 08 - 9902/22 | MICROSCOPE, LABORATORY |  | LAB CHEMISTRY | 401 Haddon Ave |  |  | 01/01/1900 |  |  |  |  | NO | YES |  |  |  |  | CARL ZEISS 10369587 000184 |  |  | Disposition |  |  |  | Equipment | 1Y:00-MFG | 03/14/2016 | 03/01/2020 | COOPER UNIVERSITY HOSPITAL |  |  | ENR Building - 4th floor |  | Barbara Snyder
|  | CARL ZEISS | 47 09 08 - 9902/22 | MICROSCOPE, LABORATORY | 000t81 | LAB CHEMISTRY | 401 Haddon Ave |  |  | 01/01/1900 |  |  |  |  | NO | YES |  |  |  |  | CARL ZEISS 10369585 000t81 |  |  | Disposition |  |  |  | Equipment | 1Y:00-MFG | 03/14/2016 | 03/01/2020 | COOPER UNIVERSITY HOSPITAL |  |  | ENR building 4th floor |  | Barbara Snyder
|  | CARL ZEISS |  | MICROSCOPE, LABORATORY |  | COOPER CENTER FOR SPECIAL DIAGNOSTICS | 401 Haddon Ave |  |  | 10/31/2019 |  | 10/31/26 |  |  | NO | YES |  |  |  |  | CARL ZEISS 30144393 1021867745 |  |  | Active |  |  |  | Equipment | PAAR:00-PVAR | 10/31/2019 | 10/31/2019 | COOPER AMBULATORY OFF-SITES |  |  | E+R - Microscope Room | WOT00000002952136 | DR. BARNOWSKY | Performance Verification | Closed | Stephen Zubrzycki | 10/31/2019 | 10/31/2019 | CEID Record Completion for CARL ZEISS 30144393 1021867745 | Inventoried unit | EXP3191840 | Labor | 10/31/2019 | 10/31/2019 | Stephen Zubrzycki
|  | LABOMED | CXL | MICROSCOPE, LABORATORY |  | RUNNEMEDE URGENT CARE | 2001 Route 70 East |  |  | 10/31/2019 |  | 10/31/26 |  |  | NO | YES |  |  |  |  | LABOMED 11221604 160275548 |  |  | Active |  | 99:99:99:99:99:99 |  | Equipment | PAAR:00-PVAR | 10/31/2019 | 10/31/2019 | COOPER AMBULATORY OFF-SITES |  |  | CHERRYHILL URGENT CARE LAB | WOT00000001069738 | MELISSA PORTOBANCO | Performance Verification | Closed | Tom Burhart | 10/31/2019 | 10/31/2019 | Performance Verification for LABOMED 11221604 160275548 | Initial Install of Performance Verification. Device is ready for patient use. |  |  | 10/31/2019 | 10/31/2019
|  | LABOMED | CXL | MICROSCOPE, LABORATORY |  | KROC CENTER-FAMILY MEDICINE | 1965 Harrison Ave |  |  | 10/31/2019 |  | 10/31/26 |  |  | NO | YES |  |  |  |  | LABOMED 11200029 170960633 |  |  | Active |  |  |  | Equipment | PAAR:00-PVAR | 10/31/2019 | 10/31/2019 | COOPER AMBULATORY OFF-SITES |  |  | LAB AREA | WOT00000002672573 | JESSICA NIEVES | Performance Verification | Closed | Kirk Lis | 10/31/2019 | 10/31/2019 | Performance Verification for LABOMED 11200029 170960633 | Initial Install of Performance Verification. Device is ready for patient use. |  |  | 10/31/2019 | 10/31/2019
|  | LABOMED | CXL | MICROSCOPE, LABORATORY |  | DIALYSIS PROCEDURE CENTER | Kelemen |  |  | 02/01/2019 |  | 2/1/26 |  |  | NO | YES |  |  |  |  | LABOMED 10725742 18052849 |  |  | Active |  |  |  | Equipment | PAAR:00-PVAR | 10/31/2019 |  | COOPER UNIVERSITY HOSPITAL |  |  | Kel 519 | WOT00000002153115 | GERRY DNUNZIO | Performance Verification | Closed | Michael Youch | 02/12/2019 | 06/29/2019 | Performance Verification for LABOMED 10725742 18052849 | Initial Install of Performance Verification. Device is ready for patient use.
|  | LABOMED | CXL PLUS | MICROSCOPE, LABORATORY |  | VOORHEES INTERNAL MEDICINE | 901 Centennial Blvd | Building 2 |  | 10/31/2019 |  | 10/31/26 |  |  | NO | YES |  |  |  |  | LABOMED 11200039 181286302 |  |  | Active |  |  |  | Equipment | PAAR:00-PVAR | 10/31/2019 | 10/31/2019 | COOPER AMBULATORY OFF-SITES |  |  | LAB AREA | WOT00000003142149 | JENNY BETLER | Service Request | Closed | Kirk Lis | 10/31/2019 | 10/31/2019 | New microscope - needs safety checked and tagged | ASSEMBLED, INVENTORIED AND INSTALLED NEW MICROSCOPE. | EXP3304879 | Labor | 10/31/2019 | 10/31/2019 | Kirk Lis
|  | LABOMED | CXL PLUS | MICROSCOPE, LABORATORY |  | AUDUBON URGENT CARE | 318 S White Horse Pike |  |  | 10/09/2013 |  | 10/9/20 |  |  | NO | YES |  |  |  |  | LABOMED 10366274 130558999 |  |  | Active |  | 99:99:99:99:99:99 |  | Equipment | 1Y:00-MFG | 10/08/2019 | 10/01/2020 | COOPER AMBULATORY OFF-SITES |  |  | 318 S White Horse Pike - Nurses Station |  | MELISSA PORTOBANCO
|  | LABOMED | CXL PLUS | MICROSCOPE, LABORATORY |  | 1030 KINGS HIGHWAY-MEDICINE | 1030 Kings Highway |  |  | 05/17/2011 |  | 5/17/18 |  |  | NO | YES |  |  |  |  | LABOMED 10365914 110143816 |  |  | Active |  | 99:99:99:99:99:99 |  | Equipment | 1Y:00-MFG | 05/07/2019 | 05/01/2020 | COOPER AMBULATORY OFF-SITES |  |  | LAB |  | Bonnie Aichroch
|  | LABOMED | CXL PLUS | MICROSCOPE, LABORATORY |  | CINNAMINSON URGENT CARE | 195 US-130 |  |  | 01/01/1900 |  |  |  |  | NO | YES |  |  |  |  | LABOMED 10365774 9135006 |  |  | Active |  | 99:99:99:99:99:99 |  | Equipment | 1Y:00-MFG | 12/06/2018 | 12/01/2019 | COOPER AMBULATORY OFF-SITES |  |  | NURSES STATION |  | MELISSA PORTOBANCO
|  | LABOMED | CXL PLUS | MICROSCOPE, LABORATORY |  | 3 COOPER - MEDICINE DEPARTMENT | 3 Cooper |  |  | 05/05/2011 |  | 5/5/18 |  |  | NO | YES |  |  |  |  | LABOMED 10346934 110143894 |  |  | Active |  | 99:99:99:99:99:99 |  | Equipment | 1Y:00-MFG | 11/01/2019 | 11/01/2020 | COOPER AMBULATORY OFF-SITES |  |  | Suite 215 - Nurses Station |  | NANCY LOUIS
|  | LABOMED | CXL PLUS | MICROSCOPE, LABORATORY |  | 3 COOPER-MULTISPECIALTY CENTER | 3 Cooper |  |  | 04/01/2013 |  | 4/1/20 |  |  | NO | YES |  |  |  |  | LABOMED 10345604 121156351 |  |  | Active |  | 99:99:99:99:99:99 |  | Equipment | 1Y:00-MFG | 11/01/2019 | 11/01/2020 | COOPER AMBULATORY OFF-SITES |  |  | Suite 104 - Soiled Utility 173 |  | MARGIE OUTLER
|  | LABOMED | CXL PLUS | MICROSCOPE, LABORATORY |  | MARLTON-DERMATOLOGY | 10000 Sagamore Dr |  |  | 05/10/2019 |  | 5/10/26 |  |  | NO | YES |  |  |  |  | LABOMED 30142549 131262797 |  |  | Active |  | 99:99:99:99:99:99 |  | Equipment | 1Y:00-MFG | 05/10/2019 | 05/10/2019 | COOPER AMBULATORY OFF-SITES |  |  | 1000 SAGEMORE |  | MICHELE CANALE |  |  |  | 05/10/2019 | 05/10/2019 |  |  |  |  | 05/10/2019 | 05/10/2019
|  | LABOMED | LX500 | MICROSCOPE, LABORATORY |  | LAB BLOOD BANK | Pavilion | Basement |  | 09/29/2011 |  | 9/29/18 |  |  | NO | YES |  |  |  |  | LABOMED 10367926 090732234 |  |  | Active |  | 99:99:99:99:99:99 |  | Equipment | 1Y:00-MFG | 01/09/2019 | 01/01/2020 | COOPER UNIVERSITY HOSPITAL |  |  | P022 - BLOOD BANK |  | Barbara Bayne
|  | LAXCO | LMC-2000 SERIES PHASE | MICROSCOPE, LABORATORY | C1318-620-0007 | EMERGENCY ROOM | Kelemen |  |  | 10/31/2019 |  | 10/31/26 |  |  | NO | YES |  |  |  |  | LAXCO 11222103 C1318-620-0007 |  |  | Active |  | 99:99:99:99:99:99 |  | Equipment | PAAR:00-PVAR | 10/31/2019 | 10/31/2019 | COOPER UNIVERSITY HOSPITAL |  |  | Performance Verification | WOT00000001049434 | KAREN GRUBER | Performance Verification | Closed | Richard Jolly | 10/31/2019 | 10/31/2019 | Performance Verification for LAXCO 11222103 C1318-620-0006 | Initial Install of Performance Verification. Device is ready for patient use. |  |  | 10/31/2019 | 10/31/2019
|  | LEICA MICROSYSTEMS, INC. | 020-507-010 | MICROSCOPE, LABORATORY |  | EMERGENCY ROOM | Kelemen |  |  | 02/22/2019 |  | 2/22/26 |  |  | NO | YES |  |  |  |  | LEICA MICROSYSTEMS, INC. 30144387 512938 |  |  | Active |  | 99:99:99:99:99:99 |  | Equipment | 1Y:00-MFG | 02/22/2019 | 02/22/2019 | COOPER UNIVERSITY HOSPITAL |  |  | 1K |  | KAREN GRUBER |  |  |  | 02/22/2019 | 02/22/2019 |  |  |  |  | 02/22/2019 | 02/22/2019
|  | LEICA MICROSYSTEMS, INC. | ATC2000 | MICROSCOPE, LABORATORY |  | LAB CYTOLOGY | Kelemen | Basement |  | 01/01/1900 |  |  |  |  | NO | YES |  |  |  |  | LEICA MICROSYSTEMS, INC. 10367661 6452 |  |  | Active |  | 99:99:99:99:99:99 |  | Equipment | 1Y:00-MFG | 09/28/2019 | 09/01/2020 | COOPER UNIVERSITY HOSPITAL |  |  | CYTOLOGY |  | DALE MORRONE
|  | LEICA MICROSYSTEMS, INC. | DM LS | MICROSCOPE, LABORATORY | 501095/172770 |  | Kelemen | [7 empty] | NO | YES
|  | LEICA MICROSYSTEMS, INC. | DM1000 | MICROSCOPE, LABORATORY | 3.2367802201e 011 | LAB HEMATOLOGY | Pavilion | BASEMENT |  | 02/24/2010 |  | 2/24/17 |  |  | NO | YES |  |  |  |  | LEICA MICROSYSTEMS, INC. 10360299 3.2367802201e+011 |  |  | Active |  | 99:99:99:99:99:99 |  | Equipment | 1Y:00-MFG | 03/09/2019 | 03/01/2020 | COOPER UNIVERSITY HOSPITAL |  |  | HEMATOLOGY |  | DALE MORRONE
|  | LEICA MICROSYSTEMS, INC. | DM1000 | MICROSCOPE, LABORATORY |  |  | Pavilion | BASEMENT | [6 empty] | NO | YES
|  | LEICA MICROSYSTEMS, INC. | DM1000 | MICROSCOPE, LABORATORY |  | VOORHEES RHEUMATOLOGY | 901 Centennial Blvd | Building 1 |  | 11/13/2012 |  | 11/13/19 |  |  | NO | YES |  |  |  |  | LEICA MICROSYSTEMS, INC. 10344992 312508 |  |  | Active |  | 99:99:99:99:99:99 |  | Equipment | 1Y:00-MFG | 02/14/2019 | 02/01/2020 | COOPER AMBULATORY OFF-SITES |  |  | bdlg 2 suite 203 CAST RM |  | GILA DAVIS
|  | LEICA MICROSYSTEMS, INC. | DM2000 | MICROSCOPE, LABORATORY |  | LAB HISTOLOGY | Pavilion | Basement |  | 01/08/2006 |  | 1/8/13 |  |  | NO | YES |  |  |  |  | LEICA MICROSYSTEMS, INC. 10369091 11888011 |  |  | Active |  | 99:99:99:99:99:99 |  | Equipment | 1Y:00-MFG | 09/28/2019 | 09/01/2020 | COOPER UNIVERSITY HOSPITAL |  |  | PAV 056 |  | DALE MORRONE
|  | LEICA MICROSYSTEMS, INC. | DM750 | MICROSCOPE, LABORATORY | 831284424GP0231 | LAB HISTOLOGY | Pavilion | Basement |  | 01/01/1900 |  |  |  |  | NO | YES |  |  |  |  | LEICA MICROSYSTEMS, INC. 10368039 831284424GP0231 |  |  | Active |  | 99:99:99:99:99:99 |  | Equipment | 1Y:00-MFG | 09/30/2019 | 09/01/2020 | COOPER UNIVERSITY HOSPITAL |  |  | histology |  | DALE MORRONE
|  | LEICA MICROSYSTEMS, INC. | DM750 | MICROSCOPE, LABORATORY | GP0227 |  | Pavilion | Basement | [6 empty] | NO | YES
|  | LEICA MICROSYSTEMS, INC. | DM750 | MICROSCOPE, LABORATORY | 8340110765MZ0122 | 3 COOPER-WOMENS CARE CENTER | 3 Cooper |  |  | 05/24/2013 |  | 5/24/20 |  |  | NO | YES |  |  |  |  | LEICA MICROSYSTEMS, INC. 10346847 8340110765MZ0122 |  |  | Active |  | 99:99:99:99:99:99 |  | Equipment | 1Y:00-MFG | 11/01/2019 | 11/01/2020 | COOPER AMBULATORY OFF-SITES |  |  | Suite 300 - Lab |  | BONNIE MANNINO
|  | LEICA MICROSYSTEMS, INC. | DME | MICROSCOPE, LABORATORY |  | LAB BLOOD BANK | Pavilion | Basement |  | 02/13/2008 |  | 2/13/15 |  |  | NO | YES |  |  |  |  | LEICA MICROSYSTEMS, INC. 10369084 2005091176 |  |  | Active |  | 99:99:99:99:99:99 |  | Equipment | 1Y:00-MFG | 01/18/2019 | 01/01/2020 | COOPER UNIVERSITY HOSPITAL |  |  | BLOOD BANK |  | Barbara Bayne
|  | LEITZ |  | MICROSCOPE, LABORATORY |  | LAB CHEMISTRY | 401 Haddon Ave |  |  | 01/01/1900 |  |  |  |  | NO | YES |  |  |  |  | LEITZ 10369575 663272 |  |  | Disposition |  |  |  | Equipment | 1Y:00-MFG | 03/14/2016 | 03/01/2020 | COOPER UNIVERSITY HOSPITAL |  |  | enr building |  | Barbara Snyder
|  | LW SCIENTIFIC | LW200 | MICROSCOPE, LABORATORY |  | 1050 KINGS HIGHWAY-MEDICINE | 1050 N Kings Hwy |  |  | 05/04/2009 |  | 5/4/16 |  |  | NO | YES |  |  |  |  | LW SCIENTIFIC 10365805 302835 |  |  | Active |  | 99:99:99:99:99:99 |  | Equipment | 1Y:00-MFG | 09/09/2019 | 09/01/2020 | COOPER AMBULATORY OFF-SITES |  |  | LAB |  | Leah Willis
|  | LW SCIENTIFIC | REVELATION III | MICROSCOPE, LABORATORY |  | KROC CENTER-FAMILY MEDICINE | Kelemen | Basement |  | 05/24/2006 |  | 5/24/13 |  |  | NO | YES |  |  |  |  | LW SCIENTIFIC 10365710 005588 |  |  | Active |  | 99:99:99:99:99:99 |  | Equipment | 1Y:00-MFG | 05/07/2019 | 05/01/2020 | COOPER AMBULATORY OFF-SITES |  |  | 3156 RIVER ROAD |  | JESSICA NIEVES
|  | NIKON INC. | ECLIPSE | MICROSCOPE, LABORATORY |  | LAB HISTOLOGY | Pavilion | Basement |  | 01/01/1900 |  |  |  |  | NO | YES |  |  |  |  | NIKON INC. 10368032 726155 |  |  | Active |  | 99:99:99:99:99:99 |  | Equipment | 1Y:00-MFG | 09/30/2019 | 09/01/2020 | COOPER UNIVERSITY HOSPITAL |  |  | PAV 050 |  | DALE MORRONE
|  | NIKON INC. | ECLIPSE 50I | MICROSCOPE, LABORATORY | ECLIPSE 810134 | LAB MICROBIOLOGY | Pavilion | Basement |  | 01/01/1900 |  |  |  |  | NO | YES |  |  |  |  | NIKON INC. 10367991 ECLIPSE 810134 |  |  | Active |  | 99:99:99:99:99:99 |  | Equipment | 1Y:00-MFG | 01/05/2019 | 01/01/2020 | COOPER UNIVERSITY HOSPITAL |  |  | MICROBIOLOGY |  | COURTNEY BARRY
|  | NIKON INC. | ECLIPSE 50I | MICROSCOPE, LABORATORY |  | LAB MICROBIOLOGY | Pavilion | BASEMENT |  | 03/01/2006 |  | 3/1/13 |  |  | NO | YES |  |  |  |  | NIKON INC. 10367976 910387 |  |  | Active |  | 99:99:99:99:99:99 |  | Equipment | 1Y:00-MFG | 01/05/2019 | 01/01/2020 | COOPER UNIVERSITY HOSPITAL |  |  | MICROBIOLOGY |  | COURTNEY BARRY
|  | NIKON INC. | ECLIPSE 50I | MICROSCOPE, LABORATORY |  | LAB MICROBIOLOGY | Pavilion | Basement |  | 01/01/1900 |  |  |  |  | NO | YES |  |  |  |  | NIKON INC. 10367961 810116 |  |  | Active |  | 99:99:99:99:99:99 |  | Equipment | 1Y:00-MFG | 01/05/2019 | 01/01/2020 | COOPER UNIVERSITY HOSPITAL |  |  | Microbiolgy - back room |  | COURTNEY BARRY
|  | NIKON INC. | ECLIPSE E400 | MICROSCOPE, LABORATORY |  | LAB HISTOLOGY | Pavilion | BASEMENT |  | 01/01/1900 |  |  |  |  | NO | YES |  |  |  |  | NIKON INC. 10368033 674597 |  |  | Active |  | 99:99:99:99:99:99 |  | Equipment | 1Y:00-MFG | 09/28/2019 | 09/01/2020 | COOPER UNIVERSITY HOSPITAL |  |  | P052 |  | DALE MORRONE
|  | NIKON INC. | ECLIPSE E600 | MICROSCOPE, LABORATORY |  | LAB HISTOLOGY | Pavilion | Basement |  | 01/08/2006 |  | 1/8/13 |  |  | NO | YES |  |  |  |  | NIKON INC. 10368034 725431 |  |  | Active |  | 99:99:99:99:99:99 |  | Equipment | 1Y:00-MFG | 09/28/2019 | 09/01/2020 | COOPER UNIVERSITY HOSPITAL |  |  | P054 |  | DALE MORRONE
|  | OLYMPUS AMERICA, INC. |  | MICROSCOPE, LABORATORY |  | LAB HISTOLOGY | Kelemen | Basement |  | 10/31/2019 |  | 10/31/26 |  |  | NO | YES |  |  |  |  | OLYMPUS AMERICA, INC. 30126241 6E07345 |  |  | Active |  | 99:99:99:99:99:99 |  | Equipment | PAAR:00-PVAR | 10/31/2019 | 10/31/2019 | COOPER UNIVERSITY HOSPITAL |  |  | PAV 056 |  | DALE MORRONE |  |  |  | 10/31/2019 | 10/31/2019 |  |  |  |  | 10/31/2019 | 10/31/2019
|  | OLYMPUS AMERICA, INC. |  | MICROSCOPE, LABORATORY |  | LAB HISTOLOGY | Pavilion | Basement |  | 11/10/2011 |  | 11/10/18 |  |  | NO | YES |  |  |  |  | OLYMPUS AMERICA, INC. 10347611 3510504 |  |  | Active |  | 99:99:99:99:99:99 |  | Equipment | 1Y:00-MFG | 09/30/2019 | 09/01/2020 | COOPER UNIVERSITY HOSPITAL |  |  | P053B HISTOLOGY |  | DALE MORRONE
|  | OLYMPUS AMERICA, INC. | A42001A | MICROSCOPE, LABORATORY | NSNCOOPERAMB0004 | COOPER CENTER FOR SPECIAL DIAGNOSTICS | 401 Haddon Ave |  |  | 01/01/1900 |  |  |  |  | NO | YES |  |  |  |  | OLYMPUS AMERICA, INC. 10365671 NSNCOOPERAMB0004 |  |  | Active |  | 99:99:99:99:99:99 |  | Equipment | PAAR:00-PVAR | 11/02/2019 |  | COOPER AMBULATORY OFF-SITES |  |  | E+R - Main Lab | WOT00000002951627 | DR. BARNOWSKY | Preventative Maintenance | Closed | Gene Amodei | 06/19/2019 | 07/21/2019 | PM: Procedure: 00-PVAR Frequency: PAAR | PM PASSED SUCESSFULLY, VPO WITH STAFF AND PASSED ESI (VERIFIED WITH 10480315). CLEANED LENSES | EXP3190761 | Labor | 06/18/2019 | 06/18/2019 | Stephen Zubrzycki
|  | OLYMPUS AMERICA, INC. | BH-2 | MICROSCOPE, LABORATORY |  | LAB CHEMISTRY | 401 Haddon Ave |  |  | 01/01/1900 |  |  |  |  | NO | YES |  |  |  |  | OLYMPUS AMERICA, INC. 10369563 223977 |  |  | Disposition |  |  |  | Equipment | 1Y:00-MFG | 03/14/2016 | 03/01/2020 | COOPER UNIVERSITY HOSPITAL |  |  | enr building |  | Barbara Snyder
|  | OLYMPUS AMERICA, INC. | BH-2 | MICROSCOPE, LABORATORY | J22106Y | LAB CYTOLOGY | Kelemen | Basement |  | 01/01/1900 |  |  |  |  | NO | YES |  |  |  |  | OLYMPUS AMERICA, INC. 10368044 J22106Y |  |  | Active |  | 99:99:99:99:99:99 |  | Equipment | 1Y:00-MFG | 09/28/2019 | 09/01/2020 | COOPER UNIVERSITY HOSPITAL |  |  | CYTOLOGY |  | DALE MORRONE
|  | OLYMPUS AMERICA, INC. | BH-2 | MICROSCOPE, LABORATORY |  | LAB HEMATOLOGY | Pavilion | BASEMENT |  | 01/01/1900 |  |  |  |  | NO | YES |  |  |  |  | OLYMPUS AMERICA, INC. 10360295 106 |  |  | Active |  | 99:99:99:99:99:99 |  | Equipment | 1Y:00-MFG | 03/09/2019 | 03/01/2020 | COOPER UNIVERSITY HOSPITAL |  |  | 1ST |  | DALE MORRONE
|  | OLYMPUS AMERICA, INC. | BH-2 | MICROSCOPE, LABORATORY |  | MARLTON-DERMATOLOGY | 10000 Sagemore Dr - Marlton |  |  | 05/10/2019 |  | 5/10/26 |  |  | NO | YES |  |  |  |  | OLYMPUS AMERICA, INC. 30142544 315882 |  |  | Active |  | 99:99:99:99:99:99 |  | Equipment | 1Y:00-MFG | 05/10/2019 | 05/10/2019 | COOPER AMBULATORY OFF-SITES |  |  | LAB |  | MICHELE CANALE |  |  |  | 05/10/2019 | 05/10/2019 |  |  |  |  | 05/10/2019 | 05/10/2019
|  | OLYMPUS AMERICA, INC. | BHS | MICROSCOPE, LABORATORY |  | VOORHEES SURGERY CENTER-OPERATING ROOM | Pavilion |  |  | 11/02/2019 |  | 11/2/26 |  |  | NO | YES | Serial Number 2602536 |  |  |  | OLYMPUS AMERICA, INC. GIF-Q180/2602536 2602536 |  |  | Active |  | 99:99:99:99:99:99 |  | Equipment | PAAR:00-PVAR | 11/02/2019 | 11/02/2019 | COOPER AMBULATORY OFF-SITES |  |  | SUITE E |  | JENNIFER BOMBARO |  |  |  | 11/02/2019 | 11/02/2019 |  |  |  |  | 11/02/2019 | 11/02/2019
|  | OLYMPUS AMERICA, INC. | BHTU | MICROSCOPE, LABORATORY |  | LAB CHEMISTRY | Pavilion | Basement |  | 01/01/1900 |  |  |  |  | NO | YES |  |  |  |  | OLYMPUS AMERICA, INC. 10360288 112931 |  |  | Active |  | 99:99:99:99:99:99 |  | Equipment | 1Y:00-MFG | 03/15/2019 | 03/01/2020 | COOPER UNIVERSITY HOSPITAL |  |  | CHEMISTRY |  | Barbara Snyder
|  | OLYMPUS AMERICA, INC. | BX40F | MICROSCOPE, LABORATORY | 3J09265 | MD ANDERSON AT JFK - LAB | 651 John F Kennedy Way |  |  | 01/07/2019 |  | 1/7/26 |  |  | NO | YES |  |  |  |  | OLYMPUS AMERICA, INC. 30142126 3J09265 |  |  | Active |  | 99:99:99:99:99:99 |  | Equipment | 1Y:00-MFG | 01/07/2019 | 01/07/2019 | COOPER AMBULATORY OFF-SITES |  |  |  |  | DALE MORRONE |  |  |  | 01/07/2019 | 01/07/2019 |  |  |  |  | 01/07/2019 | 01/07/2019
|  | OLYMPUS AMERICA, INC. | BX41 | MICROSCOPE, LABORATORY | 1G06878 | LAB HISTOLOGY | Pavilion | Basement |  | 01/01/1900 |  |  |  |  | NO | YES |  |  |  |  | OLYMPUS AMERICA, INC. 10369089 1G06878 |  |  | Active |  | 99:99:99:99:99:99 |  | Equipment | 1Y:00-MFG | 09/30/2019 | 09/01/2020 | COOPER UNIVERSITY HOSPITAL |  |  | P 059 |  | DALE MORRONE
|  | OLYMPUS AMERICA, INC. | BX41 | MICROSCOPE, LABORATORY | 1G06979 | LAB CYTOLOGY | Kelemen | Basement |  | 01/01/1900 |  |  |  |  | NO | YES |  |  |  |  | OLYMPUS AMERICA, INC. 10367664 1G06979 |  |  | Active |  | 99:99:99:99:99:99 |  | Equipment | 1Y:00-MFG | 09/28/2019 | 09/01/2020 | COOPER UNIVERSITY HOSPITAL |  |  | BACK OFFICE |  | DALE MORRONE
|  | OLYMPUS AMERICA, INC. | BX41 | MICROSCOPE, LABORATORY | 1G07055 | LAB CYTOLOGY | Kelemen | Basement |  | 01/01/1900 |  |  |  |  | NO | YES |  |  |  |  | OLYMPUS AMERICA, INC. 10367663 1G07055 |  |  | Active |  | 99:99:99:99:99:99 |  | Equipment | 1Y:00-MFG | 09/28/2019 | 09/01/2020 | COOPER UNIVERSITY HOSPITAL |  |  | CYTOLOGY |  | DALE MORRONE
|  | OLYMPUS AMERICA, INC. | BX41 | MICROSCOPE, LABORATORY | 3C09334 | LAB HEMATOLOGY | Pavilion | BASEMENT |  | 01/01/1900 |  |  |  |  | NO | YES |  |  |  |  | OLYMPUS AMERICA, INC. 10360297 3C09334 |  |  | Active |  | 99:99:99:99:99:99 |  | Equipment | 1Y:00-MFG | 03/09/2019 | 03/01/2020 | COOPER UNIVERSITY HOSPITAL |  |  | ROOM 135 |  | DALE MORRONE
|  | OLYMPUS AMERICA, INC. | BX41TF | MICROSCOPE, LABORATORY | 3L18365 | LAB CYTOLOGY | Pavilion | Basement |  | 10/20/2017 |  | 10/20/24 |  |  | NO | YES |  |  |  |  | OLYMPUS AMERICA, INC. 10732351 3L18365 |  |  | Active |  | 99:99:99:99:99:99 |  | Equipment | PAAR:00-PVAR | 10/31/2019 |  | COOPER UNIVERSITY HOSPITAL |  |  |  | 0012482784 | DALE MORRONE | Performance Verification | Closed | Josh Harris | 12/04/2017 | 12/04/2017 | INCOMING INVENTORY | DEVICE INVENTORIED | 48EF7A0C-C157-48BB-B604-D878F16A0D82 | Labor | 12/04/2017 | 12/04/2017 | Josh Harris
|  | OLYMPUS AMERICA, INC. | BX41TF | MICROSCOPE, LABORATORY | 1H06177 | VOORHEES SURGERY CENTER-HEM/ONC | 900 Centinial Rd | Suite M |  | 08/11/2017 |  | 8/11/24 |  |  | NO | YES |  |  |  |  | OLYMPUS AMERICA, INC. 10732139 1H06177 |  |  | Active |  | 99:99:99:99:99:99 |  | Equipment | PAAR:00-PVAR | 10/31/2019 |  | COOPER AMBULATORY OFF-SITES |  |  | Suite F conference room | 0012142844 | MEGAN MCCAFFERTY | Performance Verification | Closed | Kirk Lis | 09/07/2017 | 09/07/2017 | INCOMING INVENTORY | DEVICE INVENTORIED | F7BD4543-4A89-4542-83C8-D829DCCC4734 | Labor | 09/07/2017 | 09/07/2017 | Bonnie Aichroth
|  | OLYMPUS AMERICA, INC. | BX41TF | MICROSCOPE, LABORATORY | 3A15253 | LAB HEMATOLOGY | Pavilion | BASEMENT |  | 01/01/1900 |  |  |  |  | NO | YES |  |  |  |  | OLYMPUS AMERICA, INC. 10360296 3A15253 |  |  | Active |  | 99:99:99:99:99:99 |  | Equipment | 1Y:00-MFG | 03/09/2019 | 03/01/2020 | COOPER UNIVERSITY HOSPITAL |  |  | HEMATOLOGY |  | DALE MORRONE
|  | OLYMPUS AMERICA, INC. | BX43F | MICROSCOPE, LABORATORY | G3042377 |  | Pavilion | BASEMENT |  | 10/07/2019 |  | 10/7/26 |  |  | NO | YES | Serial Number G3042377 |  |  |  | HITACHI HEALTHCARE AMERICAS 11207693 G3042377 |  |  | Active | [7 empty] | COOPER UNIVERSITY HOSPITAL |  |  |  | WOT00000003997134 |  | Performance Verification | Completed | Gene Amodei | 10/07/2019 | 10/07/2019 | Performance Verification for UNMATCHED 11207693 G3042377 |  |  |  | 10/07/2019 | 10/07/2019
|  | OLYMPUS AMERICA, INC. | BX43F | MICROSCOPE, LABORATORY | 5F44097 | HEMATOLOGY LAB | 900 Centennial Blvd | Suite M |  | 03/13/2019 |  | 3/13/26 |  |  | NO | YES |  |  |  |  | OLYMPUS AMERICA, INC. 30149681 5F44097 |  |  | Active |  | 99:99:99:99:99:99 |  | Equipment | 1Y:00-MFG | 03/13/2019 | 03/13/2019 | COOPER AMBULATORY OFF-SITES |  |  | SUITE M - LAB |  | DALE MORRONE |  |  |  | 03/13/2019 | 03/13/2019 |  |  |  |  | 03/13/2019 | 03/13/2019
|  | OLYMPUS AMERICA, INC. | BX43F | MICROSCOPE, LABORATORY | 3F43908 | COOPER CANCER CENTER-COOPER DAY-CHEMO | MD Anderson Cancer Center |  |  | 07/19/2013 |  | 7/19/20 |  |  | NO | YES |  |  |  |  | OLYMPUS AMERICA, INC. 10347575 3F43908 |  |  | Active |  | 99:99:99:99:99:99 |  | Equipment | 1Y:00-MFG | 09/30/2019 | 09/01/2020 | COOPER AMBULATORY OFF-SITES |  |  | ROOM C3051 |  | Bonnie Aichroch
|  | OLYMPUS AMERICA, INC. | BX43F | MICROSCOPE, LABORATORY | 5K41719 | LAB CHEMISTRY | Pavilion | Basement |  | 10/31/2019 |  | 10/31/26 |  |  | NO | YES |  |  |  |  | OLYMPUS AMERICA, INC. 30144422 5K41719 |  |  | Active |  | 99:99:99:99:99:99 |  | Equipment | PAAR:00-PVAR | 10/31/2019 | 10/31/2019 | COOPER UNIVERSITY HOSPITAL |  |  |  |  | Barbara Snyder |  |  |  | 10/31/2019 | 10/31/2019 |  |  |  |  | 10/31/2019 | 10/31/2019
|  | OLYMPUS AMERICA, INC. | BX45TF | MICROSCOPE, LABORATORY |  | LAB HISTOLOGY | Pavilion | Basement |  | 08/25/2010 |  | 8/25/17 |  |  | NO | YES |  |  |  |  | OLYMPUS AMERICA, INC. 10368035 10832 |  |  | Active |  | 99:99:99:99:99:99 |  | Equipment | 1Y:00-MFG | 09/30/2019 | 09/01/2020 | COOPER UNIVERSITY HOSPITAL |  |  | HISTOLOGY P051 |  | DALE MORRONE
|  | OLYMPUS AMERICA, INC. | BX46 | MICROSCOPE, LABORATORY | 9D61274 | LAB CYTOLOGY | Kelemen | Basement |  | 10/31/2019 |  | 10/31/26 |  |  | NO | YES |  |  |  |  | OLYMPUS AMERICA, INC. 11207632 9D61274 |  |  | Active |  |  |  | Equipment | PAAR:00-PVAR | 10/31/2019 | 10/31/2019 | COOPER UNIVERSITY HOSPITAL |  |  | BASEMENT | WOT00000003177590 | DALE MORRONE | Performance Verification | Closed | Gene Amodei | 10/31/2019 | 10/31/2019 | Performance Verification for OLYMPUS AMERICA, INC. 11207632 9D61274 | Initial Install of Performance Verification. Device is ready for patient use. |  |  | 10/31/2019 | 10/31/2019
|  | OLYMPUS AMERICA, INC. | BX46F | MICROSCOPE, LABORATORY | 3h44083 |  | Kelemen | Basement | [6 empty] | NO | YES
|  | OLYMPUS AMERICA, INC. | BX46F | MICROSCOPE, LABORATORY | 2G79231 |  | Pavilion | BASEMENT | [6 empty] | NO | YES
|  | OLYMPUS AMERICA, INC. | BX46F | MICROSCOPE, LABORATORY | 1F72669 | LAB HISTOLOGY | Pavilion | Basement |  | 11/10/2011 |  | 11/10/18 |  |  | NO | YES |  |  |  |  | OLYMPUS AMERICA, INC. 10369090 1F72669 |  |  | Active |  | 99:99:99:99:99:99 |  | Equipment | 1Y:00-MFG | 09/30/2019 | 09/01/2020 | COOPER UNIVERSITY HOSPITAL |  |  | PATHOLOLGY - P059 |  | DALE MORRONE
|  | OLYMPUS AMERICA, INC. | BX46F | MICROSCOPE, LABORATORY | 2F42824 | LAB CYTOLOGY | Kelemen | Basement |  | 05/16/2012 |  | 5/16/19 |  |  | NO | YES |  |  |  |  | OLYMPUS AMERICA, INC. 10367662 2F42824 |  |  | Active |  | 99:99:99:99:99:99 |  | Equipment | 1Y:00-MFG | 09/28/2019 | 09/01/2020 | COOPER UNIVERSITY HOSPITAL |  |  | P047 CYTOLOGY |  | DALE MORRONE
|  | OLYMPUS AMERICA, INC. | BX51TF | MICROSCOPE, LABORATORY | 8C24151 | COOPER CENTER FOR SPECIAL DIAGNOSTICS | 401 Haddon Ave |  |  | 07/01/2008 |  | 7/1/15 |  |  | NO | YES |  |  |  |  | OLYMPUS AMERICA, INC. 10365702 8C24151 |  |  | Active |  | 99:99:99:99:99:99 |  | Equipment | 1Y:00-MFG | 06/14/2019 | 06/01/2020 | COOPER AMBULATORY OFF-SITES |  |  | E+R - Main Lab |  | DR. BARNOWSKY
|  | OLYMPUS AMERICA, INC. | BX51TF | MICROSCOPE, LABORATORY | 8C25367 | COOPER CENTER FOR SPECIAL DIAGNOSTICS | 401 Haddon Ave |  |  | 07/01/2008 |  | 7/1/15 |  |  | NO | YES |  |  |  |  | OLYMPUS AMERICA, INC. 10365701 8C25367 |  |  | Active |  | 99:99:99:99:99:99 |  | Equipment | 1Y:00-MFG | 06/14/2019 | 06/01/2020 | COOPER AMBULATORY OFF-SITES |  |  | E+R - Main Lab |  | DR. BARNOWSKY
|  | OLYMPUS AMERICA, INC. | BX51TF | MICROSCOPE, LABORATORY |  | COOPER CENTER FOR SPECIAL DIAGNOSTICS | 401 Haddon Ave |  |  | 08/07/2008 |  | 8/7/15 |  |  | NO | YES |  |  |  |  | OLYMPUS AMERICA, INC. 10365674 8E22962 |  |  | Active |  |  |  | Equipment | PAAR:00-PVAR | 10/31/2019 |  | COOPER AMBULATORY OFF-SITES |  |  | E+R - Main Lab |  | DR. BARNOWSKY
|  | OLYMPUS AMERICA, INC. | BX51TF | MICROSCOPE, LABORATORY | OM10589 | LAB HISTOLOGY | Pavilion | Basement |  | 09/29/2011 |  | 9/29/18 |  |  | NO | YES |  |  |  |  | OLYMPUS AMERICA, INC. 10365285 OM10589 |  |  | Active |  | 99:99:99:99:99:99 |  | Equipment | 1Y:00-MFG | 09/30/2019 | 09/01/2020 | COOPER UNIVERSITY HOSPITAL |  |  | Laboratory Svcs Con Room P1 |  | DALE MORRONE
|  | OLYMPUS AMERICA, INC. | BX51TF | MICROSCOPE, LABORATORY | 8D18171 | COOPER CENTER FOR SPECIAL DIAGNOSTICS | 401 Haddon Ave |  |  | 06/14/2019 |  | 6/14/26 |  |  | NO | YES |  |  |  |  | OLYMPUS AMERICA, INC. 30144391 8D18171 |  |  | Active |  | 99:99:99:99:99:99 |  | Equipment | 1Y:00-MFG | 06/14/2019 | 06/14/2019 | COOPER AMBULATORY OFF-SITES |  |  | E&R building 1st floor |  | DR. BARNOWSKY |  |  |  | 06/14/2019 | 06/14/2019 |  |  |  |  | 06/14/2019 | 06/14/2019
|  | OLYMPUS AMERICA, INC. | CX21FS1 | MICROSCOPE, LABORATORY | 1A80154 | MATERNAL FETAL CARE UNIT | Dorrance |  |  | 10/31/2019 |  | 10/31/26 |  |  | NO | YES |  |  |  |  | OLYMPUS AMERICA, INC. 30142971 1A80154 |  |  | Active |  | 99:99:99:99:99:99 |  | Equipment | PAAR:00-PVAR | 10/31/2019 | 10/31/2019 | COOPER UNIVERSITY HOSPITAL |  |  | Triage |  | JOANNA HORST |  |  |  | 10/31/2019 | 10/31/2019 |  |  |  |  | 10/31/2019 | 10/31/2019
|  | OLYMPUS AMERICA, INC. | CX31RBSF | MICROSCOPE, LABORATORY | 8G43645 | LAB CYTOLOGY | Kelemen | Basement |  | 06/12/2019 |  | 6/12/26 |  |  | NO | YES |  |  |  |  | OLYMPUS AMERICA, INC. 11208394 8G43645 |  |  | Active |  |  |  | Equipment | 1Y:00-MFG 3Y:00-MIN | 06/12/2019 | 06/12/2019 | COOPER UNIVERSITY HOSPITAL |  |  | KB122 | WOT00000002890587 | DALE MORRONE | Performance Verification | Closed | Michael Youch | 06/12/2019 | 06/12/2019 | Performance Verification for OLYMPUS AMERICA, INC. 11208394 8G43645 | Initial Install of Performance Verification. Device is ready for patient use. |  |  | 06/12/2019 | 06/12/2019
|  | OLYMPUS AMERICA, INC. | CX31RBSFA | MICROSCOPE, LABORATORY | 8G44050 | LAB CYTOLOGY | Kelemen | Basement |  | 06/12/2019 |  | 6/12/26 |  |  | NO | YES |  |  |  |  | OLYMPUS AMERICA, INC. 11208396 8G44050 |  |  | Active |  |  |  | Equipment | 1Y:00-MFG 3Y:00-MIN | 06/12/2019 | 06/12/2019 | COOPER UNIVERSITY HOSPITAL |  |  | KB112 | WOT00000002890733 | DALE MORRONE | Performance Verification | Closed | Michael Youch | 06/12/2019 | 06/12/2019 | Performance Verification for OLYMPUS AMERICA, INC. 11208396 8G44050 | Initial Install of Performance Verification. Device is ready for patient use. |  |  | 06/12/2019 | 06/12/2019
|  | OLYMPUS AMERICA, INC. | CX31RBSFA | MICROSCOPE, LABORATORY | 8G44046 | LAB CYTOLOGY | Kelemen | Basement |  | 06/12/2019 |  | 6/12/26 |  |  | NO | YES |  |  |  |  | OLYMPUS AMERICA, INC. 11208395 8G44046 |  |  | Active |  |  |  | Equipment | 1Y:00-MFG 3Y:00-MIN | 06/12/2019 | 06/12/2019 | COOPER UNIVERSITY HOSPITAL |  |  | KB112 | WOT00000002889817 | DALE MORRONE | Service Request | Closed | Michael Youch | 06/12/2019 | 06/12/2019 | microscope (3) - new, need checked and tagged | Inventoried, safety, and documentation 11208394, 11208395, 11208396. | EXP3189637 | Labor | 06/12/2019 | 06/12/2019 | Michael Youch
|  | OLYMPUS AMERICA, INC. | CX41RF | MICROSCOPE, LABORATORY | 8A13745 | COOPER CENTER FOR SPECIAL DIAGNOSTICS | 401 Haddon Ave |  |  | 07/01/2008 |  | 7/1/15 |  |  | NO | YES |  |  |  |  | OLYMPUS AMERICA, INC. 10365681 8A13745 |  |  | Active |  | 99:99:99:99:99:99 |  | Equipment | 1Y:00-MFG | 06/14/2019 | 06/01/2020 | COOPER AMBULATORY OFF-SITES |  |  | E+R - Main Lab |  | DR. BARNOWSKY
|  | OLYMPUS AMERICA, INC. | CX41RF | MICROSCOPE, LABORATORY | 2M03942 | COOPER DIGESTIVE HEALTH-ENDOSCOPY | 501 Fellowship Rd |  |  | 08/03/2015 |  | 8/3/22 |  |  | NO | YES |  |  |  |  | OLYMPUS AMERICA, INC. 10349263 2M03942 |  |  | Active |  | 99:99:99:99:99:99 |  | Equipment | 1Y:00-MFG | 02/13/2019 | 02/01/2020 | COOPER AMBULATORY OFF-SITES |  |  | JAMES IRWIN'S ROOM |  | JEANNE GREER
|  | OLYMPUS AMERICA, INC. | CX41RF | MICROSCOPE, LABORATORY | 7J09516 | 3 COOPER-GAMMA KNIFE | 3 Cooper |  |  | 01/01/2008 |  | 1/1/15 |  |  | NO | YES |  |  |  |  | OLYMPUS AMERICA, INC. 10345519 7J09516 |  |  | Active |  | 99:99:99:99:99:99 |  | Equipment | 1Y:00-MFG | 09/13/2019 | 09/01/2020 | COOPER AMBULATORY OFF-SITES |  |  | CONFERENCE RM |  | ANNE BEXTON
|  | OLYMPUS AMERICA, INC. | CX41RF | MICROSCOPE, LABORATORY | 5B42581 | LAB HEMATOLOGY | Pavilion | Basement |  | 03/18/2019 |  | 3/18/26 |  |  | NO | YES |  |  |  |  | OLYMPUS AMERICA, INC. 30142095 5B42581 |  |  | Active |  | 99:99:99:99:99:99 |  | Equipment | 1Y:00-MFG 3Y:00-MIN | 03/18/2019 | 03/18/2019 | COOPER UNIVERSITY HOSPITAL |  |  | CORE LAB |  | DALE MORRONE |  |  |  | 03/18/2019 | 03/18/2019 |  |  |  |  | 03/18/2019 | 03/18/2019
|  | OLYMPUS AMERICA, INC. | CX43 | MICROSCOPE, LABORATORY | 8D45607 | 1030 KINGS HIGHWAY-MEDICINE | 1030 Kings Highway |  |  | 10/03/2019 |  | 10/3/26 |  |  | NO | YES |  |  |  |  | OLYMPUS AMERICA, INC. 11200098 8D45607 |  |  | Active |  |  |  | Equipment | 1Y:00-MFG | 10/03/2019 | 10/03/2019 | COOPER AMBULATORY OFF-SITES |  |  | Performance Verification | WOT00000003976800 | Bonnie Aichroch | Service Request | Closed | Kirk Lis | 10/03/2019 | 10/03/2019 | Microscope - New equipment, needs to be checked and tagged | INVENTORIED NEW EQUIPMENT | EXP4275588 | Labor | 10/03/2019 | 10/03/2019 | Kirk Lis
|  | OLYMPUS AMERICA, INC. | CX43 | MICROSCOPE, LABORATORY |  | LAB MICROBIOLOGY | Pavilion | Basement |  | 10/20/2017 |  | 10/20/24 |  |  | NO | YES |  |  |  |  | OLYMPUS AMERICA, INC. 10732350 7610119 |  |  | Active |  | 99:99:99:99:99:99 |  | Equipment | PAAR:00-PVAR | 10/31/2019 |  | COOPER UNIVERSITY HOSPITAL |  |  |  | 0012501308 | COURTNEY BARRY | Performance Verification | Closed | Josh Harris | 12/12/2017 | 12/12/2017 | INCOMING INVENTORY | DEVICE INVENTORIED | DB756A7B-CBA8-4554-83A2-6340DEA120DC | Labor | 12/12/2017 | 12/12/2017 | Josh Harris
|  | OLYMPUS AMERICA, INC. | IX70 | MICROSCOPE, LABORATORY | 1c44842 | LAB CHEMISTRY | 401 Haddon Ave |  |  | 01/01/1900 |  |  |  |  | NO | YES |  |  |  |  | OLYMPUS AMERICA, INC. 10369574 1c44842 |  |  | Disposition |  |  |  | Equipment | 1Y:00-MFG | 03/14/2016 | 03/01/2020 | COOPER UNIVERSITY HOSPITAL |  |  | enr building |  | Barbara Snyder
|  | OLYMPUS AMERICA, INC. | KHC | MICROSCOPE, LABORATORY |  | KINGS HIGHWAY - OB/GYN | 1103 N Kings Hwy |  |  | 01/01/1900 |  |  |  |  | NO | YES |  |  |  |  | OLYMPUS AMERICA, INC. 10366325 2060603 |  |  | Active |  | 99:99:99:99:99:99 |  | Equipment | 1Y:00-MFG | 01/03/2019 | 01/01/2020 | COOPER AMBULATORY OFF-SITES |  |  | SUITE 201 |  | DONNA ONEILL
|  | REICHERT OPHTHALMIC INSTRUMENTS | DIASTAR | MICROSCOPE, LABORATORY | 10291-8 | BURLINGTON OB/GYN | 1900 Mount Holly Rd |  |  | 08/28/2008 |  | 8/28/15 |  |  | NO | YES |  |  |  |  | REICHERT OPHTHALMIC INSTRUMENTS 10365988 10291-8 |  |  | Active |  | 99:99:99:99:99:99 |  | Equipment | 1Y:00-MFG | 11/01/2019 | 11/01/2020 | COOPER AMBULATORY OFF-SITES |  |  | BX970023 |  | Carey Myers
|  | REICHERT SCIENTIFIC INSTRUMENTS | MICROSTAR IV | MICROSCOPE, LABORATORY | 10435-7 | BUNKER HILL-OB/GYN | 4 Plaza Dr |  |  | 01/01/1900 |  |  |  |  | NO | YES |  |  |  |  | REICHERT OPHTHALMIC INSTRUMENTS 10366999 10435-7 |  |  | Active |  | 99:99:99:99:99:99 |  | Equipment | 1Y:00-MFG | 11/01/2019 | 11/01/2020 | COOPER AMBULATORY OFF-SITES |  |  | SOILED UTILITY |  | LISA POTTS
|  | SEILER-WESTLAB |  | MICROSCOPE, LABORATORY |  | THOROFARE-INTERNAL MEDICINE | 196 Grove Ave |  |  | 09/28/2005 |  | 9/28/12 |  |  | NO | YES |  |  |  |  | SEILER-WESTLAB 10366818 943426 |  |  | Active |  | 99:99:99:99:99:99 |  | Equipment | 1Y:00-MFG | 07/26/2019 | 07/01/2020 | COOPER AMBULATORY OFF-SITES |  |  | exam 4 |  | Cheryl Peck
|  | SEILER-WESTLAB | WESTLAB II | MICROSCOPE, LABORATORY | Not Known | MOORESTOWN-FAMILY MEDICINE | 110 Marter Ave |  |  | 01/01/1900 |  |  |  |  | NO | YES |  |  |  |  | SEILER 10366210 Not Known |  |  | Active |  | 99:99:99:99:99:99 |  | Equipment | PAAR:00-PVAR | 11/02/2019 |  | COOPER AMBULATORY OFF-SITES |  |  | LAB |  | LYNNE DEJOSEPH
|  | CARL ZEISS | OPMI 1-FC | MICROSCOPE, SURGICAL |  | VOORHEES SURGERY CENTER-OPERATING ROOM | 900 Centennial Blvd | Suite E |  | 07/03/2014 |  | 7/3/21 |  |  | NO | YES |  |  |  |  | CARL ZEISS 10345490 6627501713 |  |  | Active |  | 99:99:99:99:99:99 |  | Equipment | PAAR:00-PVAR | 11/02/2019 |  | COOPER AMBULATORY OFF-SITES |  |  | HALLWAY |  | JENNIFER BOMBARO
|  | CARL ZEISS | OPMI PICO | MICROSCOPE, SURGICAL |  | BUNKER HILL-SURGERY | 2 Plaza Dr |  |  | 11/01/2010 |  | 11/1/17 |  |  | NO | YES |  |  |  |  | ZEISS-HUMPHREY SYSTEMS 10366857 6627201278 |  |  | Active |  | 99:99:99:99:99:99 |  | Equipment | PAAR:00-PVAR | 11/02/2019 |  | COOPER AMBULATORY OFF-SITES |  |  | EXAM 2 |  | ANNE MAIER
|  | CARL ZEISS | OPMI PICO | MICROSCOPE, SURGICAL |  | 3 COOPER - SURGERY DEPARTMENT | 3 Cooper |  |  | 11/26/2010 |  | 11/26/17 |  |  | NO | YES |  |  |  |  | CARL ZEISS 10346816 6627201274 |  |  | Active |  | 99:99:99:99:99:99 |  | Equipment | PAAR:00-PVAR | 10/31/2019 |  | COOPER AMBULATORY OFF-SITES |  |  | SUITE 403 - EXAM 14 |  | ANNE MAIER
|  | CARL ZEISS | OPMI PICO/S100 | MICROSCOPE, SURGICAL |  | SAME DAY OR-2ND FL PAVILION | Pavilion |  |  | 10/31/2019 |  | 10/31/26 |  |  | NO | YES |  |  |  |  | CARL ZEISS MEDITEC INC. 11239351 6627509029 |  |  | Active |  | 99:99:99:99:99:99 |  | Equipment | PAAR:00-PVAR | 10/31/2019 | 10/31/2019 | COOPER UNIVERSITY HOSPITAL |  |  | Same Day OR | WOT00000001089118 | JOE DRUCTOR | Performance Verification | Closed | Salvatore Bombara | 10/31/2019 | 10/31/2019 | Performance Verification for CARL ZEISS MEDITEC INC. 11239351 6627509029 | Initial Install of Performance Verification. Device is ready for patient use. |  |  | 10/31/2019 | 10/31/2019
|  | CARL ZEISS | OPMI PICO/S100 | MICROSCOPE, SURGICAL |  | SAME DAY OR-2ND FL PAVILION | Pavilion |  |  | 10/31/2019 |  | 10/31/26 |  |  | NO | YES |  |  |  |  | CARL ZEISS MEDITEC INC. 11239350 6627509086 |  |  | Active |  | 99:99:99:99:99:99 |  | Equipment | PAAR:00-PVAR | 10/31/2019 | 10/31/2019 | COOPER UNIVERSITY HOSPITAL |  |  | Same Day OR | WOT00000001089076 | JOE DRUCTOR | Performance Verification | Closed | Salvatore Bombara | 10/31/2019 | 10/31/2019 | Performance Verification for CARL ZEISS MEDITEC INC. 11239350 6627509086 | Initial Install of Performance Verification. Device is ready for patient use. |  |  | 10/31/2019 | 10/31/2019
|  | CARL ZEISS | OPMI PICO/S100 | MICROSCOPE, SURGICAL |  | 6017 MAIN ST-PLASTICS | 6200 Main St |  |  | 11/26/2010 |  | 11/26/17 |  |  | NO | YES |  |  |  |  | CARL ZEISS MEDITEC INC. 10345801 6627201276 |  |  | Active |  | 99:99:99:99:99:99 |  | Equipment | PAAR:00-PVAR | 11/02/2019 |  | COOPER AMBULATORY OFF-SITES |  |  | PROCEDURE ROOM C | 0011482117 | ANNE MAIER | Repair | Closed | Kirk Lis | 04/14/2017 | 04/17/2017 | MICROSCOPE - LIGHT OUT - 6200 MAIN STREET PROCEDURE ROOM C | 4/17/2017 8:07:58 AM KALIS (KALIS 4/17/2017 12:00 AM) RESEARCHED LAMP 4/17/2017 4:32:29 PM KALIS (KALIS 4/17/2017 12:00 AM) TESTED LAMPS AND POWER.ONE LAMP NEEDED TO BE REPLACED. OPERATOR ERROR. BRIGHTNESS CONTROL WAS SET TO DIM. GAVE INSERVICE TO MA KIM. | AC456E88-63B1-4731-A244-9862BE216DDF | Labor | 04/17/2017 | 04/17/2017 | Kirk Lis
|  | CARL ZEISS | OPMI VARIO | MICROSCOPE, SURGICAL |  | VOORHEES SURGERY CENTER-OPERATING ROOM | 900 Centennial Blvd | Suite E |  | 01/09/2013 |  | 1/9/20 |  |  | NO | YES |  |  |  |  | CARL ZEISS 10345477 663610265 |  |  | Active |  | 99:99:99:99:99:99 |  | Equipment | PAAR:00-PVAR | 11/02/2019 |  | COOPER AMBULATORY OFF-SITES |  |  | HALLWAY |  | JENNIFER BOMBARO
|  | CARL ZEISS | OPMI VARIO 700 | MICROSCOPE, SURGICAL |  | OPERATING ROOM - PAVILION | Kelemen |  |  | 12/06/2017 |  | 12/6/22 |  |  | NO | YES |  |  |  |  | CARL ZEISS 10725716 6636162019 |  |  | Active |  | 99:99:99:99:99:99 |  | Equipment | PAAR:00-PVAR | 10/31/2019 |  | COOPER UNIVERSITY HOSPITAL |  |  |  | 0012490931 | DOMINIC VENDETTA | Performance Verification | Closed | Josh Harris | 12/07/2017 | 12/07/2017 | INCOMING INVENTORY | DEVICE INVENTORIED | A3D8D1C6-437D-49E2-9FBD-CA1FDFE36851 | Labor | 12/07/2017 | 12/07/2017 | Josh Harris
|  | CARL ZEISS | OPMI VARIO 700 | MICROSCOPE, SURGICAL |  | OR - KELEMEN 3 | Pavilion |  |  | 01/09/2013 |  | 1/9/18 |  |  | NO | YES |  |  |  |  | CARL ZEISS 10346325 6636160242 |  |  | Active |  | 99:99:99:99:99:99 |  | Equipment | PAAR:00-PVAR | 11/02/2019 |  | COOPER UNIVERSITY HOSPITAL |  |  | OR-KELLEMEN |  | DOMINIC VENDETTA
|  | CARL ZEISS | PENTERO 900 | MICROSCOPE, SURGICAL |  | OPERATING ROOM - PAVILION | Pavilion |  |  | 08/14/2015 |  | 8/14/20 |  |  | NO | YES |  |  |  |  | CARL ZEISS 10349374 6637102740 |  |  | Active |  | 99:99:99:99:99:99 |  | Equipment | PAAR:00-PVAR | 10/31/2019 |  | COOPER UNIVERSITY HOSPITAL |  |  | Pav OR 5 |  | DOMINIC VENDETTA
|  | JEDMED INSTRUMENTS CO. | SOM2 | MICROSCOPE, SURGICAL |  | SPD | 6200 Main St |  |  | 01/01/1900 |  |  |  |  | NO | YES | Serial Number 7013 |  |  |  | JEDMED INSTRUMENTS CO. 10480390 7013 |  |  | Disposition |  |  |  | Equipment | PAAR:00-PVAR | 10/16/2019 |  | COOPER UNIVERSITY HOSPITAL |  |  | 6200 MAIN - SURGERY |  | David Frye
|  | LEICA MICROSYSTEMS, INC. | M525 OH4 | MICROSCOPE, SURGICAL |  | OR - KELEMEN 3 | Kelemen |  |  | 10/12/2012 |  | 10/12/17 |  |  | NO | YES |  |  |  |  | LEICA MICROSYSTEMS, INC. 10368418 10448236 |  |  | Active |  | 99:99:99:99:99:99 |  | Equipment | PAAR:00-PVAR | 11/02/2019 |  | COOPER UNIVERSITY HOSPITAL |  |  | SURGICAL SUITE CODE# 64490532 |  | DOMINIC VENDETTA
|  | LEICA MICROSYSTEMS, INC. | M655 | MICROSCOPE, SURGICAL |  | VOORHEES SURGERY CENTER-OPERATING ROOM | 900 Centennial Blvd | Suite E |  | 01/08/2001 |  | 1/8/08 |  |  | NO | YES |  |  |  |  | LEICA MICROSYSTEMS, INC. 10345493 1056839 |  |  | Active |  | 99:99:99:99:99:99 |  | Equipment | 1Y:00-MFG | 04/15/2019 | 04/01/2020 | COOPER AMBULATORY OFF-SITES |  |  | HALLWAY |  | JENNIFER BOMBARO
|  | LEICA MICROSYSTEMS, INC. | M690 | MICROSCOPE, SURGICAL |  | VOORHEES SURGERY CENTER-OPERATING ROOM | 401 Haddon Ave |  |  | 01/08/2001 |  | 1/8/08 |  |  | NO | YES |  |  |  |  | LEICA MICROSYSTEMS, INC. 10345494 1056743 |  |  | Active |  | 99:99:99:99:99:99 |  | Equipment | PAAR:00-PVAR | 11/02/2019 |  | COOPER AMBULATORY OFF-SITES |  |  | HALLWAY |  | JENNIFER BOMBARO
|  | LEICA MICROSYSTEMS, INC. | MS3 | MICROSCOPE, SURGICAL | MS3101603-1 | OPERATING ROOM - PAVILION | Pavilion |  |  | 01/01/2003 |  | 1/1/08 |  |  | NO | YES |  |  |  |  | LEICA MICROSYSTEMS, INC. 10346659 MS3101603-1 |  |  | Active |  | 99:99:99:99:99:99 |  | Equipment | PAAR:00-PVAR | 11/02/2019 |  | COOPER UNIVERSITY HOSPITAL |  |  | OR STORAGE AREA |  | DOMINIC VENDETTA
|  | WILD HEERBRUGG | MTR-29 | MICROSCOPE, SURGICAL |  | OPERATING ROOM - PAVILION | Pavilion |  |  | 01/15/2001 |  |  |  |  | NO | YES |  |  |  |  | WILD HEERBRUGG 10346660 80029 |  |  | Active |  | 99:99:99:99:99:99 |  | Equipment | PAAR:00-PVAR | 11/01/2019 |  | COOPER UNIVERSITY HOSPITAL |  |  | OR STORAGE AREA |  | DOMINIC VENDETTA
|  | CARL ZEISS | S8 | MICROSCOPE, SURGICAL, STAND | S102751 | OPERATING ROOM - PAVILION | Pavilion |  |  | 08/28/2005 |  | 8/28/10 |  |  | NO | YES |  |  |  |  | CARL ZEISS 10368353 S102751 |  |  | Active |  | 99:99:99:99:99:99 |  | Equipment | PAAR:00-PVAR | 11/02/2019 |  | COOPER UNIVERSITY HOSPITAL |  |  | OR STORAGE |  | DOMINIC VENDETTA
|  | CARL ZEISS | S88 | MICROSCOPE, SURGICAL, STAND |  | OPERATING ROOM - PAVILION | Pavilion |  |  | 08/21/2009 |  | 8/21/14 |  |  | NO | YES |  |  |  |  | CARL ZEISS 10345492 6629141806 |  |  | Active |  | 99:99:99:99:99:99 |  | Equipment | PAAR:00-PVAR | 11/02/2019 |  | COOPER UNIVERSITY HOSPITAL |  |  |  | WOT00000001694341 | DOMINIC VENDETTA | Repair | Closed | Salvatore Bombara | 11/07/2018 | 05/16/2019 | Broken light cord | Acknowledged. confirm. received estimate for repair. approved. requested po. see attachment. Upon testing during repair. Vendor discover the malfunctions with this unit. see attachment. Repair are approved. vendor service is complete. see attachment. | EXP1815288 | Labor | 11/30/2018 | 11/30/2018 | Salvatore Bombara
|  | AMERICAN OPTICAL |  | MICROTOME |  | MARLTON-DERMATOLOGY | 10000 Sagamore Dr |  |  | 10/31/2019 |  | 10/31/26 |  |  | NO | YES |  |  |  |  | AMERICAN OPTICAL 11239288 60051 |  |  | Active |  | 99:99:99:99:99:99 |  | Equipment | PAAR:00-PVAR | 10/31/2019 | 10/31/2019 | COOPER AMBULATORY OFF-SITES |  |  | SAGEMORE | WOT00000001302405 | MICHELE CANALE | Performance Verification | Closed | Kirk Lis | 10/31/2019 | 10/31/2019 | Performance Verification for AMERICAN OPTICAL 11239288 60051 | Initial Install of Performance Verification. Device is ready for patient use. |  |  | 10/31/2019 | 10/31/2019
|  | LEICA MICROSYSTEMS, INC. | CM1510 | MICROTOME |  | MARLTON-DERMATOLOGY | 10000 Sagemore Dr - Marlton |  |  | 05/10/2019 |  | 5/10/26 |  |  | NO | YES |  |  |  |  | LEICA MICROSYSTEMS, INC. 30142553 43631517 |  |  | Active |  | 99:99:99:99:99:99 |  | Equipment | 1Y:00-MFG | 05/10/2019 | 05/10/2019 | COOPER AMBULATORY OFF-SITES |  |  | LAB |  | MICHELE CANALE |  |  |  | 05/10/2019 | 05/10/2019 |  |  |  |  | 05/10/2019 | 05/10/2019
|  | LEICA MICROSYSTEMS, INC. | CM1510 | MICROTOME |  | MARLTON-DERMATOLOGY | 10000 Sagamore Dr |  |  | 05/10/2019 |  | 5/10/26 |  |  | NO | YES |  |  |  |  | LEICA MICROSYSTEMS, INC. 30142551 043638460 |  |  | Active |  | 99:99:99:99:99:99 |  | Equipment | 1Y:00-MFG | 05/10/2019 | 05/10/2019 | COOPER AMBULATORY OFF-SITES |  |  | LAB |  | MICHELE CANALE |  |  |  | 05/10/2019 | 05/10/2019 |  |  |  |  | 05/10/2019 | 05/10/2019
|  | SHANDON LIPSHAW | AS325 | MICROTOME |  | LAB HISTOLOGY | Pavilion | Basement |  | 01/01/1900 |  |  |  |  | NO | YES |  |  |  |  | SHANDON LIPSHAW 10369535 9401092 |  |  | Active |  | 99:99:99:99:99:99 |  | Equipment | 1Y:00-MFG | 09/30/2019 | 09/01/2020 | COOPER UNIVERSITY HOSPITAL |  |  |  |  | DALE MORRONE
|  | THERMO SCIENTIFIC | FINESSE ME | MICROTOME | Fn2185a1004 |  | Pavilion | Basement | [6 empty] | NO | YES
|  | THERMO SCIENTIFIC | FINESSE ME | MICROTOME | Fn2188a1004 |  | Pavilion | Basement | [6 empty] | NO | YES
|  | THERMO SCIENTIFIC | FINESSE ME | MICROTOME | FN2186A1004 | LAB HISTOLOGY | Pavilion | Basement |  | 03/23/2010 |  | 3/23/17 |  |  | NO | YES |  |  |  |  | SHANDON LIPSHAW 10368026 FN2186A1004 |  |  | Active |  | 99:99:99:99:99:99 |  | Equipment | 1Y:00-MFG | 09/20/2019 | 09/01/2020 | COOPER UNIVERSITY HOSPITAL |  |  | HISTOLOGY |  | DALE MORRONE
|  | THERMO SCIENTIFIC | FINESSE ME | MICROTOME | FN2184A1004 |  | Pavilion | Basement | [6 empty] | NO | YES
|  | THERMO SCIENTIFIC | FINESSE ME | MICROTOME | Fm203sa0607 |  | Pavilion | Basement | [6 empty] | NO | YES
|  | THERMO SCIENTIFIC | FINESSE ME | MICROTOME | FN21871004 | LAB HISTOLOGY | Pavilion | Basement |  | 09/20/2019 |  | 9/20/26 |  |  | NO | YES |  |  |  |  | THERMO ELECTRON CORPORATION 30142072 FN21871004 |  |  | Active |  | 99:99:99:99:99:99 |  | Equipment | 1Y:00-MFG | 09/20/2019 | 09/20/2019 | COOPER UNIVERSITY HOSPITAL |  |  | HISTOLOGY BENCH |  | DALE MORRONE |  |  |  | 09/20/2019 | 09/20/2019 |  |  |  |  | 09/20/2019 | 09/20/2019
|  | BARNSTEAD/THERMOLYNE CO. | M16715 | MIXER |  | COOPER CENTER FOR SPECIAL DIAGNOSTICS | 401 Haddon Ave |  |  | 06/28/2010 |  | 6/28/18 |  |  | NO | YES |  |  |  |  | BARNSTEAD/THERMOLYNE CO. 10347747 1.8580809445e+012 |  |  | Active |  | 99:99:99:99:99:99 |  | Equipment | 1Y:00-MFG | 06/18/2019 | 06/01/2020 | COOPER AMBULATORY OFF-SITES |  |  | SPECIAL DIAGNOSTICS |  | DR. BARNOWSKY
|  | BENCHMARK SCIENTIFIC | BENCHMIXER BV1000 | MIXER |  | WILLINGBORO HEMATOLOGY/ONCOLOGY | 651 John F Kennedy Way |  |  | 10/31/2019 |  | 10/31/27 |  |  | NO | YES |  |  |  |  | BENCHMARK SCIENTIFIC 30144423 15041636 |  |  | Active |  | 99:99:99:99:99:99 |  | Equipment | PAAR:00-PVAR | 10/31/2019 | 10/31/2019 | COOPER AMBULATORY OFF-SITES |  |  |  |  | ANN DENTON |  |  |  | 10/31/2019 | 10/31/2019 |  |  |  |  | 10/31/2019 | 10/31/2019
|  | BENCHMARK SCIENTIFIC | VORNADO MINI | MIXER |  | COOPER CENTER FOR SPECIAL DIAGNOSTICS | 401 Haddon Ave |  |  | 10/31/2019 |  | 10/31/27 |  |  | NO | YES |  |  |  |  | BENCHMARK SCIENTIFIC 11207533 18061034 |  |  | Active |  |  |  | Equipment | PAAR:00-PVAR | 10/31/2019 | 10/31/2019 | COOPER AMBULATORY OFF-SITES |  |  | Special Diagnostics - E+R | WOT00000002952178 | DR. BARNOWSKY | Performance Verification | Closed | Stephen Zubrzycki | 10/31/2019 | 10/31/2019 | CEID Record Completion for BENCHMARK SCIENTIFIC 11207533 18061034 | Inventoried unit | EXP3191968 | Labor | 10/31/2019 | 10/31/2019 | Stephen Zubrzycki
|  | CLAY ADAMS |  | MIXER | 1892N108 | COOPER CENTER FOR SPECIAL DIAGNOSTICS | 401 Haddon Ave |  |  | 01/01/1900 |  |  |  |  | NO | YES |  |  |  |  | CLAY ADAMS 10365663 1892N108 |  |  | Disposition |  |  |  | Equipment | 3M:00-MFG | 12/10/2015 | 12/01/2019 | COOPER AMBULATORY OFF-SITES |  |  | MAIN LAB |  | DR. BARNOWSKY
|  | CLAY ADAMS | NUTATOR | MIXER |  | COOPER CENTER FOR SPECIAL DIAGNOSTICS | 401 Haddon Ave |  |  | 07/01/2008 |  | 7/1/16 |  |  | NO | YES |  |  |  |  | CLAY ADAMS 10365690 28344 |  |  | Active |  | 99:99:99:99:99:99 |  | Equipment | 1Y:00-MFG | 06/18/2019 | 06/01/2020 | COOPER AMBULATORY OFF-SITES |  |  | E+R - Main Lab |  | DR. BARNOWSKY
|  | LANTHEUS MEDICAL IMAGING, INC. | VIALMIX | MIXER |  | ECHOCARDIOLOGY | Kelemen |  |  | 10/31/2019 |  | 10/31/27 |  |  | NO | YES |  |  |  |  | LANTHEUS MEDICAL IMAGING, INC. 11208440 45221145 |  |  | Active |  |  |  | Equipment | PAAR:00-PVAR | 10/31/2019 | 10/31/2019 | COOPER UNIVERSITY HOSPITAL |  |  | Performance Verification | WOT00000003771475 | LINDA VALENTI | Performance Verification | Completed | Zhan Kiselev | 10/31/2019 | 10/31/2019 | Performance Verification for LANTHEUS MEDICAL IMAGING, INC. 11208440 45221145 | Initial Install of Performance Verification. Device is ready for patient use. |  |  | 10/31/2019 | 10/31/2019
|  | LANTHEUS MEDICAL IMAGING, INC. | VIALMIX | MIXER |  | HEART INSTITUTE | 400 Medical Center Dr |  |  | 01/01/1900 |  |  |  |  | NO | YES |  |  |  |  | BRISTOL-MYERS GROUP COMPANY 10366780 45213153 |  |  | Active |  | 99:99:99:99:99:99 |  | Equipment | 1Y:00-MFG | 12/20/2018 | 12/01/2019 | COOPER AMBULATORY OFF-SITES |  |  | STRESS ROOM |  | KATHRYN COMO
|  | LANTHEUS MEDICAL IMAGING, INC. | VIALMIX | MIXER |  | BRACE ROAD-MEDICINE | 1210 Brace Rd | Heart Institute |  | 06/28/2011 |  | 6/28/19 |  |  | NO | YES |  |  |  |  | BRISTOL-MYERS GROUP COMPANY 10366007 45206604 |  |  | Active |  | 99:99:99:99:99:99 |  | Equipment | 1Y:00-MFG | 05/06/2019 | 05/01/2020 | COOPER AMBULATORY OFF-SITES |  |  | Testing 3 |  | Cheryl Peck
|  | LANTHEUS MEDICAL IMAGING, INC. | VIALMIX | MIXER |  | VOORHEES CARDIOLOGY | 901 Centennial Blvd | Building 2 |  | 01/24/2012 |  | 1/24/20 |  |  | NO | YES |  |  |  |  | BRISTOL-MYERS GROUP COMPANY 10356984 4502592 |  |  | Active |  | 99:99:99:99:99:99 |  | Equipment | 1Y:00-MFG | 02/14/2019 | 02/01/2020 | COOPER AMBULATORY OFF-SITES |  |  | ECHO LAB |  | KATHY COMO
|  | LANTHEUS MEDICAL IMAGING, INC. | VIALMIX | MIXER |  | WOODSTOWN - CARDIOLOGY | 66 East Ave |  |  | 04/01/2006 |  | 4/1/14 |  |  | NO | YES |  |  |  |  | BRISTOL-MYERS GROUP COMPANY 10345894 45206365 |  |  | Active |  | 99:99:99:99:99:99 |  | Equipment | 1Y:00-MFG | 07/26/2019 | 07/01/2020 | COOPER AMBULATORY OFF-SITES |  |  | ULTRASOUND ROOM |  | SUSAN WHITZELL
|  | LANTHEUS MEDICAL IMAGING, INC. | VIALMIX | MIXER |  | VOORHEES CARDIOLOGY | 901 Centennial Blvd | Building 2 |  | 01/01/2001 |  | 1/1/09 |  |  | NO | YES |  |  |  |  | BRISTOL-MYERS GROUP COMPANY 10345750 4502185 |  |  | Disposition |  |  |  | Equipment | 1Y:00-MFG | 02/26/2016 | 02/01/2020 | COOPER AMBULATORY OFF-SITES |  |  | exam 3 |  | KATHY COMO
|  | LANTHEUS MEDICAL IMAGING, INC. | VIALMIX | MIXER |  | 3 COOPER-CARDIAC DIAGNOSTIC CENTER | 3 Cooper |  |  | 01/01/2014 |  | 1/1/22 |  |  | NO | YES |  |  |  |  | LANTHEUS MEDICAL IMAGING, INC. 10345369 45213179 |  |  | Active |  | 99:99:99:99:99:99 |  | Equipment | 1Y:00-MFG | 11/01/2019 | 11/01/2020 | COOPER AMBULATORY OFF-SITES |  |  | Suite 318 - Ultrasound Room |  | CARLA TRUELL
|  | LANTHEUS MEDICAL IMAGING, INC. | VIALMIX | MIXER |  | VOORHEES CARDIOLOGY | 901 Centennial Blvd | Building 2 |  | 01/01/2009 |  | 1/1/17 |  |  | NO | YES |  |  |  |  | LANTHEUS MEDICAL IMAGING, INC. 10345275 45210844 |  |  | Active |  | 99:99:99:99:99:99 |  | Equipment | 1Y:00-MFG | 02/14/2019 | 02/01/2020 | COOPER AMBULATORY OFF-SITES |  |  | STRESS ECHO LAB |  | KATHY COMO
|  | SCIENTIFIC PRODUCTS |  | MIXER |  | LAB CHEMISTRY | Pavilion | Basement |  | 10/31/2019 |  | 10/31/27 |  |  | NO | YES |  |  |  |  | SCIENTIFIC PRODUCTS 11207572 18010581 |  |  | Active |  |  |  | Equipment | PAAR:00-PVAR | 10/31/2019 | 10/31/2019 | COOPER UNIVERSITY HOSPITAL |  |  | BASEMENT | WOT00000001948152 | Barbara Snyder | Service Request | Closed | Gene Amodei | 10/31/2019 | 10/31/2019 | Vortex, need checked and tagged | inventory, ESI | EXP2381586 | Labor | 10/31/2019 | 10/31/2019 | Gene Amodei
|  | TALBOYS | 4X4 | MIXER |  | LAB CYTOLOGY | Kelemen | BASEMENT |  | 07/21/2016 |  | 7/21/24 |  |  | NO | YES |  |  |  |  | TALBOYS 10505314 160413002 |  |  | Active |  | 99:99:99:99:99:99 |  | Equipment | PAAR:00-PVAR | 10/31/2019 |  | COOPER UNIVERSITY HOSPITAL |  |  |  |  | DALE MORRONE
|  | TALBOYS |  | MIXER |  | LAB MICROBIOLOGY | Pavilion | BASEMENT |  | 03/21/2014 |  | 3/21/22 |  |  | NO | YES |  |  |  |  | TALBOYS 10367990 140321008 |  |  | Active |  | 99:99:99:99:99:99 |  | Equipment | 1Y:00-MFG | 01/05/2019 | 01/01/2020 | COOPER UNIVERSITY HOSPITAL |  |  | P041 |  | COURTNEY BARRY
|  | TALBOYS |  | MIXER |  | LAB CHEMISTRY | Pavilion | Basement |  | 05/11/2012 |  | 5/11/20 |  |  | NO | YES |  |  |  |  | TALBOYS 10366720 121009001 |  |  | Active |  | 99:99:99:99:99:99 |  | Equipment | 1Y:00-MFG | 09/30/2019 | 09/01/2020 | COOPER UNIVERSITY HOSPITAL |  |  |  |  | Barbara Snyder
|  | TALBOYS | VM-3000 | MIXER |  | LAB HEMATOLOGY | Pavilion | BASEMENT |  | 07/16/2009 |  | 7/16/17 |  |  | NO | YES |  |  |  |  | TALBOYS 10360302 090714009 |  |  | Active |  | 99:99:99:99:99:99 |  | Equipment | 1Y:00-MFG | 03/09/2019 | 03/01/2020 | COOPER UNIVERSITY HOSPITAL |  |  | HEMATOLOGY |  | DALE MORRONE
|  | THERMO SCIENTIFIC | M16715 | MIXER |  | COOPER CENTER FOR SPECIAL DIAGNOSTICS | 401 Haddon Ave |  |  | 06/28/2010 |  | 6/28/18 |  |  | NO | YES |  |  |  |  | BARNSTEAD/LABLINE 10365650 1.8580911317e+012 |  |  | Active |  | 99:99:99:99:99:99 |  | Equipment | PAAR:00-PVAR | 10/31/2019 |  | COOPER AMBULATORY OFF-SITES |  |  | E+R - Pre PCR |  | DR. BARNOWSKY
|  | VWR SCIENTIFIC | VM-3000 | MIXER |  | LAB BLOOD BANK | Pavilion | Basement |  | 09/14/2015 |  | 9/14/23 |  |  | NO | YES |  |  |  |  | VWR SCIENTIFIC 10369076 090114025 |  |  | Active |  | 99:99:99:99:99:99 |  | Equipment | 1Y:00-MFG | 01/17/2019 | 01/01/2020 | COOPER UNIVERSITY HOSPITAL |  |  |  |  | Barbara Bayne
|  | BOEKEL SCIENTIFIC | TAP DANCER | MIXER, TEST TUBE |  | LAB BLOOD BANK | Pavilion | BASEMENT | retired per gene 1/29/20 | 01/20/2011 |  | 1/20/19 |  |  | NO | YES |  |  |  |  | BOEKEL SCIENTIFIC 10369072 104627638 |  |  | Active |  | 99:99:99:99:99:99 |  | Equipment | 1Y:00-MFG | 01/16/2019 | 01/01/2020 | COOPER UNIVERSITY HOSPITAL |  |  | BLOOD BANK |  | Barbara Bayne
|  | BOEKEL SCIENTIFIC | TAP DANCER | MIXER, TEST TUBE |  | COOPER CENTER FOR SPECIAL DIAGNOSTICS | 401 Haddon Ave |  |  | 08/07/2008 |  | 8/7/16 |  |  | NO | YES |  |  |  |  | BOEKEL SCIENTIFIC 10365699 081803096 |  |  | Active |  | 99:99:99:99:99:99 |  | Equipment | 1Y:00-MFG | 06/18/2019 | 06/01/2020 | COOPER AMBULATORY OFF-SITES |  |  | E+R - Main Lab |  | DR. BARNOWSKY
|  | FISHER SCIENTIFIC INTERNATIONAL | 02-215-360 VORTEX | MIXER, TEST TUBE |  | COOPER CENTER FOR SPECIAL DIAGNOSTICS | 401 Haddon Ave |  |  | 10/31/2019 |  | 10/31/27 |  |  | NO | YES |  |  |  |  | FISHER SCIENTIFIC INTERNATIONAL 11207535 180410027 |  |  | Active |  | 99:99:99:99:99:99 |  | Equipment | PAAR:00-PVAR | 10/31/2019 | 10/31/2019 | COOPER AMBULATORY OFF-SITES |  |  |  | WOT00000001471204 | DR. BARNOWSKY | Performance Verification | Closed | Gene Amodei | 10/31/2019 | 10/31/2019 | CEID Record Completion for FISHER SCIENTIFIC INTERNATIONAL 11207535 180410027 | vpo | EXP2325790 | Labor | 10/31/2019 | 10/31/2019 | Gene Amodei
|  | FISHER SCIENTIFIC INTERNATIONAL | MINI VORTEX | MIXER, TEST TUBE |  | LAB MICROBIOLOGY | Pavilion | BASEMENT |  | 03/07/2017 |  | 3/7/25 |  |  | NO | YES |  |  |  |  | FISHER SCIENTIFIC INTERNATIONAL 10649890 16080748 |  |  | Active |  | 99:99:99:99:99:99 |  | Equipment | PAAR:00-PVAR | 10/31/2019 |  | COOPER UNIVERSITY HOSPITAL |  |  |  | 0011912189 | COURTNEY BARRY | Performance Verification | Closed | Bonnie Aichroth | 07/19/2017 | 07/19/2017 | INCOMING INVENTORY | DEVICE INVENTORIED | CCE29258-453C-4070-961D-2E4F7BC0965C | Labor | 07/19/2017 | 07/19/2017 | Bonnie Aichroth
|  | FISHER SCIENTIFIC INTERNATIONAL | VORTEX | MIXER, TEST TUBE |  | COOPER CENTER FOR SPECIAL DIAGNOSTICS | 401 Haddon Ave |  |  | 06/09/2017 |  | 6/9/25 |  |  | NO | YES |  |  |  |  | FISHER SCIENTIFIC INTERNATIONAL 10769630 160512026 |  |  | Disposition |  | 99:99:99:99:99:99 |  | Equipment | PAAR:00-PVAR | 10/16/2019 |  | COOPER AMBULATORY OFF-SITES |  |  |  | 0012155507 | DR. BARNOWSKY | Performance Verification | Closed | Gene Amodei | 09/13/2017 | 09/13/2017 | INCOMING INVENTORY | DEVICE INVENTORIED | BD62EFCB-DA42-435F-AB66-A695EA33AB2D | Labor | 09/13/2017 | 09/13/2017 | Bonnie Aichroth
|  | FISHER SCIENTIFIC INTERNATIONAL | VORTEX | MIXER, TEST TUBE | C1861110940632 | LAB MICROBIOLOGY | Pavilion | Basement |  | 01/27/2012 |  | 1/27/20 |  |  | NO | YES |  |  |  |  | THERMO SCIENTIFIC 10367993 C1861110940632 |  |  | Active |  | 99:99:99:99:99:99 |  | Equipment | 1Y:00-MFG | 01/05/2019 | 01/01/2020 | COOPER UNIVERSITY HOSPITAL |  |  |  |  | COURTNEY BARRY
|  | FISHER SCIENTIFIC INTERNATIONAL | VORTEX | MIXER, TEST TUBE | C1861110940628 | LAB MICROBIOLOGY | Pavilion | BASEMENT |  | 01/27/2012 |  | 1/27/20 |  |  | NO | YES |  |  |  |  | THERMO SCIENTIFIC 10367989 C1861110940628 |  |  | Active |  | 99:99:99:99:99:99 |  | Equipment | 1Y:00-MFG | 01/05/2019 | 01/01/2020 | COOPER UNIVERSITY HOSPITAL |  |  | PAV BSMT 041 |  | COURTNEY BARRY
|  | FISHER SCIENTIFIC INTERNATIONAL | VORTEX | MIXER, TEST TUBE | 1.8611004784e 012 | LAB MICROBIOLOGY | Pavilion | BASEMENT |  | 09/10/2010 |  | 9/10/18 |  |  | NO | YES |  |  |  |  | THERMO SCIENTIFIC 10367988 1.8611004784e+012 |  |  | Active |  | 99:99:99:99:99:99 |  | Equipment | 1Y:00-MFG | 01/05/2019 | 01/01/2020 | COOPER UNIVERSITY HOSPITAL |  |  | P041 MICROBIOLOGY |  | COURTNEY BARRY
|  | FISHER SCIENTIFIC INTERNATIONAL | VORTEX GENIE | MIXER, TEST TUBE | 2-157706 | COOPER CENTER FOR SPECIAL DIAGNOSTICS | 401 Haddon Ave |  |  | 01/01/1900 |  |  |  |  | NO | YES |  |  |  |  | THERMO FISHER SCIENTIFIC 10365664 2-157706 |  |  | Active |  | 99:99:99:99:99:99 |  | Equipment | 1Y:00-MFG | 06/18/2019 | 06/01/2020 | COOPER AMBULATORY OFF-SITES |  |  | E+R - Main Lab |  | DR. BARNOWSKY
|  | FISHER SCIENTIFIC INTERNATIONAL | VORTEX GENIE | MIXER, TEST TUBE |  | COOPER CENTER FOR SPECIAL DIAGNOSTICS | 401 Haddon Ave |  |  | 08/12/2008 |  | 8/12/16 |  |  | NO | YES |  |  |  |  | THERMO FISHER SCIENTIFIC 10365658 080620027 |  |  | Active |  | 99:99:99:99:99:99 |  | Equipment | 1Y:00-MFG | 06/18/2019 | 06/01/2020 | COOPER AMBULATORY OFF-SITES |  |  | E&R |  | DR. BARNOWSKY
|  | FISHER SCIENTIFIC INTERNATIONAL | VORTEX GENIE | MIXER, TEST TUBE |  | COOPER CENTER FOR SPECIAL DIAGNOSTICS | 401 Haddon Ave |  |  | 07/13/2009 |  | 7/13/17 |  |  | NO | YES |  |  |  |  | THERMO FISHER SCIENTIFIC 10365640 090205050 |  |  | Active |  | 99:99:99:99:99:99 |  | Equipment | 1Y:00-MFG | 06/18/2019 | 06/01/2020 | COOPER AMBULATORY OFF-SITES |  |  | SPECIAL DIAGNOSTICS |  | DR. BARNOWSKY
|  | FISHER SCIENTIFIC INTERNATIONAL | VORTEX GENIE | MIXER, TEST TUBE |  | COOPER CENTER FOR SPECIAL DIAGNOSTICS | 401 Haddon Ave |  |  | 07/13/2009 |  | 7/13/17 |  |  | NO | YES |  |  |  |  | FISHER SCIENTIFIC INTERNATIONAL 10347746 090205003 |  |  | Active |  | 99:99:99:99:99:99 |  | Equipment | 1Y:00-MFG | 06/18/2019 | 06/01/2020 | COOPER AMBULATORY OFF-SITES |  |  | E+R - Main Lab |  | DR. BARNOWSKY
|  | FISHER SCIENTIFIC INTERNATIONAL | VORTEX GENIE 2 | MIXER, TEST TUBE | 2-280142 | LAB MICROBIOLOGY | Pavilion | Basement |  | 01/05/2019 |  | 1/5/27 |  |  | NO | YES |  |  |  |  | FISHER SCIENTIFIC INTERNATIONAL 11207511 2-280142 |  |  | Active |  | 99:99:99:99:99:99 |  | Equipment | 1Y:00-MFG | 01/05/2019 | 01/05/2019 | COOPER UNIVERSITY HOSPITAL |  |  | MICRO LAB |  | COURTNEY BARRY |  |  |  | 01/05/2019 | 01/05/2019 |  |  |  |  | 01/05/2019 | 01/05/2019
|  | FISHER SCIENTIFIC INTERNATIONAL | VORTEX GENIE 2 | MIXER, TEST TUBE |  | LAB MICROBIOLOGY | Pavilion | BASEMENT |  | 02/02/2018 |  | 2/2/26 |  |  | NO | YES |  |  |  |  | SCIENTIFIC INDUSTRIES, INC. 10752529 646492786697 |  |  | Active |  | 99:99:99:99:99:99 |  | Equipment | PAAR:00-PVAR | 10/31/2019 |  | COOPER UNIVERSITY HOSPITAL |  |  |  | WOT00000000497440 | COURTNEY BARRY | Service Request | Closed | Gene Amodei | 02/02/2018 | 05/18/2018 | Vortex - safety check and tag | Acknowledged. | EXP0105868 | Labor | 02/02/2018 | 02/02/2018 | Gene Amodei
|  | FISHER SCIENTIFIC INTERNATIONAL | VORTEX GENIE 2 | MIXER, TEST TUBE | 2-189646 | LAB MICROBIOLOGY | Pavilion | BASEMENT |  | 01/01/1900 |  |  |  |  | NO | YES |  |  |  |  | SCIENTIFIC INDUSTRIES, INC. 10367980 2-189646 |  |  | Active |  | 99:99:99:99:99:99 |  | Equipment | 1Y:00-MFG | 01/05/2019 | 01/01/2020 | COOPER UNIVERSITY HOSPITAL |  |  | MICROBIOLOGY |  | COURTNEY BARRY
|  | FISHER SCIENTIFIC INTERNATIONAL | VORTEX GENIE 2 | MIXER, TEST TUBE |  | CARDIAC CATH LAB | Kelemen |  |  | 01/01/1900 |  |  |  |  | NO | YES |  |  |  |  | SCIENTIFIC INDUSTRIES, INC. 10367849 2401043 |  |  | Active |  | 99:99:99:99:99:99 |  | Equipment | 1Y:00-MFG | 05/30/2019 | 05/01/2020 | COOPER UNIVERSITY HOSPITAL |  |  | CCL - Lab 2 |  | LINDA BEAN
|  | FISHER SCIENTIFIC INTERNATIONAL | VORTEX GENIE 2 | MIXER, TEST TUBE | 2-189641 | LAB HEMATOLOGY | Pavilion | Basement |  | 01/01/1900 |  |  |  |  | NO | YES |  |  |  |  | SCIENTIFIC INDUSTRIES, INC. 10367680 2-189641 |  |  | Active |  | 99:99:99:99:99:99 |  | Equipment | PAAR:00-PVAR | 10/31/2019 |  | COOPER UNIVERSITY HOSPITAL |  |  | HEMATOLOGY |  | DALE MORRONE
|  | FISHER SCIENTIFIC INTERNATIONAL | VORTEX GENIE 2 | MIXER, TEST TUBE | 2-193179 | LAB HEMATOLOGY | Pavilion | Basement |  | 01/01/1900 |  |  |  |  | NO | YES |  |  |  |  | SCIENTIFIC INDUSTRIES, INC. 10360284 2-193179 |  |  | Active |  | 99:99:99:99:99:99 |  | Equipment | PAAR:00-PVAR | 10/31/2019 |  | COOPER UNIVERSITY HOSPITAL |  |  | CHEMISTRY |  | DALE MORRONE
|  | FISHER SCIENTIFIC INTERNATIONAL | VORTEX GENIE 2 | MIXER, TEST TUBE | 2-183390 | LAB CHEMISTRY | Kelemen | Basement |  | 01/01/1900 |  |  |  |  | NO | YES |  |  |  |  | SCIENTIFIC INDUSTRIES, INC. 10360269 2-183390 |  |  | Active |  | 99:99:99:99:99:99 |  | Equipment | PAAR:00-PVAR | 10/31/2019 |  | COOPER UNIVERSITY HOSPITAL |  |  | CORE LAB |  | Barbara Snyder
|  | FISHER SCIENTIFIC INTERNATIONAL | VORTEX GENIE 2 | MIXER, TEST TUBE | 2-148591 | COOPER CANCER CENTER-COOPER DAY-CHEMO | MD Anderson Cancer Center |  |  | 01/01/1900 |  |  |  |  | NO | YES |  |  |  |  | SCIENTIFIC INDUSTRIES, INC. 10348774 2-148591 |  |  | Active |  | 99:99:99:99:99:99 |  | Equipment | PAAR:00-PVAR | 10/31/2019 |  | COOPER AMBULATORY OFF-SITES |  |  | ROOM C3051 HEMATOLOGY LAB |  | Bonnie Aichroch
|  | GE HEALTHCARE | SAM 80 | MODULE | RCM08300490GA | PAVILION PACU | Pavilion |  |  | 11/03/2008 |  | 11/3/15 |  |  | NO | YES |  |  |  |  | GE MEDICAL SYSTEMS 10356218 RCM08300490GA |  |  | Active |  | 99:99:99:99:99:99 |  | High Risk | 6M:00-MFG | 06/21/2019 | 12/01/2019 | COOPER UNIVERSITY HOSPITAL |  |  | PAVILION-3RD BED 12 |  | FRANK OBRIEN
|  | GE HEALTHCARE | SAM 80 | MODULE | RCM08300485 | PAVILION PACU | Kelemen |  |  | 11/03/2008 |  | 11/3/15 |  |  | NO | YES |  |  |  |  | GE MEDICAL SYSTEMS 10356209 RCM08300485 |  |  | Active |  | 99:99:99:99:99:99 |  | High Risk | 6M:00-MFG | 06/21/2019 | 12/01/2019 | COOPER UNIVERSITY HOSPITAL |  |  | PAVILION-3RD RM 14 |  | FRANK OBRIEN
|  | GE HEALTHCARE | E-BIS-00 | MODULE, BIS |  | VOORHEES SURGERY CENTER-OPERATING ROOM | 900 Centennial Blvd | Suite E |  | 02/20/2008 |  | 2/20/15 |  |  | NO | YES |  |  |  |  | DATEX OHMEDA 10346030 6356967 |  |  | Active |  | 99:99:99:99:99:99 |  | Equipment | PAAR:00-PVAR | 11/02/2019 |  | COOPER AMBULATORY OFF-SITES |  |  | OR 2 |  | JENNIFER BOMBARO
|  | GE HEALTHCARE | E-BIS-01 | MODULE, BIS | SGS15510047HA | ANESTHESIOLOGY | Kelemen |  |  | 10/31/2019 |  | 10/31/26 |  |  | NO | YES |  |  |  |  | GE MEDICAL SYSTEMS 30126211 SGS15510047HA |  |  | Active |  | 99:99:99:99:99:99 |  | Equipment | PAAR:00-PVAR | 10/31/2019 | 10/31/2019 | COOPER UNIVERSITY HOSPITAL |  |  | OPERATING ROOM K11 |  | GIACINTA ROUPAS |  |  |  | 10/31/2019 | 10/31/2019 |  |  |  |  | 10/31/2019 | 10/31/2019
|  | GE HEALTHCARE | E-BIS-01 | MODULE, BIS | SGS13079030HA |  | Pavilion | [7 empty] | NO | YES
|  | GE HEALTHCARE | E-BIS-01 | MODULE, BIS | SGS12368270HA |  | Pavilion | [7 empty] | NO | YES
|  | GE HEALTHCARE | E-BIS-01 | MODULE, BIS | SG17320002HA | PEDIATRIC INTENSIVE CARE UNIT | Kelemen |  |  | 09/18/2017 |  | 9/18/24 |  |  | NO | YES |  |  |  |  | GE MEDICAL SYSTEMS 10732342 SG17320002HA |  |  | Active |  | 99:99:99:99:99:99 |  | Equipment | PAAR:00-PVAR | 10/31/2019 |  | COOPER UNIVERSITY HOSPITAL |  |  |  | 0012418216 | Susan Cannon | Performance Verification | Closed | Josh Harris | 11/21/2017 | 11/21/2017 | INCOMING INVENTORY | DEVICE INVENTORIED | FBA075D5-CE8D-430B-9812-6FD0E556EF95 | Labor | 11/21/2017 | 11/21/2017 | Josh Harris
|  | GE HEALTHCARE | E-BIS-01 | MODULE, BIS | SGS16250007HA |  | Pavilion | [7 empty] | NO | YES
|  | GE HEALTHCARE | E-BIS-01 | MODULE, BIS | SGS18150017HA |  | Pavilion | [7 empty] | NO | YES
|  | GE HEALTHCARE | E-BIS-01 | MODULE, BIS | SGS17420012HA | ANESTHESIOLOGY | Pavilion |  |  | 10/31/2019 |  | 10/31/26 |  |  | NO | YES |  |  |  |  | GE MEDICAL SYSTEMS 30294948 SGS17420012HA |  |  | Active |  | 99:99:99:99:99:99 |  | Equipment | PAAR:00-PVAR | 10/31/2019 | 10/31/2019 | COOPER UNIVERSITY HOSPITAL |  |  | SD OR 5 | WOT00000000616725 | GIACINTA ROUPAS | Performance Verification | Closed | Salvatore Bombara | 10/31/2019 | 10/31/2019 | Performance Verification for GE MEDICAL SYSTEMS 30294948 SGS17420012HA | Initial Install of Performance Verification. Device is ready for patient use. |  |  | 10/31/2019 | 10/31/2019
|  | GE HEALTHCARE | E-BIS-01 | MODULE, BIS | SGS17420005HA | ANESTHESIOLOGY | Kelemen |  |  | 10/31/2019 |  | 10/31/26 |  |  | NO | YES |  |  |  |  | GE MEDICAL SYSTEMS 30294944 SGS17420005HA |  |  | Active |  | 99:99:99:99:99:99 |  | Equipment | PAAR:00-PVAR | 10/31/2019 | 10/31/2019 | COOPER UNIVERSITY HOSPITAL |  |  | SD OR Spare Anes Work Room | WOT00000000564385 | GIACINTA ROUPAS | Performance Verification | Closed | Salvatore Bombara | 10/31/2019 | 10/31/2019 | Performance Verification for GE MEDICAL SYSTEMS 30294944 SGS17420005HA | Initial Install of Performance Verification. Device is ready for patient use. |  |  | 10/31/2019 | 10/31/2019
|  | GE HEALTHCARE | E-BIS-01 | MODULE, BIS | SGS17420008HA | ANESTHESIOLOGY | Pavilion |  |  | 10/31/2019 |  | 10/31/26 |  |  | NO | YES |  |  |  |  | GE MEDICAL SYSTEMS 30294940 SGS17420008HA |  |  | Active |  | 99:99:99:99:99:99 |  | Equipment | PAAR:00-PVAR | 10/31/2019 | 10/31/2019 | COOPER UNIVERSITY HOSPITAL |  |  | SD OR 3 | WOT00000000558997 | GIACINTA ROUPAS | Performance Verification | Closed | Salvatore Bombara | 10/31/2019 | 10/31/2019 | Performance Verification for GE MEDICAL SYSTEMS 30294940 SGS17420008HA | Initial Install of Performance Verification. Device is ready for patient use. |  |  | 10/31/2019 | 10/31/2019
|  | GE HEALTHCARE | E-BIS-01 | MODULE, BIS | SGS17420013HA | ANESTHESIOLOGY | Kelemen |  |  | 10/31/2019 |  | 10/31/26 |  |  | NO | YES |  |  |  |  | GE MEDICAL SYSTEMS 30294942 SGS17420013HA |  |  | Active |  | 99:99:99:99:99:99 |  | Equipment | PAAR:00-PVAR | 10/31/2019 | 10/31/2019 | COOPER UNIVERSITY HOSPITAL |  |  | SD OR 4 | WOT00000000564316 | GIACINTA ROUPAS | Performance Verification | Closed | Salvatore Bombara | 10/31/2019 | 10/31/2019 | Performance Verification for GE MEDICAL SYSTEMS 30294942 SGS17420013HA | Initial Install of Performance Verification. Device is ready for patient use. |  |  | 10/31/2019 | 10/31/2019
|  | GE HEALTHCARE | E-BIS-01 | MODULE, BIS | SGS17410040HA | ANESTHESIOLOGY | Pavilion |  |  | 10/31/2019 |  | 10/31/26 |  |  | NO | YES |  |  |  |  | GE MEDICAL SYSTEMS 30294938 SGS17410040HA |  |  | Active |  | 99:99:99:99:99:99 |  | Equipment | PAAR:00-PVAR | 10/31/2019 | 10/31/2019 | COOPER UNIVERSITY HOSPITAL |  |  | SD OR 2 | WOT00000000558654 | GIACINTA ROUPAS | Performance Verification | Closed | Salvatore Bombara | 10/31/2019 | 10/31/2019 | Performance Verification for GE MEDICAL SYSTEMS 30294938 SGS17410040HA | Initial Install of Performance Verification. Device is ready for patient use. |  |  | 10/31/2019 | 10/31/2019
|  | GE HEALTHCARE | E-BIS-01 | MODULE, BIS | SGS17410038HA | ANESTHESIOLOGY | Pavilion |  |  | 10/31/2019 |  | 10/31/26 |  |  | NO | YES |  |  |  |  | GE MEDICAL SYSTEMS 30294936 SGS17410038HA |  |  | Active |  | 99:99:99:99:99:99 |  | Equipment | PAAR:00-PVAR | 10/31/2019 | 10/31/2019 | COOPER UNIVERSITY HOSPITAL |  |  | Sd OR 1 | WOT00000000554124 | GIACINTA ROUPAS | Performance Verification | Closed | Salvatore Bombara | 10/31/2019 | 10/31/2019 | Performance Verification for GE MEDICAL SYSTEMS 30294936 SGS17410038HA | Initial Install of Performance Verification. Device is ready for patient use. |  |  | 10/31/2019 | 10/31/2019
|  | GE HEALTHCARE | E-BIS-01 | MODULE, BIS | SGS17420002HA | ANESTHESIOLOGY | Pavilion |  |  | 10/31/2019 |  | 10/31/26 |  |  | NO | YES |  |  |  |  | GE MEDICAL SYSTEMS 30294929 SGS17420002HA |  |  | Active |  | 99:99:99:99:99:99 |  | Equipment | PAAR:00-PVAR | 10/31/2019 | 10/31/2019 | COOPER UNIVERSITY HOSPITAL |  |  | SD6 | WOT00000000551917 | GIACINTA ROUPAS | Performance Verification | Closed | Salvatore Bombara | 10/31/2019 | 10/31/2019 | Performance Verification for GE MEDICAL SYSTEMS 30294929 SGS17420002HA | Initial Install of Performance Verification. Device is ready for patient use. |  |  | 10/31/2019 | 10/31/2019
|  | GE HEALTHCARE | E-BIS-01 | MODULE, BIS | SGS17410043HA | ANESTHESIOLOGY | Kelemen |  |  | 10/31/2019 |  | 10/31/26 |  |  | NO | YES |  |  |  |  | GE MEDICAL SYSTEMS 30294926 SGS17410043HA |  |  | Active |  | 99:99:99:99:99:99 |  | Equipment | PAAR:00-PVAR | 10/31/2019 | 10/31/2019 | COOPER UNIVERSITY HOSPITAL |  |  | SD7 | WOT00000000551770 | GIACINTA ROUPAS | Performance Verification | Closed | Salvatore Bombara | 10/31/2019 | 10/31/2019 | Performance Verification for GE MEDICAL SYSTEMS 30294926 SGS17410043HA | Initial Install of Performance Verification. Device is ready for patient use. |  |  | 10/31/2019 | 10/31/2019
|  | GE HEALTHCARE | E-BIS-01 | MODULE, BIS | SGS16250021HA | ANESTHESIOLOGY | Pavilion |  |  | 10/31/2019 |  | 10/31/26 |  |  | NO | YES |  |  |  |  | GE MEDICAL SYSTEMS 30294895 SGS16250021HA |  |  | Active |  | 99:99:99:99:99:99 |  | Equipment | PAAR:00-PVAR | 10/31/2019 | 10/31/2019 | COOPER UNIVERSITY HOSPITAL |  |  |  | 0012422379 | GIACINTA ROUPAS | Preventative Maintenance | Closed | Salvatore Bombara | 10/31/2019 | 10/31/2019 | PERFORMANCE ASSURANCE AT INVENTORY | INVENTORIED DEVICE AND ENSURED DEVICE WAS FUNCTIONING PROPERLY. | 25481165-E7B5-4108-B36A-4AC56DF5CC01 | Labor | 10/31/2019 | 10/31/2019 | Salvatore Bombara
|  | GE HEALTHCARE | E-BIS-01 | MODULE, BIS | SGS16150065HA | ANESTHESIOLOGY | Pavilion |  |  | 10/31/2019 |  | 10/31/26 |  |  | NO | YES |  |  |  |  | GE MEDICAL SYSTEMS 30294897 SGS16150065HA |  |  | Active |  | 99:99:99:99:99:99 |  | Equipment | PAAR:00-PVAR | 10/31/2019 | 10/31/2019 | COOPER UNIVERSITY HOSPITAL |  |  |  | 0012422385 | GIACINTA ROUPAS | Performance Verification | Closed | Salvatore Bombara | 10/31/2019 | 10/31/2019 | INCOMING INVENTORY | DEVICE INVENTORIED | 7CB11380-3BCD-423C-9A07-BB413B9B91E3 | Labor | 10/31/2019 | 10/31/2019 | Salvatore Bombara
|  | GE HEALTHCARE | E-BIS-01 | MODULE, BIS | SGS1625006HA | ANESTHESIOLOGY | Dorrance |  |  | 10/31/2019 |  | 10/31/26 |  |  | NO | YES |  |  |  |  | GE MEDICAL SYSTEMS 30294894 SGS1625006HA |  |  | Active |  | 99:99:99:99:99:99 |  | Equipment | PAAR:00-PVAR | 10/31/2019 | 10/31/2019 | COOPER UNIVERSITY HOSPITAL |  |  |  | 0012422376 | GIACINTA ROUPAS | Preventative Maintenance | Closed | Salvatore Bombara | 10/31/2019 | 10/31/2019 | PERFORMANCE ASSURANCE AT INVENTORY | INVENTORIED DEVICE AND ENSURED DEVICE WAS FUNCTIONING PROPERLY. | 451C80B1-B4B6-4A92-AA58-2893849810DB | Labor | 10/31/2019 | 10/31/2019 | Salvatore Bombara
|  | GE HEALTHCARE | E-BIS-01 | MODULE, BIS | SGS16250016HA | ANESTHESIOLOGY | Pavilion |  |  | 10/31/2019 |  | 10/31/26 |  |  | NO | YES |  |  |  |  | GE MEDICAL SYSTEMS 30294896 SGS16250016HA |  |  | Active |  | 99:99:99:99:99:99 |  | Equipment | PAAR:00-PVAR | 10/31/2019 | 10/31/2019 | COOPER UNIVERSITY HOSPITAL |  |  |  | 0012422383 | GIACINTA ROUPAS | Performance Verification | Closed | Salvatore Bombara | 10/31/2019 | 10/31/2019 | INCOMING INVENTORY | DEVICE INVENTORIED | E6B2FC7B-0FF2-4CB0-9938-D41E3C0D6DD1 | Labor | 10/31/2019 | 10/31/2019 | Salvatore Bombara
|  | GE HEALTHCARE | E-BIS-01 | MODULE, BIS | SGS16250011HA | ANESTHESIOLOGY | Pavilion |  |  | 10/31/2019 |  | 10/31/26 |  |  | NO | YES |  |  |  |  | GE MEDICAL SYSTEMS 30294891 SGS16250011HA |  |  | Active |  | 99:99:99:99:99:99 |  | Equipment | PAAR:00-PVAR | 10/31/2019 | 10/31/2019 | COOPER UNIVERSITY HOSPITAL |  |  |  | 0012422168 | GIACINTA ROUPAS | Performance Verification | Closed | Salvatore Bombara | 10/31/2019 | 10/31/2019 | INCOMING INVENTORY | DEVICE INVENTORIED | 672F7202-84E6-4DE1-A566-D874CCC81399 | Labor | 10/31/2019 | 10/31/2019 | Salvatore Bombara
|  | GE HEALTHCARE | E-BIS-01 | MODULE, BIS | SGS1625003HA | ANESTHESIOLOGY | Dorrance |  |  | 10/31/2019 |  | 10/31/26 |  |  | NO | YES |  |  |  |  | GE MEDICAL SYSTEMS 30294893 SGS1625003HA |  |  | Active |  | 99:99:99:99:99:99 |  | Equipment | PAAR:00-PVAR | 10/31/2019 | 10/31/2019 | COOPER UNIVERSITY HOSPITAL |  |  |  | 0012422367 | GIACINTA ROUPAS | Performance Verification | Closed | Salvatore Bombara | 10/31/2019 | 10/31/2019 | INCOMING INVENTORY | DEVICE INVENTORIED | EC2F2292-AD69-4CFF-8DD3-9B722B121844 | Labor | 10/31/2019 | 10/31/2019 | Salvatore Bombara
|  | GE HEALTHCARE | E-BIS-01 | MODULE, BIS | SGS12193207HA | ANESTHESIOLOGY | Pavilion |  |  | 10/31/2019 |  | 10/31/26 |  |  | NO | YES |  |  |  |  | GE MEDICAL SYSTEMS 30294889 SGS12193207HA |  |  | Active |  | 99:99:99:99:99:99 |  | Equipment | PAAR:00-PVAR | 10/31/2019 | 10/31/2019 | COOPER UNIVERSITY HOSPITAL |  |  |  | 0012422181 | GIACINTA ROUPAS | Performance Verification | Closed | Salvatore Bombara | 10/31/2019 | 10/31/2019 | INCOMING INVENTORY | DEVICE INVENTORIED | 1EDA2143-64DD-4F89-BCD8-014D9ECB592C | Labor | 10/31/2019 | 10/31/2019 | Salvatore Bombara
|  | GE HEALTHCARE | E-BIS-01 | MODULE, BIS | SGS16250032HA | ANESTHESIOLOGY | Pavilion |  |  | 10/31/2019 |  | 10/31/26 |  |  | NO | YES |  |  |  |  | GE MEDICAL SYSTEMS 30294888 SGS16250032HA |  |  | Active |  | 99:99:99:99:99:99 |  | Equipment | PAAR:00-PVAR | 10/31/2019 | 10/31/2019 | COOPER UNIVERSITY HOSPITAL |  |  |  | 0012422174 | GIACINTA ROUPAS | Performance Verification | Closed | Salvatore Bombara | 10/31/2019 | 10/31/2019 | INCOMING INVENTORY | DEVICE INVENTORIED | EDAF1134-BE90-4E2B-BCD9-AE1E48B7C242 | Labor | 10/31/2019 | 10/31/2019 | Salvatore Bombara
|  | GE HEALTHCARE | E-BIS-01 | MODULE, BIS | SGS16250023HA | ANESTHESIOLOGY | Pavilion |  |  | 10/31/2019 |  | 10/31/26 |  |  | NO | YES |  |  |  |  | GE MEDICAL SYSTEMS 30294770 SGS16250023HA |  |  | Active |  | 99:99:99:99:99:99 |  | Equipment | PAAR:00-PVAR | 10/31/2019 | 10/31/2019 | COOPER UNIVERSITY HOSPITAL |  |  | P9 | 0011171739 | GIACINTA ROUPAS | Performance Verification | Closed | Bonnie Aichroth | 10/31/2019 | 10/31/2019 | INCOMING INVENTORY | DEVICE INVENTORIED | CE01F6AE-DCDC-4503-9A25-6EEB77EFBA69 | Labor | 10/31/2019 | 10/31/2019 | Bonnie Aichroth
|  | GE HEALTHCARE | E-BIS-01 | MODULE, BIS | SGS16250033HA | ANESTHESIOLOGY | Kelemen |  |  | 10/31/2019 |  | 10/31/26 |  |  | NO | YES |  |  |  |  | GE MEDICAL SYSTEMS 30294767 SGS16250033HA |  |  | Active |  | 99:99:99:99:99:99 |  | Equipment | PAAR:00-PVAR | 10/31/2019 | 10/31/2019 | COOPER UNIVERSITY HOSPITAL |  |  | K5 | 0011171798 | GIACINTA ROUPAS | Preventative Maintenance | Closed | Bonnie Aichroth | 10/31/2019 | 10/31/2019 | PERFORMANCE ASSURANCE AT INVENTORY | INVENTORIED DEVICE AND ENSURED DEVICE WAS FUNCTIONING PROPERLY. | 73AB69A0-491B-4BE0-AA6E-F614D1B42180 | Labor | 10/31/2019 | 10/31/2019 | Salvatore Bombara
|  | GE HEALTHCARE | E-BIS-01 | MODULE, BIS | SGS16320034HA | ANESTHESIOLOGY | Kelemen |  |  | 10/31/2019 |  | 10/31/26 |  |  | NO | YES |  |  |  |  | GE MEDICAL SYSTEMS 30294764 SGS16320034HA |  |  | Active |  | 99:99:99:99:99:99 |  | Equipment | PAAR:00-PVAR | 10/31/2019 | 10/31/2019 | COOPER UNIVERSITY HOSPITAL |  |  | K1 | 0011171732 | GIACINTA ROUPAS | Preventative Maintenance | Closed | Bonnie Aichroth | 10/31/2019 | 10/31/2019 | PERFORMANCE ASSURANCE AT INVENTORY | INVENTORIED DEVICE AND ENSURED DEVICE WAS FUNCTIONING PROPERLY. | CA8ED7B3-99A1-4DE9-A3C1-52E221609122 | Labor | 10/31/2019 | 10/31/2019 | Salvatore Bombara
|  | GE HEALTHCARE | E-BIS-01 | MODULE, BIS | SGS16290029HA | ANESTHESIOLOGY | Kelemen |  |  | 10/31/2019 |  | 10/31/26 |  |  | NO | YES |  |  |  |  | GE MEDICAL SYSTEMS 30294762 SGS16290029HA |  |  | Active |  | 99:99:99:99:99:99 |  | Equipment | PAAR:00-PVAR | 10/31/2019 | 10/31/2019 | COOPER UNIVERSITY HOSPITAL |  |  | P10 | 0011171726 | GIACINTA ROUPAS | Preventative Maintenance | Closed | Bonnie Aichroth | 10/31/2019 | 10/31/2019 | PERFORMANCE ASSURANCE AT INVENTORY | INVENTORIED DEVICE AND ENSURED DEVICE WAS FUNCTIONING PROPERLY. | D5FE6F0C-73E8-4631-A452-872BE318182F | Labor | 10/31/2019 | 10/31/2019 | Salvatore Bombara
|  | GE HEALTHCARE | E-BIS-01 | MODULE, BIS | SGS16250013HA | ANESTHESIOLOGY | Kelemen |  |  | 10/31/2019 |  | 10/31/26 |  |  | NO | YES |  |  |  |  | GE MEDICAL SYSTEMS 30294755 SGS16250013HA |  |  | Active |  | 99:99:99:99:99:99 |  | Equipment | PAAR:00-PVAR | 10/31/2019 | 10/31/2019 | COOPER UNIVERSITY HOSPITAL |  |  | K4 | 0011171712 | GIACINTA ROUPAS | Performance Verification | Closed | Bonnie Aichroth | 10/31/2019 | 10/31/2019 | INCOMING INVENTORY | DEVICE INVENTORIED | 00513DFD-A994-49B5-9AD9-90524784DBFA | Labor | 10/31/2019 | 10/31/2019 | Bonnie Aichroth
|  | GE HEALTHCARE | E-BIS-01 | MODULE, BIS | SGS18050006HA | ANESTHESIOLOGY | Pavilion |  |  | 10/31/2019 |  | 10/31/26 |  |  | NO | YES |  |  |  |  | GE MEDICAL SYSTEMS 30286032 SGS18050006HA |  |  | Active |  | 99:99:99:99:99:99 |  | Equipment | PAAR:00-PVAR | 10/31/2019 | 10/31/2019 | COOPER UNIVERSITY HOSPITAL |  |  | SD OR Travel | WOT00000001058571 | GIACINTA ROUPAS | Performance Verification | Closed | Salvatore Bombara | 10/31/2019 | 10/31/2019 | Performance Verification for GE MEDICAL SYSTEMS 30286032 SGS18050006HA | Initial Install of Performance Verification. Device is ready for patient use. |  |  | 10/31/2019 | 10/31/2019
|  | GE HEALTHCARE | E-BIS-01 | MODULE, BIS | SGS15170063HA | VOORHEES SURGERY CENTER-SURGERY DEPT | 900 Centennial Blvd | Suite E |  | 06/19/2015 |  | 6/19/22 |  |  | NO | YES |  |  |  |  | GE MEDICAL SYSTEMS 10347729 SGS15170063HA |  |  | Active |  | 99:99:99:99:99:99 |  | Equipment | PAAR:00-PVAR | 10/31/2019 |  | COOPER AMBULATORY OFF-SITES |  |  | SUITE E |  | Theresa Megali
|  | GE HEALTHCARE | E-BIS-01 | MODULE, BIS | SGS15170061HA | VOORHEES SURGERY CENTER-OPERATING ROOM | 900 Centennial Blvd | Suite E |  | 10/31/2019 |  | 10/31/26 |  |  | NO | YES |  |  |  |  | GE MEDICAL SYSTEMS 30149581 SGS15170061HA |  |  | Active |  | 99:99:99:99:99:99 |  | Equipment | PAAR:00-PVAR | 10/31/2019 | 10/31/2019 | COOPER AMBULATORY OFF-SITES |  |  |  |  | JENNIFER BOMBARO |  |  |  | 10/31/2019 | 10/31/2019 |  |  |  |  | 10/31/2019 | 10/31/2019
|  | GE HEALTHCARE | E-BIS-01 | MODULE, BIS | SGS16250010HA | ANESTHESIOLOGY | Kelemen |  |  | 10/31/2019 |  | 10/31/26 |  |  | NO | YES |  |  |  |  | GE MEDICAL SYSTEMS 30146499 SGS16250010HA |  |  | Active |  | 99:99:99:99:99:99 |  | Equipment | PAAR:00-PVAR | 10/31/2019 | 10/31/2019 | COOPER UNIVERSITY HOSPITAL |  |  | OR P4 | 0011171150 | GIACINTA ROUPAS | Performance Verification | Closed | Bonnie Aichroth | 10/31/2019 | 10/31/2019 | INCOMING INVENTORY | DEVICE INVENTORIED | 002ABFC8-DAD8-473F-80D6-F64D0B6D2434 | Labor | 10/31/2019 | 10/31/2019 | Bonnie Aichroth
|  | GE HEALTHCARE | E-BIS-01 | MODULE, BIS | SGS16250031HA | ANESTHESIOLOGY | Kelemen |  |  | 10/31/2019 |  | 10/31/26 |  |  | NO | YES |  |  |  |  | GE MEDICAL SYSTEMS 30146496 SGS16250031HA |  |  | Active |  | 99:99:99:99:99:99 |  | Equipment | PAAR:00-PVAR | 10/31/2019 | 10/31/2019 | COOPER UNIVERSITY HOSPITAL |  |  | OR P2 | 0011171143 | GIACINTA ROUPAS | Performance Verification | Closed | Bonnie Aichroth | 10/31/2019 | 10/31/2019 | INCOMING INVENTORY | DEVICE INVENTORIED | 368841AF-43BC-4C6A-9B05-5603377DF4F9 | Labor | 10/31/2019 | 10/31/2019 | Bonnie Aichroth
|  | GE HEALTHCARE | E-BIS-01 | MODULE, BIS | SGS16250004HA | ANESTHESIOLOGY | Pavilion |  |  | 10/31/2019 |  | 10/31/26 |  |  | NO | YES |  |  |  |  | GE MEDICAL SYSTEMS 30146494 SGS16250004HA |  |  | Active |  | 99:99:99:99:99:99 |  | Equipment | PAAR:00-PVAR | 10/31/2019 | 10/31/2019 | COOPER UNIVERSITY HOSPITAL |  |  | OR P11 | 0011171140 | GIACINTA ROUPAS | Performance Verification | Closed | Bonnie Aichroth | 10/31/2019 | 10/31/2019 | INCOMING INVENTORY | DEVICE INVENTORIED | F62EA367-02B0-467B-B4EE-CB6C72981853 | Labor | 10/31/2019 | 10/31/2019 | Bonnie Aichroth
|  | GE HEALTHCARE | E-BIS-01 | MODULE, BIS | GS15510045HA | ANESTHESIOLOGY | Kelemen |  |  | 10/31/2019 |  | 10/31/26 |  |  | NO | YES |  |  |  |  | GE MEDICAL SYSTEMS 30146341 GS15510045HA |  |  | Active |  | 99:99:99:99:99:99 |  | Equipment | PAAR:00-PVAR | 10/31/2019 | 10/31/2019 | COOPER UNIVERSITY HOSPITAL |  |  | ROOM 8 OR KELEMEN |  | GIACINTA ROUPAS |  |  |  | 10/31/2019 | 10/31/2019 |  |  |  |  | 10/31/2019 | 10/31/2019
|  | GE HEALTHCARE | E-BIS-01 | MODULE, BIS | SGS15510035HA | ANESTHESIOLOGY | Pavilion |  |  | 10/31/2019 |  | 10/31/26 |  |  | NO | YES |  |  |  |  | GE MEDICAL SYSTEMS 30146337 SGS15510035HA |  |  | Active |  | 99:99:99:99:99:99 |  | Equipment | PAAR:00-PVAR | 10/31/2019 | 10/31/2019 | COOPER UNIVERSITY HOSPITAL |  |  | OPERATING ROOM K10 |  | GIACINTA ROUPAS |  |  |  | 10/31/2019 | 10/31/2019 |  |  |  |  | 10/31/2019 | 10/31/2019
|  | GE HEALTHCARE | E-BIS-01 | MODULE, BIS | SGS15500006HA | ANESTHESIOLOGY | Pavilion |  |  | 10/31/2019 |  | 10/31/26 |  |  | NO | YES |  |  |  |  | GE MEDICAL SYSTEMS 30146332 SGS15500006HA |  |  | Active |  | 99:99:99:99:99:99 |  | Equipment | PAAR:00-PVAR | 10/31/2019 | 10/31/2019 | COOPER UNIVERSITY HOSPITAL |  |  | OPERATING ROOM K12 |  | GIACINTA ROUPAS |  |  |  | 10/31/2019 | 10/31/2019 |  |  |  |  | 10/31/2019 | 10/31/2019
|  | GE HEALTHCARE | E-BIS-01 | MODULE, BIS | SG51551008HA | ANESTHESIOLOGY | Kelemen |  |  | 10/31/2019 |  | 10/31/26 |  |  | NO | YES |  |  |  |  | GE MEDICAL SYSTEMS 30146326 SG51551008HA |  |  | Active |  | 99:99:99:99:99:99 |  | Equipment | PAAR:00-PVAR | 10/31/2019 | 10/31/2019 | COOPER UNIVERSITY HOSPITAL |  |  | ROOM K9 |  | GIACINTA ROUPAS |  |  |  | 10/31/2019 | 10/31/2019 |  |  |  |  | 10/31/2019 | 10/31/2019
|  | GE HEALTHCARE | E-BIS-01 | MODULE, BIS | SGS11243252HA | VOORHEES SURGERY CENTER-OPERATING ROOM | 900 Centennial Blvd | Suite E |  | 06/24/2011 |  | 6/24/18 |  |  | NO | YES |  |  |  |  | GE MEDICAL SYSTEMS 10345484 SGS11243252HA |  |  | Active |  | 99:99:99:99:99:99 |  | Equipment | PAAR:00-PVAR | 11/02/2019 |  | COOPER AMBULATORY OFF-SITES |  |  | OR 1 |  | JENNIFER BOMBARO
|  | GE HEALTHCARE | E-BIS-01 | MODULE, BIS | SGS13078680HA | VOORHEES SURGERY CENTER-OPERATING ROOM | 900 Centennial Blvd | Suite E |  | 02/14/2013 |  | 2/14/20 |  |  | NO | YES |  |  |  |  | DATEX OHMEDA 10345432 SGS13078680HA |  |  | Active |  | 99:99:99:99:99:99 |  | Equipment | PAAR:00-PVAR | 11/02/2019 |  | COOPER AMBULATORY OFF-SITES |  |  | OR 4 |  | JENNIFER BOMBARO
|  | DATEX OHMEDA | M-NIBP-00-03 | MODULE, BLOOD PRESSUE, NON-INVASIVE |  | SURGICAL CARE UNIT | Pavilion |  |  | 01/01/1900 |  |  |  |  | NO | YES |  |  |  |  | DATEX OHMEDA 10347513 135182 |  |  | Active |  | 99:99:99:99:99:99 |  | Alarm | PAAR:00-PVAR | 11/02/2019 |  | COOPER UNIVERSITY HOSPITAL |  |  | BED 40 | WOT00000002200390 | Lisa Geoghegan | Disposition | Closed | Zhan Kiselev | 02/14/2019 | 05/25/2019 | Bulk Disposition CNL
|  | DATEX OHMEDA | M-NIBP-00-03 | MODULE, BLOOD PRESSUE, NON-INVASIVE |  |  | Pavilion |  |  | 01/01/1900 |  |  |  |  | NO | YES |  |  |  |  | DATEX OHMEDA 10346391 135127 |  |  | Active |  | 99:99:99:99:99:99 |  | Alarm | PAAR:00-PVAR | 11/02/2019 |  | COOPER UNIVERSITY HOSPITAL |  |  | SDS - 3 KELEMEN BED 37 | WOT00000002199978 | Lisa Geoghegan | Disposition | Closed | Zhan Kiselev | 02/14/2019 | 05/25/2019 | Bulk Disposition CNL
|  | GE HEALTHCARE | E-PP | MODULE, BLOOD PRESSURE, INVASIVE |  | OR - KELEMEN 3 | Pavilion |  |  | 02/04/2009 |  | 2/4/16 |  |  | NO | YES |  |  |  |  | DATEX OHMEDA 10369275 6411509 |  |  | Disposition |  | 99:99:99:99:99:99 |  | Alarm | PAAR:00-PVAR | 11/02/2019 |  | COOPER UNIVERSITY HOSPITAL |  |  | pav or 9 | WOT00000000518189 | DOMINIC VENDETTA | Disposition | Closed | Salvatore Bombara | 02/08/2018 | 05/15/2019 | Bulk Disposition CNL | Unit has been replaced/upgraded. | EXP2933844 | Labor | 05/15/2019 | 05/15/2019 | Salvatore Bombara
|  | GE HEALTHCARE | E-PP | MODULE, BLOOD PRESSURE, INVASIVE |  | OPERATING ROOM - PAVILION | Pavilion |  |  | 02/09/2009 |  | 2/9/16 |  |  | NO | YES |  |  |  |  | DATEX OHMEDA 10367346 6411510 |  |  | Disposition |  | 99:99:99:99:99:99 |  | Alarm | PAAR:00-PVAR | 11/02/2019 |  | COOPER UNIVERSITY HOSPITAL |  |  | PO8 | WOT00000000518190 | DOMINIC VENDETTA | Disposition | Closed | Salvatore Bombara | 02/08/2018 | 05/15/2019 | Bulk Disposition CNL | Unit has been retired | EXP2925553 | Labor | 05/14/2019 | 05/14/2019 | Salvatore Bombara
|  | GE HEALTHCARE | E-PP | MODULE, BLOOD PRESSURE, INVASIVE |  | OR - KELEMEN 3 | Kelemen |  |  | 11/02/2019 |  | 11/2/26 |  |  | NO | YES |  |  |  |  | GE MEDICAL SYSTEMS 30144045 6413852 |  |  | Active |  | 99:99:99:99:99:99 |  | Alarm | PAAR:00-PVAR | 11/02/2019 | 11/02/2019 | COOPER UNIVERSITY HOSPITAL |  |  | Pav OR 6 | WOT00000000518192 | DOMINIC VENDETTA | Disposition | Closed | Salvatore Bombara | 11/02/2019 | 11/02/2019 | Bulk Disposition CNL |  |  |  | 11/02/2019 | 11/02/2019
|  | GE HEALTHCARE | E-PP | MODULE, BLOOD PRESSURE, INVASIVE |  | ANESTHESIOLOGY | Pavilion |  |  | 01/01/1900 |  |  |  |  | NO | YES |  |  |  |  | DATEX OHMEDA 10346649 6392101 |  |  | Disposition |  | 99:99:99:99:99:99 |  | Alarm | PAAR:00-PVAR | 11/02/2019 |  | COOPER UNIVERSITY HOSPITAL |  |  | OR P01 | WOT00000000518166 | GIACINTA ROUPAS | Disposition | Closed | Salvatore Bombara | 02/08/2018 | 05/14/2019 | Bulk Disposition CNL | unit has been retired | EXP2920669 | Labor | 05/14/2019 | 05/14/2019 | Salvatore Bombara
|  | DATEX OHMEDA | M-COP | MODULE, CARDIAC OUTPUT |  | ANESTHESIOLOGY | Kelemen |  |  | 01/01/1900 |  |  |  |  | NO | YES |  |  |  |  | DATEX OHMEDA 10346579 4826241 |  |  | Disposition |  |  |  | Equipment | PAAR:00-PVAR | 11/02/2019 |  | COOPER UNIVERSITY HOSPITAL |  |  | OR P07 |  | GIACINTA ROUPAS
|  | GE HEALTHCARE | E-MINIC-00 | MODULE, CO2 |  |  | 2 Plaza Dr | [7 empty] | NO | YES
|  | GE HEALTHCARE | E-MINIC-00 | MODULE, CO2 |  | SAME DAY OR-2ND FL PAVILION | Pavilion |  |  | 10/31/2019 |  | 10/31/26 |  |  | NO | YES |  |  |  |  | GE MEDICAL SYSTEMS 10769693 8517767 |  |  | Active |  | 99:99:99:99:99:99 |  | Alarm | PAAR:00-PVAR | 10/31/2019 | 10/31/2019 | COOPER UNIVERSITY HOSPITAL |  |  | 2nd floor pavilion | WOT00000000545775 | JOE DRUCTOR | Performance Verification | Closed | Richard Jolly | 10/31/2019 | 10/31/2019 | Performance Verification for GE MEDICAL SYSTEMS 10769693 8517767 | Initial Install of Performance Verification. Device is ready for patient use. |  |  | 10/31/2019 | 10/31/2019
|  | GE HEALTHCARE | E-MINIC-00 | MODULE, CO2 |  | COOPER DIGESTIVE HEALTH-ENDOSCOPY | 501 fellowship road |  |  | 03/28/2017 |  | 3/28/24 |  |  | NO | YES |  |  |  |  | GE MEDICAL SYSTEMS 10769382 8510519 |  |  | Active |  | 99:99:99:99:99:99 |  | Alarm | PAAR:00-PVAR | 10/31/2019 |  | COOPER AMBULATORY OFF-SITES |  |  | PROCEDURE SIDE | 0011461421 | JEANNE GREER | Preventative Maintenance | Closed | Bonnie Aichroth | 04/06/2017 | 04/06/2017 | PERFORMANCE ASSURANCE AT INVENTORY | INVENTORIED DEVICE AND ENSURED DEVICE WAS FUNCTIONING PROPERLY. | 5E1EF991-463E-4C63-98F1-5E591F70C8E5 | Labor | 03/28/2017 | 03/28/2017 | Kirk Lis
|  | GE HEALTHCARE | E-MINIC-00 | MODULE, CO2 |  |  | 900 Centennial Blvd | Suite E | [6 empty] | NO | YES
|  | GE HEALTHCARE | E-MINIC-00 | MODULE, CO2 |  | SAME DAY PREOP -2ND FL PAVILION | Pavilion |  |  | 02/12/2018 |  | 2/12/25 |  |  | NO | YES |  |  |  |  | GE MEDICAL SYSTEMS 10752631 8517787 |  |  | Active |  | 99:99:99:99:99:99 |  | Alarm | PAAR:00-PVAR | 10/31/2019 |  | COOPER UNIVERSITY HOSPITAL |  |  | Performance Verification | WOT00000000545771 | JOE DRUCTOR | Performance Verification | Closed | Josh Harris | 02/13/2018 | 07/22/2019 | CEID Record Completion for GE MEDICAL SYSTEMS 10752631 8517787 | Inventoried unit. | EXP3409561 | Labor | 07/10/2019 | 07/10/2019 | Josh Harris
|  | GE HEALTHCARE | E-MINIC-00 | MODULE, CO2 |  | SAME DAY OR-2ND FL PAVILION | Pavilion |  |  | 02/13/2018 |  | 2/13/25 |  |  | NO | YES |  |  |  |  | GE MEDICAL SYSTEMS 10752629 8517794 |  |  | Active |  | 99:99:99:99:99:99 |  | Alarm | PAAR:00-PVAR | 10/31/2019 |  | COOPER UNIVERSITY HOSPITAL |  |  | 2nd floor pavilion | WOT00000000545785 | JOE DRUCTOR | Performance Verification | Closed | Richard Jolly | 02/13/2018 | 07/22/2019 | Performance Verification for GE MEDICAL SYSTEMS 10752629 8517794 | Initial Install of Performance Verification. Device is ready for patient use.
|  | GE HEALTHCARE | E-MINIC-00 | MODULE, CO2 |  | PEDIATRIC INTENSIVE CARE UNIT | Kelemen |  |  | 09/18/2017 |  | 9/18/24 |  |  | NO | YES |  |  |  |  | GE MEDICAL SYSTEMS 10732341 8514685 |  |  | Active |  | 99:99:99:99:99:99 |  | Alarm | PAAR:00-PVAR | 10/31/2019 |  | COOPER UNIVERSITY HOSPITAL |  |  |  | 0012418218 | Susan Cannon | Performance Verification | Closed | Josh Harris | 11/21/2017 | 11/21/2017 | INCOMING INVENTORY | DEVICE INVENTORIED | 2635DFD7-5101-4952-B96F-F0E76D07662B | Labor | 11/21/2017 | 11/21/2017 | Josh Harris
|  | GE HEALTHCARE | E-MINIC-00 | MODULE, CO2 |  | PEDIATRIC INTENSIVE CARE UNIT | Kelemen |  |  | 09/18/2017 |  | 9/18/24 |  |  | NO | YES |  |  |  |  | GE MEDICAL SYSTEMS 10732339 8512051 |  |  | Active |  | 99:99:99:99:99:99 |  | Alarm | PAAR:00-PVAR | 10/31/2019 |  | COOPER UNIVERSITY HOSPITAL |  |  |  | 0012418221 | Susan Cannon | Preventative Maintenance | Closed | Josh Harris | 11/21/2017 | 11/21/2017 | PERFORMANCE ASSURANCE AT INVENTORY | INVENTORIED DEVICE AND ENSURED DEVICE WAS FUNCTIONING PROPERLY. | D21FB763-C3ED-4E46-A205-D2441BBCFF2F | Labor | 09/18/2017 | 09/18/2017 | Gene Amodei
|  | GE HEALTHCARE | E-MINIC-00 | MODULE, CO2 |  | PEDIATRIC INTENSIVE CARE UNIT | Kelemen |  |  | 09/18/2017 |  | 9/18/24 |  |  | NO | YES |  |  |  |  | GE MEDICAL SYSTEMS 10732337 8512038 |  |  | Active |  | 99:99:99:99:99:99 |  | Alarm | PAAR:00-PVAR | 10/31/2019 |  | COOPER UNIVERSITY HOSPITAL |  |  |  | 0012418229 | Susan Cannon | Preventative Maintenance | Closed | Josh Harris | 11/21/2017 | 11/21/2017 | PERFORMANCE ASSURANCE AT INVENTORY | INVENTORIED DEVICE AND ENSURED DEVICE WAS FUNCTIONING PROPERLY. | FA9F9C92-B3ED-42A7-B201-86442B9C395C | Labor | 09/18/2017 | 09/18/2017 | Gene Amodei
|  | GE HEALTHCARE | E-MINIC-00 | MODULE, CO2 |  | PEDIATRIC INTENSIVE CARE UNIT | Kelemen |  |  | 09/18/2017 |  | 9/18/24 |  |  | NO | YES |  |  |  |  | GE MEDICAL SYSTEMS 10732338 8514679 |  |  | Active |  | 99:99:99:99:99:99 |  | Alarm | PAAR:00-PVAR | 10/31/2019 |  | COOPER UNIVERSITY HOSPITAL |  |  |  | 0012418224 | Susan Cannon | Preventative Maintenance | Closed | Josh Harris | 11/21/2017 | 11/21/2017 | PERFORMANCE ASSURANCE AT INVENTORY | INVENTORIED DEVICE AND ENSURED DEVICE WAS FUNCTIONING PROPERLY. | 710DD94E-FAF2-4B1F-9F94-8B488B11C1B7 | Labor | 09/18/2017 | 09/18/2017 | Gene Amodei
|  | GE HEALTHCARE | E-MINIC-00 | MODULE, CO2 |  | PEDIATRIC INTENSIVE CARE UNIT | Kelemen |  |  | 09/18/2017 |  | 9/18/24 |  |  | NO | YES |  |  |  |  | GE MEDICAL SYSTEMS 10732333 8514659 |  |  | Active |  | 99:99:99:99:99:99 |  | Alarm | PAAR:00-PVAR | 10/31/2019 |  | COOPER UNIVERSITY HOSPITAL |  |  |  | 0012418233 | Susan Cannon | Performance Verification | Closed | Josh Harris | 11/21/2017 | 11/21/2017 | INCOMING INVENTORY | DEVICE INVENTORIED | EDE3CE8E-2C31-49A3-9F19-B2A6C7600184 | Labor | 11/21/2017 | 11/21/2017 | Josh Harris
|  | GE HEALTHCARE | E-MINIC-00 | MODULE, CO2 |  | PEDIATRIC INTENSIVE CARE UNIT | Kelemen |  |  | 09/18/2017 |  | 9/18/24 |  |  | NO | YES |  |  |  |  | GE MEDICAL SYSTEMS 10732336 8514567 |  |  | Active |  | 99:99:99:99:99:99 |  | Alarm | PAAR:00-PVAR | 10/31/2019 |  | COOPER UNIVERSITY HOSPITAL |  |  |  | 0012418232 | Susan Cannon | Preventative Maintenance | Closed | Josh Harris | 11/21/2017 | 11/21/2017 | PERFORMANCE ASSURANCE AT INVENTORY | INVENTORIED DEVICE AND ENSURED DEVICE WAS FUNCTIONING PROPERLY. | DECCFE53-E41B-44D5-BA7F-28A7CA06D6A8 | Labor | 09/18/2017 | 09/18/2017 | Gene Amodei
|  | GE HEALTHCARE | E-MINIC-00 | MODULE, CO2 |  | PACU KELEMEN | Kelemen | BASEMENT |  | 04/04/2011 |  | 4/4/18 |  |  | NO | YES |  |  |  |  | GE MEDICAL SYSTEMS 10368461 6701534 |  |  | Active |  | 99:99:99:99:99:99 |  | Equipment | PAAR:00-PVAR | 11/02/2019 |  | COOPER UNIVERSITY HOSPITAL |  |  | PACU | WOT00000000518312 | FRANK OBRIEN | Disposition | Closed | Richard Jolly | 02/08/2018 | 05/22/2019 | Bulk Disposition CNL
|  | GE HEALTHCARE | E-MINIC-00 | MODULE, CO2 |  | PACU KELEMEN | Kelemen |  |  | 04/04/2011 |  | 4/4/18 |  |  | NO | YES |  |  |  |  | GE MEDICAL SYSTEMS 10368455 6701516 |  |  | Active |  | 99:99:99:99:99:99 |  | Equipment | PAAR:00-PVAR | 11/01/2019 |  | COOPER UNIVERSITY HOSPITAL |  |  | KELEMEN | WOT00000000518310 | FRANK OBRIEN | Disposition | Closed | Richard Jolly | 02/08/2018 | 05/16/2019 | Bulk Disposition CNL
|  | GE HEALTHCARE | E-MINIC-00 | MODULE, CO2 |  | PAVILION 8 | Pavilion |  |  | 03/06/2014 |  | 3/6/21 |  |  | NO | YES |  |  |  |  | GE MEDICAL SYSTEMS 10356417 7104686 |  |  | Active |  | 99:99:99:99:99:99 |  | Equipment | PAAR:00-PVAR | 11/02/2019 |  | COOPER UNIVERSITY HOSPITAL |  |  | 8 PAVILION Storage room | WOT00000002203335 | BRIAN OSHAUGHNESSY | Disposition | Closed | Gene Amodei | 02/14/2019 | 05/22/2019 | Bulk Disposition CNL
|  | GE HEALTHCARE | E-MINIC-00 | MODULE, CO2 |  | PAVILION 8 | Kelemen |  |  | 03/06/2014 |  | 3/6/21 |  |  | NO | YES |  |  |  |  | GE MEDICAL SYSTEMS 10356418 7105722 |  |  | Active |  | 99:99:99:99:99:99 |  | Equipment | PAAR:00-PVAR | 11/02/2019 |  | COOPER UNIVERSITY HOSPITAL |  |  | 8 PAVILION Storage room | WOT00000000518525 | BRIAN OSHAUGHNESSY | Disposition | Closed | Gene Amodei | 02/08/2018 | 05/22/2019 | Bulk Disposition CNL
|  | GE HEALTHCARE | E-MINIC-00 | MODULE, CO2 |  | PAVILION 8 | Pavilion |  |  | 03/06/2014 |  | 3/6/21 |  |  | NO | YES |  |  |  |  | GE MEDICAL SYSTEMS 10356415 7105736 |  |  | Active |  | 99:99:99:99:99:99 |  | Equipment | PAAR:00-PVAR | 11/02/2019 |  | COOPER UNIVERSITY HOSPITAL |  |  | 8 PAVILION atorage room | WOT00000002203322 | BRIAN OSHAUGHNESSY | Disposition | Closed | Gene Amodei | 02/14/2019 | 05/22/2019 | Bulk Disposition CNL
|  | GE HEALTHCARE | E-MINIC-00 | MODULE, CO2 |  | PAVILION 8 | Pavilion |  |  | 03/06/2014 |  | 3/6/21 |  |  | NO | YES |  |  |  |  | GE MEDICAL SYSTEMS 10356416 7104716 |  |  | Active |  | 99:99:99:99:99:99 |  | Equipment | PAAR:00-PVAR | 11/02/2019 |  | COOPER UNIVERSITY HOSPITAL |  |  | 8 PAVILION Storage room | WOT00000002203329 | BRIAN OSHAUGHNESSY | Disposition | Closed | Gene Amodei | 02/14/2019 | 05/22/2019 | Bulk Disposition CNL
|  | GE HEALTHCARE | E-MINIC-00 | MODULE, CO2 |  | PAVILION 8 | Pavilion |  |  | 03/06/2014 |  | 3/6/21 |  |  | NO | YES |  |  |  |  | GE MEDICAL SYSTEMS 10356414 7096920 |  |  | Active |  | 99:99:99:99:99:99 |  | Equipment | PAAR:00-PVAR | 11/02/2019 |  | COOPER UNIVERSITY HOSPITAL |  |  | 8 PAVILION Storage room | WOT00000002203316 | BRIAN OSHAUGHNESSY | Disposition | Closed | Gene Amodei | 02/14/2019 | 05/22/2019 | Bulk Disposition CNL
|  | GE HEALTHCARE | E-MINIC-00 | MODULE, CO2 |  | PAVILION 8 | Pavilion |  |  | 03/06/2014 |  | 3/6/21 |  |  | NO | YES |  |  |  |  | GE MEDICAL SYSTEMS 10356413 7100481 |  |  | Active |  | 99:99:99:99:99:99 |  | Equipment | PAAR:00-PVAR | 11/02/2019 |  | COOPER UNIVERSITY HOSPITAL |  |  | 8 PAVILION Storage room | WOT00000002203309 | BRIAN OSHAUGHNESSY | Disposition | Closed | Gene Amodei | 02/14/2019 | 05/22/2019 | Bulk Disposition CNL
|  | GE HEALTHCARE | E-MINIC-00 | MODULE, CO2 |  | PAVILION 8 | Pavilion |  |  | 03/06/2014 |  | 3/6/21 |  |  | NO | YES |  |  |  |  | GE MEDICAL SYSTEMS 10356412 7096755 |  |  | Active |  | 99:99:99:99:99:99 |  | Equipment | PAAR:00-PVAR | 11/02/2019 |  | COOPER UNIVERSITY HOSPITAL |  |  | 8 PAVILION Storage room | WOT00000000518515 | BRIAN OSHAUGHNESSY | Disposition | Closed | Gene Amodei | 02/08/2018 | 05/22/2019 | Bulk Disposition CNL
|  | GE HEALTHCARE | E-MINIC-00 | MODULE, CO2 |  | PAVILION 8 | Kelemen |  |  | 03/06/2014 |  | 3/6/21 |  |  | NO | YES |  |  |  |  | GE MEDICAL SYSTEMS 10356410 7070067 |  |  | Active |  | 99:99:99:99:99:99 |  | Equipment | PAAR:00-PVAR | 11/02/2019 |  | COOPER UNIVERSITY HOSPITAL |  |  | 8 PAVILION Storage room | WOT00000000518493 | BRIAN OSHAUGHNESSY | Disposition | Closed | Gene Amodei | 02/08/2018 | 05/22/2019 | Bulk Disposition CNL
|  | GE HEALTHCARE | E-MINIC-00 | MODULE, CO2 |  | PAVILION 8 | Kelemen |  |  | 03/06/2014 |  | 3/6/21 |  |  | NO | YES |  |  |  |  | GE MEDICAL SYSTEMS 10356411 7096930 |  |  | Active |  | 99:99:99:99:99:99 |  | Equipment | PAAR:00-PVAR | 11/02/2019 |  | COOPER UNIVERSITY HOSPITAL |  |  | 8 PAVILION Storage room | WOT00000000518516 | BRIAN OSHAUGHNESSY | Disposition | Closed | Gene Amodei | 02/08/2018 | 05/22/2019 | Bulk Disposition CNL
|  | GE HEALTHCARE | E-MINIC-00 | MODULE, CO2 |  | PAVILION 8 | Pavilion |  |  | 03/06/2014 |  | 3/6/21 |  |  | NO | YES |  |  |  |  | GE MEDICAL SYSTEMS 10356409 7100477 |  |  | Active |  | 99:99:99:99:99:99 |  | Equipment | PAAR:00-PVAR | 11/02/2019 |  | COOPER UNIVERSITY HOSPITAL |  |  | PAVILION 8 Storage room | WOT00000002203283 | BRIAN OSHAUGHNESSY | Disposition | Closed | Gene Amodei | 02/14/2019 | 05/23/2019 | Bulk Disposition CNL
|  | GE HEALTHCARE | E-MINIC-00 | MODULE, CO2 |  | PACU KELEMEN | Kelemen |  |  | 04/04/2011 |  | 4/4/18 |  |  | NO | YES |  |  |  |  | GE MEDICAL SYSTEMS 10349428 6715027 |  |  | Active |  | 99:99:99:99:99:99 |  | Equipment | PAAR:00-PVAR | 10/31/2019 |  | COOPER UNIVERSITY HOSPITAL |  |  | KELEMEN pacu |  | FRANK OBRIEN
|  | GE HEALTHCARE | E-MINIC-00 | MODULE, CO2 |  | PACU KELEMEN | Kelemen |  |  | 04/04/2011 |  | 4/4/18 |  |  | NO | YES |  |  |  |  | GE MEDICAL SYSTEMS 10349427 6705462 |  |  | Active |  | 99:99:99:99:99:99 |  | Equipment | PAAR:00-PVAR | 10/31/2019 |  | COOPER UNIVERSITY HOSPITAL |  |  | KELEMEN |  | FRANK OBRIEN
|  | GE HEALTHCARE | E-MINIC-00 | MODULE, CO2 |  | ANESTHESIOLOGY | Kelemen |  |  | 10/31/2019 |  | 10/31/26 |  |  | NO | YES |  |  |  |  | GE MEDICAL SYSTEMS 30146297 8504370 |  |  | Active |  | 99:99:99:99:99:99 |  | Alarm | PAAR:00-PVAR | 10/31/2019 | 10/31/2019 | COOPER UNIVERSITY HOSPITAL |  |  | EP 2 |  | GIACINTA ROUPAS |  |  |  | 10/31/2019 | 10/31/2019 |  |  |  |  | 10/31/2019 | 10/31/2019
|  | GE HEALTHCARE | E-MINIC-00 | MODULE, CO2 |  | ANESTHESIOLOGY | Kelemen |  |  | 10/31/2019 |  | 10/31/26 |  |  | NO | YES |  |  |  |  | GE MEDICAL SYSTEMS 30144485 7252405 |  |  | Active |  | 99:99:99:99:99:99 |  | Alarm | PAAR:00-PVAR | 10/31/2019 | 10/31/2019 | COOPER UNIVERSITY HOSPITAL |  |  | SPECIAL TEST - ROOM 649 |  | GIACINTA ROUPAS |  |  |  | 10/31/2019 | 10/31/2019 |  |  |  |  | 10/31/2019 | 10/31/2019
|  | GE HEALTHCARE | E-MINIC-00 | MODULE, CO2 |  | ANESTHESIOLOGY | Kelemen |  |  | 10/31/2019 |  | 10/31/26 |  |  | NO | YES |  |  |  |  | GE MEDICAL SYSTEMS 30144486 7252640 |  |  | Active |  | 99:99:99:99:99:99 |  | Alarm | PAAR:00-PVAR | 10/31/2019 | 10/31/2019 | COOPER UNIVERSITY HOSPITAL |  |  | SPECIAL TEST - ROOM 647 |  | GIACINTA ROUPAS |  |  |  | 10/31/2019 | 10/31/2019 |  |  |  |  | 10/31/2019 | 10/31/2019
|  | GE HEALTHCARE | E-MINIC-00 | MODULE, CO2 | B500340 | ANESTHESIOLOGY | Kelemen |  |  | 10/31/2019 |  | 10/31/26 |  |  | NO | YES |  |  |  |  | GE MEDICAL SYSTEMS 30144484 B500340 |  |  | Active |  | 99:99:99:99:99:99 |  | Alarm | PAAR:00-PVAR | 10/31/2019 | 10/31/2019 | COOPER UNIVERSITY HOSPITAL |  |  | SPECIAL TEST - ROOM 648 |  | GIACINTA ROUPAS |  |  |  | 10/31/2019 | 10/31/2019 |  |  |  |  | 10/31/2019 | 10/31/2019
|  | GE HEALTHCARE | E-MINIC-00 | MODULE, CO2 |  | VOORHEES SURGERY CENTER-OPERATING ROOM | 900 Centennial Blvd | Suite E |  | 10/31/2019 |  | 10/31/26 |  |  | NO | YES |  |  |  |  | GE MEDICAL SYSTEMS 30144052 7161169 |  |  | Active |  | 99:99:99:99:99:99 |  | Equipment | PAAR:00-PVAR | 10/31/2019 | 10/31/2019 | COOPER AMBULATORY OFF-SITES |  |  | PACU |  | JENNIFER BOMBARO |  |  |  | 10/31/2019 | 10/31/2019 |  |  |  |  | 10/31/2019 | 10/31/2019
|  | GE HEALTHCARE | E-MINIC-00 | MODULE, CO2 |  | VOORHEES SURGERY CENTER-OPERATING ROOM | 900 Centennial Blvd | Suite E |  | 12/31/2014 |  | 12/31/21 |  |  | NO | YES |  |  |  |  | GE MEDICAL SYSTEMS 10346738 7159552 |  |  | Active |  | 99:99:99:99:99:99 |  | Alarm | PAAR:00-PVAR | 11/02/2019 |  | COOPER AMBULATORY OFF-SITES |  |  | PACU Room 5 |  | JENNIFER BOMBARO
|  | GE HEALTHCARE | E-MINIC-00 | MODULE, CO2 |  | VOORHEES SURGERY CENTER-OPERATING ROOM | 900 Centennial Blvd | Suite E |  | 01/05/2015 |  | 1/5/22 |  |  | NO | YES |  |  |  |  | GE MEDICAL SYSTEMS 10346733 7161135 |  |  | Active |  | 99:99:99:99:99:99 |  | Alarm | PAAR:00-PVAR | 11/02/2019 |  | COOPER AMBULATORY OFF-SITES |  |  | PACU Room 7 |  | JENNIFER BOMBARO
|  | GE HEALTHCARE | E-MINIC-00 | MODULE, CO2 |  | VOORHEES SURGERY CENTER-OPERATING ROOM | 900 Centennial Blvd | Suite E |  | 08/20/2012 |  | 8/20/19 |  |  | NO | YES |  |  |  |  | GE MEDICAL SYSTEMS 10346727 7139127 |  |  | Active |  | 99:99:99:99:99:99 |  | Alarm | PAAR:00-PVAR | 11/02/2019 |  | COOPER AMBULATORY OFF-SITES |  |  | PACU ROOM 4 |  | JENNIFER BOMBARO
|  | GE HEALTHCARE | E-MINIC-00 | MODULE, CO2 |  | VOORHEES SURGERY CENTER-OPERATING ROOM | 900 Centennial Blvd | Suite E |  | 08/20/2012 |  | 8/20/19 |  |  | NO | YES |  |  |  |  | GE MEDICAL SYSTEMS 10346705 7140726 |  |  | Active |  | 99:99:99:99:99:99 |  | Alarm | PAAR:00-PVAR | 11/02/2019 |  | COOPER AMBULATORY OFF-SITES |  |  | PACU room 3 |  | JENNIFER BOMBARO
|  | GE HEALTHCARE | E-MINIC-00 | MODULE, CO2 |  | VOORHEES SURGERY CENTER-OPERATING ROOM | 900 Centennial Blvd | Suite E |  | 08/20/2012 |  | 8/20/19 |  |  | NO | YES |  |  |  |  | GE MEDICAL SYSTEMS 10346707 7133708 |  |  | Active |  | 99:99:99:99:99:99 |  | Alarm | PAAR:00-PVAR | 11/02/2019 |  | COOPER AMBULATORY OFF-SITES |  |  | PACU ROOM 8 | 0011480387 | JENNIFER BOMBARO | Repair | Closed | Kirk Lis | 04/13/2017 | 04/21/2017 | CO2 MONITOR - HAS ERROR, NOT READING - PACU SLOT 8 | 4/17/2017 9:10:11 AM KALIS (KALIS 4/13/2017 12:00 AM) CONFERRED WITH MARY ELLEN ON ISSUE. STAFF NOT FAMILIAR WITH CO2 MODULE OPERATION. WILL INVESTIGATE AT LATER DATE. SUGGESTED REPLACING WATER TRAP. IF STILL EXPERIENCING PROBLEM REPACE MODULE WITH ONE FROM ANOTHER BED. 4/21/2017 4:17:05 PM KALIS (KALIS 4/21/2017 12:00 AM) CONFERRED WITH MARY ELLEN ON MODULES STATUS. PROBLEM WAS CAUSED BY OLD WATER TRAP!. ANESTH. TECH. CHANGED OUT TRAP AND UNIT OPERATED CORRECTLY. (KALIS 4/21/2017 12:00 AM) DOCUMENTATION | 4E91DB65-6615-414B-B624-0A975A280AFF | Labor | 04/21/2017 | 04/21/2017 | Kirk Lis
|  | GE HEALTHCARE | E-MINIC-00 | MODULE, CO2 |  | VOORHEES SURGERY CENTER-SURGERY DEPT | 6200 Main st |  |  | 11/02/2019 |  | 11/2/26 |  |  | NO | YES |  |  |  |  | GE MEDICAL SYSTEMS 30142542 6906940 |  |  | Active |  | 99:99:99:99:99:99 |  | Equipment | PAAR:00-PVAR | 11/02/2019 | 11/02/2019 | COOPER AMBULATORY OFF-SITES |  |  | 6200 MAIN STREET |  | Theresa Megali |  |  |  | 11/02/2019 | 11/02/2019 |  |  |  |  | 11/02/2019 | 11/02/2019
|  | GE HEALTHCARE | E-MINIC-00 | MODULE, CO2 |  | VOORHEES SURGERY CENTER-SURGERY DEPT | 6200 Main st |  |  | 11/02/2019 |  | 11/2/26 |  |  | NO | YES |  |  |  |  | GE MEDICAL SYSTEMS 30142541 6900389 |  |  | Active |  | 99:99:99:99:99:99 |  | Equipment | PAAR:00-PVAR | 11/02/2019 | 11/02/2019 | COOPER AMBULATORY OFF-SITES |  |  | 6200 MAIN STREET |  | Theresa Megali |  |  |  | 11/02/2019 | 11/02/2019 |  |  |  |  | 11/02/2019 | 11/02/2019
|  | GE HEALTHCARE | SOLAR MSN CAP | MODULE, CO2 | RCK07031662GA | TRAUMA ADMIT | Kelemen |  |  | 10/01/2006 |  | 10/1/13 |  |  | NO | YES |  |  |  |  | GE MEDICAL SYSTEMS 10368194 RCK07031662GA |  |  | Active |  | 99:99:99:99:99:99 |  | Equipment | PAAR:00-PVAR | 11/02/2019 |  | COOPER UNIVERSITY HOSPITAL |  |  | TRAUMA ADMIT | WOT00000000533267 | Diane Floyd | Disposition | Closed | Richard Jolly | 02/08/2018 | 05/14/2019 | Bulk Disposition CNL
|  | GE HEALTHCARE | SOLAR MSN CAP | MODULE, CO2 | RBM07061549GA | TRAUMA ICU | Kelemen |  |  | 10/01/2006 |  | 10/1/13 |  |  | NO | YES |  |  |  |  | GE MEDICAL SYSTEMS 10368077 RBM07061549GA |  |  | Active |  | 99:99:99:99:99:99 |  | Equipment | PAAR:00-PVAR | 11/02/2019 |  | COOPER UNIVERSITY HOSPITAL |  |  | Biomed | 0011217850 | Diane Floyd | Repair | Closed | Richard Jolly | 02/19/2017 | 02/20/2017 | PHYSIOLOGIC MONITOR MODULE - NOT WORKING, NO SIGNAL, LIGHT YELLOW INSTEAD OF GREEN IS ON - TICU SOILED UTILITY RM | 2/20/2017 3:58:18 PM RCJOLLY (RCJOLLY 2/20/2017 10:00 AM) COULD NOT FIND ANY ISSUES | 068A6CBD-6BD7-408A-8B5E-1F64C52C3612 | Labor | 02/20/2017 | 02/20/2017 | Richard Jolly
|  | GE HEALTHCARE | SOLAR MSN CAP | MODULE, CO2 | RCJ10382621GA | TRAUMA ICU | Kelemen |  |  | 08/23/2010 |  | 8/23/17 |  |  | NO | YES |  |  |  |  | GE MEDICAL SYSTEMS 10368074 RCJ10382621GA |  |  | Active |  | 99:99:99:99:99:99 |  | Equipment | PAAR:00-PVAR | 11/01/2019 |  | COOPER UNIVERSITY HOSPITAL |  |  | TICU-EQUIP STORAGE | WOT00000000533253 | Diane Floyd | Disposition | Closed | Richard Jolly | 02/08/2018 | 05/24/2019 | Bulk Disposition CNL
|  | GE HEALTHCARE | SOLAR MSN CAP | MODULE, CO2 | RCK06521641GA | TRAUMA ICU | Kelemen |  |  | 10/01/2006 |  | 10/1/13 |  |  | NO | YES |  |  |  |  | GE MEDICAL SYSTEMS 10368068 RCK06521641GA |  |  | Active |  | 99:99:99:99:99:99 |  | Equipment | PAAR:00-PVAR | 11/01/2019 |  | COOPER UNIVERSITY HOSPITAL |  |  | Biomed | WOT00000000533266 | Diane Floyd | Disposition | Closed | Richard Jolly | 02/08/2018 | 05/13/2019 | Bulk Disposition CNL
|  | GE HEALTHCARE | SOLAR MSN CAP | MODULE, CO2 | RCJ10382639GA | TRAUMA ICU | Kelemen |  |  | 08/23/2010 |  | 8/23/17 |  |  | NO | YES |  |  |  |  | GE MEDICAL SYSTEMS 10368058 RCJ10382639GA |  |  | Active |  | 99:99:99:99:99:99 |  | Equipment | PAAR:00-PVAR | 11/02/2019 |  | COOPER UNIVERSITY HOSPITAL |  |  | Biomed | WOT00000000533256 | Diane Floyd | Disposition | Closed | Richard Jolly | 02/08/2018 | 05/13/2019 | Bulk Disposition CNL
|  | GE HEALTHCARE | SOLAR MSN CAP | MODULE, CO2 | RBM10473422GA | INTENSIVE CARE UNIT | Kelemen |  |  | 12/28/2010 |  | 12/28/17 |  |  | NO | YES |  |  |  |  | GE MEDICAL SYSTEMS 10367654 RBM10473422GA |  |  | Active |  | 99:99:99:99:99:99 |  | Equipment | PAAR:00-PVAR | 11/02/2019 |  | COOPER UNIVERSITY HOSPITAL |  |  | Biomed | WOT00000000533251 | CAROLYN RUMELL | Disposition | Closed | Richard Jolly | 02/08/2018 | 05/13/2019 | Bulk Disposition CNL
|  | GE HEALTHCARE | SOLAR MSN CAP | MODULE, CO2 | RCJ10382634GA | TRAUMA ICU | Kelemen |  |  | 08/23/2010 |  | 8/23/17 |  |  | NO | YES |  |  |  |  | GE MEDICAL SYSTEMS 10366525 RCJ10382634GA |  |  | Active |  | 99:99:99:99:99:99 |  | Equipment | PAAR:00-PVAR | 11/02/2019 |  | COOPER UNIVERSITY HOSPITAL |  |  | Biomed | WOT00000000533254 | Diane Floyd | Disposition | Closed | Richard Jolly | 02/08/2018 | 05/14/2019 | Bulk Disposition CNL
|  | GE HEALTHCARE | SOLAR MSN CAP | MODULE, CO2 | RCK04350060GA | PEDIATRIC INTENSIVE CARE UNIT | Kelemen |  |  | 01/01/1900 |  |  |  |  | NO | YES |  |  |  |  | GE MEDICAL SYSTEMS 10360446 RCK04350060GA |  |  | Active |  | 99:99:99:99:99:99 |  | Equipment | PAAR:00-PVAR | 11/02/2019 |  | COOPER UNIVERSITY HOSPITAL |  |  | Biomed | WOT00000000533262 | Susan Cannon | Disposition | Closed | Gene Amodei | 02/08/2018 | 05/14/2019 | Bulk Disposition CNL
|  | GE HEALTHCARE | SOLAR MSN CAP | MODULE, CO2 | RCK04320040GA | PEDIATRIC INTENSIVE CARE UNIT | Kelemen |  |  | 10/01/2006 |  | 10/1/13 |  |  | NO | YES |  |  |  |  | GE MEDICAL SYSTEMS 10360430 RCK04320040GA |  |  | Active |  | 99:99:99:99:99:99 |  | Equipment | PAAR:00-PVAR | 11/02/2019 |  | COOPER UNIVERSITY HOSPITAL |  |  | Biomed | WOT00000000533260 | Susan Cannon | Disposition | Closed | Gene Amodei | 02/08/2018 | 05/13/2019 | Bulk Disposition CNL
|  | GE HEALTHCARE | SOLAR MSN CAP | MODULE, CO2 | RCK04320041GA | PEDIATRIC INTENSIVE CARE UNIT | Kelemen |  |  | 10/31/2019 |  | 10/31/26 |  |  | NO | YES |  |  |  |  | GE MEDICAL SYSTEMS 30142209 RCK04320041GA |  |  | Active |  | 99:99:99:99:99:99 |  | Equipment | PAAR:00-PVAR | 10/31/2019 | 10/31/2019 | COOPER UNIVERSITY HOSPITAL |  |  | BioMed |  | Susan Cannon |  |  |  | 10/31/2019 | 10/31/2019 |  |  |  |  | 10/31/2019 | 10/31/2019
|  | MAQUET CORP |  | MODULE, CO2 ANALYZER |  | RESPIRATORY | Kelemen |  |  | 01/01/1900 |  |  |  |  | NO | YES |  |  |  |  | MAQUET CORP 10369067 004197L |  |  | Active |  | 99:99:99:99:99:99 |  | Alarm | PAAR:00-PVAR | 11/01/2019 |  | COOPER UNIVERSITY HOSPITAL |  |  | rt | WOT00000002202941 | KATHY LOFLAND | Disposition | Closed | Michael Youch | 02/14/2019 | 05/21/2019 | Bulk Disposition CNL
|  | MAQUET CORP |  | MODULE, CO2 ANALYZER | 004173F | RESPIRATORY | Kelemen |  |  | 01/01/1900 |  |  |  |  | NO | YES |  |  |  |  | MAQUET CORP 10369066 004173F |  |  | Active |  | 99:99:99:99:99:99 |  | Alarm | PAAR:00-PVAR | 11/01/2019 |  | COOPER UNIVERSITY HOSPITAL |  |  | PAV 056 | WOT00000002202936 | KATHY LOFLAND | Disposition | Closed | Michael Youch | 02/14/2019 | 05/19/2019 | Bulk Disposition CNL
|  | MAQUET CORP |  | MODULE, CO2 ANALYZER |  | RESPIRATORY | Kelemen |  |  | 09/17/2013 |  | 9/17/20 |  |  | NO | YES |  |  |  |  | MAQUET CORP 10369065 9348 |  |  | Active |  | 99:99:99:99:99:99 |  | Alarm | PAAR:00-PVAR | 11/02/2019 |  | COOPER UNIVERSITY HOSPITAL |  |  | rt | WOT00000002202929 | KATHY LOFLAND | Disposition | Closed | Michael Youch | 02/14/2019 | 05/20/2019 | Bulk Disposition CNL
|  | MAQUET CORP |  | MODULE, CO2 ANALYZER |  | RESPIRATORY | Kelemen | BASEMENT |  | 07/01/2015 |  | 7/1/22 |  |  | NO | YES |  |  |  |  | MAQUET CORP 10368976 11129 |  |  | Active |  | 99:99:99:99:99:99 |  | Alarm | PAAR:00-PVAR | 10/31/2019 |  | COOPER UNIVERSITY HOSPITAL |  |  |  |  | KATHY LOFLAND
|  | MAQUET CORP |  | MODULE, CO2 ANALYZER |  | RESPIRATORY | Kelemen | BASEMENT |  | 07/01/2015 |  | 7/1/22 |  |  | NO | YES |  |  |  |  | MAQUET CORP 10368974 11124 |  |  | Active |  | 99:99:99:99:99:99 |  | Alarm | PAAR:00-PVAR | 10/31/2019 |  | COOPER UNIVERSITY HOSPITAL |  |  |  |  | KATHY LOFLAND
|  | MAQUET CORP |  | MODULE, CO2 ANALYZER |  | RESPIRATORY | Kelemen |  |  | 07/01/2015 |  | 7/1/22 |  |  | NO | YES |  |  |  |  | MAQUET CORP 10368975 11128 |  |  | Active |  | 99:99:99:99:99:99 |  | Alarm | PAAR:00-PVAR | 10/31/2019 |  | COOPER UNIVERSITY HOSPITAL |  |  |  |  | KATHY LOFLAND
|  | MAQUET CORP |  | MODULE, CO2 ANALYZER |  | RESPIRATORY | Pavilion |  |  | 01/01/1900 |  |  |  |  | NO | YES |  |  |  |  | MAQUET CORP 10366397 003258 |  |  | Active |  | 99:99:99:99:99:99 |  | Alarm | PAAR:00-PVAR | 11/02/2019 |  | COOPER UNIVERSITY HOSPITAL |  |  | L |  | KATHY LOFLAND
|  | MAQUET CORP |  | MODULE, CO2 ANALYZER | 004153d | RESPIRATORY | Pavilion |  |  | 01/01/1900 |  |  |  |  | NO | YES |  |  |  |  | MAQUET CORP 10366396 004153d |  |  | Active |  | 99:99:99:99:99:99 |  | Alarm | PAAR:00-PVAR | 11/02/2019 |  | COOPER UNIVERSITY HOSPITAL |  |  | L | WOT00000002205552 | KATHY LOFLAND | Disposition | Closed | Michael Youch | 02/14/2019 | 05/17/2019 | Bulk Disposition CNL
|  | GE HEALTHCARE | CARESTATION F5-01 M1115512 | MODULE, CONTROL/RACK | SEG18110014HX | INTENSIVE CARE NURSERY | Dorrance |  |  | 10/31/2019 |  | 10/31/26 |  |  | NO | YES |  |  |  |  | GE MEDICAL SYSTEMS 11222163 SEG18110014HX |  |  | Active |  | 99:99:99:99:99:99 |  | Equipment | PAAR:00-PVAR | 10/31/2019 | 10/31/2019 | COOPER UNIVERSITY HOSPITAL |  |  |  | WOT00000001619529 | JOANNE FOX | Performance Verification | Closed | Richard Jolly | 10/31/2019 | 10/31/2019 | Performance Verification for GE MEDICAL SYSTEMS 11222163 SEG18110014HX | Initial Install of Performance Verification. Device is ready for patient use. |  |  | 10/31/2019 | 10/31/2019
|  | GE HEALTHCARE | CARESTATION F5-01 M1115512 | MODULE, CONTROL/RACK | Seg18100102hx | INTENSIVE CARE NURSERY | Dorrance |  |  | 10/31/2019 |  | 10/31/26 |  |  | NO | YES |  |  |  |  | GE MEDICAL SYSTEMS 11222159 Seg18100102hx |  |  | Active |  | 99:99:99:99:99:99 |  | Equipment | PAAR:00-PVAR | 10/31/2019 | 10/31/2019 | COOPER UNIVERSITY HOSPITAL |  |  |  | WOT00000001619328 | JOANNE FOX | Performance Verification | Closed | Richard Jolly | 10/31/2019 | 10/31/2019 | Performance Verification for GE MEDICAL SYSTEMS 11222159 Seg18100102hx | Initial Install of Performance Verification. Device is ready for patient use. |  |  | 10/31/2019 | 10/31/2019
|  | GE HEALTHCARE | CARESTATION F5-01 M1115512 | MODULE, CONTROL/RACK | SEG1102812HX | PACU KELEMEN | Kelemen |  |  | 04/29/2016 |  | 4/29/23 |  |  | NO | YES |  |  |  |  | GE MEDICAL SYSTEMS 10769257 SEG1102812HX |  |  | Active |  | 99:99:99:99:99:99 |  | Equipment | PAAR:00-PVAR | 10/31/2019 |  | COOPER UNIVERSITY HOSPITAL |  |  |  | 0011045049 | FRANK OBRIEN | Preventative Maintenance | Closed | Bonnie Aichroth | 01/11/2017 | 01/11/2017 | PERFORMANCE ASSURANCE AT INVENTORY | INVENTORIED DEVICE AND ENSURED DEVICE WAS FUNCTIONING PROPERLY. | 7F753A04-EC7D-483A-855E-BEEB0A8AA00D | Labor | 04/29/2016 | 04/29/2016 | Richard Jolly
|  | GE HEALTHCARE | CARESTATION F5-01 M1115512 | MODULE, CONTROL/RACK | SEG16100127HX | PACU KELEMEN | Kelemen |  |  | 04/29/2016 |  | 4/29/23 |  |  | NO | YES |  |  |  |  | GE MEDICAL SYSTEMS 10769256 SEG16100127HX |  |  | Active |  | 99:99:99:99:99:99 |  | Equipment | PAAR:00-PVAR | 10/31/2019 |  | COOPER UNIVERSITY HOSPITAL |  |  |  | 0011045020 | FRANK OBRIEN | Performance Verification | Closed | Bonnie Aichroth | 01/11/2017 | 01/11/2017 | INCOMING INVENTORY | DEVICE INVENTORIED | CC8CF53A-56DF-4534-9921-BF4E817E998A | Labor | 01/11/2017 | 01/11/2017 | Bonnie Aichroth
|  | GE HEALTHCARE | CARESTATION F5-01 M1115512 | MODULE, CONTROL/RACK | SEG12493627HX |  | 900 Centennial Blvd | Suite E | [6 empty] | NO | YES
|  | GE HEALTHCARE | CARESTATION F5-01 M1115512 | MODULE, CONTROL/RACK | seg11028814hx |  | Kelemen |  |  | 01/01/1900 |  |  |  |  | NO | YES |  |  |  |  | GE MEDICAL SYSTEMS 10368520 seg11028814hx |  |  | Active |  | 99:99:99:99:99:99 | [5 empty] | COOPER UNIVERSITY HOSPITAL |  |  | K3 | 0011180767 |  | Repair | Closed | Salvatore Bombara | 02/06/2017 | 02/08/2017 | MONITOR - BARCODE SCANNER NOT WORKING - KELEMEN PACU BED 11 |  | 8EFEFE3A-49F8-47FA-A08F-F863BD73CAB1 | Labor | 02/06/2017 | 02/06/2017 | Salvatore Bombara
|  | GE HEALTHCARE | CARESTATION F5-01 M1115512 | MODULE, CONTROL/RACK | SEG1028805HX | PACU KELEMEN | Kelemen |  |  | 01/01/1900 |  |  |  |  | NO | YES |  |  |  |  | GE MEDICAL SYSTEMS 10368517 1028805HX |  |  | Active |  | 99:99:99:99:99:99 |  | Equipment | PAAR:00-PVAR | 11/01/2019 |  | COOPER UNIVERSITY HOSPITAL |  |  | K5 | WOT00000002201604 | FRANK OBRIEN | Disposition | Closed | Richard Jolly | 02/14/2019 | 05/17/2019 | Bulk Disposition CNL
|  | GE HEALTHCARE | CARESTATION F5-01 M1115512 | MODULE, CONTROL/RACK | seg11028844hx | PACU KELEMEN | Kelemen |  |  | 01/01/1900 |  |  |  |  | NO | YES |  |  |  |  | GE MEDICAL SYSTEMS 10368477 seg11028844hx |  |  | Active |  | 99:99:99:99:99:99 |  | Alarm | PAAR:00-PVAR | 11/02/2019 |  | COOPER UNIVERSITY HOSPITAL |  |  | K7 | WOT00000002201526 | FRANK OBRIEN | Disposition | Closed | Richard Jolly | 02/14/2019 | 05/21/2019 | Bulk Disposition CNL
|  | GE HEALTHCARE | CARESTATION F5-01 M1115512 | MODULE, CONTROL/RACK | seg11028828hx | PACU KELEMEN | Kelemen |  |  | 01/01/1900 |  |  |  |  | NO | YES |  |  |  |  | GE MEDICAL SYSTEMS 10368475 seg11028828hx |  |  | Active |  | 99:99:99:99:99:99 |  | Equipment | PAAR:00-PVAR | 11/02/2019 |  | COOPER UNIVERSITY HOSPITAL |  |  | k2 | WOT00000002201520 | FRANK OBRIEN | Disposition | Closed | Richard Jolly | 02/14/2019 | 05/22/2019 | Bulk Disposition CNL
|  | GE HEALTHCARE | CARESTATION F5-01 M1115512 | MODULE, CONTROL/RACK | seg11028818hx | PACU KELEMEN | Kelemen |  |  | 01/01/1900 |  |  |  |  | NO | YES |  |  |  |  | GE MEDICAL SYSTEMS 10368472 seg11028818hx |  |  | Active |  | 99:99:99:99:99:99 |  | Equipment | PAAR:00-PVAR | 11/02/2019 |  | COOPER UNIVERSITY HOSPITAL |  |  | K4 |  | FRANK OBRIEN
|  | GE HEALTHCARE | CARESTATION F5-01 M1115512 | MODULE, CONTROL/RACK | SEG11028810HX | PACU KELEMEN | Kelemen |  |  | 01/01/1900 |  |  |  |  | NO | YES |  |  |  |  | GE MEDICAL SYSTEMS 10368466 seg11028810hx |  |  | Active |  | 99:99:99:99:99:99 |  | Equipment | PAAR:00-PVAR | 11/02/2019 |  | COOPER UNIVERSITY HOSPITAL |  |  | K6 | WOT00000002201487 | FRANK OBRIEN | Disposition | Closed | Richard Jolly | 02/14/2019 | 05/22/2019 | Bulk Disposition CNL
|  | GE HEALTHCARE | CARESTATION F5-01 M1115512 | MODULE, CONTROL/RACK | seg11028809hx | PACU KELEMEN | Kelemen |  |  | 01/01/1900 |  |  |  |  | NO | YES |  |  |  |  | GE MEDICAL SYSTEMS 10368462 seg11028809hx |  |  | Active |  | 99:99:99:99:99:99 |  | Equipment | PAAR:00-PVAR | 11/02/2019 |  | COOPER UNIVERSITY HOSPITAL |  |  | PACU |  | FRANK OBRIEN
|  | GE HEALTHCARE | CARESTATION F5-01 M1115512 | MODULE, CONTROL/RACK | seg11028801hx | PACU KELEMEN | Kelemen |  |  | 01/01/1900 |  |  |  |  | NO | YES |  |  |  |  | GE MEDICAL SYSTEMS 10368458 seg11028801hx |  |  | Active |  | 99:99:99:99:99:99 |  | Equipment | PAAR:00-PVAR | 11/01/2019 |  | COOPER UNIVERSITY HOSPITAL |  |  | K9 | 0011215705 | FRANK OBRIEN | Repair | Closed | Richard Jolly | 02/17/2017 | 02/20/2017 | MODULE - PULSE OX NOT WORKING - SPOT 17, PACU | 2/20/2017 4:00:45 PM RCJOLLY (RCJOLLY 2/17/2017 12:00 PM) EXCHANGE CABLES | A70945E5-AA4B-4BDD-B0C9-CE855F47170A | Labor | 02/17/2017 | 02/17/2017 | Richard Jolly
|  | GE HEALTHCARE | CARESTATION F5-01 M1115512 | MODULE, CONTROL/RACK | SEG11028827HX | PACU KELEMEN | Kelemen |  |  | 10/31/2019 |  | 10/31/26 |  |  | NO | YES |  |  |  |  | GE MEDICAL SYSTEMS 30236327 SEG11028827HX |  |  | Active |  | 99:99:99:99:99:99 |  | Equipment | PAAR:00-PVAR | 10/31/2019 | 10/31/2019 | COOPER UNIVERSITY HOSPITAL |  |  |  | 0012651273 | FRANK OBRIEN | Preventative Maintenance | Closed | Josh Harris | 10/31/2019 | 10/31/2019 | PERFORMANCE ASSURANCE AT INVENTORY | INVENTORIED DEVICE AND ENSURED DEVICE WAS FUNCTIONING PROPERLY. | 7C19C18B-C6BD-4445-860E-D1BD656D86A2 | Labor | 10/31/2019 | 10/31/2019 | Richard Jolly
|  | GE HEALTHCARE | CARESTATION F5-01 M1115512 | MODULE, CONTROL/RACK | SEG16150125HX | PACU KELEMEN | Kelemen |  |  | 10/31/2019 |  | 10/31/26 |  |  | NO | YES |  |  |  |  | GE MEDICAL SYSTEMS 30225020 SEG16150125HX |  |  | Active |  | 99:99:99:99:99:99 |  | Equipment | PAAR:00-PVAR | 10/31/2019 | 10/31/2019 | COOPER UNIVERSITY HOSPITAL |  |  |  | 0011045024 | FRANK OBRIEN | Performance Verification | Closed | Bonnie Aichroth | 10/31/2019 | 10/31/2019 | INCOMING INVENTORY | DEVICE INVENTORIED | E32F72FA-C5FE-43CE-A08D-40EB81B24CCB | Labor | 10/31/2019 | 10/31/2019 | Bonnie Aichroth
|  | GE HEALTHCARE | CARESTATION F5-01 M1115512 | MODULE, CONTROL/RACK | SEG16100124HX | PACU KELEMEN | Kelemen |  |  | 10/31/2019 |  | 10/31/26 |  |  | NO | YES |  |  |  |  | GE MEDICAL SYSTEMS 30225019 SEG16100124HX |  |  | Active |  | 99:99:99:99:99:99 |  | Equipment | PAAR:00-PVAR | 10/31/2019 | 10/31/2019 | COOPER UNIVERSITY HOSPITAL |  |  |  | 0011045027 | FRANK OBRIEN | Performance Verification | Closed | Bonnie Aichroth | 10/31/2019 | 10/31/2019 | INCOMING INVENTORY | DEVICE INVENTORIED | D28FEBF3-4EFF-4904-B04F-C72EB8238346 | Labor | 10/31/2019 | 10/31/2019 | Bonnie Aichroth
|  | GE HEALTHCARE | CARESTATION F5-01 M1115512 | MODULE, CONTROL/RACK | SEG16150115HX | PACU KELEMEN | Kelemen |  |  | 10/31/2019 |  | 10/31/26 |  |  | NO | YES |  |  |  |  | GE MEDICAL SYSTEMS 30225017 SEG16150115HX |  |  | Active |  | 99:99:99:99:99:99 |  | Equipment | PAAR:00-PVAR | 10/31/2019 | 10/31/2019 | COOPER UNIVERSITY HOSPITAL |  |  |  | 0011045030 | FRANK OBRIEN | Preventative Maintenance | Closed | Bonnie Aichroth | 10/31/2019 | 10/31/2019 | PERFORMANCE ASSURANCE AT INVENTORY | INVENTORIED DEVICE AND ENSURED DEVICE WAS FUNCTIONING PROPERLY. | 2FF45B63-3337-4247-BFF2-3BDABDEA7AD6 | Labor | 10/31/2019 | 10/31/2019 | Richard Jolly
|  | GE HEALTHCARE | CARESTATION F5-01 M1115512 | MODULE, CONTROL/RACK | SEG16100038HX | PACU KELEMEN | Kelemen |  |  | 10/31/2019 |  | 10/31/26 |  |  | NO | YES |  |  |  |  | GE MEDICAL SYSTEMS 30225016 SEG16100038HX |  |  | Active |  | 99:99:99:99:99:99 |  | Equipment | PAAR:00-PVAR | 10/31/2019 | 10/31/2019 | COOPER UNIVERSITY HOSPITAL |  |  |  | 0011045032 | FRANK OBRIEN | Performance Verification | Closed | Bonnie Aichroth | 10/31/2019 | 10/31/2019 | INCOMING INVENTORY | DEVICE INVENTORIED | E1C74981-A827-4D28-805A-62ACAEF5C8E2 | Labor | 10/31/2019 | 10/31/2019 | Bonnie Aichroth
|  | GE HEALTHCARE | CARESTATION F5-01 M1115512 | MODULE, CONTROL/RACK | SEG16150109HX | PACU KELEMEN | Kelemen |  |  | 10/31/2019 |  | 10/31/26 |  |  | NO | YES |  |  |  |  | GE MEDICAL SYSTEMS 30225014 SEG16150109HX |  |  | Active |  | 99:99:99:99:99:99 |  | Equipment | PAAR:00-PVAR | 10/31/2019 | 10/31/2019 | COOPER UNIVERSITY HOSPITAL |  |  |  | 0011045036 | FRANK OBRIEN | Preventative Maintenance | Closed | Bonnie Aichroth | 10/31/2019 | 10/31/2019 | PERFORMANCE ASSURANCE AT INVENTORY | INVENTORIED DEVICE AND ENSURED DEVICE WAS FUNCTIONING PROPERLY. | CDB28763-9A34-43B5-A83F-DED9E089DC28 | Labor | 10/31/2019 | 10/31/2019 | Richard Jolly
|  | GE HEALTHCARE | CARESTATION F5-01 M1115512 | MODULE, CONTROL/RACK | SEG16150089HX | PACU KELEMEN | Kelemen |  |  | 10/31/2019 |  | 10/31/26 |  |  | NO | YES |  |  |  |  | GE MEDICAL SYSTEMS 30225013 SEG16150089HX |  |  | Active |  | 99:99:99:99:99:99 |  | Equipment | PAAR:00-PVAR | 10/31/2019 | 10/31/2019 | COOPER UNIVERSITY HOSPITAL |  |  |  | 0012651356 | FRANK OBRIEN | Performance Verification | Closed | Josh Harris | 10/31/2019 | 10/31/2019 | INCOMING INVENTORY | DEVICE INVENTORIED | AF8AAF60-B2C4-4C9F-9F37-8A481ED3441C | Labor | 10/31/2019 | 10/31/2019 | Josh Harris
|  | GE HEALTHCARE | CARESTATION F5-01 M1115512 | MODULE, CONTROL/RACK | SEG16150113HX | PACU KELEMEN | Kelemen |  |  | 10/31/2019 |  | 10/31/26 |  |  | NO | YES |  |  |  |  | GE MEDICAL SYSTEMS 30225009 SEG16150113HX |  |  | Active |  | 99:99:99:99:99:99 |  | Equipment | PAAR:00-PVAR | 10/31/2019 | 10/31/2019 | COOPER UNIVERSITY HOSPITAL |  |  |  | 0012651360 | FRANK OBRIEN | Preventative Maintenance | Closed | Josh Harris | 10/31/2019 | 10/31/2019 | PERFORMANCE ASSURANCE AT INVENTORY | INVENTORIED DEVICE AND ENSURED DEVICE WAS FUNCTIONING PROPERLY. | F7D27EBA-88FB-4C37-9A3E-9EFDEF25036E | Labor | 10/31/2019 | 10/31/2019 | Richard Jolly
|  | GE HEALTHCARE | F7-01 M1115509 | MODULE, CONTROL/RACK | sef13172664hx | OR - KELEMEN 3 | Pavilion |  |  | 11/02/2019 |  | 11/2/26 |  |  | NO | YES |  |  |  |  | GE MEDICAL SYSTEMS 30144056 sef13172664hx |  |  | Active |  | 99:99:99:99:99:99 |  | Equipment | PAAR:00-PVAR | 11/02/2019 | 11/02/2019 | COOPER UNIVERSITY HOSPITAL |  |  | pav or 9 | WOT00000000534140 | DOMINIC VENDETTA | Disposition | Closed | Salvatore Bombara | 11/02/2019 | 11/02/2019 | Bulk Disposition CNL |  |  |  | 11/02/2019 | 11/02/2019
|  | SAKURA MEDICAL | TISSUE-TEK TEC PLUS | MODULE, CRYO |  | LAB HISTOLOGY | Pavilion | Basement |  | 01/01/1900 |  |  |  |  | NO | YES |  |  |  |  | SAKURA MEDICAL 10368006 51010728 |  |  | Active |  | 99:99:99:99:99:99 |  | Equipment | PAAR:00-PVAR | 11/02/2019 |  | COOPER UNIVERSITY HOSPITAL |  |  | HISTOLOGY |  | DALE MORRONE
|  | SAKURA MEDICAL | TISSUE-TEK TEC PLUS | MODULE, CRYO | 5101515-1006 | LAB HISTOLOGY | Pavilion | Basement |  | 09/26/2014 |  | 9/26/22 |  |  | NO | YES |  |  |  |  | SAKURA MEDICAL 10349479 5101515-1006 |  |  | Active |  | 99:99:99:99:99:99 |  | Equipment | PAAR:00-PVAR | 11/01/2019 |  | COOPER UNIVERSITY HOSPITAL |  |  | HISTOLOGY | WOT00000000516812 | DALE MORRONE | Disposition | Closed | Gene Amodei | 02/08/2018 | 05/14/2019 | Bulk Disposition CNL
|  | DATEX OHMEDA | F-CU8 | MODULE, ECG |  |  | Pavilion |  |  | 06/01/2003 |  | 6/1/10 |  |  | NO | YES |  |  |  |  | DATEX OHMEDA 10369426 4882467 |  |  | Active |  | 99:99:99:99:99:99 |  | Equipment | PAAR:00-PVAR | 11/02/2019 |  | COOPER UNIVERSITY HOSPITAL |  |  | scu 29 |  | Lisa Geoghegan
|  | DATEX OHMEDA | F-CU8 | MODULE, ECG |  |  | Pavilion |  |  | 01/27/2005 |  | 1/27/12 |  |  | NO | YES |  |  |  |  | DATEX OHMEDA 10369019 5174773 |  |  | Active |  | 99:99:99:99:99:99 |  | Equipment | PAAR:00-PVAR | 11/02/2019 |  | COOPER UNIVERSITY HOSPITAL |  |  | RM 31 | WOT00000002202722 | Lisa Geoghegan | Disposition | Closed | Zhan Kiselev | 02/14/2019 | 05/25/2019 | Bulk Disposition CNL
|  | DATEX OHMEDA | F-CU8 | MODULE, ECG |  |  | Pavilion |  |  | 01/27/2005 |  | 1/27/12 |  |  | NO | YES |  |  |  |  | DATEX OHMEDA 10368573 5170854 |  |  | Active |  | 99:99:99:99:99:99 |  | Equipment | PAAR:00-PVAR | 11/02/2019 |  | COOPER UNIVERSITY HOSPITAL |  |  | BED 38 | WOT00000002201804 | Lisa Geoghegan | Disposition | Closed | Zhan Kiselev | 02/14/2019 | 05/25/2019 | Bulk Disposition CNL
|  | DATEX OHMEDA | F-CU8 | MODULE, ECG |  | ANESTHESIOLOGY | Pavilion |  |  | 10/18/2005 |  | 10/18/12 |  |  | NO | YES |  |  |  |  | DATEX OHMEDA 10368560 5189209 |  |  | Active |  | 99:99:99:99:99:99 |  | Equipment | PAAR:00-PVAR | 11/02/2019 |  | COOPER UNIVERSITY HOSPITAL |  |  | BED 36 | WOT00000002201776 | Lisa Geoghegan | Disposition | Closed | Zhan Kiselev | 02/14/2019 | 05/25/2019 | Bulk Disposition CNL
|  | DATEX OHMEDA | F-CU8 | MODULE, ECG |  |  | Pavilion |  |  | 01/27/2005 |  | 1/27/12 |  |  | NO | YES |  |  |  |  | DATEX OHMEDA 10368553 5170855 |  |  | Active |  | 99:99:99:99:99:99 |  | Equipment | PAAR:00-PVAR | 11/02/2019 |  | COOPER UNIVERSITY HOSPITAL |  |  | BED 32 | 0012422098 | Lisa Geoghegan | Repair | Closed | Michael Youch | 11/24/2017 | 11/24/2017 | MONITOR - BP CUFF TUBING IS BROKEN - SCU BED 32 | 11/24/2017 2:38:54 PM MDYOUCH (MDYOUCH 11/24/2017 10:00 AM) REPAIRED PB HOSE CONNECTOR | 74A8564E-CC15-484D-BFFD-C948E2626A26 | Labor | 11/24/2017 | 11/24/2017 | Michael Youch
|  | DATEX OHMEDA | F-CU8 | MODULE, ECG |  |  | Pavilion |  |  | 01/27/2005 |  | 1/27/12 |  |  | NO | YES |  |  |  |  | DATEX OHMEDA 10368536 5170846 |  |  | Active |  | 99:99:99:99:99:99 |  | Equipment | PAAR:00-PVAR | 11/02/2019 |  | COOPER UNIVERSITY HOSPITAL |  |  | RM 30 | WOT00000002201662 | Lisa Geoghegan | Disposition | Closed | Zhan Kiselev | 02/14/2019 | 05/25/2019 | Bulk Disposition CNL
|  | DATEX OHMEDA | F-CU8 | MODULE, ECG |  |  | Pavilion |  |  | 06/01/2003 |  | 6/1/10 |  |  | NO | YES |  |  |  |  | DATEX OHMEDA 10365400 4875960 |  |  | Active |  | 99:99:99:99:99:99 |  | Equipment | PAAR:00-PVAR | 11/02/2019 |  | COOPER UNIVERSITY HOSPITAL |  |  | Bed 28 | WOT00000002205139 | Lisa Geoghegan | Disposition | Closed | Zhan Kiselev | 02/14/2019 | 05/25/2019 | Bulk Disposition CNL
|  | DATEX OHMEDA | F-CU8 | MODULE, ECG |  | SURGICAL CARE UNIT | Pavilion |  |  | 09/16/2005 |  | 9/16/12 |  |  | NO | YES |  |  |  |  | DATEX OHMEDA 10347512 5186200 |  |  | Active |  | 99:99:99:99:99:99 |  | Equipment | PAAR:00-PVAR | 11/02/2019 |  | COOPER UNIVERSITY HOSPITAL |  |  | BED 40 | WOT00000002200385 | Lisa Geoghegan | Disposition | Closed | Zhan Kiselev | 02/14/2019 | 05/25/2019 | Bulk Disposition CNL
|  | DATEX OHMEDA | F-CU8 | MODULE, ECG |  |  | Pavilion |  |  | 01/30/2008 |  | 1/30/15 |  |  | NO | YES |  |  |  |  | DATEX OHMEDA 10347508 6310916 |  |  | Active |  | 99:99:99:99:99:99 |  | Equipment | PAAR:00-PVAR | 11/02/2019 |  | COOPER UNIVERSITY HOSPITAL |  |  | BED 41 | WOT00000002200373 | Lisa Geoghegan | Disposition | Closed | Zhan Kiselev | 02/14/2019 | 05/25/2019 | Bulk Disposition CNL
|  | DATEX OHMEDA | F-CU8 | MODULE, ECG |  | OPERATING ROOM - PAVILION | Kelemen |  |  | 01/01/1900 |  |  |  |  | NO | YES |  |  |  |  | DATEX OHMEDA 10346529 4875969 |  |  | Disposition |  | 99:99:99:99:99:99 |  | Equipment | PAAR:00-PVAR | 11/02/2019 |  | COOPER UNIVERSITY HOSPITAL |  |  | Equipment Storage Biomed | WOT00000002200165 | DOMINIC VENDETTA | Disposition | Closed | Salvatore Bombara | 02/14/2019 | 05/13/2019 | Bulk Disposition CNL | Unit has been retired | EXP2914515 | Labor | 05/13/2019 | 05/13/2019 | Salvatore Bombara
|  | DATEX OHMEDA | F-CU8 | MODULE, ECG |  |  | Pavilion |  |  | 06/01/2003 |  | 6/1/10 |  |  | NO | YES |  |  |  |  | DATEX OHMEDA 10346396 4875953 |  |  | Active |  | 99:99:99:99:99:99 |  | Equipment | PAAR:00-PVAR | 11/02/2019 |  | COOPER UNIVERSITY HOSPITAL |  |  | SDS - 3 KELEMEN BED 37 | 0012518171 | Lisa Geoghegan | Repair | Closed | Charles Santomero | 12/20/2017 | 12/20/2017 | MODULE - BP PART NOT WORKING PROPERLY - SCU BED 37 | 12/20/2017 4:46:14 PM CTSANTOMERO (CTSANTOMERO 12/20/2017 9:35 AM) EVALUATED NIBP FUNCTION AND FOUND A LEAKY CONNECTOR DUE TO A SPLIT O-RING. TOOK HOSE TO SHOP AND REPLACED CONNECTOR FROM A SPARE WE HAD IN STORAGE. TESTED HOSE AND FOUND NO FURTHER ISSUES. OVP, RTS | 621F41AC-64A2-4FF6-A246-F49F04D5C007 | Labor | 12/20/2017 | 12/20/2017 | Charles Santomero
|  | DATEX OHMEDA | F-CU8 | MODULE, ECG |  |  | Pavilion |  |  | 09/16/2005 |  | 9/16/12 |  |  | NO | YES |  |  |  |  | DATEX OHMEDA 10346387 5186189 |  |  | Active |  | 00:40:97:07:62:54 |  | Alarm | 1Y:00-MFG | 06/18/2019 | 06/01/2020 | COOPER UNIVERSITY HOSPITAL |  |  | SDS - 3 KELEMEN BED 39 |  | Lisa Geoghegan
|  | DATEX OHMEDA | F-CU8 | MODULE, ECG |  | VOORHEES SURGERY CENTER-OPERATING ROOM | 900 Centennial Blvd | Suite E |  | 02/20/2008 |  | 2/20/15 |  |  | NO | YES |  |  |  |  | DATEX OHMEDA 10346028 6310895 |  |  | Active |  | 11:11:11:11:11:11 |  | Alarm | 1Y:00-MFG | 03/18/2019 | 03/01/2020 | COOPER AMBULATORY OFF-SITES |  |  | SPARE E117 |  | JENNIFER BOMBARO
|  | GE HEALTHCARE | SOLAR BIS | MODULE, EEG | RBM07061551GA | TRAUMA ICU | Pavilion |  |  | 10/01/2006 |  | 10/1/13 |  |  | NO | YES |  |  |  |  | GE MEDICAL SYSTEMS 10368085 RBM07061551GA |  |  | Active |  | 99:99:99:99:99:99 |  | Equipment | PAAR:00-PVAR | 11/02/2019 |  | COOPER UNIVERSITY HOSPITAL |  |  | L | WOT00000000533241 | Diane Floyd | Disposition | Closed | Richard Jolly | 02/08/2018 | 05/23/2019 | Bulk Disposition CNL
|  | GE HEALTHCARE | SOLAR BIS | MODULE, EEG | RBM07061548GA | TRAUMA ICU | Kelemen |  |  | 10/01/2006 |  | 10/1/13 |  |  | NO | YES |  |  |  |  | GE MEDICAL SYSTEMS 10368082 RBM07061548GA |  |  | Active |  | 99:99:99:99:99:99 |  | Equipment | PAAR:00-PVAR | 11/02/2019 |  | COOPER UNIVERSITY HOSPITAL |  |  | TICU-EQUIP STORAGE | WOT00000000533239 | Diane Floyd | Disposition | Closed | Richard Jolly | 02/08/2018 | 05/23/2019 | Bulk Disposition CNL
|  | GE HEALTHCARE | SOLAR BIS | MODULE, EEG | RBM10233338GA | TRAUMA ICU | Pavilion |  |  | 08/23/2010 |  | 8/23/17 |  |  | NO | YES |  |  |  |  | GE MEDICAL SYSTEMS 10368081 RBM10233338GA |  |  | Active |  | 99:99:99:99:99:99 |  | Equipment | PAAR:00-PVAR | 11/02/2019 |  | COOPER UNIVERSITY HOSPITAL |  |  | TICU-EQUIP STORAGE |  | Diane Floyd
|  | GE HEALTHCARE | SOLAR BIS | MODULE, EEG | RBM10233337GA | TRAUMA ICU | Kelemen |  |  | 08/23/2010 |  | 8/23/17 |  |  | NO | YES |  |  |  |  | GE MEDICAL SYSTEMS 10368080 RBM10233337GA |  |  | Active |  | 99:99:99:99:99:99 |  | Equipment | PAAR:00-PVAR | 11/01/2019 |  | COOPER UNIVERSITY HOSPITAL |  |  | TICU-EQUIP STORAGE | WOT00000000533245 | Diane Floyd | Disposition | Closed | Richard Jolly | 02/08/2018 | 05/24/2019 | Bulk Disposition CNL
|  | GE HEALTHCARE | SOLAR BIS | MODULE, EEG | RBM10473421GA | CCU - CORONARY CARE UNIT | Kelemen |  |  | 12/28/2010 |  | 12/28/17 |  |  | NO | YES |  |  |  |  | GE MEDICAL SYSTEMS 10367276 RBM10473421GA |  |  | Active |  | 99:99:99:99:99:99 |  | Equipment | PAAR:00-PVAR | 11/02/2019 |  | COOPER UNIVERSITY HOSPITAL |  |  | CCU CLEAN SUPPLY | WOT00000000533250 | CAROLYN RUMELL | Disposition | Closed | Richard Jolly | 02/08/2018 | 05/15/2019 | Bulk Disposition CNL
|  | CAREFUSION | ALARIS 8300 | MODULE, ETCO2 |  | SPD | Kelemen |  |  | 12/17/2018 |  | 12/17/25 |  |  | NO | YES |  |  |  |  | CAREFUSION 11221630 2001219 |  |  | Active |  | 99:99:99:99:99:99 |  | High Risk | 1Y:00-MFG | 12/17/2018 | 12/17/2018 | COOPER UNIVERSITY HOSPITAL |  |  |  |  | David Frye |  |  |  | 12/17/2018 | 12/17/2018 |  |  |  |  | 12/17/2018 | 12/17/2018
|  | CAREFUSION | ALARIS 8300 | MODULE, ETCO2 |  | SPD | Kelemen |  |  | 01/09/2019 |  | 1/9/26 |  |  | NO | YES | Asset Tag 11136859 |  |  |  | CAREFUSION 11137399 15261914 |  |  | Active |  | 99:99:99:99:99:99 |  | High Risk | 1Y:00-MFG | 01/09/2019 | 01/09/2019 | COOPER UNIVERSITY HOSPITAL |  |  | Moves | WOT00000001468180 | David Frye | Performance Verification | Completed |  | 01/09/2019 | 01/09/2019 | Performance Verification for CAREFUSION 11137399 15261914 | Initial Install of Performance Verification. Device is ready for patient use. |  |  | 01/09/2019 | 01/09/2019
|  | CAREFUSION | ALARIS 8300 | MODULE, ETCO2 |  | SPD | Kelemen |  |  | 01/22/2019 |  | 1/22/26 |  |  | NO | YES |  |  |  |  | CAREFUSION 11137199 15261471 |  |  | Active |  | 99:99:99:99:99:99 |  | High Risk | 1Y:00-MFG | 01/22/2019 | 01/22/2019 | COOPER UNIVERSITY HOSPITAL |  |  | Moves | WOT00000001468703 | David Frye | Performance Verification | Completed |  | 01/22/2019 | 01/22/2019 | Performance Verification for CAREFUSION 11137199 15261471 | Initial Install of Performance Verification. Device is ready for patient use. |  |  | 01/22/2019 | 01/22/2019
|  | CAREFUSION | ALARIS 8300 | MODULE, ETCO2 |  | SPD | Kelemen |  |  | 03/26/2019 |  | 3/26/26 |  |  | NO | YES |  |  |  |  | CAREFUSION 11137110 15262167 |  |  | Active |  | 99:99:99:99:99:99 |  | High Risk | 1Y:00-MFG | 03/26/2019 | 03/26/2019 | COOPER UNIVERSITY HOSPITAL |  |  | Moves | WOT00000001466598 | David Frye | Performance Verification | Completed |  | 03/26/2019 | 03/26/2019 | Performance Verification for CAREFUSION 11137110 15262167 | Initial Install of Performance Verification. Device is ready for patient use. |  |  | 03/26/2019 | 03/26/2019
|  | CAREFUSION | ALARIS 8300 | MODULE, ETCO2 |  | SPD | Kelemen |  |  | 02/01/2019 |  | 2/1/26 |  |  | NO | YES |  |  |  |  | CAREFUSION 11137054 15261620 |  |  | Active | dup11137054 | 99:99:99:99:99:99 |  | High Risk | 1Y:00-MFG | 02/01/2019 | 02/01/2019 | COOPER UNIVERSITY HOSPITAL |  |  | Moves | WOT00000001468017 | David Frye | Performance Verification | Completed |  | 02/01/2019 | 02/01/2019 | Performance Verification for CAREFUSION 11137054 15261620 | Initial Install of Performance Verification. Device is ready for patient use. |  |  | 02/01/2019 | 02/01/2019
|  | CAREFUSION | ALARIS 8300 | MODULE, ETCO2 |  | SPD | Kelemen |  |  | 01/09/2019 |  | 1/9/26 |  |  | NO | YES |  |  |  |  | CAREFUSION 11137045 15261515 |  |  | Active |  | 99:99:99:99:99:99 |  | High Risk | 1Y:00-MFG | 01/09/2019 | 01/09/2019 | COOPER UNIVERSITY HOSPITAL |  |  | Moves | WOT00000001467067 | David Frye | Performance Verification | Completed |  | 01/09/2019 | 01/09/2019 | Performance Verification for CAREFUSION 11137045 15261515 | Initial Install of Performance Verification. Device is ready for patient use. |  |  | 01/09/2019 | 01/09/2019
|  | CAREFUSION | ALARIS 8300 | MODULE, ETCO2 |  | SPD | Kelemen |  |  | 02/01/2019 |  | 2/1/26 |  |  | NO | YES |  |  |  |  | CAREFUSION 11137016 15258040 |  |  | Active | dup11137016 | 99:99:99:99:99:99 |  | High Risk | 1Y:00-MFG | 02/01/2019 | 02/01/2019 | COOPER UNIVERSITY HOSPITAL |  |  | Moves | WOT00000001468082 | David Frye | Performance Verification | Completed |  | 02/01/2019 | 02/01/2019 | Performance Verification for CAREFUSION 11137016 15258040 | Initial Install of Performance Verification. Device is ready for patient use. |  |  | 02/01/2019 | 02/01/2019
|  | CAREFUSION | ALARIS 8300 | MODULE, ETCO2 |  | SPD | Kelemen |  |  | 02/01/2019 |  | 2/1/26 |  |  | NO | YES |  |  |  |  | CAREFUSION 11136736 15258418 |  |  | Active |  | 99:99:99:99:99:99 |  | High Risk | 1Y:00-MFG | 02/01/2019 | 02/01/2019 | COOPER UNIVERSITY HOSPITAL |  |  | Moves | WOT00000001467253 | David Frye | Performance Verification | Completed |  | 02/01/2019 | 02/01/2019 | Performance Verification for CAREFUSION 11136736 15258418 | Initial Install of Performance Verification. Device is ready for patient use. |  |  | 02/01/2019 | 02/01/2019
|  | CAREFUSION | ALARIS 8300 | MODULE, ETCO2 |  | SPD | Kelemen |  |  | 02/06/2019 |  | 2/6/26 |  |  | NO | YES |  |  |  |  | CAREFUSION 11136597 15257952 |  |  | Active | dup11136597 | 99:99:99:99:99:99 |  | High Risk | 1Y:00-MFG | 02/06/2019 | 02/06/2019 | COOPER UNIVERSITY HOSPITAL |  |  | Moves | WOT00000001468079 | David Frye | Performance Verification | Completed |  | 02/06/2019 | 02/06/2019 | Performance Verification for CAREFUSION 11136597 15257952 | Initial Install of Performance Verification. Device is ready for patient use. |  |  | 02/06/2019 | 02/06/2019
|  | CAREFUSION | ALARIS 8300 | MODULE, ETCO2 |  | SPD | Kelemen |  |  | 01/17/2019 |  | 1/17/26 |  |  | NO | YES |  |  |  |  | CAREFUSION 11136474 15269341 |  |  | Active |  | 99:99:99:99:99:99 |  | High Risk | 1Y:00-MFG | 01/17/2019 | 01/17/2019 | COOPER UNIVERSITY HOSPITAL |  |  | Moves | WOT00000001454821 | David Frye | Performance Verification | Completed |  | 01/17/2019 | 01/17/2019 | Performance Verification for CAREFUSION 11136474 15269341 | Initial Install of Performance Verification. Device is ready for patient use. |  |  | 01/17/2019 | 01/17/2019
|  | CAREFUSION | ALARIS 8300 | MODULE, ETCO2 |  | SPD | Kelemen |  |  | 01/21/2019 |  | 1/21/26 |  |  | NO | YES |  |  |  |  | CAREFUSION 11136459 15271042 |  |  | Active |  | 99:99:99:99:99:99 |  | High Risk | 1Y:00-MFG | 01/21/2019 | 01/21/2019 | COOPER UNIVERSITY HOSPITAL |  |  | Moves | WOT00000001467628 | David Frye | Performance Verification | Completed |  | 01/21/2019 | 01/21/2019 | Performance Verification for CAREFUSION 11136459 15271042 | Initial Install of Performance Verification. Device is ready for patient use. |  |  | 01/21/2019 | 01/21/2019
|  | CAREFUSION | ALARIS 8300 | MODULE, ETCO2 |  | SPD | Kelemen |  |  | 01/29/2019 |  | 1/29/26 |  |  | NO | YES |  |  |  |  | CAREFUSION 11136449 15269889 |  |  | Active |  | 99:99:99:99:99:99 |  | High Risk | 1Y:00-MFG | 01/29/2019 | 01/29/2019 | COOPER UNIVERSITY HOSPITAL |  |  | Moves | WOT00000001467821 | David Frye | Performance Verification | Completed |  | 01/29/2019 | 01/29/2019 | Performance Verification for CAREFUSION 11136449 15269889 | Initial Install of Performance Verification. Device is ready for patient use. |  |  | 01/29/2019 | 01/29/2019
|  | CAREFUSION | ALARIS 8300 | MODULE, ETCO2 |  | SPD | Kelemen |  |  | 01/03/2019 |  | 1/3/26 |  |  | NO | YES |  |  |  |  | CAREFUSION 11136333 15269307 |  |  | Active |  | 99:99:99:99:99:99 |  | High Risk | 1Y:00-MFG | 01/03/2019 | 01/03/2019 | COOPER UNIVERSITY HOSPITAL |  |  | Moves | WOT00000001469186 | David Frye | Performance Verification | Completed |  | 01/03/2019 | 01/03/2019 | Performance Verification for CAREFUSION 11136333 15269307 | Initial Install of Performance Verification. Device is ready for patient use. |  |  | 01/03/2019 | 01/03/2019
|  | CAREFUSION | ALARIS 8300 | MODULE, ETCO2 |  | SPD | Kelemen |  |  | 01/08/2019 |  | 1/8/26 |  |  | NO | YES |  |  |  |  | CAREFUSION 11136262 15270942 |  |  | Active |  | 99:99:99:99:99:99 |  | High Risk | 1Y:00-MFG | 01/08/2019 | 01/08/2019 | COOPER UNIVERSITY HOSPITAL |  |  | Moves | WOT00000001456068 | David Frye | Performance Verification | Completed |  | 01/08/2019 | 01/08/2019 | Performance Verification for CAREFUSION 11136262 15270942 | Initial Install of Performance Verification. Device is ready for patient use. |  |  | 01/08/2019 | 01/08/2019
|  | CAREFUSION | ALARIS 8300 | MODULE, ETCO2 |  | SPD | Kelemen |  |  | 02/01/2019 |  | 2/1/26 |  |  | NO | YES |  |  |  |  | CAREFUSION 11136232 15269204 |  |  | Active | dup11136232 | 99:99:99:99:99:99 |  | High Risk | 1Y:00-MFG | 02/01/2019 | 02/01/2019 | COOPER UNIVERSITY HOSPITAL |  |  | Moves | WOT00000001468895 | David Frye | Performance Verification | Completed |  | 02/01/2019 | 02/01/2019 | Performance Verification for CAREFUSION 11136232 15269204 | Initial Install of Performance Verification. Device is ready for patient use. |  |  | 02/01/2019 | 02/01/2019
|  | CAREFUSION | ALARIS 8300 | MODULE, ETCO2 |  | SPD | Kelemen |  |  | 02/11/2019 |  | 2/11/26 |  |  | NO | YES |  |  |  |  | CAREFUSION 11136013 15270671 |  |  | Active |  | 99:99:99:99:99:99 |  | High Risk | 1Y:00-MFG | 02/11/2019 | 02/11/2019 | COOPER UNIVERSITY HOSPITAL |  |  | Moves | WOT00000001467930 | David Frye | Performance Verification | Completed |  | 02/11/2019 | 02/11/2019 | Performance Verification for CAREFUSION 11136013 15270671 | Initial Install of Performance Verification. Device is ready for patient use. |  |  | 02/11/2019 | 02/11/2019
|  | CAREFUSION | ALARIS 8300 | MODULE, ETCO2 |  | SPD | Pavilion |  |  | 05/01/2013 |  | 5/1/20 |  |  | NO | YES |  |  |  |  | CAREFUSION 10752995 13845896 |  |  | Active |  | 99:99:99:99:99:99 |  | High Risk | 1Y:00-MFG | 11/15/2018 | 12/01/2019 | COOPER UNIVERSITY HOSPITAL |  |  |  |  | David Frye
|  | CAREFUSION | ALARIS 8300 | MODULE, ETCO2 |  | SPD | Kelemen |  |  | 09/30/2011 |  | 9/30/18 |  |  | NO | YES |  |  |  |  | CAREFUSION 10752980 13480573 |  |  | Active |  | 99:99:99:99:99:99 |  | High Risk | 1Y:00-MFG | 11/07/2018 | 12/01/2019 | COOPER UNIVERSITY HOSPITAL |  |  |  |  | David Frye
|  | CAREFUSION | ALARIS 8300 | MODULE, ETCO2 |  | SPD | Kelemen |  |  | 05/01/2013 |  | 5/1/20 |  |  | NO | YES |  |  |  |  | CAREFUSION 10752974 13845909 |  |  | Active |  | 99:99:99:99:99:99 |  | High Risk | 1Y:00-MFG | 12/05/2018 | 12/01/2019 | COOPER UNIVERSITY HOSPITAL |  |  | APRIL |  | David Frye
|  | CAREFUSION | ALARIS 8300 | MODULE, ETCO2 |  | COOPER CANCER CENTER | Kelemen |  |  | 06/16/2016 |  | 6/16/23 |  |  | NO | YES |  |  |  |  | CAREFUSION 10505163 14640934 |  |  | Active |  | 99:99:99:99:99:99 |  | High Risk | 1Y:00-MFG | 09/01/2019 | 09/01/2020 | COOPER AMBULATORY OFF-SITES |  |  |  |  | COLLEEN TEGELER
|  | CAREFUSION | ALARIS 8300 | MODULE, ETCO2 |  | SPD | Kelemen |  |  | 05/01/2013 |  | 5/1/20 |  |  | NO | YES |  |  |  |  | CAREFUSION 10369124 13832851 |  |  | Active |  | 99:99:99:99:99:99 |  | High Risk | 1Y:00-MFG | 11/06/2018 | 12/01/2019 | COOPER UNIVERSITY HOSPITAL |  |  |  |  | David Frye
|  | CAREFUSION | ALARIS 8300 | MODULE, ETCO2 |  | SPD | Kelemen |  |  | 05/01/2013 |  | 5/1/20 |  |  | NO | YES |  |  |  |  | CAREFUSION 10368204 13846333 |  |  | Active |  | 99:99:99:99:99:99 |  | High Risk | 1Y:00-MFG | 11/14/2018 | 12/01/2019 | COOPER UNIVERSITY HOSPITAL |  |  |  |  | David Frye
|  | CAREFUSION | ALARIS 8300 | MODULE, ETCO2 |  | SPD | Kelemen |  |  | 11/13/2018 |  | 11/13/25 |  |  | NO | YES |  |  |  |  | CAREFUSION 30236284 13846436 |  |  | Active |  | 99:99:99:99:99:99 |  | High Risk | 1Y:00-MFG | 11/13/2018 | 11/13/2018 | COOPER UNIVERSITY HOSPITAL |  |  |  |  | David Frye |  |  |  | 11/13/2018 | 11/13/2018 |  |  |  |  | 11/13/2018 | 11/13/2018
|  | CAREFUSION | ALARIS 8300 | MODULE, ETCO2 |  | SPD | Kelemen |  |  | 09/30/2011 |  | 9/30/18 |  |  | NO | YES |  |  |  |  | CAREFUSION 10360355 13520122 |  |  | Active |  | 99:99:99:99:99:99 |  | High Risk | 1Y:00-MFG | 11/06/2018 | 12/01/2019 | COOPER UNIVERSITY HOSPITAL |  |  | BIOMED |  | David Frye
|  | CAREFUSION | ALARIS 8300 | MODULE, ETCO2 |  | SPD | Dorrance |  |  | 05/01/2013 |  | 5/1/20 |  |  | NO | YES |  |  |  |  | CAREFUSION 10356739 13846599 |  |  | Active |  | 99:99:99:99:99:99 |  | High Risk | 1Y:00-MFG | 12/20/2018 | 12/01/2019 | COOPER UNIVERSITY HOSPITAL |  |  |  |  | David Frye
|  | CAREFUSION | ALARIS 8300 | MODULE, ETCO2 |  | SPD | Kelemen |  |  | 05/01/2013 |  | 5/1/20 |  |  | NO | YES |  |  |  |  | CAREFUSION 10356652 13845681 |  |  | Active |  | 99:99:99:99:99:99 |  | High Risk | 1Y:00-MFG | 11/14/2018 | 12/01/2019 | COOPER UNIVERSITY HOSPITAL |  |  | APRIL |  | David Frye
|  | CAREFUSION | ALARIS 8300 | MODULE, ETCO2 |  | SPD | Kelemen |  |  | 05/01/2013 |  | 5/1/20 |  |  | NO | YES |  |  |  |  | CAREFUSION 10356575 13846253 |  |  | Active |  | 99:99:99:99:99:99 |  | High Risk | 1Y:00-MFG | 12/20/2018 | 12/01/2019 | COOPER UNIVERSITY HOSPITAL |  |  |  |  | David Frye
|  | CAREFUSION | ALARIS 8300 | MODULE, ETCO2 |  | SPD | Kelemen |  |  | 09/30/2011 |  | 9/30/18 |  |  | NO | YES |  |  |  |  | CAREFUSION 10356555 13520007 |  |  | Active |  | 99:99:99:99:99:99 |  | High Risk | 1Y:00-MFG | 04/25/2019 | 12/01/2019 | COOPER UNIVERSITY HOSPITAL |  |  | Performance Verification |  | David Frye
|  | CAREFUSION | ALARIS 8300 | MODULE, ETCO2 |  | SPD | Dorrance |  |  | 05/01/2013 |  | 5/1/20 |  |  | NO | YES |  |  |  |  | CAREFUSION 10356548 13846486 |  |  | Active |  | 99:99:99:99:99:99 |  | High Risk | 1Y:00-MFG | 12/20/2018 | 12/01/2019 | COOPER UNIVERSITY HOSPITAL |  |  |  |  | David Frye
|  | CAREFUSION | ALARIS 8300 | MODULE, ETCO2 |  | SPD | Kelemen |  |  | 05/01/2013 |  | 5/1/20 |  |  | NO | YES |  |  |  |  | CAREFUSION 10356264 13846207 |  |  | Active |  | 99:99:99:99:99:99 |  | High Risk | 1Y:00-MFG | 11/15/2018 | 12/01/2019 | COOPER UNIVERSITY HOSPITAL |  |  |  |  | David Frye
|  | CAREFUSION | ALARIS 8300 | MODULE, ETCO2 |  | SPD | Kelemen |  |  | 05/01/2013 |  | 5/1/20 |  |  | NO | YES |  |  |  |  | CAREFUSION 10355943 13846209 |  |  | Active |  | 99:99:99:99:99:99 |  | High Risk | 1Y:00-MFG | 11/15/2018 | 12/01/2019 | COOPER UNIVERSITY HOSPITAL |  |  |  |  | David Frye
|  | CAREFUSION | ALARIS 8300 | MODULE, ETCO2 |  | SPD | Kelemen |  |  | 05/01/2013 |  | 5/1/20 |  |  | NO | YES |  |  |  |  | CAREFUSION 10355647 13846806 |  |  | Active |  | 99:99:99:99:99:99 |  | High Risk | 1Y:00-MFG | 11/07/2018 | 12/01/2019 | COOPER UNIVERSITY HOSPITAL |  |  |  |  | David Frye
|  | CAREFUSION | ALARIS 8300 | MODULE, ETCO2 |  | SPD | Kelemen |  |  | 05/01/2013 |  | 5/1/20 |  |  | NO | YES |  |  |  |  | CAREFUSION 10355630 13845707 |  |  | Active |  | 99:99:99:99:99:99 |  | High Risk | 1Y:00-MFG | 11/07/2018 | 12/01/2019 | COOPER UNIVERSITY HOSPITAL |  |  | APRIL |  | David Frye
|  | CAREFUSION | ALARIS 8300 | MODULE, ETCO2 |  | SPD | Kelemen |  |  | 05/01/2013 |  | 5/1/20 |  |  | NO | YES |  |  |  |  | CAREFUSION 10355539 13846755 |  |  | Active |  | 99:99:99:99:99:99 |  | High Risk | 1Y:00-MFG | 12/10/2018 | 12/01/2019 | COOPER UNIVERSITY HOSPITAL |  |  |  |  | David Frye
|  | CAREFUSION | ALARIS 8300 | MODULE, ETCO2 |  | SPD | Kelemen |  |  | 05/01/2013 |  | 5/1/20 |  |  | NO | YES |  |  |  |  | CAREFUSION 10355533 13845911 |  |  | Active |  | 99:99:99:99:99:99 |  | High Risk | 1Y:00-MFG | 11/14/2018 | 12/01/2019 | COOPER UNIVERSITY HOSPITAL |  |  |  |  | David Frye
|  | CAREFUSION | ALARIS 8300 | MODULE, ETCO2 |  | SPD | Kelemen |  |  | 09/30/2011 |  | 9/30/18 |  |  | NO | YES |  |  |  |  | CAREFUSION 10355534 13517733 |  |  | Active |  | 99:99:99:99:99:99 |  | High Risk | 1Y:00-MFG | 11/06/2018 | 12/01/2019 | COOPER UNIVERSITY HOSPITAL |  |  |  |  | David Frye
|  | CAREFUSION | ALARIS 8300 | MODULE, ETCO2 |  | SPD | Pavilion |  |  | 05/01/2013 |  | 5/1/20 |  |  | NO | YES |  |  |  |  | CAREFUSION 10355535 13845777 |  |  | Active |  | 99:99:99:99:99:99 |  | High Risk | 1Y:00-MFG | 11/13/2018 | 12/01/2019 | COOPER UNIVERSITY HOSPITAL |  |  | APRIL |  | David Frye
|  | CAREFUSION | ALARIS 8300 | MODULE, ETCO2 |  | SPD | Kelemen |  |  | 05/01/2013 |  | 5/1/20 |  |  | NO | YES |  |  |  |  | CAREFUSION 10355536 13846805 |  |  | Active |  | 99:99:99:99:99:99 |  | High Risk | 1Y:00-MFG | 12/10/2018 | 12/01/2019 | COOPER UNIVERSITY HOSPITAL |  |  |  |  | David Frye
|  | CAREFUSION | ALARIS 8300 | MODULE, ETCO2 |  | SPD | Kelemen |  |  | 05/01/2013 |  | 5/1/20 |  |  | NO | YES |  |  |  |  | CAREFUSION 10355538 13846628 |  |  | Active |  | 99:99:99:99:99:99 |  | High Risk | 1Y:00-MFG | 11/15/2018 | 12/01/2019 | COOPER UNIVERSITY HOSPITAL |  |  |  |  | David Frye
|  | CAREFUSION | ALARIS 8300 | MODULE, ETCO2 |  | SPD | Kelemen |  |  | 05/01/2013 |  | 5/1/20 |  |  | NO | YES |  |  |  |  | CAREFUSION 10355537 13846337 |  |  | Active |  | 99:99:99:99:99:99 |  | High Risk | 1Y:00-MFG | 11/06/2018 | 12/01/2019 | COOPER UNIVERSITY HOSPITAL |  |  |  |  | David Frye
|  | CAREFUSION | ALARIS 8300 | MODULE, ETCO2 |  | SPD | Kelemen |  |  | 05/01/2013 |  | 5/1/20 |  |  | NO | YES |  |  |  |  | CAREFUSION 10355531 13846165 |  |  | Active |  | 99:99:99:99:99:99 |  | High Risk | 1Y:00-MFG | 11/29/2018 | 12/01/2019 | COOPER UNIVERSITY HOSPITAL |  |  |  |  | David Frye
|  | CAREFUSION | ALARIS 8300 | MODULE, ETCO2 |  | SPD | Kelemen |  |  | 05/01/2013 |  | 5/1/20 |  |  | NO | YES |  |  |  |  | CAREFUSION 10355532 13846036 |  |  | Active |  | 99:99:99:99:99:99 |  | High Risk | 1Y:00-MFG | 11/07/2018 | 12/01/2019 | COOPER UNIVERSITY HOSPITAL |  |  |  |  | David Frye
|  | CAREFUSION | ALARIS 8300 | MODULE, ETCO2 |  |  | Kelemen |  |  | 05/01/2013 |  | 5/1/20 |  |  | NO | YES |  |  |  |  | CAREFUSION 10355530 13846522 |  |  | Active |  | 99:99:99:99:99:99 | [5 empty] | COOPER UNIVERSITY HOSPITAL
|  | CAREFUSION | ALARIS 8300 | MODULE, ETCO2 |  | SPD | Kelemen |  |  | 05/01/2013 |  | 5/1/20 |  |  | NO | YES |  |  |  |  | CAREFUSION 10355528 13845776 |  |  | Active |  | 99:99:99:99:99:99 |  | High Risk | 1Y:00-MFG | 11/13/2018 | 12/01/2019 | COOPER UNIVERSITY HOSPITAL |  |  | APRIL |  | David Frye
|  | CAREFUSION | ALARIS 8300 | MODULE, ETCO2 |  | SPD | Kelemen |  |  | 05/01/2013 |  | 5/1/20 |  |  | NO | YES |  |  |  |  | CAREFUSION 10355529 13846841 |  |  | Active |  | 99:99:99:99:99:99 |  | High Risk | 1Y:00-MFG | 02/07/2019 | 12/01/2019 | COOPER UNIVERSITY HOSPITAL |  |  |  |  | David Frye
|  | CAREFUSION | ALARIS 8300 | MODULE, ETCO2 |  | SPD | Kelemen |  |  | 05/01/2013 |  | 5/1/20 |  |  | NO | YES |  |  |  |  | CAREFUSION 10355526 13845263 |  |  | Active |  | 99:99:99:99:99:99 |  | High Risk | 1Y:00-MFG | 11/14/2018 | 12/01/2019 | COOPER UNIVERSITY HOSPITAL |  |  | APRIL |  | David Frye
|  | CAREFUSION | ALARIS 8300 | MODULE, ETCO2 |  | SPD | Kelemen |  |  | 05/01/2013 |  | 5/1/20 |  |  | NO | YES |  |  |  |  | CAREFUSION 10355524 13844958 |  |  | Active |  | 99:99:99:99:99:99 |  | High Risk | 1Y:00-MFG | 11/15/2018 | 12/01/2019 | COOPER UNIVERSITY HOSPITAL |  |  | APRIL |  | David Frye
|  | CAREFUSION | ALARIS 8300 | MODULE, ETCO2 |  | SPD | Pavilion |  |  | 05/01/2013 |  | 5/1/20 |  |  | NO | YES |  |  |  |  | CAREFUSION 10355523 13846372 |  |  | Active |  | 99:99:99:99:99:99 |  | High Risk | 1Y:00-MFG | 11/06/2018 | 12/01/2019 | COOPER UNIVERSITY HOSPITAL |  |  |  |  | David Frye
|  | CAREFUSION | ALARIS 8300 | MODULE, ETCO2 |  | SPD | Kelemen |  |  | 05/01/2013 |  | 5/1/20 |  |  | NO | YES |  |  |  |  | CAREFUSION 10355522 13846083 |  |  | Active |  | 99:99:99:99:99:99 |  | High Risk | 1Y:00-MFG | 11/07/2018 | 12/01/2019 | COOPER UNIVERSITY HOSPITAL |  |  |  |  | David Frye
|  | CAREFUSION | ALARIS 8300 | MODULE, ETCO2 |  | SPD | Pavilion |  |  | 09/30/2011 |  | 9/30/18 |  |  | NO | YES |  |  |  |  | CAREFUSION 10355517 13517620 |  |  | Active |  | 99:99:99:99:99:99 |  | High Risk | 1Y:00-MFG | 02/06/2019 | 12/01/2019 | COOPER UNIVERSITY HOSPITAL |  |  |  |  | David Frye
|  | CAREFUSION | ALARIS 8300 | MODULE, ETCO2 |  | SPD | Kelemen |  |  | 05/01/2013 |  | 5/1/20 |  |  | NO | YES |  |  |  |  | CAREFUSION 10355521 13845569 |  |  | Active |  | 99:99:99:99:99:99 |  | High Risk | 1Y:00-MFG | 11/14/2018 | 12/01/2019 | COOPER UNIVERSITY HOSPITAL |  |  | APRIL |  | David Frye
|  | CAREFUSION | ALARIS 8300 | MODULE, ETCO2 |  | SPD | Kelemen |  |  | 05/01/2013 |  | 5/1/20 |  |  | NO | YES |  |  |  |  | CAREFUSION 10355520 13846487 |  |  | Active |  | 99:99:99:99:99:99 |  | High Risk | 1Y:00-MFG | 11/19/2018 | 12/01/2019 | COOPER UNIVERSITY HOSPITAL |  |  | biomed dept |  | David Frye
|  | CAREFUSION | ALARIS 8300 | MODULE, ETCO2 |  | SPD | Kelemen |  |  | 05/01/2013 |  | 5/1/20 |  |  | NO | YES |  |  |  |  | CAREFUSION 10355519 13846022 |  |  | Active |  | 99:99:99:99:99:99 |  | High Risk | 1Y:00-MFG | 11/14/2018 | 12/01/2019 | COOPER UNIVERSITY HOSPITAL |  |  |  |  | David Frye
|  | CAREFUSION | ALARIS 8300 | MODULE, ETCO2 |  | SPD | Kelemen |  |  | 05/01/2013 |  | 5/1/20 |  |  | NO | YES |  |  |  |  | CAREFUSION 10355518 13845706 |  |  | Active |  | 99:99:99:99:99:99 |  | High Risk | 1Y:00-MFG | 11/15/2018 | 12/01/2019 | COOPER UNIVERSITY HOSPITAL |  |  | APRIL |  | David Frye
|  | CAREFUSION | ALARIS 8300 | MODULE, ETCO2 |  | SPD | Kelemen |  |  | 05/01/2013 |  | 5/1/20 |  |  | NO | YES |  |  |  |  | CAREFUSION 10355516 13846164 |  |  | Active |  | 99:99:99:99:99:99 |  | High Risk | 1Y:00-MFG | 11/14/2018 | 12/01/2019 | COOPER UNIVERSITY HOSPITAL |  |  |  |  | David Frye
|  | CAREFUSION | ALARIS 8300 | MODULE, ETCO2 |  | SPD | Kelemen | BASEMENT |  | 05/01/2013 |  | 5/1/20 |  |  | NO | YES |  |  |  |  | CAREFUSION 10355513 13846807 |  |  | Active |  | 99:99:99:99:99:99 |  | High Risk | 1Y:00-MFG | 12/01/2018 | 12/01/2019 | COOPER UNIVERSITY HOSPITAL |  |  |  |  | David Frye
|  | CAREFUSION | ALARIS 8300 | MODULE, ETCO2 |  | SPD | Kelemen |  |  | 05/01/2013 |  | 5/1/20 |  |  | NO | YES |  |  |  |  | CAREFUSION 10355514 13846520 |  |  | Active |  | 99:99:99:99:99:99 |  | High Risk | 1Y:00-MFG | 11/13/2018 | 12/01/2019 | COOPER UNIVERSITY HOSPITAL |  |  |  |  | David Frye
|  | CAREFUSION | ALARIS 8300 | MODULE, ETCO2 |  | SPD | Kelemen |  |  | 05/01/2013 |  | 5/1/20 |  |  | NO | YES |  |  |  |  | CAREFUSION 10355510 13845705 |  |  | Active |  | 99:99:99:99:99:99 |  | High Risk | 1Y:00-MFG | 11/14/2018 | 12/01/2019 | COOPER UNIVERSITY HOSPITAL |  |  | APRIL |  | David Frye
|  | CAREFUSION | ALARIS 8300 | MODULE, ETCO2 |  | SPD | Kelemen |  |  | 05/01/2013 |  | 5/1/20 |  |  | NO | YES |  |  |  |  | CAREFUSION 10355507 13845184 |  |  | Active |  | 99:99:99:99:99:99 |  | High Risk | 1Y:00-MFG | 11/14/2018 | 12/01/2019 | COOPER UNIVERSITY HOSPITAL |  |  | APRIL |  | David Frye
|  | CAREFUSION | ALARIS 8300 | MODULE, ETCO2 |  | SPD | Kelemen |  |  | 05/01/2013 |  | 5/1/20 |  |  | NO | YES |  |  |  |  | CAREFUSION 10355506 13845871 |  |  | Active |  | 99:99:99:99:99:99 |  | High Risk | 1Y:00-MFG | 11/14/2018 | 12/01/2019 | COOPER UNIVERSITY HOSPITAL |  |  | APRIL |  | David Frye
|  | CAREFUSION | ALARIS 8300 | MODULE, ETCO2 |  | SPD | Kelemen |  |  | 05/01/2013 |  | 5/1/20 |  |  | NO | YES |  |  |  |  | CAREFUSION 10355509 13845872 |  |  | Active |  | 99:99:99:99:99:99 |  | High Risk | 1Y:00-MFG | 11/19/2018 | 12/01/2019 | COOPER UNIVERSITY HOSPITAL |  |  | APRIL |  | David Frye
|  | CAREFUSION | ALARIS 8300 | MODULE, ETCO2 |  | SPD | Kelemen |  |  | 09/30/2011 |  | 9/30/18 |  |  | NO | YES |  |  |  |  | CAREFUSION 10355504 13470447 |  |  | Active |  | 99:99:99:99:99:99 |  | High Risk | 1Y:00-MFG | 02/27/2019 | 12/01/2019 | COOPER UNIVERSITY HOSPITAL |  |  |  |  | David Frye
|  | CAREFUSION | ALARIS 8300 | MODULE, ETCO2 |  | SPD | Kelemen |  |  | 05/01/2013 |  | 5/1/20 |  |  | NO | YES |  |  |  |  | CAREFUSION 10355505 13846756 |  |  | Active |  | 99:99:99:99:99:99 |  | High Risk | 1Y:00-MFG | 11/14/2018 | 12/01/2019 | COOPER UNIVERSITY HOSPITAL |  |  |  |  | David Frye
|  | CAREFUSION | ALARIS 8300 | MODULE, ETCO2 |  | SPD | Dorrance |  |  | 05/01/2013 |  | 5/1/20 |  |  | NO | YES |  |  |  |  | CAREFUSION 10355315 13846037 |  |  | Active |  | 99:99:99:99:99:99 |  | High Risk | 1Y:00-MFG | 11/14/2018 | 12/01/2019 | COOPER UNIVERSITY HOSPITAL |  |  |  |  | David Frye
|  | CAREFUSION | ALARIS 8300 | MODULE, ETCO2 |  | SPD | Pavilion |  |  | 05/01/2013 |  | 5/1/20 |  |  | NO | YES |  |  |  |  | CAREFUSION 10355303 13846782 |  |  | Active |  | 99:99:99:99:99:99 |  | High Risk | 1Y:00-MFG | 12/20/2018 | 12/01/2019 | COOPER UNIVERSITY HOSPITAL |  |  |  |  | David Frye
|  | CAREFUSION | ALARIS 8300 | MODULE, ETCO2 |  | SPD | Kelemen |  |  | 05/01/2013 |  | 5/1/20 |  |  | NO | YES |  |  |  |  | CAREFUSION 10355291 13847111 |  |  | Active |  | 99:99:99:99:99:99 |  | High Risk | 1Y:00-MFG | 11/29/2018 | 12/01/2019 | COOPER UNIVERSITY HOSPITAL |  |  |  |  | David Frye
|  | CAREFUSION | ALARIS 8300 | MODULE, ETCO2 |  | SPD | Kelemen |  |  | 05/01/2013 |  | 5/1/20 |  |  | NO | YES |  |  |  |  | CAREFUSION 10354970 13845945 |  |  | Active |  | 99:99:99:99:99:99 |  | High Risk | 1Y:00-MFG | 11/13/2018 | 12/01/2019 | COOPER UNIVERSITY HOSPITAL |  |  |  |  | David Frye
|  | CAREFUSION | ALARIS 8300 | MODULE, ETCO2 |  | SPD | Kelemen |  |  | 09/30/2011 |  | 9/30/18 |  |  | NO | YES |  |  |  |  | CAREFUSION 10348329 13521321 |  |  | Active |  | 99:99:99:99:99:99 |  | High Risk | 1Y:00-MFG | 11/07/2018 | 12/01/2019 | COOPER UNIVERSITY HOSPITAL |  |  |  |  | David Frye
|  | CAREFUSION | ALARIS 8300 | MODULE, ETCO2 |  | SPD | Kelemen |  |  | 11/19/2018 |  | 11/19/25 |  |  | NO | YES |  |  |  |  | CAREFUSION 30144899 13846523 |  |  | Active |  | 99:99:99:99:99:99 |  | High Risk | 1Y:00-MFG | 11/19/2018 | 11/19/2018 | COOPER UNIVERSITY HOSPITAL |  |  |  |  | David Frye |  |  |  | 11/19/2018 | 11/19/2018 |  |  |  |  | 11/19/2018 | 11/19/2018
|  | CAREFUSION | ALARIS 8300 | MODULE, ETCO2 |  | SPD | Kelemen |  |  | 11/07/2018 |  | 11/7/25 |  |  | NO | YES |  |  |  |  | CAREFUSION 30144881 13846371 |  |  | Active |  | 99:99:99:99:99:99 |  | High Risk | 1Y:00-MFG | 11/07/2018 | 11/07/2018 | COOPER UNIVERSITY HOSPITAL |  |  | NURSING ADMIN LOGISTICS ROOM |  | David Frye |  |  |  | 11/07/2018 | 11/07/2018 |  |  |  |  | 11/07/2018 | 11/07/2018
|  | CAREFUSION | ALARIS 8300 | MODULE, ETCO2 |  | SPD | Kelemen |  |  | 11/13/2018 |  | 11/13/25 |  |  | NO | YES |  |  |  |  | CAREFUSION 30144879 13846254 |  |  | Active |  | 99:99:99:99:99:99 |  | High Risk | 1Y:00-MFG | 11/13/2018 | 11/13/2018 | COOPER UNIVERSITY HOSPITAL |  |  |  |  | David Frye |  |  |  | 11/13/2018 | 11/13/2018 |  |  |  |  | 11/13/2018 | 11/13/2018
|  | CAREFUSION | ALARIS 8300 | MODULE, ETCO2 |  | SPD | Pavilion |  |  | 11/13/2018 |  | 11/13/25 |  |  | NO | YES |  |  |  |  | CAREFUSION 30144874 13846946 |  |  | Active |  | 99:99:99:99:99:99 |  | High Risk | 1Y:00-MFG | 11/13/2018 | 11/13/2018 | COOPER UNIVERSITY HOSPITAL |  |  |  |  | David Frye |  |  |  | 11/13/2018 | 11/13/2018 |  |  |  |  | 11/13/2018 | 11/13/2018
|  | CAREFUSION | ALARIS 8300 | MODULE, ETCO2 |  | SPD | Kelemen |  |  | 11/29/2018 |  | 11/29/25 |  |  | NO | YES |  |  |  |  | CAREFUSION 30144867 13846023 |  |  | Active |  | 99:99:99:99:99:99 |  | High Risk | 1Y:00-MFG | 11/29/2018 | 11/29/2018 | COOPER UNIVERSITY HOSPITAL |  |  |  |  | David Frye |  |  |  | 11/29/2018 | 11/29/2018 |  |  |  |  | 11/29/2018 | 11/29/2018
|  | CAREFUSION | ALARIS 8300 | MODULE, ETCO2 |  | SPD | Kelemen |  |  | 11/13/2018 |  | 11/13/25 |  |  | NO | YES |  |  |  |  | CAREFUSION 30144845 13846163 |  |  | Active |  | 99:99:99:99:99:99 |  | High Risk | 1Y:00-MFG | 11/13/2018 | 11/13/2018 | COOPER UNIVERSITY HOSPITAL |  |  |  |  | David Frye |  |  |  | 11/13/2018 | 11/13/2018 |  |  |  |  | 11/13/2018 | 11/13/2018
|  | CAREFUSION | ALARIS 8300 | MODULE, ETCO2 |  | SPD | Kelemen |  |  | 05/01/2013 |  | 5/1/20 |  |  | NO | YES |  |  |  |  | CAREFUSION 10347528 13846784 |  |  | Active |  | 99:99:99:99:99:99 |  | High Risk | 1Y:00-MFG | 11/06/2018 | 12/01/2019 | COOPER UNIVERSITY HOSPITAL |  |  |  |  | David Frye
|  | CAREFUSION | ALARIS 8300 | MODULE, ETCO2 |  | SPD | Kelemen |  |  | 05/01/2013 |  | 5/1/20 |  |  | NO | YES |  |  |  |  | CAREFUSION 10347527 13846208 |  |  | Active |  | 99:99:99:99:99:99 |  | High Risk | 1Y:00-MFG | 12/10/2018 | 12/01/2019 | COOPER UNIVERSITY HOSPITAL |  |  |  |  | David Frye
|  | CAREFUSION | ALARIS 8300 | MODULE, ETCO2 |  | SPD | Kelemen |  |  | 12/05/2018 |  | 12/5/25 |  |  | NO | YES |  |  |  |  | CAREFUSION 30144779 13845946 |  |  | Active |  | 99:99:99:99:99:99 |  | High Risk | 1Y:00-MFG | 12/05/2018 | 12/05/2018 | COOPER UNIVERSITY HOSPITAL |  |  |  |  | David Frye |  |  |  | 12/05/2018 | 12/05/2018 |  |  |  |  | 12/05/2018 | 12/05/2018
|  | CAREFUSION | ALARIS 8300 | MODULE, ETCO2 |  | SPD | Pavilion |  |  | 11/14/2018 |  | 11/14/25 |  |  | NO | YES |  |  |  |  | CAREFUSION 30144766 13846521 |  |  | Active |  | 99:99:99:99:99:99 |  | High Risk | 1Y:00-MFG | 11/14/2018 | 11/14/2018 | COOPER UNIVERSITY HOSPITAL |  |  |  |  | David Frye |  |  |  | 11/14/2018 | 11/14/2018 |  |  |  |  | 11/14/2018 | 11/14/2018
|  | CAREFUSION | ALARIS 8300 | MODULE, ETCO2 |  | SPD | Pavilion |  |  | 11/13/2018 |  | 11/13/25 |  |  | NO | YES |  |  |  |  | CAREFUSION 30144634 13845694 |  |  | Active |  | 99:99:99:99:99:99 |  | High Risk | 1Y:00-MFG | 11/13/2018 | 11/13/2018 | COOPER UNIVERSITY HOSPITAL |  |  |  |  | David Frye |  |  |  | 11/13/2018 | 11/13/2018 |  |  |  |  | 11/13/2018 | 11/13/2018
|  | CAREFUSION | ALARIS 8300 | MODULE, ETCO2 |  | SPD | Kelemen |  |  | 12/10/2018 |  | 12/10/25 |  |  | NO | YES |  |  |  |  | CAREFUSION 30144632 13846021 |  |  | Active |  | 99:99:99:99:99:99 |  | High Risk | 1Y:00-MFG | 12/10/2018 | 12/10/2018 | COOPER UNIVERSITY HOSPITAL |  |  |  |  | David Frye |  |  |  | 12/10/2018 | 12/10/2018 |  |  |  |  | 12/10/2018 | 12/10/2018
|  | CAREFUSION | ALARIS 8300 | MODULE, ETCO2 |  | SPD | Kelemen |  |  | 11/14/2018 |  | 11/14/25 |  |  | NO | YES |  |  |  |  | CAREFUSION 30144626 13846535 |  |  | Active |  | 99:99:99:99:99:99 |  | High Risk | 1Y:00-MFG | 11/14/2018 | 11/14/2018 | COOPER UNIVERSITY HOSPITAL |  |  |  |  | David Frye |  |  |  | 11/14/2018 | 11/14/2018 |  |  |  |  | 11/14/2018 | 11/14/2018
|  | CAREFUSION | ALARIS 8300 | MODULE, ETCO2 |  | SPD | Kelemen |  |  | 11/14/2018 |  | 11/14/25 |  |  | NO | YES |  |  |  |  | CAREFUSION 30144622 13845695 |  |  | Active |  | 99:99:99:99:99:99 |  | High Risk | 1Y:00-MFG | 11/14/2018 | 11/14/2018 | COOPER UNIVERSITY HOSPITAL |  |  |  |  | David Frye |  |  |  | 11/14/2018 | 11/14/2018 |  |  |  |  | 11/14/2018 | 11/14/2018
|  | CAREFUSION | ALARIS 8300 | MODULE, ETCO2 |  | SPD | Kelemen |  |  | 11/06/2018 |  | 11/6/25 |  |  | NO | YES |  |  |  |  | CAREFUSION 30144623 13847036 |  |  | Active |  | 99:99:99:99:99:99 |  | High Risk | 1Y:00-MFG | 11/06/2018 | 11/06/2018 | COOPER UNIVERSITY HOSPITAL |  |  |  |  | David Frye |  |  |  | 11/06/2018 | 11/06/2018 |  |  |  |  | 11/06/2018 | 11/06/2018
|  | CAREFUSION | ALARIS 8300 | MODULE, ETCO2 |  | SPD | Kelemen |  |  | 11/29/2018 |  | 11/29/25 |  |  | NO | YES |  |  |  |  | CAREFUSION 30144621 13845704 |  |  | Active |  | 99:99:99:99:99:99 |  | High Risk | 1Y:00-MFG | 11/29/2018 | 11/29/2018 | COOPER UNIVERSITY HOSPITAL |  |  |  |  | David Frye |  |  |  | 11/29/2018 | 11/29/2018 |  |  |  |  | 11/29/2018 | 11/29/2018
|  | CAREFUSION | ALARIS 8300 | MODULE, ETCO2 |  | SPD | Kelemen |  |  | 11/19/2018 |  | 11/19/25 |  |  | NO | YES |  |  |  |  | CAREFUSION 30144538 13846783 |  |  | Active |  | 99:99:99:99:99:99 |  | High Risk | 1Y:00-MFG | 11/19/2018 | 11/19/2018 | COOPER UNIVERSITY HOSPITAL |  |  |  |  | David Frye |  |  |  | 11/19/2018 | 11/19/2018 |  |  |  |  | 11/19/2018 | 11/19/2018
|  | CAREFUSION | ALARIS 8300 | MODULE, ETCO2 |  | SPD | Kelemen |  |  | 12/10/2018 |  | 12/10/25 |  |  | NO | YES |  |  |  |  | CAREFUSION 30144539 13845613 |  |  | Active |  | 99:99:99:99:99:99 |  | High Risk | 1Y:00-MFG | 12/10/2018 | 12/10/2018 | COOPER UNIVERSITY HOSPITAL |  |  |  |  | David Frye |  |  |  | 12/10/2018 | 12/10/2018 |  |  |  |  | 12/10/2018 | 12/10/2018
|  | CAREFUSION | ALARIS 8300 | MODULE, ETCO2 |  | SPD | Pavilion |  |  | 11/13/2018 |  | 11/13/25 |  |  | NO | YES |  |  |  |  | CAREFUSION 30144543 13845539 |  |  | Active |  | 99:99:99:99:99:99 |  | High Risk | 1Y:00-MFG | 11/13/2018 | 11/13/2018 | COOPER UNIVERSITY HOSPITAL |  |  |  |  | David Frye |  |  |  | 11/13/2018 | 11/13/2018 |  |  |  |  | 11/13/2018 | 11/13/2018
|  | CAREFUSION | ALARIS 8300 | MODULE, ETCO2 |  | SPD | Kelemen |  |  | 11/15/2018 |  | 11/15/25 |  |  | NO | YES |  |  |  |  | CAREFUSION 30144542 13846488 |  |  | Active |  | 99:99:99:99:99:99 |  | High Risk | 1Y:00-MFG | 11/15/2018 | 11/15/2018 | COOPER UNIVERSITY HOSPITAL |  |  |  |  | David Frye |  |  |  | 11/15/2018 | 11/15/2018 |  |  |  |  | 11/15/2018 | 11/15/2018
|  | CAREFUSION | ALARIS 8300 | MODULE, ETCO2 |  | SPD | Kelemen |  |  | 11/13/2018 |  | 11/13/25 |  |  | NO | YES |  |  |  |  | CAREFUSION 30144541 13845680 |  |  | Active |  | 99:99:99:99:99:99 |  | High Risk | 1Y:00-MFG | 11/13/2018 | 11/13/2018 | COOPER UNIVERSITY HOSPITAL |  |  |  |  | David Frye |  |  |  | 11/13/2018 | 11/13/2018 |  |  |  |  | 11/13/2018 | 11/13/2018
|  | CAREFUSION | ALARIS 8300 | MODULE, ETCO2 |  | SPD | Kelemen |  |  | 11/14/2018 |  | 11/14/25 |  |  | NO | YES |  |  |  |  | CAREFUSION 30144537 13845693 |  |  | Active |  | 99:99:99:99:99:99 |  | High Risk | 1Y:00-MFG | 11/14/2018 | 11/14/2018 | COOPER UNIVERSITY HOSPITAL |  |  |  |  | David Frye |  |  |  | 11/14/2018 | 11/14/2018 |  |  |  |  | 11/14/2018 | 11/14/2018
|  | CAREFUSION | ALARIS 8300 | MODULE, ETCO2 |  | SPD | Kelemen |  |  | 11/06/2018 |  | 11/6/25 |  |  | NO | YES |  |  |  |  | CAREFUSION 30144536 13845895 |  |  | Active |  | 99:99:99:99:99:99 |  | High Risk | 1Y:00-MFG | 11/06/2018 | 11/06/2018 | COOPER UNIVERSITY HOSPITAL |  |  |  |  | David Frye |  |  |  | 11/06/2018 | 11/06/2018 |  |  |  |  | 11/06/2018 | 11/06/2018
|  | CAREFUSION | ALARIS 8300 | MODULE, ETCO2 |  | SPD | Kelemen |  |  | 11/29/2018 |  | 11/29/25 |  |  | NO | YES |  |  |  |  | CAREFUSION 30144534 13470988 |  |  | Active |  | 99:99:99:99:99:99 |  | High Risk | 1Y:00-MFG | 11/29/2018 | 11/29/2018 | COOPER UNIVERSITY HOSPITAL |  |  |  |  | David Frye |  |  |  | 11/29/2018 | 11/29/2018 |  |  |  |  | 11/29/2018 | 11/29/2018
|  | CAREFUSION | ALARIS 8300 | MODULE, ETCO2 |  | SPD | Kelemen |  |  | 12/17/2018 |  | 12/17/25 |  |  | NO | YES |  |  |  |  | CAREFUSION 30144533 13845783 |  |  | Active |  | 99:99:99:99:99:99 |  | High Risk | 1Y:00-MFG | 12/17/2018 | 12/17/2018 | COOPER UNIVERSITY HOSPITAL |  |  |  |  | David Frye |  |  |  | 12/17/2018 | 12/17/2018 |  |  |  |  | 12/17/2018 | 12/17/2018
|  | CAREFUSION | ALARIS 8300 | MODULE, ETCO2 |  | SPD | Kelemen | Basement |  | 11/06/2018 |  | 11/6/25 |  |  | NO | YES |  |  |  |  | CAREFUSION 30144530 13840421 |  |  | Active |  | 99:99:99:99:99:99 |  | High Risk | 1Y:00-MFG | 11/06/2018 | 11/06/2018 | COOPER UNIVERSITY HOSPITAL |  |  | Bio-med shop |  | David Frye |  |  |  | 11/06/2018 | 11/06/2018 |  |  |  |  | 11/06/2018 | 11/06/2018
|  | CAREFUSION | ALARIS 8300 | MODULE, ETCO2 |  | SPD | Pavilion |  |  | 11/29/2018 |  | 11/29/25 |  |  | NO | YES |  |  |  |  | CAREFUSION 30144529 13846369 |  |  | Active |  | 99:99:99:99:99:99 |  | High Risk | 1Y:00-MFG | 11/29/2018 | 11/29/2018 | COOPER UNIVERSITY HOSPITAL |  |  |  |  | David Frye |  |  |  | 11/29/2018 | 11/29/2018 |  |  |  |  | 11/29/2018 | 11/29/2018
|  | CAREFUSION | ALARIS 8300 | MODULE, ETCO2 |  | SPD | Pavilion |  |  | 11/14/2018 |  | 11/14/25 |  |  | NO | YES |  |  |  |  | CAREFUSION 30144526 13846937 |  |  | Active |  | 99:99:99:99:99:99 |  | High Risk | 1Y:00-MFG | 11/14/2018 | 11/14/2018 | COOPER UNIVERSITY HOSPITAL |  |  |  |  | David Frye |  |  |  | 11/14/2018 | 11/14/2018 |  |  |  |  | 11/14/2018 | 11/14/2018
|  | CAREFUSION | ALARIS 8300 | MODULE, ETCO2 |  | SPD | Kelemen | BASEMENT |  | 11/15/2018 |  | 11/15/25 |  |  | NO | YES |  |  |  |  | CAREFUSION 30144527 13845679 |  |  | Active |  | 99:99:99:99:99:99 |  | High Risk | 1Y:00-MFG | 11/15/2018 | 11/15/2018 | COOPER UNIVERSITY HOSPITAL |  |  |  |  | David Frye |  |  |  | 11/15/2018 | 11/15/2018 |  |  |  |  | 11/15/2018 | 11/15/2018
|  | CAREFUSION | ALARIS 8300 | MODULE, ETCO2 |  | SPD | Kelemen |  |  | 11/14/2018 |  | 11/14/25 |  |  | NO | YES |  |  |  |  | CAREFUSION 30144523 13832903 |  |  | Active |  | 99:99:99:99:99:99 |  | High Risk | 1Y:00-MFG | 11/14/2018 | 11/14/2018 | COOPER UNIVERSITY HOSPITAL |  |  |  |  | David Frye |  |  |  | 11/14/2018 | 11/14/2018 |  |  |  |  | 11/14/2018 | 11/14/2018
|  | CAREFUSION | ALARIS 8300 | MODULE, ETCO2 |  | SPD | Kelemen |  |  | 11/29/2018 |  | 11/29/25 |  |  | NO | YES |  |  |  |  | CAREFUSION 30144524 13845462 |  |  | Active |  | 99:99:99:99:99:99 |  | High Risk | 1Y:00-MFG | 11/29/2018 | 11/29/2018 | COOPER UNIVERSITY HOSPITAL |  |  |  |  | David Frye |  |  |  | 11/29/2018 | 11/29/2018 |  |  |  |  | 11/29/2018 | 11/29/2018
|  | CAREFUSION | ALARIS 8300 | MODULE, ETCO2 |  | SPD | Kelemen |  |  | 11/15/2018 |  | 11/15/25 |  |  | NO | YES |  |  |  |  | CAREFUSION 30144525 13845362 |  |  | Active |  | 99:99:99:99:99:99 |  | High Risk | 1Y:00-MFG | 11/15/2018 | 11/15/2018 | COOPER UNIVERSITY HOSPITAL |  |  |  |  | David Frye |  |  |  | 11/15/2018 | 11/15/2018 |  |  |  |  | 11/15/2018 | 11/15/2018
|  | CAREFUSION | ALARIS 8300 | MODULE, ETCO2 |  | SPD | Kelemen |  |  | 11/19/2018 |  | 11/19/25 |  |  | NO | YES |  |  |  |  | CAREFUSION 30144279 13845762 |  |  | Active |  | 99:99:99:99:99:99 |  | High Risk | 1Y:00-MFG | 11/19/2018 | 11/19/2018 | COOPER UNIVERSITY HOSPITAL |  |  |  |  | David Frye |  |  |  | 11/19/2018 | 11/19/2018 |  |  |  |  | 11/19/2018 | 11/19/2018
|  | CAREFUSION | ALARIS 8300 | MODULE, ETCO2 |  | SPD | Kelemen |  |  | 11/07/2018 |  | 11/7/25 |  |  | NO | YES |  |  |  |  | CAREFUSION 30144273 13846618 |  |  | Active |  | 99:99:99:99:99:99 |  | High Risk | 1Y:00-MFG | 11/07/2018 | 11/07/2018 | COOPER UNIVERSITY HOSPITAL |  |  |  |  | David Frye |  |  |  | 11/07/2018 | 11/07/2018 |  |  |  |  | 11/07/2018 | 11/07/2018
|  | CAREFUSION | ALARIS 8300 | MODULE, ETCO2 |  | SPD | Kelemen |  |  | 11/14/2018 |  | 11/14/25 |  |  | NO | YES |  |  |  |  | CAREFUSION 30144278 13846084 |  |  | Active |  | 99:99:99:99:99:99 |  | High Risk | 1Y:00-MFG | 11/14/2018 | 11/14/2018 | COOPER UNIVERSITY HOSPITAL |  |  |  |  | David Frye |  |  |  | 11/14/2018 | 11/14/2018 |  |  |  |  | 11/14/2018 | 11/14/2018
|  | CAREFUSION | ALARIS 8300 | MODULE, ETCO2 |  | SPD | Kelemen |  |  | 11/07/2018 |  | 11/7/25 |  |  | NO | YES |  |  |  |  | CAREFUSION 30144274 13846370 |  |  | Active |  | 99:99:99:99:99:99 |  | High Risk | 1Y:00-MFG | 11/07/2018 | 11/07/2018 | COOPER UNIVERSITY HOSPITAL |  |  |  |  | David Frye |  |  |  | 11/07/2018 | 11/07/2018 |  |  |  |  | 11/07/2018 | 11/07/2018
|  | CAREFUSION | ALARIS 8300 | MODULE, ETCO2 |  | SPD | Kelemen |  |  | 11/15/2018 |  | 11/15/25 |  |  | NO | YES |  |  |  |  | CAREFUSION 30144271 13845893 |  |  | Active |  | 99:99:99:99:99:99 |  | High Risk | 1Y:00-MFG | 11/15/2018 | 11/15/2018 | COOPER UNIVERSITY HOSPITAL |  |  |  |  | David Frye |  |  |  | 11/15/2018 | 11/15/2018 |  |  |  |  | 11/15/2018 | 11/15/2018
|  | CAREFUSION | ALARIS 8300 | MODULE, ETCO2 |  | SPD | Kelemen |  |  | 11/14/2018 |  | 11/14/25 |  |  | NO | YES |  |  |  |  | CAREFUSION 30144270 13846619 |  |  | Active |  | 99:99:99:99:99:99 |  | High Risk | 1Y:00-MFG | 11/14/2018 | 11/14/2018 | COOPER UNIVERSITY HOSPITAL |  |  |  |  | David Frye |  |  |  | 11/14/2018 | 11/14/2018 |  |  |  |  | 11/14/2018 | 11/14/2018
|  | CAREFUSION | ALARIS 8300 | MODULE, ETCO2 |  | SPD | Kelemen |  |  | 11/06/2018 |  | 11/6/25 |  |  | NO | YES |  |  |  |  | CAREFUSION 30143272 13845910 |  |  | Active |  | 99:99:99:99:99:99 |  | High Risk | 1Y:00-MFG | 11/06/2018 | 11/06/2018 | COOPER UNIVERSITY HOSPITAL |  |  |  |  | David Frye |  |  |  | 11/06/2018 | 11/06/2018 |  |  |  |  | 11/06/2018 | 11/06/2018
|  | CAREFUSION | ALARIS 8300 | MODULE, ETCO2 |  | SPD | Kelemen |  |  | 05/01/2013 |  | 5/1/20 |  |  | NO | YES |  |  |  |  | CAREFUSION 10345244 13846210 |  |  | Active |  | 99:99:99:99:99:99 |  | High Risk | 1Y:00-MFG | 11/06/2018 | 12/01/2019 | COOPER UNIVERSITY HOSPITAL |  |  |  |  | David Frye
|  | CAREFUSION | ALARIS 8300 | MODULE, ETCO2 |  | SPD | Kelemen |  |  | 05/01/2013 |  | 5/1/20 |  |  | NO | YES |  |  |  |  | CAREFUSION 10345167 13846544 |  |  | Active |  | 99:99:99:99:99:99 |  | High Risk | 1Y:00-MFG | 11/14/2018 | 12/01/2019 | COOPER UNIVERSITY HOSPITAL |  |  |  |  | David Frye
|  | CAREFUSION | ALARIS 8300 | MODULE, ETCO2 |  | SPD | Kelemen |  |  | 05/01/2013 |  | 5/1/20 |  |  | NO | YES |  |  |  |  | CAREFUSION 10345157 13845947 |  |  | Disposition |  | 99:99:99:99:99:99 |  | High Risk | 1Y:00-MFG | 04/25/2019 | 12/01/2019 | COOPER UNIVERSITY HOSPITAL |  |  |  |  | David Frye
|  | CAREFUSION | ALARIS 8300 | MODULE, ETCO2 |  | SPD | Kelemen |  |  | 05/01/2013 |  | 5/1/20 |  |  | NO | YES |  |  |  |  | CAREFUSION 10345131 13846082 |  |  | Active |  | 99:99:99:99:99:99 |  | High Risk | 1Y:00-MFG | 12/20/2018 | 12/01/2019 | COOPER UNIVERSITY HOSPITAL |  |  |  |  | David Frye
|  | CAREFUSION | ALARIS 8300 | MODULE, ETCO2 |  | SPD | Pavilion |  |  | 11/06/2018 |  | 11/6/25 |  |  | NO | YES |  |  |  |  | CAREFUSION 30142036 13846949 |  |  | Active |  | 99:99:99:99:99:99 |  | High Risk | 1Y:00-MFG | 11/06/2018 | 11/06/2018 | COOPER UNIVERSITY HOSPITAL |  |  |  |  | David Frye |  |  |  | 11/06/2018 | 11/06/2018 |  |  |  |  | 11/06/2018 | 11/06/2018
|  | GE HEALTHCARE | E-COP-01 | MODULE, HEMODYNAMIC |  | ANESTHESIOLOGY | Pavilion |  |  | 11/02/2019 |  | 11/2/26 |  |  | NO | YES |  |  |  |  | DATEX OHMEDA 30144054 6313726 |  |  | Disposition |  | 99:99:99:99:99:99 |  | Alarm | PAAR:00-PVAR | 11/02/2019 | 11/02/2019 | COOPER UNIVERSITY HOSPITAL |  |  | OR 9 | WOT00000000518118 | GIACINTA ROUPAS | Disposition | Closed | Salvatore Bombara | 11/02/2019 | 11/02/2019 | Bulk Disposition CNL | Unit has been removed from service | EXP2940473 | Labor | 11/02/2019 | 11/02/2019 | Salvatore Bombara
|  | STORZ | IMAGE1 HD | MODULE, HUB | XS773745-P | OPERATING ROOM - PAVILION | Pavilion |  |  | 12/06/2017 |  | 12/6/24 |  |  | NO | YES |  |  |  |  | STORZ 10725719 XS773745-P |  |  | Active |  | 99:99:99:99:99:99 |  | Equipment | 1Y:00-MFG | 02/23/2019 | 02/01/2020 | COOPER UNIVERSITY HOSPITAL |  |  | P 11 | 0012647445 | DOMINIC VENDETTA | Performance Verification | Closed | Josh Harris | 01/11/2018 | 01/11/2018 | INCOMING INVENTORY | DEVICE INVENTORIED | 66194404-84C6-42D1-9516-1C83D516E6B3 | Labor | 01/11/2018 | 01/11/2018 | Josh Harris
|  | GIVEN IMAGING INC. | MANOSCAN Z | MODULE, IMPEDANCE | MS2L 1283 |  | Kelemen | [7 empty] | NO | YES | Asset Tag 10769358
|  | CAREFUSION | ALARIS 8100 | MODULE, INFUSION PUMP |  | COOPER CANCER CENTER | MD Anderson Cancer Center |  |  | 08/27/2019 |  | 8/27/29 |  |  | NO | YES |  |  |  |  | CAREFUSION 30126120 13112300 |  |  | Active |  | 99:99:99:99:99:99 |  | High Risk | 1Y:00-MFG | 08/27/2019 | 08/27/2019 | COOPER AMBULATORY OFF-SITES |  |  |  |  | COLLEEN TEGELER |  |  |  | 08/27/2019 | 08/27/2019 |  |  |  |  | 08/27/2019 | 08/27/2019
|  | CAREFUSION | ALARIS 8100 | MODULE, INFUSION PUMP |  |  | Pavilion | [7 empty] | NO | YES
|  | CAREFUSION | ALARIS 8100 | MODULE, INFUSION PUMP |  |  | Pavilion | [7 empty] | NO | YES
|  | CAREFUSION | ALARIS 8100 | MODULE, INFUSION PUMP |  | WILLINGBORO HEMATOLOGY/ONCOLOGY | 1000 Salem Rd |  |  | 09/17/2019 |  | 9/17/29 |  |  | NO | YES |  |  |  |  | CAREFUSION 11221652 14479268 |  |  | Active |  | 99:99:99:99:99:99 |  | High Risk | 1Y:00-MFG | 09/17/2019 | 09/17/2019 | COOPER AMBULATORY OFF-SITES |  |  |  |  | ANN DENTON |  |  |  | 09/17/2019 | 09/17/2019 |  |  |  |  | 09/17/2019 | 09/17/2019
|  | CAREFUSION | ALARIS 8100 | MODULE, INFUSION PUMP |  | VOORHEES SURGERY CENTER-HEM/ONC | 900 Centennial Blvd | Suite M |  | 08/14/2019 |  | 8/14/29 |  |  | NO | YES |  |  |  |  | CAREFUSION 11221622 13110824 |  |  | Active |  | 99:99:99:99:99:99 |  | High Risk | 1Y:00-MFG | 08/14/2019 | 08/14/2019 | COOPER AMBULATORY OFF-SITES |  |  | SUITE F |  | MEGAN MCCAFFERTY |  |  |  | 08/14/2019 | 08/14/2019 |  |  |  |  | 08/14/2019 | 08/14/2019
|  | CAREFUSION | ALARIS 8100 | MODULE, INFUSION PUMP |  | VOORHEES SURGERY CENTER-OPERATING ROOM | 900 Centennial Blvd | Suite E |  | 08/14/2019 |  | 8/14/29 |  |  | NO | YES |  |  |  |  | CAREFUSION 11187508 14479519 |  |  | Active |  | 99:99:99:99:99:99 |  | High Risk | 1Y:00-MFG | 08/14/2019 | 08/14/2019 | COOPER AMBULATORY OFF-SITES |  |  | SUITE E |  | JENNIFER BOMBARO |  |  |  | 08/14/2019 | 08/14/2019 |  |  |  |  | 08/14/2019 | 08/14/2019
|  | CAREFUSION | ALARIS 8100 | MODULE, INFUSION PUMP |  | SPD | Kelemen |  |  | 01/21/2019 |  | 1/21/29 |  |  | NO | YES |  |  |  |  | CAREFUSION 11137319 15261595 |  |  | Active |  | 99:99:99:99:99:99 |  | High Risk | 1Y:00-MFG | 01/21/2019 | 01/21/2019 | COOPER UNIVERSITY HOSPITAL |  |  | Moves | WOT00000001468013 | David Frye | Performance Verification | Completed |  | 01/21/2019 | 01/21/2019 | Performance Verification for CAREFUSION 11137319 15261595 | Initial Install of Performance Verification. Device is ready for patient use. |  |  | 01/21/2019 | 01/21/2019
|  | CAREFUSION | ALARIS 8100 | MODULE, INFUSION PUMP |  | SPD | Kelemen |  |  | 01/16/2019 |  | 1/16/29 |  |  | NO | YES |  |  |  |  | CAREFUSION 11137320 15261721 |  |  | Active |  | 99:99:99:99:99:99 |  | High Risk | 1Y:00-MFG | 01/16/2019 | 01/16/2019 | COOPER UNIVERSITY HOSPITAL |  |  | Moves | WOT00000001456358 | David Frye | Performance Verification | Completed |  | 01/16/2019 | 01/16/2019 | Performance Verification for CAREFUSION 11137320 15261721 | Initial Install of Performance Verification. Device is ready for patient use. |  |  | 01/16/2019 | 01/16/2019
|  | CAREFUSION | ALARIS 8100 | MODULE, INFUSION PUMP |  | SPD | Kelemen |  |  | 02/01/2019 |  | 2/1/29 |  |  | NO | YES |  |  |  |  | CAREFUSION 11137321 15260787 |  |  | Active |  | 99:99:99:99:99:99 |  | High Risk | 1Y:00-MFG | 02/01/2019 | 02/01/2019 | COOPER UNIVERSITY HOSPITAL |  |  | Moves | WOT00000001469306 | David Frye | Performance Verification | Completed |  | 02/01/2019 | 02/01/2019 | Performance Verification for CAREFUSION 11137321 15260787 | Initial Install of Performance Verification. Device is ready for patient use. |  |  | 02/01/2019 | 02/01/2019
|  | CAREFUSION | ALARIS 8100 | MODULE, INFUSION PUMP |  | SPD | Kelemen |  |  | 01/21/2019 |  | 1/21/29 |  |  | NO | YES |  |  |  |  | CAREFUSION 11137323 15262942 |  |  | Active |  | 99:99:99:99:99:99 |  | High Risk | 1Y:00-MFG | 01/21/2019 | 01/21/2019 | COOPER UNIVERSITY HOSPITAL |  |  | Moves | WOT00000001469517 | David Frye | Performance Verification | Completed |  | 01/21/2019 | 01/21/2019 | Performance Verification for CAREFUSION 11137323 15262942 | Initial Install of Performance Verification. Device is ready for patient use. |  |  | 01/21/2019 | 01/21/2019
|  | CAREFUSION | ALARIS 8100 | MODULE, INFUSION PUMP |  | SPD | Kelemen |  |  | 02/11/2019 |  | 2/11/29 |  |  | NO | YES |  |  |  |  | CAREFUSION 11137500 15261661 |  |  | Active |  | 99:99:99:99:99:99 |  | High Risk | 1Y:00-MFG | 02/11/2019 | 02/11/2019 | COOPER UNIVERSITY HOSPITAL |  |  | Moves | WOT00000001468834 | David Frye | Performance Verification | Completed |  | 02/11/2019 | 02/11/2019 | Performance Verification for CAREFUSION 11137500 15261661 | Initial Install of Performance Verification. Device is ready for patient use. |  |  | 02/11/2019 | 02/11/2019
|  | CAREFUSION | ALARIS 8100 | MODULE, INFUSION PUMP |  | SPD | Pavilion |  |  | 01/07/2019 |  | 1/7/29 |  |  | NO | YES |  |  |  |  | CAREFUSION 11137501 15260672 |  |  | Active |  | 99:99:99:99:99:99 |  | High Risk | 1Y:00-MFG | 01/07/2019 | 01/07/2019 | COOPER UNIVERSITY HOSPITAL |  |  | Moves | WOT00000001467321 | David Frye | Performance Verification | Completed |  | 01/07/2019 | 01/07/2019 | Performance Verification for CAREFUSION 11137501 15260672 | Initial Install of Performance Verification. Device is ready for patient use. |  |  | 01/07/2019 | 01/07/2019
|  | CAREFUSION | ALARIS 8100 | MODULE, INFUSION PUMP |  | SPD | Kelemen |  |  | 01/14/2019 |  | 1/14/29 |  |  | NO | YES |  |  |  |  | CAREFUSION 11137502 15263254 |  |  | Active |  | 99:99:99:99:99:99 |  | High Risk | 1Y:00-MFG | 01/14/2019 | 01/14/2019 | COOPER UNIVERSITY HOSPITAL |  |  | Moves | WOT00000001466930 | David Frye | Performance Verification | Completed |  | 01/14/2019 | 01/14/2019 | Performance Verification for CAREFUSION 11137502 15263254 | Initial Install of Performance Verification. Device is ready for patient use. |  |  | 01/14/2019 | 01/14/2019
|  | CAREFUSION | ALARIS 8100 | MODULE, INFUSION PUMP |  | SPD | Pavilion |  |  | 01/09/2019 |  | 1/9/29 |  |  | NO | YES |  |  |  |  | CAREFUSION 11137498 15260902 |  |  | Active |  | 99:99:99:99:99:99 |  | High Risk | 1Y:00-MFG | 01/09/2019 | 01/09/2019 | COOPER UNIVERSITY HOSPITAL |  |  | Moves | WOT00000001467707 | David Frye | Performance Verification | Completed |  | 01/09/2019 | 01/09/2019 | Performance Verification for CAREFUSION 11137498 15260902 | Initial Install of Performance Verification. Device is ready for patient use. |  |  | 01/09/2019 | 01/09/2019
|  | CAREFUSION | ALARIS 8100 | MODULE, INFUSION PUMP |  | SPD | Pavilion |  |  | 02/07/2019 |  | 2/7/29 |  |  | NO | YES |  |  |  |  | CAREFUSION 11137499 15261654 |  |  | Active |  | 99:99:99:99:99:99 |  | High Risk | 1Y:00-MFG | 02/07/2019 | 02/07/2019 | COOPER UNIVERSITY HOSPITAL |  |  | Moves | WOT00000001468826 | David Frye | Performance Verification | Completed |  | 02/07/2019 | 02/07/2019 | Performance Verification for CAREFUSION 11137499 15261654 | Initial Install of Performance Verification. Device is ready for patient use. |  |  | 02/07/2019 | 02/07/2019
|  | CAREFUSION | ALARIS 8100 | MODULE, INFUSION PUMP |  | SPD | Kelemen |  |  | 01/04/2019 |  | 1/4/29 |  |  | NO | YES |  |  |  |  | CAREFUSION 11137497 15261109 |  |  | Active |  | 99:99:99:99:99:99 |  | High Risk | 1Y:00-MFG | 01/04/2019 | 01/04/2019 | COOPER UNIVERSITY HOSPITAL |  |  | Moves | WOT00000001468492 | David Frye | Performance Verification | Completed |  | 01/04/2019 | 01/04/2019 | Performance Verification for CAREFUSION 11137497 15261109 | Initial Install of Performance Verification. Device is ready for patient use. |  |  | 01/04/2019 | 01/04/2019
|  | CAREFUSION | ALARIS 8100 | MODULE, INFUSION PUMP |  | SPD | Pavilion |  |  | 01/07/2019 |  | 1/7/29 |  |  | NO | YES |  |  |  |  | CAREFUSION 11137496 15261570 |  |  | Active |  | 99:99:99:99:99:99 |  | High Risk | 1Y:00-MFG | 01/07/2019 | 01/07/2019 | COOPER UNIVERSITY HOSPITAL |  |  | Moves | WOT00000001468992 | David Frye | Performance Verification | Completed |  | 01/07/2019 | 01/07/2019 | Performance Verification for CAREFUSION 11137496 15261570 | Initial Install of Performance Verification. Device is ready for patient use. |  |  | 01/07/2019 | 01/07/2019
|  | CAREFUSION | ALARIS 8100 | MODULE, INFUSION PUMP |  | SPD | Kelemen |  |  | 01/03/2019 |  | 1/3/29 |  |  | NO | YES |  |  |  |  | CAREFUSION 11137493 15260724 |  |  | Active |  | 99:99:99:99:99:99 |  | High Risk | 1Y:00-MFG | 01/03/2019 | 01/03/2019 | COOPER UNIVERSITY HOSPITAL |  |  | Moves | WOT00000001460443 | David Frye | Performance Verification | Completed |  | 01/03/2019 | 01/03/2019 | Performance Verification for CAREFUSION 11137493 15260724 | Initial Install of Performance Verification. Device is ready for patient use. |  |  | 01/03/2019 | 01/03/2019
|  | CAREFUSION | ALARIS 8100 | MODULE, INFUSION PUMP |  | SPD | Kelemen |  |  | 01/08/2019 |  | 1/8/29 |  |  | NO | YES |  |  |  |  | CAREFUSION 11137494 15261029 |  |  | Active |  | 99:99:99:99:99:99 |  | High Risk | 1Y:00-MFG | 01/08/2019 | 01/08/2019 | COOPER UNIVERSITY HOSPITAL |  |  | Moves | WOT00000001469434 | David Frye | Performance Verification | Completed |  | 01/08/2019 | 01/08/2019 | Performance Verification for CAREFUSION 11137494 15261029 | Initial Install of Performance Verification. Device is ready for patient use. |  |  | 01/08/2019 | 01/08/2019
|  | CAREFUSION | ALARIS 8100 | MODULE, INFUSION PUMP |  | SPD | Pavilion |  |  | 02/06/2019 |  | 2/6/29 |  |  | NO | YES |  |  |  |  | CAREFUSION 11137492 15261715 |  |  | Active |  | 99:99:99:99:99:99 |  | High Risk | 1Y:00-MFG | 02/06/2019 | 02/06/2019 | COOPER UNIVERSITY HOSPITAL |  |  | Moves | WOT00000001456311 | David Frye | Performance Verification | Completed |  | 02/06/2019 | 02/06/2019 | Performance Verification for CAREFUSION 11137492 15261715 | Initial Install of Performance Verification. Device is ready for patient use. |  |  | 02/06/2019 | 02/06/2019
|  | CAREFUSION | ALARIS 8100 | MODULE, INFUSION PUMP |  | SPD | Kelemen |  |  | 01/16/2019 |  | 1/16/29 |  |  | NO | YES |  |  |  |  | CAREFUSION 11137491 15261237 |  |  | Active |  | 99:99:99:99:99:99 |  | High Risk | 1Y:00-MFG | 01/16/2019 | 01/16/2019 | COOPER UNIVERSITY HOSPITAL |  |  | Moves | WOT00000001466659 | David Frye | Performance Verification | Completed |  | 01/16/2019 | 01/16/2019 | Performance Verification for CAREFUSION 11137491 15261237 | Initial Install of Performance Verification. Device is ready for patient use. |  |  | 01/16/2019 | 01/16/2019
|  | CAREFUSION | ALARIS 8100 | MODULE, INFUSION PUMP |  | SPD | Kelemen |  |  | 02/01/2019 |  | 2/1/29 |  |  | NO | YES |  |  |  |  | CAREFUSION 11137489 15260572 |  |  | Active |  | 99:99:99:99:99:99 |  | High Risk | 1Y:00-MFG | 02/01/2019 | 02/01/2019 | COOPER UNIVERSITY HOSPITAL |  |  | Moves | WOT00000001467315 | David Frye | Performance Verification | Completed |  | 02/01/2019 | 02/01/2019 | Performance Verification for CAREFUSION 11137489 15260572 | Initial Install of Performance Verification. Device is ready for patient use. |  |  | 02/01/2019 | 02/01/2019
|  | CAREFUSION | ALARIS 8100 | MODULE, INFUSION PUMP |  | SPD | Pavilion |  |  | 01/15/2019 |  | 1/15/29 |  |  | NO | YES |  |  |  |  | CAREFUSION 11137490 15261270 |  |  | Active |  | 99:99:99:99:99:99 |  | High Risk | 1Y:00-MFG | 01/15/2019 | 01/15/2019 | COOPER UNIVERSITY HOSPITAL |  |  | Moves | WOT00000001469560 | David Frye | Performance Verification | Completed |  | 01/15/2019 | 01/15/2019 | Performance Verification for CAREFUSION 11137490 15261270 | Initial Install of Performance Verification. Device is ready for patient use. |  |  | 01/15/2019 | 01/15/2019
|  | CAREFUSION | ALARIS 8100 | MODULE, INFUSION PUMP |  | SPD | Kelemen |  |  | 01/07/2019 |  | 1/7/29 |  |  | NO | YES |  |  |  |  | CAREFUSION 11137488 15261738 |  |  | Active |  | 99:99:99:99:99:99 |  | High Risk | 1Y:00-MFG | 01/07/2019 | 01/07/2019 | COOPER UNIVERSITY HOSPITAL |  |  | Moves | WOT00000001469099 | David Frye | Performance Verification | Completed |  | 01/07/2019 | 01/07/2019 | Performance Verification for CAREFUSION 11137488 15261738 | Initial Install of Performance Verification. Device is ready for patient use. |  |  | 01/07/2019 | 01/07/2019
|  | CAREFUSION | ALARIS 8100 | MODULE, INFUSION PUMP |  | SPD | Kelemen |  |  | 01/15/2019 |  | 1/15/29 |  |  | NO | YES |  |  |  |  | CAREFUSION 11137487 15261724 |  |  | Active |  | 99:99:99:99:99:99 |  | High Risk | 1Y:00-MFG | 01/15/2019 | 01/15/2019 | COOPER UNIVERSITY HOSPITAL |  |  | Moves | WOT00000001469090 | David Frye | Performance Verification | Completed |  | 01/15/2019 | 01/15/2019 | Performance Verification for CAREFUSION 11137487 15261724 | Initial Install of Performance Verification. Device is ready for patient use. |  |  | 01/15/2019 | 01/15/2019
|  | CAREFUSION | ALARIS 8100 | MODULE, INFUSION PUMP |  | SPD | Pavilion |  |  | 02/21/2019 |  | 2/21/29 |  |  | NO | YES |  |  |  |  | CAREFUSION 11137486 15261754 |  |  | Active |  | 99:99:99:99:99:99 |  | High Risk | 1Y:00-MFG | 02/21/2019 | 02/21/2019 | COOPER UNIVERSITY HOSPITAL |  |  | Moves | WOT00000001469104 | David Frye | Performance Verification | Completed |  | 02/21/2019 | 02/21/2019 | Performance Verification for CAREFUSION 11137486 15261754 | Initial Install of Performance Verification. Device is ready for patient use. |  |  | 02/21/2019 | 02/21/2019
|  | CAREFUSION | ALARIS 8100 | MODULE, INFUSION PUMP |  | SPD | Kelemen |  |  | 02/12/2019 |  | 2/12/29 |  |  | NO | YES |  |  |  |  | CAREFUSION 11137485 15261859 |  |  | Active | dup11137485 | 99:99:99:99:99:99 |  | High Risk | 1Y:00-MFG | 02/12/2019 | 02/12/2019 | COOPER UNIVERSITY HOSPITAL |  |  | Moves | WOT00000001468151 | David Frye | Performance Verification | Completed |  | 02/12/2019 | 02/12/2019 | Performance Verification for CAREFUSION 11137485 15261859 | Initial Install of Performance Verification. Device is ready for patient use. |  |  | 02/12/2019 | 02/12/2019
|  | CAREFUSION | ALARIS 8100 | MODULE, INFUSION PUMP |  | SPD | Kelemen |  |  | 01/08/2019 |  | 1/8/29 |  |  | NO | YES |  |  |  |  | CAREFUSION 11137484 15261365 |  |  | Active |  | 99:99:99:99:99:99 |  | High Risk | 1Y:00-MFG | 01/08/2019 | 01/08/2019 | COOPER UNIVERSITY HOSPITAL |  |  | Moves | WOT00000001469594 | David Frye | Performance Verification | Completed |  | 01/08/2019 | 01/08/2019 | Performance Verification for CAREFUSION 11137484 15261365 | Initial Install of Performance Verification. Device is ready for patient use. |  |  | 01/08/2019 | 01/08/2019
|  | CAREFUSION | ALARIS 8100 | MODULE, INFUSION PUMP |  | SPD | Pavilion |  |  | 01/21/2019 |  | 1/21/29 |  |  | NO | YES |  |  |  |  | CAREFUSION 11137478 15261704 |  |  | Active |  | 99:99:99:99:99:99 |  | High Risk | 1Y:00-MFG | 01/21/2019 | 01/21/2019 | COOPER UNIVERSITY HOSPITAL |  |  | Moves | WOT00000001467122 | David Frye | Performance Verification | Completed |  | 01/21/2019 | 01/21/2019 | Performance Verification for CAREFUSION 11137478 15261704 | Initial Install of Performance Verification. Device is ready for patient use. |  |  | 01/21/2019 | 01/21/2019
|  | CAREFUSION | ALARIS 8100 | MODULE, INFUSION PUMP |  | SPD | Pavilion |  |  | 01/29/2019 |  | 1/29/29 |  |  | NO | YES |  |  |  |  | CAREFUSION 11137483 15261535 |  |  | Active |  | 99:99:99:99:99:99 |  | High Risk | 1Y:00-MFG | 01/29/2019 | 01/29/2019 | COOPER UNIVERSITY HOSPITAL |  |  | Moves | WOT00000001467287 | David Frye | Performance Verification | Completed |  | 01/29/2019 | 01/29/2019 | Performance Verification for CAREFUSION 11137483 15261535 | Initial Install of Performance Verification. Device is ready for patient use. |  |  | 01/29/2019 | 01/29/2019
|  | CAREFUSION | ALARIS 8100 | MODULE, INFUSION PUMP |  | SPD | Pavilion |  |  | 02/21/2019 |  | 2/21/29 |  |  | NO | YES |  |  |  |  | CAREFUSION 11137482 15261017 |  |  | Active |  | 99:99:99:99:99:99 |  | High Risk | 1Y:00-MFG | 02/21/2019 | 02/21/2019 | COOPER UNIVERSITY HOSPITAL |  |  | Moves | WOT00000001469426 | David Frye | Performance Verification | Completed |  | 02/21/2019 | 02/21/2019 | Performance Verification for CAREFUSION 11137482 15261017 | Initial Install of Performance Verification. Device is ready for patient use. |  |  | 02/21/2019 | 02/21/2019
|  | CAREFUSION | ALARIS 8100 | MODULE, INFUSION PUMP |  | SPD | Kelemen |  |  | 01/04/2019 |  | 1/4/29 |  |  | NO | YES |  |  |  |  | CAREFUSION 11137481 15261680 |  |  | Active |  | 99:99:99:99:99:99 |  | High Risk | 1Y:00-MFG | 01/04/2019 | 01/04/2019 | COOPER UNIVERSITY HOSPITAL |  |  | Moves | WOT00000001468851 | David Frye | Performance Verification | Completed |  | 01/04/2019 | 01/04/2019 | Performance Verification for CAREFUSION 11137481 15261680 | Initial Install of Performance Verification. Device is ready for patient use. |  |  | 01/04/2019 | 01/04/2019
|  | CAREFUSION | ALARIS 8100 | MODULE, INFUSION PUMP |  | SPD | Kelemen |  |  | 01/14/2019 |  | 1/14/29 |  |  | NO | YES |  |  |  |  | CAREFUSION 11137480 15261827 |  |  | Active |  | 99:99:99:99:99:99 |  | High Risk | 1Y:00-MFG | 01/14/2019 | 01/14/2019 | COOPER UNIVERSITY HOSPITAL |  |  | Moves | WOT00000001469156 | David Frye | Performance Verification | Completed |  | 01/14/2019 | 01/14/2019 | Performance Verification for CAREFUSION 11137480 15261827 | Initial Install of Performance Verification. Device is ready for patient use. |  |  | 01/14/2019 | 01/14/2019
|  | CAREFUSION | ALARIS 8100 | MODULE, INFUSION PUMP |  | SPD | Kelemen |  |  | 01/07/2019 |  | 1/7/29 |  |  | NO | YES |  |  |  |  | CAREFUSION 11137479 15258267 |  |  | Active |  | 99:99:99:99:99:99 |  | High Risk | 1Y:00-MFG | 01/07/2019 | 01/07/2019 | COOPER UNIVERSITY HOSPITAL |  |  | Moves | WOT00000001468104 | David Frye | Performance Verification | Completed |  | 01/07/2019 | 01/07/2019 | Performance Verification for CAREFUSION 11137479 15258267 | Initial Install of Performance Verification. Device is ready for patient use. |  |  | 01/07/2019 | 01/07/2019
|  | CAREFUSION | ALARIS 8100 | MODULE, INFUSION PUMP |  | SPD | Pavilion |  |  | 01/16/2019 |  | 1/16/29 |  |  | NO | YES |  |  |  |  | CAREFUSION 11137477 15261863 |  |  | Active |  | 99:99:99:99:99:99 |  | High Risk | 1Y:00-MFG | 01/16/2019 | 01/16/2019 | COOPER UNIVERSITY HOSPITAL |  |  | Moves | WOT00000001468155 | David Frye | Performance Verification | Completed |  | 01/16/2019 | 01/16/2019 | Performance Verification for CAREFUSION 11137477 15261863 | Initial Install of Performance Verification. Device is ready for patient use. |  |  | 01/16/2019 | 01/16/2019
|  | CAREFUSION | ALARIS 8100 | MODULE, INFUSION PUMP |  | SPD | Kelemen |  |  | 01/16/2019 |  | 1/16/29 |  |  | NO | YES |  |  |  |  | CAREFUSION 11137475 15262230 |  |  | Active |  | 99:99:99:99:99:99 |  | High Risk | 1Y:00-MFG | 01/16/2019 | 01/16/2019 | COOPER UNIVERSITY HOSPITAL |  |  | Moves | WOT00000001469370 | David Frye | Performance Verification | Completed |  | 01/16/2019 | 01/16/2019 | Performance Verification for CAREFUSION 11137475 15262230 | Initial Install of Performance Verification. Device is ready for patient use. |  |  | 01/16/2019 | 01/16/2019
|  | CAREFUSION | ALARIS 8100 | MODULE, INFUSION PUMP |  | SPD | Kelemen |  |  | 02/22/2019 |  | 2/22/29 |  |  | NO | YES |  |  |  |  | CAREFUSION 11137472 15261576 |  |  | Active |  | 99:99:99:99:99:99 |  | High Risk | 1Y:00-MFG | 02/22/2019 | 02/22/2019 | COOPER UNIVERSITY HOSPITAL |  |  | Moves | WOT00000001468995 | David Frye | Performance Verification | Completed |  | 02/22/2019 | 02/22/2019 | Performance Verification for CAREFUSION 11137472 15261576 | Initial Install of Performance Verification. Device is ready for patient use. |  |  | 02/22/2019 | 02/22/2019
|  | CAREFUSION | ALARIS 8100 | MODULE, INFUSION PUMP |  | SPD | Kelemen |  |  | 02/01/2019 |  | 2/1/29 |  |  | NO | YES |  |  |  |  | CAREFUSION 11137473 15262733 |  |  | Active |  | 99:99:99:99:99:99 |  | High Risk | 1Y:00-MFG | 02/01/2019 | 02/01/2019 | COOPER UNIVERSITY HOSPITAL |  |  | Moves | WOT00000001466747 | David Frye | Performance Verification | Completed |  | 02/01/2019 | 02/01/2019 | Performance Verification for CAREFUSION 11137473 15262733 | Initial Install of Performance Verification. Device is ready for patient use. |  |  | 02/01/2019 | 02/01/2019
|  | CAREFUSION | ALARIS 8100 | MODULE, INFUSION PUMP |  | SPD | Kelemen |  |  | 01/28/2019 |  | 1/28/29 |  |  | NO | YES |  |  |  |  | CAREFUSION 11137467 15261463 |  |  | Active |  | 99:99:99:99:99:99 |  | High Risk | 1Y:00-MFG | 01/28/2019 | 01/28/2019 | COOPER UNIVERSITY HOSPITAL |  |  | Moves | WOT00000001468688 | David Frye | Performance Verification | Completed |  | 01/28/2019 | 01/28/2019 | Performance Verification for CAREFUSION 11137467 15261463 | Initial Install of Performance Verification. Device is ready for patient use. |  |  | 01/28/2019 | 01/28/2019
|  | CAREFUSION | ALARIS 8100 | MODULE, INFUSION PUMP |  | SPD | Pavilion |  |  | 02/19/2019 |  | 2/19/29 |  |  | NO | YES |  |  |  |  | CAREFUSION 11137471 15261497 |  |  | Active |  | 99:99:99:99:99:99 |  | High Risk | 1Y:00-MFG | 02/19/2019 | 02/19/2019 | COOPER UNIVERSITY HOSPITAL |  |  | Moves | WOT00000001467054 | David Frye | Performance Verification | Completed |  | 02/19/2019 | 02/19/2019 | Performance Verification for CAREFUSION 11137471 15261497 | Initial Install of Performance Verification. Device is ready for patient use. |  |  | 02/19/2019 | 02/19/2019
|  | CAREFUSION | ALARIS 8100 | MODULE, INFUSION PUMP |  | SPD | Pavilion |  |  | 02/11/2019 |  | 2/11/29 |  |  | NO | YES |  |  |  |  | CAREFUSION 11137469 15261564 |  |  | Active |  | 99:99:99:99:99:99 |  | High Risk | 1Y:00-MFG | 02/11/2019 | 02/11/2019 | COOPER UNIVERSITY HOSPITAL |  |  | Moves | WOT00000001468986 | David Frye | Performance Verification | Completed |  | 02/11/2019 | 02/11/2019 | Performance Verification for CAREFUSION 11137469 15261564 | Initial Install of Performance Verification. Device is ready for patient use. |  |  | 02/11/2019 | 02/11/2019
|  | CAREFUSION | ALARIS 8100 | MODULE, INFUSION PUMP |  | SPD | Pavilion |  |  | 01/28/2019 |  | 1/28/29 |  |  | NO | YES |  |  |  |  | CAREFUSION 11137470 15260914 |  |  | Active |  | 99:99:99:99:99:99 |  | High Risk | 1Y:00-MFG | 01/28/2019 | 01/28/2019 | COOPER UNIVERSITY HOSPITAL |  |  | Moves | WOT00000001467715 | David Frye | Performance Verification | Completed |  | 01/28/2019 | 01/28/2019 | Performance Verification for CAREFUSION 11137470 15260914 | Initial Install of Performance Verification. Device is ready for patient use. |  |  | 01/28/2019 | 01/28/2019
|  | CAREFUSION | ALARIS 8100 | MODULE, INFUSION PUMP |  | SPD | Pavilion |  |  | 01/09/2019 |  | 1/9/29 |  |  | NO | YES |  |  |  |  | CAREFUSION 11137468 15260913 |  |  | Active |  | 99:99:99:99:99:99 |  | High Risk | 1Y:00-MFG | 01/09/2019 | 01/09/2019 | COOPER UNIVERSITY HOSPITAL |  |  | Moves | WOT00000001467713 | David Frye | Performance Verification | Completed |  | 01/09/2019 | 01/09/2019 | Performance Verification for CAREFUSION 11137468 15260913 | Initial Install of Performance Verification. Device is ready for patient use. |  |  | 01/09/2019 | 01/09/2019
|  | CAREFUSION | ALARIS 8100 | MODULE, INFUSION PUMP |  | SPD | Kelemen |  |  | 02/04/2019 |  | 2/4/29 |  |  | NO | YES |  |  |  |  | CAREFUSION 11137466 15261466 |  |  | Active |  | 99:99:99:99:99:99 |  | High Risk | 1Y:00-MFG | 02/04/2019 | 02/04/2019 | COOPER UNIVERSITY HOSPITAL |  |  | Moves | WOT00000001468692 | David Frye | Performance Verification | Completed |  | 02/04/2019 | 02/04/2019 | Performance Verification for CAREFUSION 11137466 15261466 | Initial Install of Performance Verification. Device is ready for patient use. |  |  | 02/04/2019 | 02/04/2019
|  | CAREFUSION | ALARIS 8100 | MODULE, INFUSION PUMP |  | SPD | Pavilion |  |  | 02/08/2019 |  | 2/8/29 |  |  | NO | YES |  |  |  |  | CAREFUSION 11137465 15260843 |  |  | Active |  | 99:99:99:99:99:99 |  | High Risk | 1Y:00-MFG | 02/08/2019 | 02/08/2019 | COOPER UNIVERSITY HOSPITAL |  |  | Moves | WOT00000001468294 | David Frye | Performance Verification | Completed |  | 02/08/2019 | 02/08/2019 | Performance Verification for CAREFUSION 11137465 15260843 | Initial Install of Performance Verification. Device is ready for patient use. |  |  | 02/08/2019 | 02/08/2019
|  | CAREFUSION | ALARIS 8100 | MODULE, INFUSION PUMP |  | SPD | Pavilion |  |  | 01/03/2019 |  | 1/3/29 |  |  | NO | YES |  |  |  |  | CAREFUSION 11137464 15260862 |  |  | Active |  | 99:99:99:99:99:99 |  | High Risk | 1Y:00-MFG | 01/03/2019 | 01/03/2019 | COOPER UNIVERSITY HOSPITAL |  |  | Moves | WOT00000001467494 | David Frye | Performance Verification | Completed |  | 01/03/2019 | 01/03/2019 | Performance Verification for CAREFUSION 11137464 15260862 | Initial Install of Performance Verification. Device is ready for patient use. |  |  | 01/03/2019 | 01/03/2019
|  | CAREFUSION | ALARIS 8100 | MODULE, INFUSION PUMP |  | SPD | Pavilion |  |  | 02/19/2019 |  | 2/19/29 |  |  | NO | YES |  |  |  |  | CAREFUSION 11137463 15262667 |  |  | Active |  | 99:99:99:99:99:99 |  | High Risk | 1Y:00-MFG | 02/19/2019 | 02/19/2019 | COOPER UNIVERSITY HOSPITAL |  |  | Moves | WOT00000001468524 | David Frye | Performance Verification | Completed |  | 02/19/2019 | 02/19/2019 | Performance Verification for CAREFUSION 11137463 15262667 | Initial Install of Performance Verification. Device is ready for patient use. |  |  | 02/19/2019 | 02/19/2019
|  | CAREFUSION | ALARIS 8100 | MODULE, INFUSION PUMP |  | SPD | Dorrance |  |  | 02/12/2019 |  | 2/12/29 |  |  | NO | YES |  |  |  |  | CAREFUSION 11137462 15262084 |  |  | Active |  | 99:99:99:99:99:99 |  | High Risk | 1Y:00-MFG | 02/12/2019 | 02/12/2019 | COOPER UNIVERSITY HOSPITAL |  |  | Moves | WOT00000001466592 | David Frye | Performance Verification | Completed |  | 02/12/2019 | 02/12/2019 | Performance Verification for CAREFUSION 11137462 15262084 | Initial Install of Performance Verification. Device is ready for patient use. |  |  | 02/12/2019 | 02/12/2019
|  | CAREFUSION | ALARIS 8100 | MODULE, INFUSION PUMP |  | SPD | Pavilion |  |  | 02/04/2019 |  | 2/4/29 |  |  | NO | YES |  |  |  |  | CAREFUSION 11137461 15261727 |  |  | Active |  | 99:99:99:99:99:99 |  | High Risk | 1Y:00-MFG | 02/04/2019 | 02/04/2019 | COOPER UNIVERSITY HOSPITAL |  |  | Moves | WOT00000001469092 | David Frye | Performance Verification | Completed |  | 02/04/2019 | 02/04/2019 | Performance Verification for CAREFUSION 11137461 15261727 | Initial Install of Performance Verification. Device is ready for patient use. |  |  | 02/04/2019 | 02/04/2019
|  | CAREFUSION | ALARIS 8100 | MODULE, INFUSION PUMP |  | SPD | Kelemen |  |  | 01/16/2019 |  | 1/16/29 |  |  | NO | YES |  |  |  |  | CAREFUSION 11137460 15260827 |  |  | Active |  | 99:99:99:99:99:99 |  | High Risk | 1Y:00-MFG | 01/16/2019 | 01/16/2019 | COOPER UNIVERSITY HOSPITAL |  |  | Moves | WOT00000001468287 | David Frye | Performance Verification | Completed |  | 01/16/2019 | 01/16/2019 | Performance Verification for CAREFUSION 11137460 15260827 | Initial Install of Performance Verification. Device is ready for patient use. |  |  | 01/16/2019 | 01/16/2019
|  | CAREFUSION | ALARIS 8100 | MODULE, INFUSION PUMP |  | SPD | Pavilion |  |  | 01/24/2019 |  | 1/24/29 |  |  | NO | YES |  |  |  |  | CAREFUSION 11137459 15261854 |  |  | Active |  | 99:99:99:99:99:99 |  | High Risk | 1Y:00-MFG | 01/24/2019 | 01/24/2019 | COOPER UNIVERSITY HOSPITAL |  |  | Moves | WOT00000001468147 | David Frye | Performance Verification | Completed |  | 01/24/2019 | 01/24/2019 | Performance Verification for CAREFUSION 11137459 15261854 | Initial Install of Performance Verification. Device is ready for patient use. |  |  | 01/24/2019 | 01/24/2019
|  | CAREFUSION | ALARIS 8100 | MODULE, INFUSION PUMP |  | SPD | Kelemen |  |  | 01/08/2019 |  | 1/8/29 |  |  | NO | YES |  |  |  |  | CAREFUSION 11137457 15257738 |  |  | Active |  | 99:99:99:99:99:99 |  | High Risk | 1Y:00-MFG | 01/08/2019 | 01/08/2019 | COOPER UNIVERSITY HOSPITAL |  |  | Moves | WOT00000001466910 | David Frye | Performance Verification | Completed |  | 01/08/2019 | 01/08/2019 | Performance Verification for CAREFUSION 11137457 15257738 | Initial Install of Performance Verification. Device is ready for patient use. |  |  | 01/08/2019 | 01/08/2019
|  | CAREFUSION | ALARIS 8100 | MODULE, INFUSION PUMP |  | SPD | Pavilion |  |  | 01/14/2019 |  | 1/14/29 |  |  | NO | YES |  |  |  |  | CAREFUSION 11137458 15261297 |  |  | Active |  | 99:99:99:99:99:99 |  | High Risk | 1Y:00-MFG | 01/14/2019 | 01/14/2019 | COOPER UNIVERSITY HOSPITAL |  |  | Moves | WOT00000001469572 | David Frye | Performance Verification | Completed |  | 01/14/2019 | 01/14/2019 | Performance Verification for CAREFUSION 11137458 15261297 | Initial Install of Performance Verification. Device is ready for patient use. |  |  | 01/14/2019 | 01/14/2019
|  | CAREFUSION | ALARIS 8100 | MODULE, INFUSION PUMP |  | SPD | Kelemen |  |  | 02/04/2019 |  | 2/4/29 |  |  | NO | YES |  |  |  |  | CAREFUSION 11137456 15258314 |  |  | Active |  | 99:99:99:99:99:99 |  | High Risk | 1Y:00-MFG | 02/04/2019 | 02/04/2019 | COOPER UNIVERSITY HOSPITAL |  |  | Moves | WOT00000001467236 | David Frye | Performance Verification | Completed |  | 02/04/2019 | 02/04/2019 | Performance Verification for CAREFUSION 11137456 15258314 | Initial Install of Performance Verification. Device is ready for patient use. |  |  | 02/04/2019 | 02/04/2019
|  | CAREFUSION | ALARIS 8100 | MODULE, INFUSION PUMP |  | SPD | Pavilion |  |  | 01/03/2019 |  | 1/3/29 |  |  | NO | YES |  |  |  |  | CAREFUSION 11137455 15262213 |  |  | Active |  | 99:99:99:99:99:99 |  | High Risk | 1Y:00-MFG | 01/03/2019 | 01/03/2019 | COOPER UNIVERSITY HOSPITAL |  |  | Moves | WOT00000001469360 | David Frye | Performance Verification | Completed |  | 01/03/2019 | 01/03/2019 | Performance Verification for CAREFUSION 11137455 15262213 | Initial Install of Performance Verification. Device is ready for patient use. |  |  | 01/03/2019 | 01/03/2019
|  | CAREFUSION | ALARIS 8100 | MODULE, INFUSION PUMP |  | SPD | Pavilion |  |  | 02/25/2019 |  | 2/25/29 |  |  | NO | YES |  |  |  |  | CAREFUSION 11137453 15262237 |  |  | Active |  | 99:99:99:99:99:99 |  | High Risk | 1Y:00-MFG | 02/25/2019 | 02/25/2019 | COOPER UNIVERSITY HOSPITAL |  |  | Moves | WOT00000001469374 | David Frye | Performance Verification | Completed |  | 02/25/2019 | 02/25/2019 | Performance Verification for CAREFUSION 11137453 15262237 | Initial Install of Performance Verification. Device is ready for patient use. |  |  | 02/25/2019 | 02/25/2019
|  | CAREFUSION | ALARIS 8100 | MODULE, INFUSION PUMP |  | SPD | Kelemen |  |  | 01/16/2019 |  | 1/16/29 |  |  | NO | YES |  |  |  |  | CAREFUSION 11137454 15258067 |  |  | Active |  | 99:99:99:99:99:99 |  | High Risk | 1Y:00-MFG | 01/16/2019 | 01/16/2019 | COOPER UNIVERSITY HOSPITAL |  |  | Moves | WOT00000001468086 | David Frye | Performance Verification | Completed |  | 01/16/2019 | 01/16/2019 | Performance Verification for CAREFUSION 11137454 15258067 | Initial Install of Performance Verification. Device is ready for patient use. |  |  | 01/16/2019 | 01/16/2019
|  | CAREFUSION | ALARIS 8100 | MODULE, INFUSION PUMP |  | SPD | Dorrance |  |  | 01/02/2019 |  | 1/2/29 |  |  | NO | YES |  |  |  |  | CAREFUSION 11137452 15261776 |  |  | Active |  | 99:99:99:99:99:99 |  | High Risk | 1Y:00-MFG | 01/02/2019 | 01/02/2019 | COOPER UNIVERSITY HOSPITAL |  |  | Moves | WOT00000001469112 | David Frye | Performance Verification | Completed |  | 01/02/2019 | 01/02/2019 | Performance Verification for CAREFUSION 11137452 15261776 | Initial Install of Performance Verification. Device is ready for patient use. |  |  | 01/02/2019 | 01/02/2019
|  | CAREFUSION | ALARIS 8100 | MODULE, INFUSION PUMP |  | SPD | Pavilion |  |  | 01/09/2019 |  | 1/9/29 |  |  | NO | YES |  |  |  |  | CAREFUSION 11137451 15262079 |  |  | Active |  | 99:99:99:99:99:99 |  | High Risk | 1Y:00-MFG | 01/09/2019 | 01/09/2019 | COOPER UNIVERSITY HOSPITAL |  |  | Moves | WOT00000001460485 | David Frye | Performance Verification | Completed |  | 01/09/2019 | 01/09/2019 | Performance Verification for CAREFUSION 11137451 15262079 | Initial Install of Performance Verification. Device is ready for patient use. |  |  | 01/09/2019 | 01/09/2019
|  | CAREFUSION | ALARIS 8100 | MODULE, INFUSION PUMP |  | SPD | Pavilion |  |  | 01/04/2019 |  | 1/4/29 |  |  | NO | YES |  |  |  |  | CAREFUSION 11137450 15260722 |  |  | Active |  | 99:99:99:99:99:99 |  | High Risk | 1Y:00-MFG | 01/04/2019 | 01/04/2019 | COOPER UNIVERSITY HOSPITAL |  |  | Moves | WOT00000001460441 | David Frye | Performance Verification | Completed |  | 01/04/2019 | 01/04/2019 | Performance Verification for CAREFUSION 11137450 15260722 | Initial Install of Performance Verification. Device is ready for patient use. |  |  | 01/04/2019 | 01/04/2019
|  | CAREFUSION | ALARIS 8100 | MODULE, INFUSION PUMP |  | SPD | Pavilion |  |  | 01/24/2019 |  | 1/24/29 |  |  | NO | YES |  |  |  |  | CAREFUSION 11137449 15262889 |  |  | Active |  | 99:99:99:99:99:99 |  | High Risk | 1Y:00-MFG | 01/24/2019 | 01/24/2019 | COOPER UNIVERSITY HOSPITAL |  |  | Moves | WOT00000001466990 | David Frye | Performance Verification | Completed |  | 01/24/2019 | 01/24/2019 | Performance Verification for CAREFUSION 11137449 15262889 | Initial Install of Performance Verification. Device is ready for patient use. |  |  | 01/24/2019 | 01/24/2019
|  | CAREFUSION | ALARIS 8100 | MODULE, INFUSION PUMP |  | SPD | Kelemen |  |  | 01/28/2019 |  | 1/28/29 |  |  | NO | YES |  |  |  |  | CAREFUSION 11137448 15262884 |  |  | Active |  | 99:99:99:99:99:99 |  | High Risk | 1Y:00-MFG | 01/28/2019 | 01/28/2019 | COOPER UNIVERSITY HOSPITAL |  |  | Moves | WOT00000001466988 | David Frye | Performance Verification | Completed |  | 01/28/2019 | 01/28/2019 | Performance Verification for CAREFUSION 11137448 15262884 | Initial Install of Performance Verification. Device is ready for patient use. |  |  | 01/28/2019 | 01/28/2019
|  | CAREFUSION | ALARIS 8100 | MODULE, INFUSION PUMP |  | SPD | Pavilion |  |  | 02/01/2019 |  | 2/1/29 |  |  | NO | YES |  |  |  |  | CAREFUSION 11137447 15261631 |  |  | Active | dup11137447 | 99:99:99:99:99:99 |  | High Risk | 1Y:00-MFG | 02/01/2019 | 02/01/2019 | COOPER UNIVERSITY HOSPITAL |  |  | Moves | WOT00000001468026 | David Frye | Performance Verification | Completed |  | 02/01/2019 | 02/01/2019 | Performance Verification for CAREFUSION 11137447 15261631 | Initial Install of Performance Verification. Device is ready for patient use. |  |  | 02/01/2019 | 02/01/2019
|  | CAREFUSION | ALARIS 8100 | MODULE, INFUSION PUMP |  | SPD | Pavilion |  |  | 02/06/2019 |  | 2/6/29 |  |  | NO | YES |  |  |  |  | CAREFUSION 11137446 15262951 |  |  | Active | dup11137446 | 99:99:99:99:99:99 |  | High Risk | 1Y:00-MFG | 02/06/2019 | 02/06/2019 | COOPER UNIVERSITY HOSPITAL |  |  | Moves | WOT00000001469523 | David Frye | Performance Verification | Completed |  | 02/06/2019 | 02/06/2019 | Performance Verification for CAREFUSION 11137446 15262951 | Initial Install of Performance Verification. Device is ready for patient use. |  |  | 02/06/2019 | 02/06/2019
|  | CAREFUSION | ALARIS 8100 | MODULE, INFUSION PUMP |  | SPD | Kelemen |  |  | 01/21/2019 |  | 1/21/29 |  |  | NO | YES |  |  |  |  | CAREFUSION 11137444 15262807 |  |  | Active |  | 99:99:99:99:99:99 |  | High Risk | 1Y:00-MFG | 01/21/2019 | 01/21/2019 | COOPER UNIVERSITY HOSPITAL |  |  | Moves | WOT00000001466980 | David Frye | Performance Verification | Completed |  | 01/21/2019 | 01/21/2019 | Performance Verification for CAREFUSION 11137444 15262807 | Initial Install of Performance Verification. Device is ready for patient use. |  |  | 01/21/2019 | 01/21/2019
|  | CAREFUSION | ALARIS 8100 | MODULE, INFUSION PUMP |  | SPD | Kelemen |  |  | 01/23/2019 |  | 1/23/29 |  |  | NO | YES |  |  |  |  | CAREFUSION 11137443 15262698 |  |  | Active |  | 99:99:99:99:99:99 |  | High Risk | 1Y:00-MFG | 01/23/2019 | 01/23/2019 | COOPER UNIVERSITY HOSPITAL |  |  | Moves | WOT00000001468542 | David Frye | Performance Verification | Completed |  | 01/23/2019 | 01/23/2019 | Performance Verification for CAREFUSION 11137443 15262698 | Initial Install of Performance Verification. Device is ready for patient use. |  |  | 01/23/2019 | 01/23/2019
|  | CAREFUSION | ALARIS 8100 | MODULE, INFUSION PUMP |  | SPD | Pavilion |  |  | 01/28/2019 |  | 1/28/29 |  |  | NO | YES |  |  |  |  | CAREFUSION 11137441 15257925 |  |  | Active |  | 99:99:99:99:99:99 |  | High Risk | 1Y:00-MFG | 01/28/2019 | 01/28/2019 | COOPER UNIVERSITY HOSPITAL |  |  | Moves | WOT00000001467854 | David Frye | Performance Verification | Completed |  | 01/28/2019 | 01/28/2019 | Performance Verification for CAREFUSION 11137441 15257925 | Initial Install of Performance Verification. Device is ready for patient use. |  |  | 01/28/2019 | 01/28/2019
|  | CAREFUSION | ALARIS 8100 | MODULE, INFUSION PUMP |  | SPD | Pavilion |  |  | 02/05/2019 |  | 2/5/29 |  |  | NO | YES |  |  |  |  | CAREFUSION 11137442 15260970 |  |  | Active |  | 99:99:99:99:99:99 |  | High Risk | 1Y:00-MFG | 02/05/2019 | 02/05/2019 | COOPER UNIVERSITY HOSPITAL |  |  | Moves | WOT00000001466706 | David Frye | Performance Verification | Completed |  | 02/05/2019 | 02/05/2019 | Performance Verification for CAREFUSION 11137442 15260970 | Initial Install of Performance Verification. Device is ready for patient use. |  |  | 02/05/2019 | 02/05/2019
|  | CAREFUSION | ALARIS 8100 | MODULE, INFUSION PUMP |  | SPD | Kelemen |  |  | 02/04/2019 |  | 2/4/29 |  |  | NO | YES |  |  |  |  | CAREFUSION 11137440 15262929 |  |  | Active |  | 99:99:99:99:99:99 |  | High Risk | 1Y:00-MFG | 02/04/2019 | 02/04/2019 | COOPER UNIVERSITY HOSPITAL |  |  | Moves | WOT00000001469509 | David Frye | Performance Verification | Completed |  | 02/04/2019 | 02/04/2019 | Performance Verification for CAREFUSION 11137440 15262929 | Initial Install of Performance Verification. Device is ready for patient use. |  |  | 02/04/2019 | 02/04/2019
|  | CAREFUSION | ALARIS 8100 | MODULE, INFUSION PUMP |  | SPD | Kelemen |  |  | 01/21/2019 |  | 1/21/29 |  |  | NO | YES |  |  |  |  | CAREFUSION 11137439 15261555 |  |  | Active |  | 99:99:99:99:99:99 |  | High Risk | 1Y:00-MFG | 01/21/2019 | 01/21/2019 | COOPER UNIVERSITY HOSPITAL |  |  | Moves | WOT00000001468982 | David Frye | Performance Verification | Completed |  | 01/21/2019 | 01/21/2019 | Performance Verification for CAREFUSION 11137439 15261555 | Initial Install of Performance Verification. Device is ready for patient use. |  |  | 01/21/2019 | 01/21/2019
|  | CAREFUSION | ALARIS 8100 | MODULE, INFUSION PUMP |  | SPD | Kelemen |  |  | 01/22/2019 |  | 1/22/29 |  |  | NO | YES |  |  |  |  | CAREFUSION 11137438 15262902 |  |  | Active |  | 99:99:99:99:99:99 |  | High Risk | 1Y:00-MFG | 01/22/2019 | 01/22/2019 | COOPER UNIVERSITY HOSPITAL |  |  | Moves | WOT00000001466994 | David Frye | Performance Verification | Completed |  | 01/22/2019 | 01/22/2019 | Performance Verification for CAREFUSION 11137438 15262902 | Initial Install of Performance Verification. Device is ready for patient use. |  |  | 01/22/2019 | 01/22/2019
|  | CAREFUSION | ALARIS 8100 | MODULE, INFUSION PUMP |  | SPD | Pavilion |  |  | 01/21/2019 |  | 1/21/29 |  |  | NO | YES |  |  |  |  | CAREFUSION 11137436 15260956 |  |  | Active |  | 99:99:99:99:99:99 |  | High Risk | 1Y:00-MFG | 01/21/2019 | 01/21/2019 | COOPER UNIVERSITY HOSPITAL |  |  | Moves | WOT00000001466698 | David Frye | Performance Verification | Completed |  | 01/21/2019 | 01/21/2019 | Performance Verification for CAREFUSION 11137436 15260956 | Initial Install of Performance Verification. Device is ready for patient use. |  |  | 01/21/2019 | 01/21/2019
|  | CAREFUSION | ALARIS 8100 | MODULE, INFUSION PUMP |  | SPD | Kelemen |  |  | 01/07/2019 |  | 1/7/29 |  |  | NO | YES |  |  |  |  | CAREFUSION 11137437 15261478 |  |  | Active |  | 99:99:99:99:99:99 |  | High Risk | 1Y:00-MFG | 01/07/2019 | 01/07/2019 | COOPER UNIVERSITY HOSPITAL |  |  | Moves | WOT00000001468707 | David Frye | Performance Verification | Completed |  | 01/07/2019 | 01/07/2019 | Performance Verification for CAREFUSION 11137437 15261478 | Initial Install of Performance Verification. Device is ready for patient use. |  |  | 01/07/2019 | 01/07/2019
|  | CAREFUSION | ALARIS 8100 | MODULE, INFUSION PUMP |  | SPD | Kelemen |  |  | 01/08/2019 |  | 1/8/29 |  |  | NO | YES |  |  |  |  | CAREFUSION 11137435 15260783 |  |  | Active |  | 99:99:99:99:99:99 |  | High Risk | 1Y:00-MFG | 01/08/2019 | 01/08/2019 | COOPER UNIVERSITY HOSPITAL |  |  | Moves | WOT00000001469300 | David Frye | Performance Verification | Completed |  | 01/08/2019 | 01/08/2019 | Performance Verification for CAREFUSION 11137435 15260783 | Initial Install of Performance Verification. Device is ready for patient use. |  |  | 01/08/2019 | 01/08/2019
|  | CAREFUSION | ALARIS 8100 | MODULE, INFUSION PUMP |  | SPD | Kelemen |  |  | 02/19/2019 |  | 2/19/29 |  |  | NO | YES |  |  |  |  | CAREFUSION 11137432 15262189 |  |  | Active |  | 99:99:99:99:99:99 |  | High Risk | 1Y:00-MFG | 02/19/2019 | 02/19/2019 | COOPER UNIVERSITY HOSPITAL |  |  | Moves | WOT00000001466606 | David Frye | Performance Verification | Completed |  | 02/19/2019 | 02/19/2019 | Performance Verification for CAREFUSION 11137432 15262189 | Initial Install of Performance Verification. Device is ready for patient use. |  |  | 02/19/2019 | 02/19/2019
|  | CAREFUSION | ALARIS 8100 | MODULE, INFUSION PUMP |  | SPD | Pavilion |  |  | 01/07/2019 |  | 1/7/29 |  |  | NO | YES |  |  |  |  | CAREFUSION 11137426 15262921 |  |  | Active |  | 99:99:99:99:99:99 |  | High Risk | 1Y:00-MFG | 01/07/2019 | 01/07/2019 | COOPER UNIVERSITY HOSPITAL |  |  | Moves | WOT00000001469505 | David Frye | Performance Verification | Completed |  | 01/07/2019 | 01/07/2019 | Performance Verification for CAREFUSION 11137426 15262921 | Initial Install of Performance Verification. Device is ready for patient use. |  |  | 01/07/2019 | 01/07/2019
|  | CAREFUSION | ALARIS 8100 | MODULE, INFUSION PUMP |  | SPD | Kelemen |  |  | 01/16/2019 |  | 1/16/29 |  |  | NO | YES |  |  |  |  | CAREFUSION 11137427 15262196 |  |  | Active |  | 99:99:99:99:99:99 |  | High Risk | 1Y:00-MFG | 01/16/2019 | 01/16/2019 | COOPER UNIVERSITY HOSPITAL |  |  | Moves | WOT00000001466610 | David Frye | Performance Verification | Completed |  | 01/16/2019 | 01/16/2019 | Performance Verification for CAREFUSION 11137427 15262196 | Initial Install of Performance Verification. Device is ready for patient use. |  |  | 01/16/2019 | 01/16/2019
|  | CAREFUSION | ALARIS 8100 | MODULE, INFUSION PUMP |  | SPD | Kelemen |  |  | 01/21/2019 |  | 1/21/29 |  |  | NO | YES |  |  |  |  | CAREFUSION 11137431 15261526 |  |  | Active |  | 99:99:99:99:99:99 |  | High Risk | 1Y:00-MFG | 01/21/2019 | 01/21/2019 | COOPER UNIVERSITY HOSPITAL |  |  | Moves | WOT00000001467074 | David Frye | Performance Verification | Completed |  | 01/21/2019 | 01/21/2019 | Performance Verification for CAREFUSION 11137431 15261526 | Initial Install of Performance Verification. Device is ready for patient use. |  |  | 01/21/2019 | 01/21/2019
|  | CAREFUSION | ALARIS 8100 | MODULE, INFUSION PUMP |  | SPD | Pavilion |  |  | 01/09/2019 |  | 1/9/29 |  |  | NO | YES |  |  |  |  | CAREFUSION 11137430 15261898 |  |  | Active |  | 99:99:99:99:99:99 |  | High Risk | 1Y:00-MFG | 01/09/2019 | 01/09/2019 | COOPER UNIVERSITY HOSPITAL |  |  | Moves | WOT00000001468172 | David Frye | Performance Verification | Completed |  | 01/09/2019 | 01/09/2019 | Performance Verification for CAREFUSION 11137430 15261898 | Initial Install of Performance Verification. Device is ready for patient use. |  |  | 01/09/2019 | 01/09/2019
|  | CAREFUSION | ALARIS 8100 | MODULE, INFUSION PUMP |  | SPD | Pavilion |  |  | 01/15/2019 |  | 1/15/29 |  |  | NO | YES |  |  |  |  | CAREFUSION 11137429 15262188 |  |  | Active |  | 99:99:99:99:99:99 |  | High Risk | 1Y:00-MFG | 01/15/2019 | 01/15/2019 | COOPER UNIVERSITY HOSPITAL |  |  | Moves | WOT00000001466604 | David Frye | Performance Verification | Completed |  | 01/15/2019 | 01/15/2019 | Performance Verification for CAREFUSION 11137429 15262188 | Initial Install of Performance Verification. Device is ready for patient use. |  |  | 01/15/2019 | 01/15/2019
|  | CAREFUSION | ALARIS 8100 | MODULE, INFUSION PUMP |  | SPD | Kelemen |  |  | 01/14/2019 |  | 1/14/29 |  |  | NO | YES |  |  |  |  | CAREFUSION 11137428 15261689 |  |  | Active |  | 99:99:99:99:99:99 |  | High Risk | 1Y:00-MFG | 01/14/2019 | 01/14/2019 | COOPER UNIVERSITY HOSPITAL |  |  | Moves | WOT00000001468859 | David Frye | Performance Verification | Completed |  | 01/14/2019 | 01/14/2019 | Performance Verification for CAREFUSION 11137428 15261689 | Initial Install of Performance Verification. Device is ready for patient use. |  |  | 01/14/2019 | 01/14/2019
|  | CAREFUSION | ALARIS 8100 | MODULE, INFUSION PUMP |  | SPD | Pavilion |  |  | 01/28/2019 |  | 1/28/29 |  |  | NO | YES |  |  |  |  | CAREFUSION 11137423 15262685 |  |  | Active |  | 99:99:99:99:99:99 |  | High Risk | 1Y:00-MFG | 01/28/2019 | 01/28/2019 | COOPER UNIVERSITY HOSPITAL |  |  | Moves | WOT00000001468537 | David Frye | Performance Verification | Completed |  | 01/28/2019 | 01/28/2019 | Performance Verification for CAREFUSION 11137423 15262685 | Initial Install of Performance Verification. Device is ready for patient use. |  |  | 01/28/2019 | 01/28/2019
|  | CAREFUSION | ALARIS 8100 | MODULE, INFUSION PUMP |  | SPD | Pavilion |  |  | 01/09/2019 |  | 1/9/29 |  |  | NO | YES |  |  |  |  | CAREFUSION 11137425 15262211 |  |  | Active |  | 99:99:99:99:99:99 |  | High Risk | 1Y:00-MFG | 01/09/2019 | 01/09/2019 | COOPER UNIVERSITY HOSPITAL |  |  | Moves | WOT00000001469356 | David Frye | Performance Verification | Completed |  | 01/09/2019 | 01/09/2019 | Performance Verification for CAREFUSION 11137425 15262211 | Initial Install of Performance Verification. Device is ready for patient use. |  |  | 01/09/2019 | 01/09/2019
|  | CAREFUSION | ALARIS 8100 | MODULE, INFUSION PUMP |  | SPD | Kelemen |  |  | 01/14/2019 |  | 1/14/29 |  |  | NO | YES |  |  |  |  | CAREFUSION 11137424 15262156 |  |  | Active |  | 99:99:99:99:99:99 |  | High Risk | 1Y:00-MFG | 01/14/2019 | 01/14/2019 | COOPER UNIVERSITY HOSPITAL |  |  | Moves | WOT00000001466596 | David Frye | Performance Verification | Completed |  | 01/14/2019 | 01/14/2019 | Performance Verification for CAREFUSION 11137424 15262156 | Initial Install of Performance Verification. Device is ready for patient use. |  |  | 01/14/2019 | 01/14/2019
|  | CAREFUSION | ALARIS 8100 | MODULE, INFUSION PUMP |  | SPD | Kelemen |  |  | 01/21/2019 |  | 1/21/29 |  |  | NO | YES |  |  |  |  | CAREFUSION 11137417 15262437 |  |  | Active |  | 99:99:99:99:99:99 |  | High Risk | 1Y:00-MFG | 01/21/2019 | 01/21/2019 | COOPER UNIVERSITY HOSPITAL |  |  | Moves | WOT00000001469376 | David Frye | Performance Verification | Completed |  | 01/21/2019 | 01/21/2019 | Performance Verification for CAREFUSION 11137417 15262437 | Initial Install of Performance Verification. Device is ready for patient use. |  |  | 01/21/2019 | 01/21/2019
|  | CAREFUSION | ALARIS 8100 | MODULE, INFUSION PUMP |  | SPD | Kelemen |  |  | 01/15/2019 |  | 1/15/29 |  |  | NO | YES |  |  |  |  | CAREFUSION 11137418 15262082 |  |  | Active |  | 99:99:99:99:99:99 |  | High Risk | 1Y:00-MFG | 01/15/2019 | 01/15/2019 | COOPER UNIVERSITY HOSPITAL |  |  | Moves | WOT00000001460591 | David Frye | Performance Verification | Closed | Stephen Zubrzycki | 01/15/2019 | 01/15/2019 | Performance Verification for CAREFUSION 11137418 15262082 | Initial Install of Performance Verification. Device is ready for patient use. |  |  | 01/15/2019 | 01/15/2019
|  | CAREFUSION | ALARIS 8100 | MODULE, INFUSION PUMP |  | SPD | Kelemen |  |  | 01/25/2019 |  | 1/25/29 |  |  | NO | YES |  |  |  |  | CAREFUSION 11137421 15260849 |  |  | Active |  | 99:99:99:99:99:99 |  | High Risk | 1Y:00-MFG | 01/25/2019 | 01/25/2019 | COOPER UNIVERSITY HOSPITAL |  |  | Moves | WOT00000001467478 | David Frye | Performance Verification | Completed |  | 01/25/2019 | 01/25/2019 | Performance Verification for CAREFUSION 11137421 15260849 | Initial Install of Performance Verification. Device is ready for patient use. |  |  | 01/25/2019 | 01/25/2019
|  | CAREFUSION | ALARIS 8100 | MODULE, INFUSION PUMP |  | SPD | Kelemen |  |  | 01/15/2019 |  | 1/15/29 |  |  | NO | YES |  |  |  |  | CAREFUSION 11137420 15262207 |  |  | Active |  | 99:99:99:99:99:99 |  | High Risk | 1Y:00-MFG | 01/15/2019 | 01/15/2019 | COOPER UNIVERSITY HOSPITAL |  |  | Moves | WOT00000001466618 | David Frye | Performance Verification | Completed |  | 01/15/2019 | 01/15/2019 | Performance Verification for CAREFUSION 11137420 15262207 | Initial Install of Performance Verification. Device is ready for patient use. |  |  | 01/15/2019 | 01/15/2019
|  | CAREFUSION | ALARIS 8100 | MODULE, INFUSION PUMP |  | SPD | Pavilion |  |  | 01/09/2019 |  | 1/9/29 |  |  | NO | YES |  |  |  |  | CAREFUSION 11137419 15262828 |  |  | Active |  | 99:99:99:99:99:99 |  | High Risk | 1Y:00-MFG | 01/09/2019 | 01/09/2019 | COOPER UNIVERSITY HOSPITAL |  |  | Moves | WOT00000001466986 | David Frye | Performance Verification | Completed |  | 01/09/2019 | 01/09/2019 | Performance Verification for CAREFUSION 11137419 15262828 | Initial Install of Performance Verification. Device is ready for patient use. |  |  | 01/09/2019 | 01/09/2019
|  | CAREFUSION | ALARIS 8100 | MODULE, INFUSION PUMP |  | SPD | Pavilion |  |  | 01/31/2019 |  | 1/31/29 |  |  | NO | YES |  |  |  |  | CAREFUSION 11137416 15261485 |  |  | Active |  | 99:99:99:99:99:99 |  | High Risk | 1Y:00-MFG | 01/31/2019 | 01/31/2019 | COOPER UNIVERSITY HOSPITAL |  |  | Moves | WOT00000001468715 | David Frye | Performance Verification | Completed |  | 01/31/2019 | 01/31/2019 | Performance Verification for CAREFUSION 11137416 15261485 | Initial Install of Performance Verification. Device is ready for patient use. |  |  | 01/31/2019 | 01/31/2019
|  | CAREFUSION | ALARIS 8100 | MODULE, INFUSION PUMP |  | SPD | Kelemen | BASEMENT |  | 01/07/2019 |  | 1/7/29 |  |  | NO | YES |  |  |  |  | CAREFUSION 11137415 15260924 |  |  | Active |  | 99:99:99:99:99:99 |  | High Risk | 1Y:00-MFG | 01/07/2019 | 01/07/2019 | COOPER UNIVERSITY HOSPITAL |  |  | Moves | WOT00000001466696 | David Frye | Performance Verification | Completed |  | 01/07/2019 | 01/07/2019 | Performance Verification for CAREFUSION 11137415 15260924 | Initial Install of Performance Verification. Device is ready for patient use. |  |  | 01/07/2019 | 01/07/2019
|  | CAREFUSION | ALARIS 8100 | MODULE, INFUSION PUMP |  | SPD | Kelemen | BASEMENT |  | 02/19/2019 |  | 2/19/29 |  |  | NO | YES |  |  |  |  | CAREFUSION 11137414 15261984 |  |  | Active |  | 99:99:99:99:99:99 |  | High Risk | 1Y:00-MFG | 02/19/2019 | 02/19/2019 | COOPER UNIVERSITY HOSPITAL |  |  | Moves | WOT00000001467389 | David Frye | Performance Verification | Completed |  | 02/19/2019 | 02/19/2019 | Performance Verification for CAREFUSION 11137414 15261984 | Initial Install of Performance Verification. Device is ready for patient use. |  |  | 02/19/2019 | 02/19/2019
|  | CAREFUSION | ALARIS 8100 | MODULE, INFUSION PUMP |  | SPD | Kelemen |  |  | 02/11/2019 |  | 2/11/29 |  |  | NO | YES |  |  |  |  | CAREFUSION 11137411 15262666 |  |  | Active |  | 99:99:99:99:99:99 |  | High Risk | 1Y:00-MFG | 02/11/2019 | 02/11/2019 | COOPER UNIVERSITY HOSPITAL |  |  | Moves | WOT00000001468522 | David Frye | Performance Verification | Completed |  | 02/11/2019 | 02/11/2019 | Performance Verification for CAREFUSION 11137411 15262666 | Initial Install of Performance Verification. Device is ready for patient use. |  |  | 02/11/2019 | 02/11/2019
|  | CAREFUSION | ALARIS 8100 | MODULE, INFUSION PUMP |  | SPD | Pavilion |  |  | 01/17/2019 |  | 1/17/29 |  |  | NO | YES |  |  |  |  | CAREFUSION 11137413 15262677 |  |  | Active |  | 99:99:99:99:99:99 |  | High Risk | 1Y:00-MFG | 01/17/2019 | 01/17/2019 | COOPER UNIVERSITY HOSPITAL |  |  | Moves | WOT00000001468534 | David Frye | Performance Verification | Completed |  | 01/17/2019 | 01/17/2019 | Performance Verification for CAREFUSION 11137413 15262677 | Initial Install of Performance Verification. Device is ready for patient use. |  |  | 01/17/2019 | 01/17/2019
|  | CAREFUSION | ALARIS 8100 | MODULE, INFUSION PUMP |  | SPD | Pavilion |  |  | 01/15/2019 |  | 1/15/29 |  |  | NO | YES |  |  |  |  | CAREFUSION 11137412 15262946 |  |  | Active |  | 99:99:99:99:99:99 |  | High Risk | 1Y:00-MFG | 01/15/2019 | 01/15/2019 | COOPER UNIVERSITY HOSPITAL |  |  | Moves | WOT00000001469518 | David Frye | Performance Verification | Completed |  | 01/15/2019 | 01/15/2019 | Performance Verification for CAREFUSION 11137412 15262946 | Initial Install of Performance Verification. Device is ready for patient use. |  |  | 01/15/2019 | 01/15/2019
|  | CAREFUSION | ALARIS 8100 | MODULE, INFUSION PUMP |  | SPD | Kelemen |  |  | 01/04/2019 |  | 1/4/29 |  |  | NO | YES |  |  |  |  | CAREFUSION 11137410 15261452 |  |  | Active |  | 99:99:99:99:99:99 |  | High Risk | 1Y:00-MFG | 01/04/2019 | 01/04/2019 | COOPER UNIVERSITY HOSPITAL |  |  | Moves | WOT00000001468680 | David Frye | Performance Verification | Completed |  | 01/04/2019 | 01/04/2019 | Performance Verification for CAREFUSION 11137410 15261452 | Initial Install of Performance Verification. Device is ready for patient use. |  |  | 01/04/2019 | 01/04/2019
|  | CAREFUSION | ALARIS 8100 | MODULE, INFUSION PUMP |  | SPD | Kelemen |  |  | 02/13/2019 |  | 2/13/29 |  |  | NO | YES |  |  |  |  | CAREFUSION 11137409 15261920 |  |  | Active |  | 99:99:99:99:99:99 |  | High Risk | 1Y:00-MFG | 02/13/2019 | 02/13/2019 | COOPER UNIVERSITY HOSPITAL |  |  | Moves | WOT00000001468181 | David Frye | Performance Verification | Completed |  | 02/13/2019 | 02/13/2019 | Performance Verification for CAREFUSION 11137409 15261920 | Initial Install of Performance Verification. Device is ready for patient use. |  |  | 02/13/2019 | 02/13/2019
|  | CAREFUSION | ALARIS 8100 | MODULE, INFUSION PUMP |  | SPD | Kelemen |  |  | 02/05/2019 |  | 2/5/29 |  |  | NO | YES |  |  |  |  | CAREFUSION 11137408 15262712 |  |  | Active | dup11137408 | 99:99:99:99:99:99 |  | High Risk | 1Y:00-MFG | 02/05/2019 | 02/05/2019 | COOPER UNIVERSITY HOSPITAL |  |  | Moves | WOT00000001468553 | David Frye | Performance Verification | Completed |  | 02/05/2019 | 02/05/2019 | Performance Verification for CAREFUSION 11137408 15262712 | Initial Install of Performance Verification. Device is ready for patient use. |  |  | 02/05/2019 | 02/05/2019
|  | CAREFUSION | ALARIS 8100 | MODULE, INFUSION PUMP |  | SPD | Kelemen |  |  | 02/01/2019 |  | 2/1/29 |  |  | NO | YES |  |  |  |  | CAREFUSION 11137406 15261895 |  |  | Active | dup11137406 | 99:99:99:99:99:99 |  | High Risk | 1Y:00-MFG | 02/01/2019 | 02/01/2019 | COOPER UNIVERSITY HOSPITAL |  |  | Moves | WOT00000001468167 | David Frye | Performance Verification | Completed |  | 02/01/2019 | 02/01/2019 | Performance Verification for CAREFUSION 11137406 15261895 | Initial Install of Performance Verification. Device is ready for patient use. |  |  | 02/01/2019 | 02/01/2019
|  | CAREFUSION | ALARIS 8100 | MODULE, INFUSION PUMP |  | SPD | Pavilion |  |  | 01/24/2019 |  | 1/24/29 |  |  | NO | YES |  |  |  |  | CAREFUSION 11137407 15262693 |  |  | Active |  | 99:99:99:99:99:99 |  | High Risk | 1Y:00-MFG | 01/24/2019 | 01/24/2019 | COOPER UNIVERSITY HOSPITAL |  |  | Moves | WOT00000001468541 | David Frye | Performance Verification | Completed |  | 01/24/2019 | 01/24/2019 | Performance Verification for CAREFUSION 11137407 15262693 | Initial Install of Performance Verification. Device is ready for patient use. |  |  | 01/24/2019 | 01/24/2019
|  | CAREFUSION | ALARIS 8100 | MODULE, INFUSION PUMP |  | SPD | Kelemen |  |  | 01/03/2019 |  | 1/3/29 |  |  | NO | YES |  |  |  |  | CAREFUSION 11137405 15262212 |  |  | Active |  | 99:99:99:99:99:99 |  | High Risk | 1Y:00-MFG | 01/03/2019 | 01/03/2019 | COOPER UNIVERSITY HOSPITAL |  |  | Moves | WOT00000001469358 | David Frye | Performance Verification | Completed |  | 01/03/2019 | 01/03/2019 | Performance Verification for CAREFUSION 11137405 15262212 | Initial Install of Performance Verification. Device is ready for patient use. |  |  | 01/03/2019 | 01/03/2019
|  | CAREFUSION | ALARIS 8100 | MODULE, INFUSION PUMP |  | SPD | Kelemen |  |  | 01/28/2019 |  | 1/28/29 |  |  | NO | YES |  |  |  |  | CAREFUSION 11137404 15262675 |  |  | Active |  | 99:99:99:99:99:99 |  | High Risk | 1Y:00-MFG | 01/28/2019 | 01/28/2019 | COOPER UNIVERSITY HOSPITAL |  |  | Moves | WOT00000001468533 | David Frye | Performance Verification | Completed |  | 01/28/2019 | 01/28/2019 | Performance Verification for CAREFUSION 11137404 15262675 | Initial Install of Performance Verification. Device is ready for patient use. |  |  | 01/28/2019 | 01/28/2019
|  | CAREFUSION | ALARIS 8100 | MODULE, INFUSION PUMP |  | SPD | Kelemen |  |  | 01/08/2019 |  | 1/8/29 |  |  | NO | YES |  |  |  |  | CAREFUSION 11137398 15260215 |  |  | Active |  | 99:99:99:99:99:99 |  | High Risk | 1Y:00-MFG | 01/08/2019 | 01/08/2019 | COOPER UNIVERSITY HOSPITAL |  |  | Moves | WOT00000001468928 | David Frye | Performance Verification | Completed |  | 01/08/2019 | 01/08/2019 | Performance Verification for CAREFUSION 11137398 15260215 | Initial Install of Performance Verification. Device is ready for patient use. |  |  | 01/08/2019 | 01/08/2019
|  | CAREFUSION | ALARIS 8100 | MODULE, INFUSION PUMP |  | SPD | Kelemen |  |  | 02/04/2019 |  | 2/4/29 |  |  | NO | YES |  |  |  |  | CAREFUSION 11137402 15261626 |  |  | Active |  | 99:99:99:99:99:99 |  | High Risk | 1Y:00-MFG | 02/04/2019 | 02/04/2019 | COOPER UNIVERSITY HOSPITAL |  |  | Moves | WOT00000001468021 | David Frye | Performance Verification | Completed |  | 02/04/2019 | 02/04/2019 | Performance Verification for CAREFUSION 11137402 15261626 | Initial Install of Performance Verification. Device is ready for patient use. |  |  | 02/04/2019 | 02/04/2019
|  | CAREFUSION | ALARIS 8100 | MODULE, INFUSION PUMP |  | SPD | Kelemen |  |  | 01/23/2019 |  | 1/23/29 |  |  | NO | YES |  |  |  |  | CAREFUSION 11137401 15260959 |  |  | Active |  | 99:99:99:99:99:99 |  | High Risk | 1Y:00-MFG | 01/23/2019 | 01/23/2019 | COOPER UNIVERSITY HOSPITAL |  |  | Moves | WOT00000001466702 | David Frye | Performance Verification | Completed |  | 01/23/2019 | 01/23/2019 | Performance Verification for CAREFUSION 11137401 15260959 | Initial Install of Performance Verification. Device is ready for patient use. |  |  | 01/23/2019 | 01/23/2019
|  | CAREFUSION | ALARIS 8100 | MODULE, INFUSION PUMP |  | SPD | Pavilion |  |  | 01/17/2019 |  | 1/17/29 |  |  | NO | YES |  |  |  |  | CAREFUSION 11137392 15262762 |  |  | Active |  | 99:99:99:99:99:99 |  | High Risk | 1Y:00-MFG | 01/17/2019 | 01/17/2019 | COOPER UNIVERSITY HOSPITAL |  |  | Moves | WOT00000001466755 | David Frye | Performance Verification | Completed |  | 01/17/2019 | 01/17/2019 | Performance Verification for CAREFUSION 11137392 15262762 | Initial Install of Performance Verification. Device is ready for patient use. |  |  | 01/17/2019 | 01/17/2019
|  | CAREFUSION | ALARIS 8100 | MODULE, INFUSION PUMP |  | SPD | Pavilion |  |  | 01/14/2019 |  | 1/14/29 |  |  | NO | YES |  |  |  |  | CAREFUSION 11137400 15261743 |  |  | Active |  | 99:99:99:99:99:99 |  | High Risk | 1Y:00-MFG | 01/14/2019 | 01/14/2019 | COOPER UNIVERSITY HOSPITAL |  |  | Moves | WOT00000001469103 | David Frye | Performance Verification | Completed |  | 01/14/2019 | 01/14/2019 | Performance Verification for CAREFUSION 11137400 15261743 | Initial Install of Performance Verification. Device is ready for patient use. |  |  | 01/14/2019 | 01/14/2019
|  | CAREFUSION | ALARIS 8100 | MODULE, INFUSION PUMP |  | SPD | Kelemen |  |  | 01/16/2019 |  | 1/16/29 |  |  | NO | YES |  |  |  |  | CAREFUSION 11137397 15260695 |  |  | Active |  | 99:99:99:99:99:99 |  | High Risk | 1Y:00-MFG | 01/16/2019 | 01/16/2019 | COOPER UNIVERSITY HOSPITAL |  |  | Moves | WOT00000001467333 | David Frye | Performance Verification | Completed |  | 01/16/2019 | 01/16/2019 | Performance Verification for CAREFUSION 11137397 15260695 | Initial Install of Performance Verification. Device is ready for patient use. |  |  | 01/16/2019 | 01/16/2019
|  | CAREFUSION | ALARIS 8100 | MODULE, INFUSION PUMP |  | SPD | Pavilion |  |  | 01/08/2019 |  | 1/8/29 |  |  | NO | YES |  |  |  |  | CAREFUSION 11137396 15261016 |  |  | Active |  | 99:99:99:99:99:99 |  | High Risk | 1Y:00-MFG | 01/08/2019 | 01/08/2019 | COOPER UNIVERSITY HOSPITAL |  |  | Moves | WOT00000001469424 | David Frye | Performance Verification | Completed |  | 01/08/2019 | 01/08/2019 | Performance Verification for CAREFUSION 11137396 15261016 | Initial Install of Performance Verification. Device is ready for patient use. |  |  | 01/08/2019 | 01/08/2019
|  | CAREFUSION | ALARIS 8100 | MODULE, INFUSION PUMP |  | SPD | Kelemen |  |  | 01/08/2019 |  | 1/8/29 |  |  | NO | YES |  |  |  |  | CAREFUSION 11137395 15261549 |  |  | Active |  | 99:99:99:99:99:99 |  | High Risk | 1Y:00-MFG | 01/08/2019 | 01/08/2019 | COOPER UNIVERSITY HOSPITAL |  |  | Moves | WOT00000001468976 | David Frye | Performance Verification | Completed |  | 01/08/2019 | 01/08/2019 | Performance Verification for CAREFUSION 11137395 15261549 | Initial Install of Performance Verification. Device is ready for patient use. |  |  | 01/08/2019 | 01/08/2019
|  | CAREFUSION | ALARIS 8100 | MODULE, INFUSION PUMP |  | SPD | Pavilion |  |  | 01/14/2019 |  | 1/14/29 |  |  | NO | YES |  |  |  |  | CAREFUSION 11137394 15261445 |  |  | Active |  | 99:99:99:99:99:99 |  | High Risk | 1Y:00-MFG | 01/14/2019 | 01/14/2019 | COOPER UNIVERSITY HOSPITAL |  |  | Moves | WOT00000001468676 | David Frye | Performance Verification | Completed |  | 01/14/2019 | 01/14/2019 | Performance Verification for CAREFUSION 11137394 15261445 | Initial Install of Performance Verification. Device is ready for patient use. |  |  | 01/14/2019 | 01/14/2019
|  | CAREFUSION | ALARIS 8100 | MODULE, INFUSION PUMP |  | SPD | Pavilion |  |  | 02/05/2019 |  | 2/5/29 |  |  | NO | YES |  |  |  |  | CAREFUSION 11137393 15261533 |  |  | Active |  | 99:99:99:99:99:99 |  | High Risk | 1Y:00-MFG | 02/05/2019 | 02/05/2019 | COOPER UNIVERSITY HOSPITAL |  |  | Moves | WOT00000001467283 | David Frye | Performance Verification | Completed |  | 02/05/2019 | 02/05/2019 | Performance Verification for CAREFUSION 11137393 15261533 | Initial Install of Performance Verification. Device is ready for patient use. |  |  | 02/05/2019 | 02/05/2019
|  | CAREFUSION | ALARIS 8100 | MODULE, INFUSION PUMP |  | SPD | Pavilion |  |  | 02/25/2019 |  | 2/25/29 |  |  | NO | YES |  |  |  |  | CAREFUSION 11137391 15262919 |  |  | Active |  | 99:99:99:99:99:99 |  | High Risk | 1Y:00-MFG | 02/25/2019 | 02/25/2019 | COOPER UNIVERSITY HOSPITAL |  |  | Moves | WOT00000001467007 | David Frye | Performance Verification | Completed |  | 02/25/2019 | 02/25/2019 | Performance Verification for CAREFUSION 11137391 15262919 | Initial Install of Performance Verification. Device is ready for patient use. |  |  | 02/25/2019 | 02/25/2019
|  | CAREFUSION | ALARIS 8100 | MODULE, INFUSION PUMP |  | SPD | Kelemen |  |  | 01/14/2019 |  | 1/14/29 |  |  | NO | YES |  |  |  |  | CAREFUSION 11137390 15260826 |  |  | Active |  | 99:99:99:99:99:99 |  | High Risk | 1Y:00-MFG | 01/14/2019 | 01/14/2019 | COOPER UNIVERSITY HOSPITAL |  |  | Moves | WOT00000001468285 | David Frye | Performance Verification | Completed |  | 01/14/2019 | 01/14/2019 | Performance Verification for CAREFUSION 11137390 15260826 | Initial Install of Performance Verification. Device is ready for patient use. |  |  | 01/14/2019 | 01/14/2019
|  | CAREFUSION | ALARIS 8100 | MODULE, INFUSION PUMP |  | SPD | Pavilion |  |  | 01/14/2019 |  | 1/14/29 |  |  | NO | YES |  |  |  |  | CAREFUSION 11137388 15260852 |  |  | Active |  | 99:99:99:99:99:99 |  | High Risk | 1Y:00-MFG | 01/14/2019 | 01/14/2019 | COOPER UNIVERSITY HOSPITAL |  |  | Moves | WOT00000001467482 | David Frye | Performance Verification | Completed |  | 01/14/2019 | 01/14/2019 | Performance Verification for CAREFUSION 11137388 15260852 | Initial Install of Performance Verification. Device is ready for patient use. |  |  | 01/14/2019 | 01/14/2019
|  | CAREFUSION | ALARIS 8100 | MODULE, INFUSION PUMP |  |  | Pavilion | [7 empty] | NO | YES
|  | CAREFUSION | ALARIS 8100 | MODULE, INFUSION PUMP |  | SPD | Pavilion |  |  | 02/25/2019 |  | 2/25/29 |  |  | NO | YES |  |  |  |  | CAREFUSION 11137389 15261694 |  |  | Active |  | 99:99:99:99:99:99 |  | High Risk | 1Y:00-MFG | 02/25/2019 | 02/25/2019 | COOPER UNIVERSITY HOSPITAL |  |  | Moves | WOT00000001467114 | David Frye | Performance Verification | Completed |  | 02/25/2019 | 02/25/2019 | Performance Verification for CAREFUSION 11137389 15261694 | Initial Install of Performance Verification. Device is ready for patient use. |  |  | 02/25/2019 | 02/25/2019
|  | CAREFUSION | ALARIS 8100 | MODULE, INFUSION PUMP |  | SPD | Kelemen |  |  | 02/11/2019 |  | 2/11/29 |  |  | NO | YES |  |  |  |  | CAREFUSION 11137385 15262747 |  |  | Active |  | 99:99:99:99:99:99 |  | High Risk | 1Y:00-MFG | 02/11/2019 | 02/11/2019 | COOPER UNIVERSITY HOSPITAL |  |  | Moves | WOT00000001466751 | David Frye | Performance Verification | Completed |  | 02/11/2019 | 02/11/2019 | Performance Verification for CAREFUSION 11137385 15262747 | Initial Install of Performance Verification. Device is ready for patient use. |  |  | 02/11/2019 | 02/11/2019
|  | CAREFUSION | ALARIS 8100 | MODULE, INFUSION PUMP |  | SPD | Pavilion |  |  | 01/15/2019 |  | 1/15/29 |  |  | NO | YES |  |  |  |  | CAREFUSION 11137387 15262912 |  |  | Active |  | 99:99:99:99:99:99 |  | High Risk | 1Y:00-MFG | 01/15/2019 | 01/15/2019 | COOPER UNIVERSITY HOSPITAL |  |  | Moves | WOT00000001467003 | David Frye | Performance Verification | Completed |  | 01/15/2019 | 01/15/2019 | Performance Verification for CAREFUSION 11137387 15262912 | Initial Install of Performance Verification. Device is ready for patient use. |  |  | 01/15/2019 | 01/15/2019
|  | CAREFUSION | ALARIS 8100 | MODULE, INFUSION PUMP |  | SPD | Kelemen |  |  | 02/19/2019 |  | 2/19/29 |  |  | NO | YES |  |  |  |  | CAREFUSION 11137386 15260838 |  |  | Active |  | 99:99:99:99:99:99 |  | High Risk | 1Y:00-MFG | 02/19/2019 | 02/19/2019 | COOPER UNIVERSITY HOSPITAL |  |  | Moves | WOT00000001468293 | David Frye | Performance Verification | Completed |  | 02/19/2019 | 02/19/2019 | Performance Verification for CAREFUSION 11137386 15260838 | Initial Install of Performance Verification. Device is ready for patient use. |  |  | 02/19/2019 | 02/19/2019
|  | CAREFUSION | ALARIS 8100 | MODULE, INFUSION PUMP |  | SPD | Kelemen |  |  | 01/09/2019 |  | 1/9/29 |  |  | NO | YES |  |  |  |  | CAREFUSION 11137384 15262906 |  |  | Active |  | 99:99:99:99:99:99 |  | High Risk | 1Y:00-MFG | 01/09/2019 | 01/09/2019 | COOPER UNIVERSITY HOSPITAL |  |  | Moves | WOT00000001466998 | David Frye | Performance Verification | Completed |  | 01/09/2019 | 01/09/2019 | Performance Verification for CAREFUSION 11137384 15262906 | Initial Install of Performance Verification. Device is ready for patient use. |  |  | 01/09/2019 | 01/09/2019
|  | CAREFUSION | ALARIS 8100 | MODULE, INFUSION PUMP |  | SPD | Kelemen |  |  | 01/08/2019 |  | 1/8/29 |  |  | NO | YES |  |  |  |  | CAREFUSION 11137382 15261843 |  |  | Active |  | 99:99:99:99:99:99 |  | High Risk | 1Y:00-MFG | 01/08/2019 | 01/08/2019 | COOPER UNIVERSITY HOSPITAL |  |  | Moves | WOT00000001468143 | David Frye | Performance Verification | Completed |  | 01/08/2019 | 01/08/2019 | Performance Verification for CAREFUSION 11137382 15261843 | Initial Install of Performance Verification. Device is ready for patient use. |  |  | 01/08/2019 | 01/08/2019
|  | CAREFUSION | ALARIS 8100 | MODULE, INFUSION PUMP |  | SPD | Kelemen |  |  | 01/09/2019 |  | 1/9/29 |  |  | NO | YES |  |  |  |  | CAREFUSION 11137378 15262766 |  |  | Active |  | 99:99:99:99:99:99 |  | High Risk | 1Y:00-MFG | 01/09/2019 | 01/09/2019 | COOPER UNIVERSITY HOSPITAL |  |  | Moves | WOT00000001466759 | David Frye | Performance Verification | Completed |  | 01/09/2019 | 01/09/2019 | Performance Verification for CAREFUSION 11137378 15262766 | Initial Install of Performance Verification. Device is ready for patient use. |  |  | 01/09/2019 | 01/09/2019
|  | CAREFUSION | ALARIS 8100 | MODULE, INFUSION PUMP |  | SPD | Kelemen |  |  | 01/15/2019 |  | 1/15/29 |  |  | NO | YES |  |  |  |  | CAREFUSION 11137379 15261904 |  |  | Active |  | 99:99:99:99:99:99 |  | High Risk | 1Y:00-MFG | 01/15/2019 | 01/15/2019 | COOPER UNIVERSITY HOSPITAL |  |  | Moves | WOT00000001468175 | David Frye | Performance Verification | Completed |  | 01/15/2019 | 01/15/2019 | Performance Verification for CAREFUSION 11137379 15261904 | Initial Install of Performance Verification. Device is ready for patient use. |  |  | 01/15/2019 | 01/15/2019
|  | CAREFUSION | ALARIS 8100 | MODULE, INFUSION PUMP |  | SPD | Pavilion |  |  | 02/04/2019 |  | 2/4/29 |  |  | NO | YES |  |  |  |  | CAREFUSION 11137380 15262058 |  |  | Active |  | 99:99:99:99:99:99 |  | High Risk | 1Y:00-MFG | 02/04/2019 | 02/04/2019 | COOPER UNIVERSITY HOSPITAL |  |  | Moves | WOT00000001460483 | David Frye | Performance Verification | Completed |  | 02/04/2019 | 02/04/2019 | Performance Verification for CAREFUSION 11137380 15262058 | Initial Install of Performance Verification. Device is ready for patient use. |  |  | 02/04/2019 | 02/04/2019
|  | CAREFUSION | ALARIS 8100 | MODULE, INFUSION PUMP |  | SPD | Kelemen |  |  | 02/28/2019 |  | 2/28/29 |  |  | NO | YES |  |  |  |  | CAREFUSION 11137377 15261568 |  |  | Active |  | 99:99:99:99:99:99 |  | High Risk | 1Y:00-MFG | 02/28/2019 | 02/28/2019 | COOPER UNIVERSITY HOSPITAL |  |  | Moves | WOT00000001468990 | David Frye | Performance Verification | Completed |  | 02/28/2019 | 02/28/2019 | Performance Verification for CAREFUSION 11137377 15261568 | Initial Install of Performance Verification. Device is ready for patient use. |  |  | 02/28/2019 | 02/28/2019
|  | CAREFUSION | ALARIS 8100 | MODULE, INFUSION PUMP |  | SPD | Kelemen |  |  | 02/04/2019 |  | 2/4/29 |  |  | NO | YES |  |  |  |  | CAREFUSION 11137376 15262214 |  |  | Active |  | 99:99:99:99:99:99 |  | High Risk | 1Y:00-MFG | 02/04/2019 | 02/04/2019 | COOPER UNIVERSITY HOSPITAL |  |  | Moves | WOT00000001469362 | David Frye | Performance Verification | Completed |  | 02/04/2019 | 02/04/2019 | Performance Verification for CAREFUSION 11137376 15262214 | Initial Install of Performance Verification. Device is ready for patient use. |  |  | 02/04/2019 | 02/04/2019
|  | CAREFUSION | ALARIS 8100 | MODULE, INFUSION PUMP |  | SPD | Pavilion |  |  | 01/09/2019 |  | 1/9/29 |  |  | NO | YES |  |  |  |  | CAREFUSION 11137375 15263172 |  |  | Active |  | 99:99:99:99:99:99 |  | High Risk | 1Y:00-MFG | 01/09/2019 | 01/09/2019 | COOPER UNIVERSITY HOSPITAL |  |  | Moves | WOT00000001467745 | David Frye | Performance Verification | Completed |  | 01/09/2019 | 01/09/2019 | Performance Verification for CAREFUSION 11137375 15263172 | Initial Install of Performance Verification. Device is ready for patient use. |  |  | 01/09/2019 | 01/09/2019
|  | CAREFUSION | ALARIS 8100 | MODULE, INFUSION PUMP |  | SPD | Kelemen |  |  | 01/08/2019 |  | 1/8/29 |  |  | NO | YES |  |  |  |  | CAREFUSION 11137369 15261519 |  |  | Active |  | 99:99:99:99:99:99 |  | High Risk | 1Y:00-MFG | 01/08/2019 | 01/08/2019 | COOPER UNIVERSITY HOSPITAL |  |  | Moves | WOT00000001467070 | David Frye | Performance Verification | Completed |  | 01/08/2019 | 01/08/2019 | Performance Verification for CAREFUSION 11137369 15261519 | Initial Install of Performance Verification. Device is ready for patient use. |  |  | 01/08/2019 | 01/08/2019
|  | CAREFUSION | ALARIS 8100 | MODULE, INFUSION PUMP |  | SPD | Kelemen |  |  | 01/08/2019 |  | 1/8/29 |  |  | NO | YES |  |  |  |  | CAREFUSION 11137370 15261065 |  |  | Active |  | 99:99:99:99:99:99 |  | High Risk | 1Y:00-MFG | 01/08/2019 | 01/08/2019 | COOPER UNIVERSITY HOSPITAL |  |  | Moves | WOT00000001468431 | David Frye | Performance Verification | Completed |  | 01/08/2019 | 01/08/2019 | Performance Verification for CAREFUSION 11137370 15261065 | Initial Install of Performance Verification. Device is ready for patient use. |  |  | 01/08/2019 | 01/08/2019
|  | CAREFUSION | ALARIS 8100 | MODULE, INFUSION PUMP |  | SPD | Kelemen |  |  | 01/03/2019 |  | 1/3/29 |  |  | NO | YES |  |  |  |  | CAREFUSION 11137374 15261911 |  |  | Active |  | 99:99:99:99:99:99 |  | High Risk | 1Y:00-MFG | 01/03/2019 | 01/03/2019 | COOPER UNIVERSITY HOSPITAL |  |  | Moves | WOT00000001468176 | David Frye | Performance Verification | Completed |  | 01/03/2019 | 01/03/2019 | Performance Verification for CAREFUSION 11137374 15261911 | Initial Install of Performance Verification. Device is ready for patient use. |  |  | 01/03/2019 | 01/03/2019
|  | CAREFUSION | ALARIS 8100 | MODULE, INFUSION PUMP |  | SPD | Pavilion |  |  | 01/15/2019 |  | 1/15/29 |  |  | NO | YES |  |  |  |  | CAREFUSION 11137373 15261064 |  |  | Active |  | 99:99:99:99:99:99 |  | High Risk | 1Y:00-MFG | 01/15/2019 | 01/15/2019 | COOPER UNIVERSITY HOSPITAL |  |  | Moves | WOT00000001468429 | David Frye | Performance Verification | Completed |  | 01/15/2019 | 01/15/2019 | Performance Verification for CAREFUSION 11137373 15261064 | Initial Install of Performance Verification. Device is ready for patient use. |  |  | 01/15/2019 | 01/15/2019
|  | CAREFUSION | ALARIS 8100 | MODULE, INFUSION PUMP |  | SPD | Kelemen |  |  | 02/06/2019 |  | 2/6/29 |  |  | NO | YES |  |  |  |  | CAREFUSION 11137372 15262909 |  |  | Active |  | 99:99:99:99:99:99 |  | High Risk | 1Y:00-MFG | 02/06/2019 | 02/06/2019 | COOPER UNIVERSITY HOSPITAL |  |  | Moves | WOT00000001467002 | David Frye | Performance Verification | Completed |  | 02/06/2019 | 02/06/2019 | Performance Verification for CAREFUSION 11137372 15262909 | Initial Install of Performance Verification. Device is ready for patient use. |  |  | 02/06/2019 | 02/06/2019
|  | CAREFUSION | ALARIS 8100 | MODULE, INFUSION PUMP |  | SPD | Kelemen |  |  | 02/27/2019 |  | 2/27/29 |  |  | NO | YES |  |  |  |  | CAREFUSION 11137371 15262927 |  |  | Active |  | 99:99:99:99:99:99 |  | High Risk | 1Y:00-MFG | 02/27/2019 | 02/27/2019 | COOPER UNIVERSITY HOSPITAL |  |  | Moves | WOT00000001469506 | David Frye | Performance Verification | Completed |  | 02/27/2019 | 02/27/2019 | Performance Verification for CAREFUSION 11137371 15262927 | Initial Install of Performance Verification. Device is ready for patient use. |  |  | 02/27/2019 | 02/27/2019
|  | CAREFUSION | ALARIS 8100 | MODULE, INFUSION PUMP |  | SPD | Kelemen |  |  | 01/14/2019 |  | 1/14/29 |  |  | NO | YES |  |  |  |  | CAREFUSION 11137364 15263247 |  |  | Active |  | 99:99:99:99:99:99 |  | High Risk | 1Y:00-MFG | 01/14/2019 | 01/14/2019 | COOPER UNIVERSITY HOSPITAL |  |  | Moves | WOT00000001466926 | David Frye | Performance Verification | Completed |  | 01/14/2019 | 01/14/2019 | Performance Verification for CAREFUSION 11137364 15263247 | Initial Install of Performance Verification. Device is ready for patient use. |  |  | 01/14/2019 | 01/14/2019
|  | CAREFUSION | ALARIS 8100 | MODULE, INFUSION PUMP |  | SPD | Kelemen |  |  | 01/28/2019 |  | 1/28/29 |  |  | NO | YES |  |  |  |  | CAREFUSION 11137365 15261857 |  |  | Active |  | 99:99:99:99:99:99 |  | High Risk | 1Y:00-MFG | 01/28/2019 | 01/28/2019 | COOPER UNIVERSITY HOSPITAL |  |  | Moves | WOT00000001468148 | David Frye | Performance Verification | Completed |  | 01/28/2019 | 01/28/2019 | Performance Verification for CAREFUSION 11137365 15261857 | Initial Install of Performance Verification. Device is ready for patient use. |  |  | 01/28/2019 | 01/28/2019
|  | CAREFUSION | ALARIS 8100 | MODULE, INFUSION PUMP |  | SPD | Kelemen |  |  | 01/14/2019 |  | 1/14/29 |  |  | NO | YES |  |  |  |  | CAREFUSION 11137368 15261740 |  |  | Active |  | 99:99:99:99:99:99 |  | High Risk | 1Y:00-MFG | 01/14/2019 | 01/14/2019 | COOPER UNIVERSITY HOSPITAL |  |  | Moves | WOT00000001469101 | David Frye | Performance Verification | Completed |  | 01/14/2019 | 01/14/2019 | Performance Verification for CAREFUSION 11137368 15261740 | Initial Install of Performance Verification. Device is ready for patient use. |  |  | 01/14/2019 | 01/14/2019
|  | CAREFUSION | ALARIS 8100 | MODULE, INFUSION PUMP |  | SPD | Kelemen |  |  | 01/24/2019 |  | 1/24/29 |  |  | NO | YES |  |  |  |  | CAREFUSION 11137367 15261353 |  |  | Active |  | 99:99:99:99:99:99 |  | High Risk | 1Y:00-MFG | 01/24/2019 | 01/24/2019 | COOPER UNIVERSITY HOSPITAL |  |  | Moves | WOT00000001469582 | David Frye | Performance Verification | Completed |  | 01/24/2019 | 01/24/2019 | Performance Verification for CAREFUSION 11137367 15261353 | Initial Install of Performance Verification. Device is ready for patient use. |  |  | 01/24/2019 | 01/24/2019
|  | CAREFUSION | ALARIS 8100 | MODULE, INFUSION PUMP |  | SPD | Kelemen |  |  | 01/24/2019 |  | 1/24/29 |  |  | NO | YES |  |  |  |  | CAREFUSION 11137366 15260451 |  |  | Active |  | 99:99:99:99:99:99 |  | High Risk | 1Y:00-MFG | 01/24/2019 | 01/24/2019 | COOPER UNIVERSITY HOSPITAL |  |  | Moves | WOT00000001468932 | David Frye | Performance Verification | Completed |  | 01/24/2019 | 01/24/2019 | Performance Verification for CAREFUSION 11137366 15260451 | Initial Install of Performance Verification. Device is ready for patient use. |  |  | 01/24/2019 | 01/24/2019
|  | CAREFUSION | ALARIS 8100 | MODULE, INFUSION PUMP |  | SPD | Kelemen |  |  | 01/28/2019 |  | 1/28/29 |  |  | NO | YES |  |  |  |  | CAREFUSION 11137363 15260674 |  |  | Active |  | 99:99:99:99:99:99 |  | High Risk | 1Y:00-MFG | 01/28/2019 | 01/28/2019 | COOPER UNIVERSITY HOSPITAL |  |  | Moves | WOT00000001467323 | David Frye | Performance Verification | Completed |  | 01/28/2019 | 01/28/2019 | Performance Verification for CAREFUSION 11137363 15260674 | Initial Install of Performance Verification. Device is ready for patient use. |  |  | 01/28/2019 | 01/28/2019
|  | CAREFUSION | ALARIS 8100 | MODULE, INFUSION PUMP |  | SPD | Kelemen |  |  | 01/07/2019 |  | 1/7/29 |  |  | NO | YES |  |  |  |  | CAREFUSION 11137362 15261049 |  |  | Active |  | 99:99:99:99:99:99 |  | High Risk | 1Y:00-MFG | 01/07/2019 | 01/07/2019 | COOPER UNIVERSITY HOSPITAL |  |  | Moves | WOT00000001468417 | David Frye | Performance Verification | Completed |  | 01/07/2019 | 01/07/2019 | Performance Verification for CAREFUSION 11137362 15261049 | Initial Install of Performance Verification. Device is ready for patient use. |  |  | 01/07/2019 | 01/07/2019
|  | CAREFUSION | ALARIS 8100 | MODULE, INFUSION PUMP |  | SPD | Kelemen |  |  | 02/12/2019 |  | 2/12/29 |  |  | NO | YES |  |  |  |  | CAREFUSION 11137359 15258271 |  |  | Active |  | 99:99:99:99:99:99 |  | High Risk | 1Y:00-MFG | 02/12/2019 | 02/12/2019 | COOPER UNIVERSITY HOSPITAL |  |  | Moves | WOT00000001467232 | David Frye | Performance Verification | Completed |  | 02/12/2019 | 02/12/2019 | Performance Verification for CAREFUSION 11137359 15258271 | Initial Install of Performance Verification. Device is ready for patient use. |  |  | 02/12/2019 | 02/12/2019
|  | CAREFUSION | ALARIS 8100 | MODULE, INFUSION PUMP |  | SPD | Pavilion |  |  | 01/29/2019 |  | 1/29/29 |  |  | NO | YES |  |  |  |  | CAREFUSION 11137361 15260071 |  |  | Active |  | 99:99:99:99:99:99 |  | High Risk | 1Y:00-MFG | 01/29/2019 | 01/29/2019 | COOPER UNIVERSITY HOSPITAL |  |  | Moves | WOT00000001469710 | David Frye | Performance Verification | Completed |  | 01/29/2019 | 01/29/2019 | Performance Verification for CAREFUSION 11137361 15260071 | Initial Install of Performance Verification. Device is ready for patient use. |  |  | 01/29/2019 | 01/29/2019
|  | CAREFUSION | ALARIS 8100 | MODULE, INFUSION PUMP |  | SPD | Pavilion |  |  | 01/08/2019 |  | 1/8/29 |  |  | NO | YES |  |  |  |  | CAREFUSION 11137358 15257922 |  |  | Active |  | 99:99:99:99:99:99 |  | High Risk | 1Y:00-MFG | 01/08/2019 | 01/08/2019 | COOPER UNIVERSITY HOSPITAL |  |  | Moves | WOT00000001467852 | David Frye | Performance Verification | Completed |  | 01/08/2019 | 01/08/2019 | Performance Verification for CAREFUSION 11137358 15257922 | Initial Install of Performance Verification. Device is ready for patient use. |  |  | 01/08/2019 | 01/08/2019
|  | CAREFUSION | ALARIS 8100 | MODULE, INFUSION PUMP |  | SPD | Kelemen |  |  | 01/21/2019 |  | 1/21/29 |  |  | NO | YES |  |  |  |  | CAREFUSION 11137357 15258236 |  |  | Active |  | 99:99:99:99:99:99 |  | High Risk | 1Y:00-MFG | 01/21/2019 | 01/21/2019 | COOPER UNIVERSITY HOSPITAL |  |  | Moves | WOT00000001468095 | David Frye | Performance Verification | Completed |  | 01/21/2019 | 01/21/2019 | Performance Verification for CAREFUSION 11137357 15258236 | Initial Install of Performance Verification. Device is ready for patient use. |  |  | 01/21/2019 | 01/21/2019
|  | CAREFUSION | ALARIS 8100 | MODULE, INFUSION PUMP |  | SPD | Pavilion |  |  | 02/12/2019 |  | 2/12/29 |  |  | NO | YES |  |  |  |  | CAREFUSION 11137355 15258275 |  |  | Active |  | 99:99:99:99:99:99 |  | High Risk | 1Y:00-MFG | 02/12/2019 | 02/12/2019 | COOPER UNIVERSITY HOSPITAL |  |  | Moves | WOT00000001467234 | David Frye | Performance Verification | Completed |  | 02/12/2019 | 02/12/2019 | Performance Verification for CAREFUSION 11137355 15258275 | Initial Install of Performance Verification. Device is ready for patient use. |  |  | 02/12/2019 | 02/12/2019
|  | CAREFUSION | ALARIS 8100 | MODULE, INFUSION PUMP |  | SPD | Pavilion |  |  | 01/14/2019 |  | 1/14/29 |  |  | NO | YES |  |  |  |  | CAREFUSION 11137354 15261560 |  |  | Active |  | 99:99:99:99:99:99 |  | High Risk | 1Y:00-MFG | 01/14/2019 | 01/14/2019 | COOPER UNIVERSITY HOSPITAL |  |  | Moves | WOT00000001468984 | David Frye | Performance Verification | Completed |  | 01/14/2019 | 01/14/2019 | Performance Verification for CAREFUSION 11137354 15261560 | Initial Install of Performance Verification. Device is ready for patient use. |  |  | 01/14/2019 | 01/14/2019
|  | CAREFUSION | ALARIS 8100 | MODULE, INFUSION PUMP |  | SPD | Pavilion |  |  | 02/01/2019 |  | 2/1/29 |  |  | NO | YES |  |  |  |  | CAREFUSION 11137353 15261547 |  |  | Active |  | 99:99:99:99:99:99 |  | High Risk | 1Y:00-MFG | 02/01/2019 | 02/01/2019 | COOPER UNIVERSITY HOSPITAL |  |  | Moves | WOT00000001467293 | David Frye | Performance Verification | Completed |  | 02/01/2019 | 02/01/2019 | Performance Verification for CAREFUSION 11137353 15261547 | Initial Install of Performance Verification. Device is ready for patient use. |  |  | 02/01/2019 | 02/01/2019
|  | CAREFUSION | ALARIS 8100 | MODULE, INFUSION PUMP |  | SPD | Kelemen |  |  | 01/08/2019 |  | 1/8/29 |  |  | NO | YES |  |  |  |  | CAREFUSION 11137352 15260508 |  |  | Active |  | 99:99:99:99:99:99 |  | High Risk | 1Y:00-MFG | 01/08/2019 | 01/08/2019 | COOPER UNIVERSITY HOSPITAL |  |  | Moves | WOT00000001468934 | David Frye | Performance Verification | Completed |  | 01/08/2019 | 01/08/2019 | Performance Verification for CAREFUSION 11137352 15260508 | Initial Install of Performance Verification. Device is ready for patient use. |  |  | 01/08/2019 | 01/08/2019
|  | CAREFUSION | ALARIS 8100 | MODULE, INFUSION PUMP |  | SPD | Pavilion |  |  | 01/08/2019 |  | 1/8/29 |  |  | NO | YES |  |  |  |  | CAREFUSION 11137350 15258270 |  |  | Active |  | 99:99:99:99:99:99 |  | High Risk | 1Y:00-MFG | 01/08/2019 | 01/08/2019 | COOPER UNIVERSITY HOSPITAL |  |  | Moves | WOT00000001467230 | David Frye | Performance Verification | Completed |  | 01/08/2019 | 01/08/2019 | Performance Verification for CAREFUSION 11137350 15258270 | Initial Install of Performance Verification. Device is ready for patient use. |  |  | 01/08/2019 | 01/08/2019
|  | CAREFUSION | ALARIS 8100 | MODULE, INFUSION PUMP |  | SPD | Pavilion |  |  | 04/22/2019 |  | 4/22/29 |  |  | NO | YES |  |  |  |  | CAREFUSION 11137346 15260973 |  |  | Active |  | 99:99:99:99:99:99 |  | High Risk | 1Y:00-MFG | 04/22/2019 | 04/22/2019 | COOPER UNIVERSITY HOSPITAL |  |  | Moves | WOT00000001466713 | David Frye | Performance Verification | Completed |  | 04/22/2019 | 04/22/2019 | Performance Verification for CAREFUSION 11137346 15260973 | Initial Install of Performance Verification. Device is ready for patient use. |  |  | 04/22/2019 | 04/22/2019
|  | CAREFUSION | ALARIS 8100 | MODULE, INFUSION PUMP |  | SPD | Kelemen |  |  | 01/29/2019 |  | 1/29/29 |  |  | NO | YES |  |  |  |  | CAREFUSION 11137347 15261719 |  |  | Active |  | 99:99:99:99:99:99 |  | High Risk | 1Y:00-MFG | 01/29/2019 | 01/29/2019 | COOPER UNIVERSITY HOSPITAL |  |  | Moves | WOT00000001456334 | David Frye | Performance Verification | Completed |  | 01/29/2019 | 01/29/2019 | Performance Verification for CAREFUSION 11137347 15261719 | Initial Install of Performance Verification. Device is ready for patient use. |  |  | 01/29/2019 | 01/29/2019
|  | CAREFUSION | ALARIS 8100 | MODULE, INFUSION PUMP |  | SPD | Pavilion |  |  | 01/21/2019 |  | 1/21/29 |  |  | NO | YES |  |  |  |  | CAREFUSION 11137349 15263135 |  |  | Active |  | 99:99:99:99:99:99 |  | High Risk | 1Y:00-MFG | 01/21/2019 | 01/21/2019 | COOPER UNIVERSITY HOSPITAL |  |  | Moves | WOT00000001467728 | David Frye | Performance Verification | Completed |  | 01/21/2019 | 01/21/2019 | Performance Verification for CAREFUSION 11137349 15263135 | Initial Install of Performance Verification. Device is ready for patient use. |  |  | 01/21/2019 | 01/21/2019
|  | CAREFUSION | ALARIS 8100 | MODULE, INFUSION PUMP |  | SPD | Pavilion |  |  | 01/15/2019 |  | 1/15/29 |  |  | NO | YES |  |  |  |  | CAREFUSION 11137348 15258234 |  |  | Active |  | 99:99:99:99:99:99 |  | High Risk | 1Y:00-MFG | 01/15/2019 | 01/15/2019 | COOPER UNIVERSITY HOSPITAL |  |  | Moves | WOT00000001468092 | David Frye | Performance Verification | Completed |  | 01/15/2019 | 01/15/2019 | Performance Verification for CAREFUSION 11137348 15258234 | Initial Install of Performance Verification. Device is ready for patient use. |  |  | 01/15/2019 | 01/15/2019
|  | CAREFUSION | ALARIS 8100 | MODULE, INFUSION PUMP |  | SPD | Kelemen |  |  | 01/09/2019 |  | 1/9/29 |  |  | NO | YES |  |  |  |  | CAREFUSION 11137343 15257940 |  |  | Active |  | 99:99:99:99:99:99 |  | High Risk | 1Y:00-MFG | 01/09/2019 | 01/09/2019 | COOPER UNIVERSITY HOSPITAL |  |  | Moves | WOT00000001468067 | David Frye | Performance Verification | Completed |  | 01/09/2019 | 01/09/2019 | Performance Verification for CAREFUSION 11137343 15257940 | Initial Install of Performance Verification. Device is ready for patient use. |  |  | 01/09/2019 | 01/09/2019
|  | CAREFUSION | ALARIS 8100 | MODULE, INFUSION PUMP |  | SPD | Kelemen |  |  | 04/01/2019 |  | 4/1/29 |  |  | NO | YES |  |  |  |  | CAREFUSION 11137345 15261280 |  |  | Active |  | 99:99:99:99:99:99 |  | High Risk | 1Y:00-MFG | 04/01/2019 | 04/01/2019 | COOPER UNIVERSITY HOSPITAL |  |  | Moves | WOT00000001469562 | David Frye | Performance Verification | Completed |  | 04/01/2019 | 04/01/2019 | Performance Verification for CAREFUSION 11137345 15261280 | Initial Install of Performance Verification. Device is ready for patient use. |  |  | 04/01/2019 | 04/01/2019
|  | CAREFUSION | ALARIS 8100 | MODULE, INFUSION PUMP |  | SPD | Kelemen |  |  | 01/07/2019 |  | 1/7/29 |  |  | NO | YES |  |  |  |  | CAREFUSION 11137344 15261168 |  |  | Active |  | 99:99:99:99:99:99 |  | High Risk | 1Y:00-MFG | 01/07/2019 | 01/07/2019 | COOPER UNIVERSITY HOSPITAL |  |  | Moves | WOT00000001466653 | David Frye | Performance Verification | Completed |  | 01/07/2019 | 01/07/2019 | Performance Verification for CAREFUSION 11137344 15261168 | Initial Install of Performance Verification. Device is ready for patient use. |  |  | 01/07/2019 | 01/07/2019
|  | CAREFUSION | ALARIS 8100 | MODULE, INFUSION PUMP |  | SPD | Pavilion |  |  | 02/01/2019 |  | 2/1/29 |  |  | NO | YES |  |  |  |  | CAREFUSION 11137342 15257907 |  |  | Active |  | 99:99:99:99:99:99 |  | High Risk | 1Y:00-MFG | 02/01/2019 | 02/01/2019 | COOPER UNIVERSITY HOSPITAL |  |  | Moves | WOT00000001466869 | David Frye | Performance Verification | Completed |  | 02/01/2019 | 02/01/2019 | Performance Verification for CAREFUSION 11137342 15257907 | Initial Install of Performance Verification. Device is ready for patient use. |  |  | 02/01/2019 | 02/01/2019
|  | CAREFUSION | ALARIS 8100 | MODULE, INFUSION PUMP |  | SPD | Kelemen |  |  | 01/22/2019 |  | 1/22/29 |  |  | NO | YES |  |  |  |  | CAREFUSION 11137341 15262198 |  |  | Active |  | 99:99:99:99:99:99 |  | High Risk | 1Y:00-MFG | 01/22/2019 | 01/22/2019 | COOPER UNIVERSITY HOSPITAL |  |  | Moves | WOT00000001466612 | David Frye | Performance Verification | Completed |  | 01/22/2019 | 01/22/2019 | Performance Verification for CAREFUSION 11137341 15262198 | Initial Install of Performance Verification. Device is ready for patient use. |  |  | 01/22/2019 | 01/22/2019
|  | CAREFUSION | ALARIS 8100 | MODULE, INFUSION PUMP |  | SPD | Pavilion |  |  | 01/22/2019 |  | 1/22/29 |  |  | NO | YES |  |  |  |  | CAREFUSION 11137340 15262195 |  |  | Active |  | 99:99:99:99:99:99 |  | High Risk | 1Y:00-MFG | 01/22/2019 | 01/22/2019 | COOPER UNIVERSITY HOSPITAL |  |  | Moves | WOT00000001466608 | David Frye | Performance Verification | Completed |  | 01/22/2019 | 01/22/2019 | Performance Verification for CAREFUSION 11137340 15262195 | Initial Install of Performance Verification. Device is ready for patient use. |  |  | 01/22/2019 | 01/22/2019
|  | CAREFUSION | ALARIS 8100 | MODULE, INFUSION PUMP |  | SPD | Pavilion |  |  | 01/16/2019 |  | 1/16/29 |  |  | NO | YES |  |  |  |  | CAREFUSION 11137339 15258363 |  |  | Active |  | 99:99:99:99:99:99 |  | High Risk | 1Y:00-MFG | 01/16/2019 | 01/16/2019 | COOPER UNIVERSITY HOSPITAL |  |  | Moves | WOT00000001467247 | David Frye | Performance Verification | Completed |  | 01/16/2019 | 01/16/2019 | Performance Verification for CAREFUSION 11137339 15258363 | Initial Install of Performance Verification. Device is ready for patient use. |  |  | 01/16/2019 | 01/16/2019
|  | CAREFUSION | ALARIS 8100 | MODULE, INFUSION PUMP |  | SPD | Kelemen |  |  | 02/21/2019 |  | 2/21/29 |  |  | NO | YES |  |  |  |  | CAREFUSION 11137338 15257768 |  |  | Active |  | 99:99:99:99:99:99 |  | High Risk | 1Y:00-MFG | 02/21/2019 | 02/21/2019 | COOPER UNIVERSITY HOSPITAL |  |  | Moves | WOT00000001466911 | David Frye | Performance Verification | Completed |  | 02/21/2019 | 02/21/2019 | Performance Verification for CAREFUSION 11137338 15257768 | Initial Install of Performance Verification. Device is ready for patient use. |  |  | 02/21/2019 | 02/21/2019
|  | CAREFUSION | ALARIS 8100 | MODULE, INFUSION PUMP |  | SPD | Kelemen |  |  | 01/03/2019 |  | 1/3/29 |  |  | NO | YES |  |  |  |  | CAREFUSION 11137330 15262806 |  |  | Active |  | 99:99:99:99:99:99 |  | High Risk | 1Y:00-MFG | 01/03/2019 | 01/03/2019 | COOPER UNIVERSITY HOSPITAL |  |  | Moves | WOT00000001466978 | David Frye | Performance Verification | Completed |  | 01/03/2019 | 01/03/2019 | Performance Verification for CAREFUSION 11137330 15262806 | Initial Install of Performance Verification. Device is ready for patient use. |  |  | 01/03/2019 | 01/03/2019
|  | CAREFUSION | ALARIS 8100 | MODULE, INFUSION PUMP |  | SPD | Pavilion |  |  | 01/08/2019 |  | 1/8/29 |  |  | NO | YES |  |  |  |  | CAREFUSION 11137335 15261087 |  |  | Active |  | 99:99:99:99:99:99 |  | High Risk | 1Y:00-MFG | 01/08/2019 | 01/08/2019 | COOPER UNIVERSITY HOSPITAL |  |  | Moves | WOT00000001468447 | David Frye | Performance Verification | Completed |  | 01/08/2019 | 01/08/2019 | Performance Verification for CAREFUSION 11137335 15261087 | Initial Install of Performance Verification. Device is ready for patient use. |  |  | 01/08/2019 | 01/08/2019
|  | CAREFUSION | ALARIS 8100 | MODULE, INFUSION PUMP |  | SPD | Dorrance |  |  | 01/23/2019 |  | 1/23/29 |  |  | NO | YES |  |  |  |  | CAREFUSION 11137334 15257934 |  |  | Active |  | 99:99:99:99:99:99 |  | High Risk | 1Y:00-MFG | 01/23/2019 | 01/23/2019 | COOPER UNIVERSITY HOSPITAL |  |  | Moves | WOT00000001468063 | David Frye | Performance Verification | Completed |  | 01/23/2019 | 01/23/2019 | Performance Verification for CAREFUSION 11137334 15257934 | Initial Install of Performance Verification. Device is ready for patient use. |  |  | 01/23/2019 | 01/23/2019
|  | CAREFUSION | ALARIS 8100 | MODULE, INFUSION PUMP |  | SPD | Pavilion |  |  | 01/21/2019 |  | 1/21/29 |  |  | NO | YES |  |  |  |  | CAREFUSION 11137332 15263182 |  |  | Active |  | 99:99:99:99:99:99 |  | High Risk | 1Y:00-MFG | 01/21/2019 | 01/21/2019 | COOPER UNIVERSITY HOSPITAL |  |  | Moves | WOT00000001467750 | David Frye | Performance Verification | Completed |  | 01/21/2019 | 01/21/2019 | Performance Verification for CAREFUSION 11137332 15263182 | Initial Install of Performance Verification. Device is ready for patient use. |  |  | 01/21/2019 | 01/21/2019
|  | CAREFUSION | ALARIS 8100 | MODULE, INFUSION PUMP |  | SPD | Kelemen |  |  | 01/08/2019 |  | 1/8/29 |  |  | NO | YES |  |  |  |  | CAREFUSION 11137331 15263126 |  |  | Active |  | 99:99:99:99:99:99 |  | High Risk | 1Y:00-MFG | 01/08/2019 | 01/08/2019 | COOPER UNIVERSITY HOSPITAL |  |  | Moves | WOT00000001468622 | David Frye | Performance Verification | Completed |  | 01/08/2019 | 01/08/2019 | Performance Verification for CAREFUSION 11137331 15263126 | Initial Install of Performance Verification. Device is ready for patient use. |  |  | 01/08/2019 | 01/08/2019
|  | CAREFUSION | ALARIS 8100 | MODULE, INFUSION PUMP |  | SPD | Kelemen |  |  | 02/04/2019 |  | 2/4/29 |  |  | NO | YES |  |  |  |  | CAREFUSION 11137329 15260788 |  |  | Active |  | 99:99:99:99:99:99 |  | High Risk | 1Y:00-MFG | 02/04/2019 | 02/04/2019 | COOPER UNIVERSITY HOSPITAL |  |  | Moves | WOT00000001468273 | David Frye | Performance Verification | Completed |  | 02/04/2019 | 02/04/2019 | Performance Verification for CAREFUSION 11137329 15260788 | Initial Install of Performance Verification. Device is ready for patient use. |  |  | 02/04/2019 | 02/04/2019
|  | CAREFUSION | ALARIS 8100 | MODULE, INFUSION PUMP |  | SPD | Kelemen |  |  | 02/25/2019 |  | 2/25/29 |  |  | NO | YES |  |  |  |  | CAREFUSION 11137328 15260846 |  |  | Active |  | 99:99:99:99:99:99 |  | High Risk | 1Y:00-MFG | 02/25/2019 | 02/25/2019 | COOPER UNIVERSITY HOSPITAL |  |  | Moves | WOT00000001467477 | David Frye | Performance Verification | Completed |  | 02/25/2019 | 02/25/2019 | Performance Verification for CAREFUSION 11137328 15260846 | Initial Install of Performance Verification. Device is ready for patient use. |  |  | 02/25/2019 | 02/25/2019
|  | CAREFUSION | ALARIS 8100 | MODULE, INFUSION PUMP |  | SPD | Dorrance |  |  | 02/19/2019 |  | 2/19/29 |  |  | NO | YES |  |  |  |  | CAREFUSION 11137327 15261736 |  |  | Active |  | 99:99:99:99:99:99 |  | High Risk | 1Y:00-MFG | 02/19/2019 | 02/19/2019 | COOPER UNIVERSITY HOSPITAL |  |  | Moves | WOT00000001469096 | David Frye | Performance Verification | Completed |  | 02/19/2019 | 02/19/2019 | Performance Verification for CAREFUSION 11137327 15261736 | Initial Install of Performance Verification. Device is ready for patient use. |  |  | 02/19/2019 | 02/19/2019
|  | CAREFUSION | ALARIS 8100 | MODULE, INFUSION PUMP |  | SPD | Pavilion |  |  | 01/07/2019 |  | 1/7/29 |  |  | NO | YES |  |  |  |  | CAREFUSION 11137294 15229700 |  |  | Active |  | 99:99:99:99:99:99 |  | High Risk | 1Y:00-MFG | 01/07/2019 | 01/07/2019 | COOPER UNIVERSITY HOSPITAL |  |  | Moves | WOT00000001466898 | David Frye | Performance Verification | Completed |  | 01/07/2019 | 01/07/2019 | Performance Verification for CAREFUSION 11137294 15229700 | Initial Install of Performance Verification. Device is ready for patient use. |  |  | 01/07/2019 | 01/07/2019
|  | CAREFUSION | ALARIS 8100 | MODULE, INFUSION PUMP |  | SPD | Kelemen |  |  | 01/24/2019 |  | 1/24/29 |  |  | NO | YES |  |  |  |  | CAREFUSION 11137295 15229705 |  |  | Active |  | 99:99:99:99:99:99 |  | High Risk | 1Y:00-MFG | 01/24/2019 | 01/24/2019 | COOPER UNIVERSITY HOSPITAL |  |  | Moves | WOT00000001466902 | David Frye | Performance Verification | Completed |  | 01/24/2019 | 01/24/2019 | Performance Verification for CAREFUSION 11137295 15229705 | Initial Install of Performance Verification. Device is ready for patient use. |  |  | 01/24/2019 | 01/24/2019
|  | CAREFUSION | ALARIS 8100 | MODULE, INFUSION PUMP |  |  | Kelemen | [7 empty] | NO | YES
|  | CAREFUSION | ALARIS 8100 | MODULE, INFUSION PUMP |  | SPD | Kelemen |  |  | 01/09/2019 |  | 1/9/29 |  |  | NO | YES |  |  |  |  | CAREFUSION 11137326 15260720 |  |  | Active |  | 99:99:99:99:99:99 |  | High Risk | 1Y:00-MFG | 01/09/2019 | 01/09/2019 | COOPER UNIVERSITY HOSPITAL |  |  | Moves | WOT00000001460437 | David Frye | Performance Verification | Completed |  | 01/09/2019 | 01/09/2019 | Performance Verification for CAREFUSION 11137326 15260720 | Initial Install of Performance Verification. Device is ready for patient use. |  |  | 01/09/2019 | 01/09/2019
|  | CAREFUSION | ALARIS 8100 | MODULE, INFUSION PUMP |  | SPD | Kelemen |  |  | 02/13/2019 |  | 2/13/29 |  |  | NO | YES |  |  |  |  | CAREFUSION 11137325 15261120 |  |  | Active |  | 99:99:99:99:99:99 |  | High Risk | 1Y:00-MFG | 02/13/2019 | 02/13/2019 | COOPER UNIVERSITY HOSPITAL |  |  | Moves | WOT00000001466647 | David Frye | Performance Verification | Completed |  | 02/13/2019 | 02/13/2019 | Performance Verification for CAREFUSION 11137325 15261120 | Initial Install of Performance Verification. Device is ready for patient use. |  |  | 02/13/2019 | 02/13/2019
|  | CAREFUSION | ALARIS 8100 | MODULE, INFUSION PUMP |  | SPD | Pavilion |  |  | 01/14/2019 |  | 1/14/29 |  |  | NO | YES |  |  |  |  | CAREFUSION 11137324 15261177 |  |  | Active |  | 99:99:99:99:99:99 |  | High Risk | 1Y:00-MFG | 01/14/2019 | 01/14/2019 | COOPER UNIVERSITY HOSPITAL |  |  | Moves | WOT00000001466657 | David Frye | Performance Verification | Completed |  | 01/14/2019 | 01/14/2019 | Performance Verification for CAREFUSION 11137324 15261177 | Initial Install of Performance Verification. Device is ready for patient use. |  |  | 01/14/2019 | 01/14/2019
|  | CAREFUSION | ALARIS 8100 | MODULE, INFUSION PUMP |  | SPD | Pavilion |  |  | 01/22/2019 |  | 1/22/29 |  |  | NO | YES |  |  |  |  | CAREFUSION 11137312 15260785 |  |  | Active |  | 99:99:99:99:99:99 |  | High Risk | 1Y:00-MFG | 01/22/2019 | 01/22/2019 | COOPER UNIVERSITY HOSPITAL |  |  | Moves | WOT00000001469302 | David Frye | Performance Verification | Completed |  | 01/22/2019 | 01/22/2019 | Performance Verification for CAREFUSION 11137312 15260785 | Initial Install of Performance Verification. Device is ready for patient use. |  |  | 01/22/2019 | 01/22/2019
|  | CAREFUSION | ALARIS 8100 | MODULE, INFUSION PUMP |  | SPD | Pavilion |  |  | 01/23/2019 |  | 1/23/29 |  |  | NO | YES |  |  |  |  | CAREFUSION 11137313 15260786 |  |  | Active |  | 99:99:99:99:99:99 |  | High Risk | 1Y:00-MFG | 01/23/2019 | 01/23/2019 | COOPER UNIVERSITY HOSPITAL |  |  | Moves | WOT00000001469304 | David Frye | Performance Verification | Completed |  | 01/23/2019 | 01/23/2019 | Performance Verification for CAREFUSION 11137313 15260786 | Initial Install of Performance Verification. Device is ready for patient use. |  |  | 01/23/2019 | 01/23/2019
|  | CAREFUSION | ALARIS 8100 | MODULE, INFUSION PUMP |  | SPD | Pavilion |  |  | 01/14/2019 |  | 1/14/29 |  |  | NO | YES |  |  |  |  | CAREFUSION 11137318 15261593 |  |  | Active |  | 99:99:99:99:99:99 |  | High Risk | 1Y:00-MFG | 01/14/2019 | 01/14/2019 | COOPER UNIVERSITY HOSPITAL |  |  | Moves | WOT00000001469768 | David Frye | Performance Verification | Completed |  | 01/14/2019 | 01/14/2019 | Performance Verification for CAREFUSION 11137318 15261593 | Initial Install of Performance Verification. Device is ready for patient use. |  |  | 01/14/2019 | 01/14/2019
|  | CAREFUSION | ALARIS 8100 | MODULE, INFUSION PUMP |  | SPD | Kelemen |  |  | 01/07/2019 |  | 1/7/29 |  |  | NO | YES |  |  |  |  | CAREFUSION 11137315 15257935 |  |  | Active |  | 99:99:99:99:99:99 |  | High Risk | 1Y:00-MFG | 01/07/2019 | 01/07/2019 | COOPER UNIVERSITY HOSPITAL |  |  | Moves | WOT00000001468066 | David Frye | Performance Verification | Completed |  | 01/07/2019 | 01/07/2019 | Performance Verification for CAREFUSION 11137315 15257935 | Initial Install of Performance Verification. Device is ready for patient use. |  |  | 01/07/2019 | 01/07/2019
|  | CAREFUSION | ALARIS 8100 | MODULE, INFUSION PUMP |  | SPD | Kelemen |  |  | 01/07/2019 |  | 1/7/26 |  |  | NO | YES |  |  |  |  | CAREFUSION 11137314 15257909 |  |  | Active |  | 99:99:99:99:99:99 |  | High Risk | 1Y:00-MFG | 01/07/2019 | 01/07/2019 | COOPER UNIVERSITY HOSPITAL |  |  | Moves | WOT00000001466874 | David Frye | Performance Verification | Completed |  | 01/07/2019 | 01/07/2019 | Performance Verification for CAREFUSION 11137314 15257909 | Initial Install of Performance Verification. Device is ready for patient use. |  |  | 01/07/2019 | 01/07/2019
|  | CAREFUSION | ALARIS 8100 | MODULE, INFUSION PUMP |  | SPD | Kelemen |  |  | 01/29/2019 |  | 1/29/29 |  |  | NO | YES |  |  |  |  | CAREFUSION 11137310 15260829 |  |  | Active |  | 99:99:99:99:99:99 |  | High Risk | 1Y:00-MFG | 01/29/2019 | 01/29/2019 | COOPER UNIVERSITY HOSPITAL |  |  | Moves | WOT00000001468291 | David Frye | Performance Verification | Completed |  | 01/29/2019 | 01/29/2019 | Performance Verification for CAREFUSION 11137310 15260829 | Initial Install of Performance Verification. Device is ready for patient use. |  |  | 01/29/2019 | 01/29/2019
|  | CAREFUSION | ALARIS 8100 | MODULE, INFUSION PUMP |  | SPD | Pavilion |  |  | 01/16/2019 |  | 1/16/29 |  |  | NO | YES |  |  |  |  | CAREFUSION 11137311 15258256 |  |  | Active |  | 99:99:99:99:99:99 |  | High Risk | 1Y:00-MFG | 01/16/2019 | 01/16/2019 | COOPER UNIVERSITY HOSPITAL |  |  | Moves | WOT00000001468100 | David Frye | Performance Verification | Completed |  | 01/16/2019 | 01/16/2019 | Performance Verification for CAREFUSION 11137311 15258256 | Initial Install of Performance Verification. Device is ready for patient use. |  |  | 01/16/2019 | 01/16/2019
|  | CAREFUSION | ALARIS 8100 | MODULE, INFUSION PUMP |  | SPD | Kelemen |  |  | 01/21/2019 |  | 1/21/29 |  |  | NO | YES |  |  |  |  | CAREFUSION 11137308 15261592 |  |  | Active |  | 99:99:99:99:99:99 |  | High Risk | 1Y:00-MFG | 01/21/2019 | 01/21/2019 | COOPER UNIVERSITY HOSPITAL |  |  | Moves | WOT00000001468974 | David Frye | Performance Verification | Completed |  | 01/21/2019 | 01/21/2019 | Performance Verification for CAREFUSION 11137308 15261592 | Initial Install of Performance Verification. Device is ready for patient use. |  |  | 01/21/2019 | 01/21/2019
|  | CAREFUSION | ALARIS 8100 | MODULE, INFUSION PUMP |  | SPD | Kelemen |  |  | 01/25/2019 |  | 1/25/29 |  |  | NO | YES |  |  |  |  | CAREFUSION 11137309 15257908 |  |  | Active |  | 99:99:99:99:99:99 |  | High Risk | 1Y:00-MFG | 01/25/2019 | 01/25/2019 | COOPER UNIVERSITY HOSPITAL |  |  | Moves | WOT00000001466872 | David Frye | Performance Verification | Completed |  | 01/25/2019 | 01/25/2019 | Performance Verification for CAREFUSION 11137309 15257908 | Initial Install of Performance Verification. Device is ready for patient use. |  |  | 01/25/2019 | 01/25/2019
|  | CAREFUSION | ALARIS 8100 | MODULE, INFUSION PUMP |  | SPD | Pavilion |  |  | 03/13/2019 |  | 3/13/29 |  |  | NO | YES |  |  |  |  | CAREFUSION 11137307 15258570 |  |  | Active |  | 99:99:99:99:99:99 |  | High Risk | 1Y:00-MFG | 03/13/2019 | 03/13/2019 | COOPER UNIVERSITY HOSPITAL |  |  | Moves | WOT00000001467259 | David Frye | Performance Verification | Completed |  | 03/13/2019 | 03/13/2019 | Performance Verification for CAREFUSION 11137307 15258570 | Initial Install of Performance Verification. Device is ready for patient use. |  |  | 03/13/2019 | 03/13/2019
|  | CAREFUSION | ALARIS 8100 | MODULE, INFUSION PUMP |  | SPD | Kelemen |  |  | 01/07/2019 |  | 1/7/29 |  |  | NO | YES |  |  |  |  | CAREFUSION 11137306 15258621 |  |  | Active |  | 99:99:99:99:99:99 |  | High Risk | 1Y:00-MFG | 01/07/2019 | 01/07/2019 | COOPER UNIVERSITY HOSPITAL |  |  | Moves | WOT00000001467267 | David Frye | Performance Verification | Completed |  | 01/07/2019 | 01/07/2019 | Performance Verification for CAREFUSION 11137306 15258621 | Initial Install of Performance Verification. Device is ready for patient use. |  |  | 01/07/2019 | 01/07/2019
|  | CAREFUSION | ALARIS 8100 | MODULE, INFUSION PUMP |  | SPD | Kelemen |  |  | 01/17/2019 |  | 1/17/29 |  |  | NO | YES |  |  |  |  | CAREFUSION 11137305 15261897 |  |  | Active |  | 99:99:99:99:99:99 |  | High Risk | 1Y:00-MFG | 01/17/2019 | 01/17/2019 | COOPER UNIVERSITY HOSPITAL |  |  | Moves | WOT00000001468171 | David Frye | Performance Verification | Completed |  | 01/17/2019 | 01/17/2019 | Performance Verification for CAREFUSION 11137305 15261897 | Initial Install of Performance Verification. Device is ready for patient use. |  |  | 01/17/2019 | 01/17/2019
|  | CAREFUSION | ALARIS 8100 | MODULE, INFUSION PUMP |  | SPD | Kelemen |  |  | 02/12/2019 |  | 2/12/29 |  |  | NO | YES |  |  |  |  | CAREFUSION 11137304 15261438 |  |  | Active |  | 99:99:99:99:99:99 |  | High Risk | 1Y:00-MFG | 02/12/2019 | 02/12/2019 | COOPER UNIVERSITY HOSPITAL |  |  | Moves | WOT00000001468672 | David Frye | Performance Verification | Completed |  | 02/12/2019 | 02/12/2019 | Performance Verification for CAREFUSION 11137304 15261438 | Initial Install of Performance Verification. Device is ready for patient use. |  |  | 02/12/2019 | 02/12/2019
|  | CAREFUSION | ALARIS 8100 | MODULE, INFUSION PUMP |  | SPD | Pavilion |  |  | 01/07/2019 |  | 1/7/29 |  |  | NO | YES |  |  |  |  | CAREFUSION 11137301 15261269 |  |  | Active |  | 99:99:99:99:99:99 |  | High Risk | 1Y:00-MFG | 01/07/2019 | 01/07/2019 | COOPER UNIVERSITY HOSPITAL |  |  | Moves | WOT00000001469558 | David Frye | Performance Verification | Completed |  | 01/07/2019 | 01/07/2019 | Performance Verification for CAREFUSION 11137301 15261269 | Initial Install of Performance Verification. Device is ready for patient use. |  |  | 01/07/2019 | 01/07/2019
|  | CAREFUSION | ALARIS 8100 | MODULE, INFUSION PUMP |  | SPD | Kelemen |  |  | 01/28/2019 |  | 1/28/29 |  |  | NO | YES |  |  |  |  | CAREFUSION 11137302 15262686 |  |  | Active |  | 99:99:99:99:99:99 |  | High Risk | 1Y:00-MFG | 01/28/2019 | 01/28/2019 | COOPER UNIVERSITY HOSPITAL |  |  | Moves | WOT00000001468538 | David Frye | Performance Verification | Completed |  | 01/28/2019 | 01/28/2019 | Performance Verification for CAREFUSION 11137302 15262686 | Initial Install of Performance Verification. Device is ready for patient use. |  |  | 01/28/2019 | 01/28/2019
|  | CAREFUSION | ALARIS 8100 | MODULE, INFUSION PUMP |  | SPD | Pavilion |  |  | 02/11/2019 |  | 2/11/29 |  |  | NO | YES |  |  |  |  | CAREFUSION 11137303 15261531 |  |  | Active |  | 99:99:99:99:99:99 |  | High Risk | 1Y:00-MFG | 02/11/2019 | 02/11/2019 | COOPER UNIVERSITY HOSPITAL |  |  | Moves | WOT00000001467281 | David Frye | Performance Verification | Completed |  | 02/11/2019 | 02/11/2019 | Performance Verification for CAREFUSION 11137303 15261531 | Initial Install of Performance Verification. Device is ready for patient use. |  |  | 02/11/2019 | 02/11/2019
|  | CAREFUSION | ALARIS 8100 | MODULE, INFUSION PUMP |  | SPD | Pavilion |  |  | 01/22/2019 |  | 1/22/29 |  |  | NO | YES |  |  |  |  | CAREFUSION 11137299 15261982 |  |  | Active |  | 99:99:99:99:99:99 |  | High Risk | 1Y:00-MFG | 01/22/2019 | 01/22/2019 | COOPER UNIVERSITY HOSPITAL |  |  | Moves | WOT00000001467386 | David Frye | Performance Verification | Completed |  | 01/22/2019 | 01/22/2019 | Performance Verification for CAREFUSION 11137299 15261982 | Initial Install of Performance Verification. Device is ready for patient use. |  |  | 01/22/2019 | 01/22/2019
|  | CAREFUSION | ALARIS 8100 | MODULE, INFUSION PUMP |  | SPD | Kelemen |  |  | 01/14/2019 |  | 1/14/29 |  |  | NO | YES |  |  |  |  | CAREFUSION 11137300 15261492 |  |  | Active |  | 99:99:99:99:99:99 |  | High Risk | 1Y:00-MFG | 01/14/2019 | 01/14/2019 | COOPER UNIVERSITY HOSPITAL |  |  | Moves | WOT00000001467050 | David Frye | Performance Verification | Completed |  | 01/14/2019 | 01/14/2019 | Performance Verification for CAREFUSION 11137300 15261492 | Initial Install of Performance Verification. Device is ready for patient use. |  |  | 01/14/2019 | 01/14/2019
|  | CAREFUSION | ALARIS 8100 | MODULE, INFUSION PUMP |  | SPD | Pavilion |  |  | 01/03/2019 |  | 1/3/29 |  |  | NO | YES |  |  |  |  | CAREFUSION 11137298 15261416 |  |  | Active |  | 99:99:99:99:99:99 |  | High Risk | 1Y:00-MFG | 01/03/2019 | 01/03/2019 | COOPER UNIVERSITY HOSPITAL |  |  | Moves | WOT00000001468668 | David Frye | Performance Verification | Completed |  | 01/03/2019 | 01/03/2019 | Performance Verification for CAREFUSION 11137298 15261416 | Initial Install of Performance Verification. Device is ready for patient use. |  |  | 01/03/2019 | 01/03/2019
|  | CAREFUSION | ALARIS 8100 | MODULE, INFUSION PUMP |  | SPD | Pavilion |  |  | 01/21/2019 |  | 1/21/29 |  |  | NO | YES |  |  |  |  | CAREFUSION 11137297 15229703 |  |  | Active |  | 99:99:99:99:99:99 |  | High Risk | 1Y:00-MFG | 01/21/2019 | 01/21/2019 | COOPER UNIVERSITY HOSPITAL |  |  | Moves | WOT00000001466900 | David Frye | Performance Verification | Completed |  | 01/21/2019 | 01/21/2019 | Performance Verification for CAREFUSION 11137297 15229703 | Initial Install of Performance Verification. Device is ready for patient use. |  |  | 01/21/2019 | 01/21/2019
|  | CAREFUSION | ALARIS 8100 | MODULE, INFUSION PUMP |  | SPD | Kelemen |  |  | 01/07/2019 |  | 1/7/29 |  |  | NO | YES |  |  |  |  | CAREFUSION 11137296 15229699 |  |  | Active |  | 99:99:99:99:99:99 |  | High Risk | 1Y:00-MFG | 01/07/2019 | 01/07/2019 | COOPER UNIVERSITY HOSPITAL |  |  | Moves | WOT00000001466896 | David Frye | Performance Verification | Completed |  | 01/07/2019 | 01/07/2019 | Performance Verification for CAREFUSION 11137296 15229699 | Initial Install of Performance Verification. Device is ready for patient use. |  |  | 01/07/2019 | 01/07/2019
|  | CAREFUSION | ALARIS 8100 | MODULE, INFUSION PUMP |  | SPD | Kelemen |  |  | 02/11/2019 |  | 2/11/29 |  |  | NO | YES |  |  |  |  | CAREFUSION 11137293 15261980 |  |  | Active |  | 99:99:99:99:99:99 |  | High Risk | 1Y:00-MFG | 02/11/2019 | 02/11/2019 | COOPER UNIVERSITY HOSPITAL |  |  | Moves | WOT00000001467385 | David Frye | Performance Verification | Completed |  | 02/11/2019 | 02/11/2019 | Performance Verification for CAREFUSION 11137293 15261980 | Initial Install of Performance Verification. Device is ready for patient use. |  |  | 02/11/2019 | 02/11/2019
|  | CAREFUSION | ALARIS 8100 | MODULE, INFUSION PUMP |  | SPD | Pavilion |  |  | 01/23/2019 |  | 1/23/29 |  |  | NO | YES |  |  |  |  | CAREFUSION 11137285 15261107 |  |  | Active |  | 99:99:99:99:99:99 |  | High Risk | 1Y:00-MFG | 01/23/2019 | 01/23/2019 | COOPER UNIVERSITY HOSPITAL |  |  | Moves | WOT00000001467650 | David Frye | Performance Verification | Completed |  | 01/23/2019 | 01/23/2019 | Performance Verification for CAREFUSION 11137285 15261107 | Initial Install of Performance Verification. Device is ready for patient use. |  |  | 01/23/2019 | 01/23/2019
|  | CAREFUSION | ALARIS 8100 | MODULE, INFUSION PUMP |  | SPD | Kelemen |  |  | 02/01/2019 |  | 2/1/29 |  |  | NO | YES |  |  |  |  | CAREFUSION 11137292 15261363 |  |  | Active | 1113729/ | 99:99:99:99:99:99 |  | High Risk | 1Y:00-MFG | 02/01/2019 | 02/01/2019 | COOPER UNIVERSITY HOSPITAL |  |  | Moves | WOT00000001469591 | David Frye | Performance Verification | Completed |  | 02/01/2019 | 02/01/2019 | Performance Verification for CAREFUSION 1113729/ 15261363 | Initial Install of Performance Verification. Device is ready for patient use. |  |  | 02/01/2019 | 02/01/2019
|  | CAREFUSION | ALARIS 8100 | MODULE, INFUSION PUMP |  | SPD | Dorrance |  |  | 01/22/2019 |  | 1/22/29 |  |  | NO | YES |  |  |  |  | CAREFUSION 11137291 15260917 |  |  | Active |  | 99:99:99:99:99:99 |  | High Risk | 1Y:00-MFG | 01/22/2019 | 01/22/2019 | COOPER UNIVERSITY HOSPITAL |  |  | Moves | WOT00000001466694 | David Frye | Performance Verification | Completed |  | 01/22/2019 | 01/22/2019 | Performance Verification for CAREFUSION 11137291 15260917 | Initial Install of Performance Verification. Device is ready for patient use. |  |  | 01/22/2019 | 01/22/2019
|  | CAREFUSION | ALARIS 8100 | MODULE, INFUSION PUMP |  | SPD | Pavilion |  |  | 02/13/2019 |  | 2/13/29 |  |  | NO | YES |  |  |  |  | CAREFUSION 11137289 15260891 |  |  | Active |  | 99:99:99:99:99:99 |  | High Risk | 1Y:00-MFG | 02/13/2019 | 02/13/2019 | COOPER UNIVERSITY HOSPITAL |  |  | Moves | WOT00000001467502 | David Frye | Performance Verification | Completed |  | 02/13/2019 | 02/13/2019 | Performance Verification for CAREFUSION 11137289 15260891 | Initial Install of Performance Verification. Device is ready for patient use. |  |  | 02/13/2019 | 02/13/2019
|  | CAREFUSION | ALARIS 8100 | MODULE, INFUSION PUMP |  | SPD | Kelemen |  |  | 01/03/2019 |  | 1/3/29 |  |  | NO | YES |  |  |  |  | CAREFUSION 11137290 15260969 |  |  | Active |  | 99:99:99:99:99:99 |  | High Risk | 1Y:00-MFG | 01/03/2019 | 01/03/2019 | COOPER UNIVERSITY HOSPITAL |  |  | Moves | WOT00000001466704 | David Frye | Performance Verification | Completed |  | 01/03/2019 | 01/03/2019 | Performance Verification for CAREFUSION 11137290 15260969 | Initial Install of Performance Verification. Device is ready for patient use. |  |  | 01/03/2019 | 01/03/2019
|  | CAREFUSION | ALARIS 8100 | MODULE, INFUSION PUMP |  | SPD | Kelemen |  |  | 02/19/2019 |  | 2/19/29 |  |  | NO | YES |  |  |  |  | CAREFUSION 11137288 15260850 |  |  | Active |  | 99:99:99:99:99:99 |  | High Risk | 1Y:00-MFG | 02/19/2019 | 02/19/2019 | COOPER UNIVERSITY HOSPITAL |  |  | Moves | WOT00000001467481 | David Frye | Performance Verification | Completed |  | 02/19/2019 | 02/19/2019 | Performance Verification for CAREFUSION 11137288 15260850 | Initial Install of Performance Verification. Device is ready for patient use. |  |  | 02/19/2019 | 02/19/2019
|  | CAREFUSION | ALARIS 8100 | MODULE, INFUSION PUMP |  | SPD | Pavilion |  |  | 02/07/2019 |  | 2/7/29 |  |  | NO | YES |  |  |  |  | CAREFUSION 11137276 15261707 |  |  | Active |  | 99:99:99:99:99:99 |  | High Risk | 1Y:00-MFG | 02/07/2019 | 02/07/2019 | COOPER UNIVERSITY HOSPITAL |  |  | Moves | WOT00000001467124 | David Frye | Performance Verification | Completed |  | 02/07/2019 | 02/07/2019 | Performance Verification for CAREFUSION 11137276 15261707 | Initial Install of Performance Verification. Device is ready for patient use. |  |  | 02/07/2019 | 02/07/2019
|  | CAREFUSION | ALARIS 8100 | MODULE, INFUSION PUMP |  | SPD | Kelemen |  |  | 02/01/2019 |  | 2/1/29 |  |  | NO | YES |  |  |  |  | CAREFUSION 11137277 15261487 |  |  | Active |  | 99:99:99:99:99:99 |  | High Risk | 1Y:00-MFG | 02/01/2019 | 02/01/2019 | COOPER UNIVERSITY HOSPITAL |  |  | Moves | WOT00000001467045 | David Frye | Performance Verification | Completed |  | 02/01/2019 | 02/01/2019 | Performance Verification for CAREFUSION 11137277 15261487 | Initial Install of Performance Verification. Device is ready for patient use. |  |  | 02/01/2019 | 02/01/2019
|  | CAREFUSION | ALARIS 8100 | MODULE, INFUSION PUMP |  | SPD | Pavilion |  |  | 01/14/2019 |  | 1/14/29 |  |  | NO | YES |  |  |  |  | CAREFUSION 11137284 15261056 |  |  | Active |  | 99:99:99:99:99:99 |  | High Risk | 1Y:00-MFG | 01/14/2019 | 01/14/2019 | COOPER UNIVERSITY HOSPITAL |  |  | Moves | WOT00000001468419 | David Frye | Performance Verification | Completed |  | 01/14/2019 | 01/14/2019 | Performance Verification for CAREFUSION 11137284 15261056 | Initial Install of Performance Verification. Device is ready for patient use. |  |  | 01/14/2019 | 01/14/2019
|  | CAREFUSION | ALARIS 8100 | MODULE, INFUSION PUMP |  | SPD | Dorrance |  |  | 01/15/2019 |  | 1/15/29 |  |  | NO | YES |  |  |  |  | CAREFUSION 11137283 15261037 |  |  | Active |  | 99:99:99:99:99:99 |  | High Risk | 1Y:00-MFG | 01/15/2019 | 01/15/2019 | COOPER UNIVERSITY HOSPITAL |  |  | Moves | WOT00000001468407 | David Frye | Performance Verification | Completed |  | 01/15/2019 | 01/15/2019 | Performance Verification for CAREFUSION 11137283 15261037 | Initial Install of Performance Verification. Device is ready for patient use. |  |  | 01/15/2019 | 01/15/2019
|  | CAREFUSION | ALARIS 8100 | MODULE, INFUSION PUMP |  | SPD | Pavilion |  |  | 01/07/2019 |  | 1/7/29 |  |  | NO | YES |  |  |  |  | CAREFUSION 11137282 15261126 |  |  | Active |  | 99:99:99:99:99:99 |  | High Risk | 1Y:00-MFG | 01/07/2019 | 01/07/2019 | COOPER UNIVERSITY HOSPITAL |  |  | Moves | WOT00000001466649 | David Frye | Performance Verification | Completed |  | 01/07/2019 | 01/07/2019 | Performance Verification for CAREFUSION 11137282 15261126 | Initial Install of Performance Verification. Device is ready for patient use. |  |  | 01/07/2019 | 01/07/2019
|  | CAREFUSION | ALARIS 8100 | MODULE, INFUSION PUMP |  | SPD | Kelemen |  |  | 02/11/2019 |  | 2/11/29 |  |  | NO | YES |  |  |  |  | CAREFUSION 11137280 15261348 |  |  | Active |  | 99:99:99:99:99:99 |  | High Risk | 1Y:00-MFG | 02/11/2019 | 02/11/2019 | COOPER UNIVERSITY HOSPITAL |  |  | Moves | WOT00000001469578 | David Frye | Performance Verification | Completed |  | 02/11/2019 | 02/11/2019 | Performance Verification for CAREFUSION 11137280 15261348 | Initial Install of Performance Verification. Device is ready for patient use. |  |  | 02/11/2019 | 02/11/2019
|  | CAREFUSION | ALARIS 8100 | MODULE, INFUSION PUMP |  | SPD | Kelemen |  |  | 02/01/2019 |  | 2/1/29 |  |  | NO | YES |  |  |  |  | CAREFUSION 11137281 15261801 |  |  | Active | dup11137281 | 99:99:99:99:99:99 |  | High Risk | 1Y:00-MFG | 02/01/2019 | 02/01/2019 | COOPER UNIVERSITY HOSPITAL |  |  | Moves | WOT00000001469128 | David Frye | Performance Verification | Completed |  | 02/01/2019 | 02/01/2019 | Performance Verification for CAREFUSION 11137281 15261801 | Initial Install of Performance Verification. Device is ready for patient use. |  |  | 02/01/2019 | 02/01/2019
|  | CAREFUSION | ALARIS 8100 | MODULE, INFUSION PUMP |  | SPD | Pavilion |  |  | 01/16/2019 |  | 1/16/29 |  |  | NO | YES |  |  |  |  | CAREFUSION 11137279 15261665 |  |  | Active |  | 99:99:99:99:99:99 |  | High Risk | 1Y:00-MFG | 01/16/2019 | 01/16/2019 | COOPER UNIVERSITY HOSPITAL |  |  | Moves | WOT00000001468838 | David Frye | Performance Verification | Completed |  | 01/16/2019 | 01/16/2019 | Performance Verification for CAREFUSION 11137279 15261665 | Initial Install of Performance Verification. Device is ready for patient use. |  |  | 01/16/2019 | 01/16/2019
|  | CAREFUSION | ALARIS 8100 | MODULE, INFUSION PUMP |  | SPD | Kelemen |  |  | 01/03/2019 |  | 1/3/29 |  |  | NO | YES |  |  |  |  | CAREFUSION 11137278 15261356 |  |  | Active |  | 99:99:99:99:99:99 |  | High Risk | 1Y:00-MFG | 01/03/2019 | 01/03/2019 | COOPER UNIVERSITY HOSPITAL |  |  | Moves | WOT00000001469583 | David Frye | Performance Verification | Completed |  | 01/03/2019 | 01/03/2019 | Performance Verification for CAREFUSION 11137278 15261356 | Initial Install of Performance Verification. Device is ready for patient use. |  |  | 01/03/2019 | 01/03/2019
|  | CAREFUSION | ALARIS 8100 | MODULE, INFUSION PUMP |  | SPD | Kelemen |  |  | 02/21/2019 |  | 2/21/29 |  |  | NO | YES |  |  |  |  | CAREFUSION 11137270 15261701 |  |  | Active |  | 99:99:99:99:99:99 |  | High Risk | 1Y:00-MFG | 02/21/2019 | 02/21/2019 | COOPER UNIVERSITY HOSPITAL |  |  | Moves | WOT00000001467118 | David Frye | Performance Verification | Completed |  | 02/21/2019 | 02/21/2019 | Performance Verification for CAREFUSION 11137270 15261701 | Initial Install of Performance Verification. Device is ready for patient use. |  |  | 02/21/2019 | 02/21/2019
|  | CAREFUSION | ALARIS 8100 | MODULE, INFUSION PUMP |  | SPD | Pavilion |  |  | 02/01/2019 |  | 2/1/29 |  |  | NO | YES |  |  |  |  | CAREFUSION 11137275 15261822 |  |  | Active | dup11137275 | 99:99:99:99:99:99 |  | High Risk | 1Y:00-MFG | 02/01/2019 | 02/01/2019 | COOPER UNIVERSITY HOSPITAL |  |  | Moves | WOT00000001469153 | David Frye | Performance Verification | Completed |  | 02/01/2019 | 02/01/2019 | Performance Verification for CAREFUSION 11137275 15261822 | Initial Install of Performance Verification. Device is ready for patient use. |  |  | 02/01/2019 | 02/01/2019
|  | CAREFUSION | ALARIS 8100 | MODULE, INFUSION PUMP |  | SPD | Kelemen |  |  | 01/04/2019 |  | 1/4/29 |  |  | NO | YES |  |  |  |  | CAREFUSION 11137274 15261389 |  |  | Active |  | 99:99:99:99:99:99 |  | High Risk | 1Y:00-MFG | 01/04/2019 | 01/04/2019 | COOPER UNIVERSITY HOSPITAL |  |  | Moves | WOT00000001469606 | David Frye | Performance Verification | Completed |  | 01/04/2019 | 01/04/2019 | Performance Verification for CAREFUSION 11137274 15261389 | Initial Install of Performance Verification. Device is ready for patient use. |  |  | 01/04/2019 | 01/04/2019
|  | CAREFUSION | ALARIS 8100 | MODULE, INFUSION PUMP |  | SPD | Dorrance |  |  | 01/29/2019 |  | 1/29/29 |  |  | NO | YES |  |  |  |  | CAREFUSION 11137273 15261480 |  |  | Active |  | 99:99:99:99:99:99 |  | High Risk | 1Y:00-MFG | 01/29/2019 | 01/29/2019 | COOPER UNIVERSITY HOSPITAL |  |  | Moves | WOT00000001468708 | David Frye | Performance Verification | Completed |  | 01/29/2019 | 01/29/2019 | Performance Verification for CAREFUSION 11137273 15261480 | Initial Install of Performance Verification. Device is ready for patient use. |  |  | 01/29/2019 | 01/29/2019
|  | CAREFUSION | ALARIS 8100 | MODULE, INFUSION PUMP |  | SPD | Kelemen |  |  | 01/29/2019 |  | 1/29/29 |  |  | NO | YES |  |  |  |  | CAREFUSION 11137272 15261457 |  |  | Active |  | 99:99:99:99:99:99 |  | High Risk | 1Y:00-MFG | 01/29/2019 | 01/29/2019 | COOPER UNIVERSITY HOSPITAL |  |  | Moves | WOT00000001468684 | David Frye | Performance Verification | Completed |  | 01/29/2019 | 01/29/2019 | Performance Verification for CAREFUSION 11137272 15261457 | Initial Install of Performance Verification. Device is ready for patient use. |  |  | 01/29/2019 | 01/29/2019
|  | CAREFUSION | ALARIS 8100 | MODULE, INFUSION PUMP |  | SPD | Kelemen |  |  | 01/16/2019 |  | 1/16/29 |  |  | NO | YES |  |  |  |  | CAREFUSION 11137271 15261472 |  |  | Active |  | 99:99:99:99:99:99 |  | High Risk | 1Y:00-MFG | 01/16/2019 | 01/16/2019 | COOPER UNIVERSITY HOSPITAL |  |  | Moves | WOT00000001468704 | David Frye | Performance Verification | Completed |  | 01/16/2019 | 01/16/2019 | Performance Verification for CAREFUSION 11137271 15261472 | Initial Install of Performance Verification. Device is ready for patient use. |  |  | 01/16/2019 | 01/16/2019
|  | CAREFUSION | ALARIS 8100 | MODULE, INFUSION PUMP |  | SPD | Pavilion |  |  | 01/21/2019 |  | 1/21/29 |  |  | NO | YES |  |  |  |  | CAREFUSION 11137269 15260989 |  |  | Active |  | 99:99:99:99:99:99 |  | High Risk | 1Y:00-MFG | 01/21/2019 | 01/21/2019 | COOPER UNIVERSITY HOSPITAL |  |  | Moves | WOT00000001466715 | David Frye | Performance Verification | Completed |  | 01/21/2019 | 01/21/2019 | Performance Verification for CAREFUSION 11137269 15260989 | Initial Install of Performance Verification. Device is ready for patient use. |  |  | 01/21/2019 | 01/21/2019
|  | CAREFUSION | ALARIS 8100 | MODULE, INFUSION PUMP |  | SPD | Kelemen |  |  | 02/19/2019 |  | 2/19/29 |  |  | NO | YES |  |  |  |  | CAREFUSION 11137268 15260991 |  |  | Active |  | 99:99:99:99:99:99 |  | High Risk | 1Y:00-MFG | 02/19/2019 | 02/19/2019 | COOPER UNIVERSITY HOSPITAL |  |  | Moves | WOT00000001469419 | David Frye | Performance Verification | Completed |  | 02/19/2019 | 02/19/2019 | Performance Verification for CAREFUSION 11137268 15260991 | Initial Install of Performance Verification. Device is ready for patient use. |  |  | 02/19/2019 | 02/19/2019
|  | CAREFUSION | ALARIS 8100 | MODULE, INFUSION PUMP |  | SPD | Pavilion |  |  | 01/28/2019 |  | 1/28/29 |  |  | NO | YES |  |  |  |  | CAREFUSION 11137267 15261644 |  |  | Active |  | 99:99:99:99:99:99 |  | High Risk | 1Y:00-MFG | 01/28/2019 | 01/28/2019 | COOPER UNIVERSITY HOSPITAL |  |  | Moves | WOT00000001468814 | David Frye | Performance Verification | Completed |  | 01/28/2019 | 01/28/2019 | Performance Verification for CAREFUSION 11137267 15261644 | Initial Install of Performance Verification. Device is ready for patient use. |  |  | 01/28/2019 | 01/28/2019
|  | CAREFUSION | ALARIS 8100 | MODULE, INFUSION PUMP |  | SPD | Pavilion |  |  | 02/04/2019 |  | 2/4/29 |  |  | NO | YES |  |  |  |  | CAREFUSION 11137266 15261411 |  |  | Active |  | 99:99:99:99:99:99 |  | High Risk | 1Y:00-MFG | 02/04/2019 | 02/04/2019 | COOPER UNIVERSITY HOSPITAL |  |  | Moves | WOT00000001468667 | David Frye | Performance Verification | Completed |  | 02/04/2019 | 02/04/2019 | Performance Verification for CAREFUSION 11137266 15261411 | Initial Install of Performance Verification. Device is ready for patient use. |  |  | 02/04/2019 | 02/04/2019
|  | CAREFUSION | ALARIS 8100 | MODULE, INFUSION PUMP |  | SPD | Pavilion |  |  | 01/22/2019 |  | 1/22/29 |  |  | NO | YES |  |  |  |  | CAREFUSION 11137265 15261045 |  |  | Active |  | 99:99:99:99:99:99 |  | High Risk | 1Y:00-MFG | 01/22/2019 | 01/22/2019 | COOPER UNIVERSITY HOSPITAL |  |  | Moves | WOT00000001468413 | David Frye | Performance Verification | Completed |  | 01/22/2019 | 01/22/2019 | Performance Verification for CAREFUSION 11137265 15261045 | Initial Install of Performance Verification. Device is ready for patient use. |  |  | 01/22/2019 | 01/22/2019
|  | CAREFUSION | ALARIS 8100 | MODULE, INFUSION PUMP |  | SPD | Kelemen |  |  | 01/02/2019 |  | 1/2/29 |  |  | NO | YES |  |  |  |  | CAREFUSION 11137264 15261664 |  |  | Active |  | 99:99:99:99:99:99 |  | High Risk | 1Y:00-MFG | 01/02/2019 | 01/02/2019 | COOPER UNIVERSITY HOSPITAL |  |  | Moves | WOT00000001468835 | David Frye | Performance Verification | Completed |  | 01/02/2019 | 01/02/2019 | Performance Verification for CAREFUSION 11137264 15261664 | Initial Install of Performance Verification. Device is ready for patient use. |  |  | 01/02/2019 | 01/02/2019
|  | CAREFUSION | ALARIS 8100 | MODULE, INFUSION PUMP |  | SPD | Pavilion |  |  | 02/11/2019 |  | 2/11/29 |  |  | NO | YES |  |  |  |  | CAREFUSION 11137263 15260912 |  |  | Active |  | 99:99:99:99:99:99 |  | High Risk | 1Y:00-MFG | 02/11/2019 | 02/11/2019 | COOPER UNIVERSITY HOSPITAL |  |  | Moves | WOT00000001467711 | David Frye | Performance Verification | Completed |  | 02/11/2019 | 02/11/2019 | Performance Verification for CAREFUSION 11137263 15260912 | Initial Install of Performance Verification. Device is ready for patient use. |  |  | 02/11/2019 | 02/11/2019
|  | CAREFUSION | ALARIS 8100 | MODULE, INFUSION PUMP |  | SPD | Kelemen |  |  | 01/15/2019 |  | 1/15/29 |  |  | NO | YES |  |  |  |  | CAREFUSION 11137262 15261505 |  |  | Active |  | 99:99:99:99:99:99 |  | High Risk | 1Y:00-MFG | 01/15/2019 | 01/15/2019 | COOPER UNIVERSITY HOSPITAL |  |  | Moves | WOT00000001467059 | David Frye | Performance Verification | Completed |  | 01/15/2019 | 01/15/2019 | Performance Verification for CAREFUSION 11137262 15261505 | Initial Install of Performance Verification. Device is ready for patient use. |  |  | 01/15/2019 | 01/15/2019
|  | CAREFUSION | ALARIS 8100 | MODULE, INFUSION PUMP |  | SPD | Pavilion |  |  | 01/04/2019 |  | 1/4/29 |  |  | NO | YES |  |  |  |  | CAREFUSION 11137257 15261651 |  |  | Active |  | 99:99:99:99:99:99 |  | High Risk | 1Y:00-MFG | 01/04/2019 | 01/04/2019 | COOPER UNIVERSITY HOSPITAL |  |  | Moves | WOT00000001468822 | David Frye | Performance Verification | Completed |  | 01/04/2019 | 01/04/2019 | Performance Verification for CAREFUSION 11137257 15261651 | Initial Install of Performance Verification. Device is ready for patient use. |  |  | 01/04/2019 | 01/04/2019
|  | CAREFUSION | ALARIS 8100 | MODULE, INFUSION PUMP |  | SPD | Pavilion |  |  | 01/21/2019 |  | 1/21/29 |  |  | NO | YES |  |  |  |  | CAREFUSION 11137259 15261074 |  |  | Active |  | 99:99:99:99:99:99 |  | High Risk | 1Y:00-MFG | 01/21/2019 | 01/21/2019 | COOPER UNIVERSITY HOSPITAL |  |  | Moves | WOT00000001468435 | David Frye | Performance Verification | Completed |  | 01/21/2019 | 01/21/2019 | Performance Verification for CAREFUSION 11137259 15261074 | Initial Install of Performance Verification. Device is ready for patient use. |  |  | 01/21/2019 | 01/21/2019
|  | CAREFUSION | ALARIS 8100 | MODULE, INFUSION PUMP |  | SPD | Kelemen |  |  | 02/21/2019 |  | 2/21/29 |  |  | NO | YES |  |  |  |  | CAREFUSION 11137260 15261456 |  |  | Active |  | 99:99:99:99:99:99 |  | High Risk | 1Y:00-MFG | 02/21/2019 | 02/21/2019 | COOPER UNIVERSITY HOSPITAL |  |  | Moves | WOT00000001468683 | David Frye | Performance Verification | Completed |  | 02/21/2019 | 02/21/2019 | Performance Verification for CAREFUSION 11137260 15261456 | Initial Install of Performance Verification. Device is ready for patient use. |  |  | 02/21/2019 | 02/21/2019
|  | CAREFUSION | ALARIS 8100 | MODULE, INFUSION PUMP |  | SPD | Kelemen |  |  | 01/14/2019 |  | 1/14/29 |  |  | NO | YES |  |  |  |  | CAREFUSION 11137258 15261059 |  |  | Active |  | 99:99:99:99:99:99 |  | High Risk | 1Y:00-MFG | 01/14/2019 | 01/14/2019 | COOPER UNIVERSITY HOSPITAL |  |  | Moves | WOT00000001468425 | David Frye | Performance Verification | Completed |  | 01/14/2019 | 01/14/2019 | Performance Verification for CAREFUSION 11137258 15261059 | Initial Install of Performance Verification. Device is ready for patient use. |  |  | 01/14/2019 | 01/14/2019
|  | CAREFUSION | ALARIS 8100 | MODULE, INFUSION PUMP |  | SPD | Kelemen |  |  | 01/25/2019 |  | 1/25/29 |  |  | NO | YES |  |  |  |  | CAREFUSION 11137254 15260669 |  |  | Active |  | 99:99:99:99:99:99 |  | High Risk | 1Y:00-MFG | 01/25/2019 | 01/25/2019 | COOPER UNIVERSITY HOSPITAL |  |  | Moves | WOT00000001467317 | David Frye | Performance Verification | Completed |  | 01/25/2019 | 01/25/2019 | Performance Verification for CAREFUSION 11137254 15260669 | Initial Install of Performance Verification. Device is ready for patient use. |  |  | 01/25/2019 | 01/25/2019
|  | CAREFUSION | ALARIS 8100 | MODULE, INFUSION PUMP |  | SPD | Kelemen |  |  | 02/01/2019 |  | 2/1/29 |  |  | NO | YES |  |  |  |  | CAREFUSION 11137255 15261381 |  |  | Active |  | 99:99:99:99:99:99 |  | High Risk | 1Y:00-MFG | 02/01/2019 | 02/01/2019 | COOPER UNIVERSITY HOSPITAL |  |  | Moves | WOT00000001469598 | David Frye | Performance Verification | Completed |  | 02/01/2019 | 02/01/2019 | Performance Verification for CAREFUSION 11137255 15261381 | Initial Install of Performance Verification. Device is ready for patient use. |  |  | 02/01/2019 | 02/01/2019
|  | CAREFUSION | ALARIS 8100 | MODULE, INFUSION PUMP |  | SPD | Pavilion |  |  | 01/14/2019 |  | 1/14/29 |  |  | NO | YES |  |  |  |  | CAREFUSION 11137256 15261032 |  |  | Active |  | 99:99:99:99:99:99 |  | High Risk | 1Y:00-MFG | 01/14/2019 | 01/14/2019 | COOPER UNIVERSITY HOSPITAL |  |  | Moves | WOT00000001469438 | David Frye | Performance Verification | Completed |  | 01/14/2019 | 01/14/2019 | Performance Verification for CAREFUSION 11137256 15261032 | Initial Install of Performance Verification. Device is ready for patient use. |  |  | 01/14/2019 | 01/14/2019
|  | CAREFUSION | ALARIS 8100 | MODULE, INFUSION PUMP |  | SPD | Pavilion |  |  | 02/14/2019 |  | 2/14/29 |  |  | NO | YES |  |  |  |  | CAREFUSION 11137252 15261501 |  |  | Active |  | 99:99:99:99:99:99 |  | High Risk | 1Y:00-MFG | 02/14/2019 | 02/14/2019 | COOPER UNIVERSITY HOSPITAL |  |  | Moves | WOT00000001467058 | David Frye | Performance Verification | Completed |  | 02/14/2019 | 02/14/2019 | Performance Verification for CAREFUSION 11137252 15261501 | Initial Install of Performance Verification. Device is ready for patient use. |  |  | 02/14/2019 | 02/14/2019
|  | CAREFUSION | ALARIS 8100 | MODULE, INFUSION PUMP |  | SPD | Kelemen |  |  | 01/23/2019 |  | 1/23/29 |  |  | NO | YES |  |  |  |  | CAREFUSION 11137253 15261653 |  |  | Active |  | 99:99:99:99:99:99 |  | High Risk | 1Y:00-MFG | 01/23/2019 | 01/23/2019 | COOPER UNIVERSITY HOSPITAL |  |  | Moves | WOT00000001468823 | David Frye | Performance Verification | Completed |  | 01/23/2019 | 01/23/2019 | Performance Verification for CAREFUSION 11137253 15261653 | Initial Install of Performance Verification. Device is ready for patient use. |  |  | 01/23/2019 | 01/23/2019
|  | CAREFUSION | ALARIS 8100 | MODULE, INFUSION PUMP |  | SPD | Kelemen |  |  | 01/25/2019 |  | 1/25/29 |  |  | NO | YES |  |  |  |  | CAREFUSION 11137250 15260716 |  |  | Active |  | 99:99:99:99:99:99 |  | High Risk | 1Y:00-MFG | 01/25/2019 | 01/25/2019 | COOPER UNIVERSITY HOSPITAL |  |  | Moves | WOT00000001460432 | David Frye | Performance Verification | Completed |  | 01/25/2019 | 01/25/2019 | Performance Verification for CAREFUSION 11137250 15260716 | Initial Install of Performance Verification. Device is ready for patient use. |  |  | 01/25/2019 | 01/25/2019
|  | CAREFUSION | ALARIS 8100 | MODULE, INFUSION PUMP |  | SPD | Pavilion |  |  | 01/21/2019 |  | 1/21/29 |  |  | NO | YES |  |  |  |  | CAREFUSION 11137249 15261671 |  |  | Active |  | 99:99:99:99:99:99 |  | High Risk | 1Y:00-MFG | 01/21/2019 | 01/21/2019 | COOPER UNIVERSITY HOSPITAL |  |  | Moves | WOT00000001468843 | David Frye | Performance Verification | Completed |  | 01/21/2019 | 01/21/2019 | Performance Verification for CAREFUSION 11137249 15261671 | Initial Install of Performance Verification. Device is ready for patient use. |  |  | 01/21/2019 | 01/21/2019
|  | CAREFUSION | ALARIS 8100 | MODULE, INFUSION PUMP |  | SPD | Kelemen | BASEMENT |  | 01/24/2019 |  | 1/24/29 |  |  | NO | YES |  |  |  |  | CAREFUSION 11137248 15261892 |  |  | Active |  | 99:99:99:99:99:99 |  | High Risk | 1Y:00-MFG | 01/24/2019 | 01/24/2019 | COOPER UNIVERSITY HOSPITAL |  |  | Moves | WOT00000001468164 | David Frye | Performance Verification | Completed |  | 01/24/2019 | 01/24/2019 | Performance Verification for CAREFUSION 11137248 15261892 | Initial Install of Performance Verification. Device is ready for patient use. |  |  | 01/24/2019 | 01/24/2019
|  | CAREFUSION | ALARIS 8100 | MODULE, INFUSION PUMP |  | SPD | Pavilion |  |  | 01/14/2019 |  | 1/14/29 |  |  | NO | YES |  |  |  |  | CAREFUSION 11137247 15262170 |  |  | Active |  | 99:99:99:99:99:99 |  | High Risk | 1Y:00-MFG | 01/14/2019 | 01/14/2019 | COOPER UNIVERSITY HOSPITAL |  |  | Moves | WOT00000001466602 | David Frye | Performance Verification | Completed |  | 01/14/2019 | 01/14/2019 | Performance Verification for CAREFUSION 11137247 15262170 | Initial Install of Performance Verification. Device is ready for patient use. |  |  | 01/14/2019 | 01/14/2019
|  | CAREFUSION | ALARIS 8100 | MODULE, INFUSION PUMP |  | SPD | Pavilion |  |  | 01/25/2019 |  | 1/25/29 |  |  | NO | YES |  |  |  |  | CAREFUSION 11137243 15261424 |  |  | Active |  | 99:99:99:99:99:99 |  | High Risk | 1Y:00-MFG | 01/25/2019 | 01/25/2019 | COOPER UNIVERSITY HOSPITAL |  |  | Moves | WOT00000001468671 | David Frye | Performance Verification | Completed |  | 01/25/2019 | 01/25/2019 | Performance Verification for CAREFUSION 11137243 15261424 | Initial Install of Performance Verification. Device is ready for patient use. |  |  | 01/25/2019 | 01/25/2019
|  | CAREFUSION | ALARIS 8100 | MODULE, INFUSION PUMP |  | SPD | Kelemen |  |  | 01/03/2019 |  | 1/3/29 |  |  | NO | YES |  |  |  |  | CAREFUSION 11137245 15262225 |  |  | Active |  | 99:99:99:99:99:99 |  | High Risk | 1Y:00-MFG | 01/03/2019 | 01/03/2019 | COOPER UNIVERSITY HOSPITAL |  |  | Moves | WOT00000001469366 | David Frye | Performance Verification | Completed |  | 01/03/2019 | 01/03/2019 | Performance Verification for CAREFUSION 11137245 15262225 | Initial Install of Performance Verification. Device is ready for patient use. |  |  | 01/03/2019 | 01/03/2019
|  | CAREFUSION | ALARIS 8100 | MODULE, INFUSION PUMP |  | SPD | Pavilion |  |  | 01/08/2019 |  | 1/8/29 |  |  | NO | YES |  |  |  |  | CAREFUSION 11137246 15260824 |  |  | Active |  | 99:99:99:99:99:99 |  | High Risk | 1Y:00-MFG | 01/08/2019 | 01/08/2019 | COOPER UNIVERSITY HOSPITAL |  |  | Moves | WOT00000001468281 | David Frye | Performance Verification | Completed |  | 01/08/2019 | 01/08/2019 | Performance Verification for CAREFUSION 11137246 15260824 | Initial Install of Performance Verification. Device is ready for patient use. |  |  | 01/08/2019 | 01/08/2019
|  | CAREFUSION | ALARIS 8100 | MODULE, INFUSION PUMP |  | SPD | Pavilion |  |  | 01/21/2019 |  | 1/21/29 |  |  | NO | YES |  |  |  |  | CAREFUSION 11137244 15260876 |  |  | Active |  | 99:99:99:99:99:99 |  | High Risk | 1Y:00-MFG | 01/21/2019 | 01/21/2019 | COOPER UNIVERSITY HOSPITAL |  |  | Moves | WOT00000001467501 | David Frye | Performance Verification | Completed |  | 01/21/2019 | 01/21/2019 | Performance Verification for CAREFUSION 11137244 15260876 | Initial Install of Performance Verification. Device is ready for patient use. |  |  | 01/21/2019 | 01/21/2019
|  | CAREFUSION | ALARIS 8100 | MODULE, INFUSION PUMP |  | SPD | Kelemen |  |  | 01/24/2019 |  | 1/24/29 |  |  | NO | YES |  |  |  |  | CAREFUSION 11137241 15261974 |  |  | Active |  | 99:99:99:99:99:99 |  | High Risk | 1Y:00-MFG | 01/24/2019 | 01/24/2019 | COOPER UNIVERSITY HOSPITAL |  |  | Moves | WOT00000001468192 | David Frye | Performance Verification | Completed |  | 01/24/2019 | 01/24/2019 | Performance Verification for CAREFUSION 11137241 15261974 | Initial Install of Performance Verification. Device is ready for patient use. |  |  | 01/24/2019 | 01/24/2019
|  | CAREFUSION | ALARIS 8100 | MODULE, INFUSION PUMP |  | SPD | Kelemen |  |  | 01/15/2019 |  | 1/15/29 |  |  | NO | YES |  |  |  |  | CAREFUSION 11137239 15261891 |  |  | Active |  | 99:99:99:99:99:99 |  | High Risk | 1Y:00-MFG | 01/15/2019 | 01/15/2019 | COOPER UNIVERSITY HOSPITAL |  |  | Moves | WOT00000001468163 | David Frye | Performance Verification | Completed |  | 01/15/2019 | 01/15/2019 | Performance Verification for CAREFUSION 11137239 15261891 | Initial Install of Performance Verification. Device is ready for patient use. |  |  | 01/15/2019 | 01/15/2019
|  | CAREFUSION | ALARIS 8100 | MODULE, INFUSION PUMP |  | SPD | Kelemen |  |  | 01/14/2019 |  | 1/14/29 |  |  | NO | YES |  |  |  |  | CAREFUSION 11137240 15261888 |  |  | Active |  | 99:99:99:99:99:99 |  | High Risk | 1Y:00-MFG | 01/14/2019 | 01/14/2019 | COOPER UNIVERSITY HOSPITAL |  |  | Moves | WOT00000001468160 | David Frye | Performance Verification | Completed |  | 01/14/2019 | 01/14/2019 | Performance Verification for CAREFUSION 11137240 15261888 | Initial Install of Performance Verification. Device is ready for patient use. |  |  | 01/14/2019 | 01/14/2019
|  | CAREFUSION | ALARIS 8100 | MODULE, INFUSION PUMP |  | SPD | Kelemen |  |  | 01/09/2019 |  | 1/9/29 |  |  | NO | YES |  |  |  |  | CAREFUSION 11137238 15261970 |  |  | Active |  | 99:99:99:99:99:99 |  | High Risk | 1Y:00-MFG | 01/09/2019 | 01/09/2019 | COOPER UNIVERSITY HOSPITAL |  |  | Moves | WOT00000001468189 | David Frye | Performance Verification | Completed |  | 01/09/2019 | 01/09/2019 | Performance Verification for CAREFUSION 11137238 15261970 | Initial Install of Performance Verification. Device is ready for patient use. |  |  | 01/09/2019 | 01/09/2019
|  | CAREFUSION | ALARIS 8100 | MODULE, INFUSION PUMP |  | SPD | Pavilion |  |  | 03/01/2019 |  | 3/1/29 |  |  | NO | YES |  |  |  |  | CAREFUSION 11137237 15261838 |  |  | Active | dup11137237 | 99:99:99:99:99:99 |  | High Risk | 1Y:00-MFG | 03/01/2019 | 03/01/2019 | COOPER UNIVERSITY HOSPITAL |  |  | Moves | WOT00000001468139 | David Frye | Performance Verification | Completed |  | 03/01/2019 | 03/01/2019 | Performance Verification for CAREFUSION 11137237 15261838 | Initial Install of Performance Verification. Device is ready for patient use. |  |  | 03/01/2019 | 03/01/2019
|  | CAREFUSION | ALARIS 8100 | MODULE, INFUSION PUMP |  | SPD | Kelemen |  |  | 06/07/2019 |  | 6/7/29 |  |  | NO | YES |  |  |  |  | CAREFUSION 11137236 15261812 |  |  | Active | dup11137236 | 99:99:99:99:99:99 |  | High Risk | 1Y:00-MFG | 06/07/2019 | 06/07/2019 | COOPER UNIVERSITY HOSPITAL |  |  | Moves | WOT00000001469143 | David Frye | Performance Verification | Completed |  | 06/07/2019 | 06/07/2019 | Performance Verification for CAREFUSION 11137236 15261812 | Initial Install of Performance Verification. Device is ready for patient use. |  |  | 06/07/2019 | 06/07/2019
|  | CAREFUSION | ALARIS 8100 | MODULE, INFUSION PUMP |  | SPD | Dorrance |  |  | 01/22/2019 |  | 1/22/29 |  |  | NO | YES |  |  |  |  | CAREFUSION 11137234 15260874 |  |  | Active |  | 99:99:99:99:99:99 |  | High Risk | 1Y:00-MFG | 01/22/2019 | 01/22/2019 | COOPER UNIVERSITY HOSPITAL |  |  | Moves | WOT00000001467497 | David Frye | Performance Verification | Completed |  | 01/22/2019 | 01/22/2019 | Performance Verification for CAREFUSION 11137234 15260874 | Initial Install of Performance Verification. Device is ready for patient use. |  |  | 01/22/2019 | 01/22/2019
|  | CAREFUSION | ALARIS 8100 | MODULE, INFUSION PUMP |  | SPD | Kelemen |  |  | 02/01/2019 |  | 2/1/29 |  |  | NO | YES |  |  |  |  | CAREFUSION 11137233 15260854 |  |  | Active |  | 99:99:99:99:99:99 |  | High Risk | 1Y:00-MFG | 02/01/2019 | 02/01/2019 | COOPER UNIVERSITY HOSPITAL |  |  | Moves | WOT00000001467486 | David Frye | Performance Verification | Completed |  | 02/01/2019 | 02/01/2019 | Performance Verification for CAREFUSION 11137233 15260854 | Initial Install of Performance Verification. Device is ready for patient use. |  |  | 02/01/2019 | 02/01/2019
|  | CAREFUSION | ALARIS 8100 | MODULE, INFUSION PUMP |  | SPD | Kelemen |  |  | 01/23/2019 |  | 1/23/26 |  |  | NO | YES |  |  |  |  | CAREFUSION 11137232 15262722 |  |  | Active |  | 99:99:99:99:99:99 |  | High Risk | 1Y:00-MFG | 01/23/2019 | 01/23/2019 | COOPER UNIVERSITY HOSPITAL |  |  | Moves | WOT00000001468561 | David Frye | Performance Verification | Completed |  | 01/23/2019 | 01/23/2019 | Performance Verification for CAREFUSION 11137232 15262722 | Initial Install of Performance Verification. Device is ready for patient use. |  |  | 01/23/2019 | 01/23/2019
|  | CAREFUSION | ALARIS 8100 | MODULE, INFUSION PUMP |  | SPD | Kelemen |  |  | 01/08/2019 |  | 1/8/29 |  |  | NO | YES |  |  |  |  | CAREFUSION 11137226 15260705 |  |  | Active |  | 99:99:99:99:99:99 |  | High Risk | 1Y:00-MFG | 01/08/2019 | 01/08/2019 | COOPER UNIVERSITY HOSPITAL |  |  | Moves | WOT00000001460416 | David Frye | Performance Verification | Completed |  | 01/08/2019 | 01/08/2019 | Performance Verification for CAREFUSION 11137226 15260705 | Initial Install of Performance Verification. Device is ready for patient use. |  |  | 01/08/2019 | 01/08/2019
|  | CAREFUSION | ALARIS 8100 | MODULE, INFUSION PUMP |  | SPD | Pavilion |  |  | 01/07/2019 |  | 1/7/29 |  |  | NO | YES |  |  |  |  | CAREFUSION 11137227 15261443 |  |  | Active |  | 99:99:99:99:99:99 |  | High Risk | 1Y:00-MFG | 01/07/2019 | 01/07/2019 | COOPER UNIVERSITY HOSPITAL |  |  | Moves | WOT00000001468675 | David Frye | Performance Verification | Completed |  | 01/07/2019 | 01/07/2019 | Performance Verification for CAREFUSION 11137227 15261443 | Initial Install of Performance Verification. Device is ready for patient use. |  |  | 01/07/2019 | 01/07/2019
|  | CAREFUSION | ALARIS 8100 | MODULE, INFUSION PUMP |  | SPD | Kelemen | Basement |  | 01/28/2019 |  | 1/28/29 |  |  | NO | YES |  |  |  |  | CAREFUSION 11137231 15229696 |  |  | Active |  | 99:99:99:99:99:99 |  | High Risk | 1Y:00-MFG | 01/28/2019 | 01/28/2019 | COOPER UNIVERSITY HOSPITAL |  |  | Moves | WOT00000001466894 | David Frye | Performance Verification | Completed |  | 01/28/2019 | 01/28/2019 | Performance Verification for CAREFUSION 11137231 15229696 | Initial Install of Performance Verification. Device is ready for patient use. |  |  | 01/28/2019 | 01/28/2019
|  | CAREFUSION | ALARIS 8100 | MODULE, INFUSION PUMP |  | SPD | Kelemen |  |  | 01/15/2019 |  | 1/15/29 |  |  | NO | YES |  |  |  |  | CAREFUSION 11137230 15261447 |  |  | Active |  | 99:99:99:99:99:99 |  | High Risk | 1Y:00-MFG | 01/15/2019 | 01/15/2019 | COOPER UNIVERSITY HOSPITAL |  |  | Moves | WOT00000001468679 | David Frye | Performance Verification | Completed |  | 01/15/2019 | 01/15/2019 | Performance Verification for CAREFUSION 11137230 15261447 | Initial Install of Performance Verification. Device is ready for patient use. |  |  | 01/15/2019 | 01/15/2019
|  | CAREFUSION | ALARIS 8100 | MODULE, INFUSION PUMP |  | SPD | Kelemen |  |  | 01/14/2019 |  | 1/14/29 |  |  | NO | YES |  |  |  |  | CAREFUSION 11137228 15261921 |  |  | Active |  | 99:99:99:99:99:99 |  | High Risk | 1Y:00-MFG | 01/14/2019 | 01/14/2019 | COOPER UNIVERSITY HOSPITAL |  |  | Moves | WOT00000001468184 | David Frye | Performance Verification | Completed |  | 01/14/2019 | 01/14/2019 | Performance Verification for CAREFUSION 11137228 15261921 | Initial Install of Performance Verification. Device is ready for patient use. |  |  | 01/14/2019 | 01/14/2019
|  | CAREFUSION | ALARIS 8100 | MODULE, INFUSION PUMP |  | SPD | Kelemen |  |  | 02/12/2019 |  | 2/12/29 |  |  | NO | YES |  |  |  |  | CAREFUSION 11137229 15260771 |  |  | Active |  | 99:99:99:99:99:99 |  | High Risk | 1Y:00-MFG | 02/12/2019 | 02/12/2019 | COOPER UNIVERSITY HOSPITAL |  |  | Moves | WOT00000001469298 | David Frye | Performance Verification | Completed |  | 02/12/2019 | 02/12/2019 | Performance Verification for CAREFUSION 11137229 15260771 | Initial Install of Performance Verification. Device is ready for patient use. |  |  | 02/12/2019 | 02/12/2019
|  | CAREFUSION | ALARIS 8100 | MODULE, INFUSION PUMP |  | SPD | Pavilion |  |  | 01/15/2019 |  | 1/15/29 |  |  | NO | YES |  |  |  |  | CAREFUSION 11137225 15260683 |  |  | Active |  | 99:99:99:99:99:99 |  | High Risk | 1Y:00-MFG | 01/15/2019 | 01/15/2019 | COOPER UNIVERSITY HOSPITAL |  |  | Moves | WOT00000001467326 | David Frye | Performance Verification | Completed |  | 01/15/2019 | 01/15/2019 | Performance Verification for CAREFUSION 11137225 15260683 | Initial Install of Performance Verification. Device is ready for patient use. |  |  | 01/15/2019 | 01/15/2019
|  | CAREFUSION | ALARIS 8100 | MODULE, INFUSION PUMP |  | SPD | Kelemen |  |  | 01/14/2019 |  | 1/14/29 |  |  | NO | YES |  |  |  |  | CAREFUSION 11137198 15261527 |  |  | Active |  | 99:99:99:99:99:99 |  | High Risk | 1Y:00-MFG | 01/14/2019 | 01/14/2019 | COOPER UNIVERSITY HOSPITAL |  |  | Moves | WOT00000001467075 | David Frye | Performance Verification | Completed |  | 01/14/2019 | 01/14/2019 | Performance Verification for CAREFUSION 11137198 15261527 | Initial Install of Performance Verification. Device is ready for patient use. |  |  | 01/14/2019 | 01/14/2019
|  | CAREFUSION | ALARIS 8100 | MODULE, INFUSION PUMP |  | SPD | Kelemen |  |  | 01/28/2019 |  | 1/28/29 |  |  | NO | YES |  |  |  |  | CAREFUSION 11137196 15262035 |  |  | Active |  | 99:99:99:99:99:99 |  | High Risk | 1Y:00-MFG | 01/28/2019 | 01/28/2019 | COOPER UNIVERSITY HOSPITAL |  |  | Moves | WOT00000001454762 | David Frye | Performance Verification | Completed |  | 01/28/2019 | 01/28/2019 | Performance Verification for CAREFUSION 11137196 15262035 | Initial Install of Performance Verification. Device is ready for patient use. |  |  | 01/28/2019 | 01/28/2019
|  | CAREFUSION | ALARIS 8100 | MODULE, INFUSION PUMP |  | SPD | Pavilion |  |  | 01/16/2019 |  | 1/16/29 |  |  | NO | YES |  |  |  |  | CAREFUSION 11137195 15262023 |  |  | Active |  | 99:99:99:99:99:99 |  | High Risk | 1Y:00-MFG | 01/16/2019 | 01/16/2019 | COOPER UNIVERSITY HOSPITAL |  |  | Moves | WOT00000001454740 | David Frye | Performance Verification | Completed |  | 01/16/2019 | 01/16/2019 | Performance Verification for CAREFUSION 11137195 15262023 | Initial Install of Performance Verification. Device is ready for patient use. |  |  | 01/16/2019 | 01/16/2019
|  | CAREFUSION | ALARIS 8100 | MODULE, INFUSION PUMP |  | SPD | Kelemen |  |  | 01/08/2019 |  | 1/8/29 |  |  | NO | YES |  |  |  |  | CAREFUSION 11137194 15262824 |  |  | Active |  | 99:99:99:99:99:99 |  | High Risk | 1Y:00-MFG | 01/08/2019 | 01/08/2019 | COOPER UNIVERSITY HOSPITAL |  |  | Moves | WOT00000001466984 | David Frye | Performance Verification | Completed |  | 01/08/2019 | 01/08/2019 | Performance Verification for CAREFUSION 11137194 15262824 | Initial Install of Performance Verification. Device is ready for patient use. |  |  | 01/08/2019 | 01/08/2019
|  | CAREFUSION | ALARIS 8100 | MODULE, INFUSION PUMP |  | SPD | Kelemen |  |  | 01/15/2019 |  | 1/15/29 |  |  | NO | YES |  |  |  |  | CAREFUSION 11137193 15262931 |  |  | Active |  | 99:99:99:99:99:99 |  | High Risk | 1Y:00-MFG | 01/15/2019 | 01/15/2019 | COOPER UNIVERSITY HOSPITAL |  |  | Moves | WOT00000001469510 | David Frye | Performance Verification | Completed |  | 01/15/2019 | 01/15/2019 | Performance Verification for CAREFUSION 11137193 15262931 | Initial Install of Performance Verification. Device is ready for patient use. |  |  | 01/15/2019 | 01/15/2019
|  | CAREFUSION | ALARIS 8100 | MODULE, INFUSION PUMP |  | SPD | Pavilion |  |  | 01/14/2019 |  | 1/14/29 |  |  | NO | YES |  |  |  |  | CAREFUSION 11137192 15262764 |  |  | Active |  | 99:99:99:99:99:99 |  | High Risk | 1Y:00-MFG | 01/14/2019 | 01/14/2019 | COOPER UNIVERSITY HOSPITAL |  |  | Moves | WOT00000001466757 | David Frye | Performance Verification | Completed |  | 01/14/2019 | 01/14/2019 | Performance Verification for CAREFUSION 11137192 15262764 | Initial Install of Performance Verification. Device is ready for patient use. |  |  | 01/14/2019 | 01/14/2019
|  | CAREFUSION | ALARIS 8100 | MODULE, INFUSION PUMP |  | SPD | Pavilion |  |  | 02/13/2019 |  | 2/13/29 |  |  | NO | YES |  |  |  |  | CAREFUSION 11137190 15260860 |  |  | Active |  | 99:99:99:99:99:99 |  | High Risk | 1Y:00-MFG | 02/13/2019 | 02/13/2019 | COOPER UNIVERSITY HOSPITAL |  |  | Moves | WOT00000001467493 | David Frye | Performance Verification | Completed |  | 02/13/2019 | 02/13/2019 | Performance Verification for CAREFUSION 11137190 15260860 | Initial Install of Performance Verification. Device is ready for patient use. |  |  | 02/13/2019 | 02/13/2019
|  | CAREFUSION | ALARIS 8100 | MODULE, INFUSION PUMP |  | SPD | Pavilion |  |  | 01/14/2019 |  | 1/14/29 |  |  | NO | YES |  |  |  |  | CAREFUSION 11137191 15262941 |  |  | Active |  | 99:99:99:99:99:99 |  | High Risk | 1Y:00-MFG | 01/14/2019 | 01/14/2019 | COOPER UNIVERSITY HOSPITAL |  |  | Moves | WOT00000001469515 | David Frye | Performance Verification | Completed |  | 01/14/2019 | 01/14/2019 | Performance Verification for CAREFUSION 11137191 15262941 | Initial Install of Performance Verification. Device is ready for patient use. |  |  | 01/14/2019 | 01/14/2019
|  | CAREFUSION | ALARIS 8100 | MODULE, INFUSION PUMP |  | SPD | Kelemen | BASEMENT |  | 01/29/2019 |  | 1/29/29 |  |  | NO | YES |  |  |  |  | CAREFUSION 11137189 15261332 |  |  | Active |  | 99:99:99:99:99:99 |  | High Risk | 1Y:00-MFG | 01/29/2019 | 01/29/2019 | COOPER UNIVERSITY HOSPITAL |  |  | Moves | WOT00000001469576 | David Frye | Performance Verification | Completed |  | 01/29/2019 | 01/29/2019 | Performance Verification for CAREFUSION 11137189 15261332 | Initial Install of Performance Verification. Device is ready for patient use. |  |  | 01/29/2019 | 01/29/2019
|  | CAREFUSION | ALARIS 8100 | MODULE, INFUSION PUMP |  | SPD | Kelemen |  |  | 01/16/2019 |  | 1/16/29 |  |  | NO | YES |  |  |  |  | CAREFUSION 11137188 15260900 |  |  | Active |  | 99:99:99:99:99:99 |  | High Risk | 1Y:00-MFG | 01/16/2019 | 01/16/2019 | COOPER UNIVERSITY HOSPITAL |  |  | Moves | WOT00000001467510 | David Frye | Performance Verification | Completed |  | 01/16/2019 | 01/16/2019 | Performance Verification for CAREFUSION 11137188 15260900 | Initial Install of Performance Verification. Device is ready for patient use. |  |  | 01/16/2019 | 01/16/2019
|  | CAREFUSION | ALARIS 8100 | MODULE, INFUSION PUMP |  | SPD | Kelemen |  |  | 01/28/2019 |  | 1/28/29 |  |  | NO | YES |  |  |  |  | CAREFUSION 11137187 15261378 |  |  | Active |  | 99:99:99:99:99:99 |  | High Risk | 1Y:00-MFG | 01/28/2019 | 01/28/2019 | COOPER UNIVERSITY HOSPITAL |  |  | Moves | WOT00000001469596 | David Frye | Performance Verification | Completed |  | 01/28/2019 | 01/28/2019 | Performance Verification for CAREFUSION 11137187 15261378 | Initial Install of Performance Verification. Device is ready for patient use. |  |  | 01/28/2019 | 01/28/2019
|  | CAREFUSION | ALARIS 8100 | MODULE, INFUSION PUMP |  | SPD | Kelemen |  |  | 02/11/2019 |  | 2/11/29 |  |  | NO | YES |  |  |  |  | CAREFUSION 11137186 15260704 |  |  | Active |  | 99:99:99:99:99:99 |  | High Risk | 1Y:00-MFG | 02/11/2019 | 02/11/2019 | COOPER UNIVERSITY HOSPITAL |  |  | Moves | WOT00000001460413 | David Frye | Performance Verification | Completed |  | 02/11/2019 | 02/11/2019 | Performance Verification for CAREFUSION 11137186 15260704 | Initial Install of Performance Verification. Device is ready for patient use. |  |  | 02/11/2019 | 02/11/2019
|  | CAREFUSION | ALARIS 8100 | MODULE, INFUSION PUMP |  |  | Kelemen | [7 empty] | NO | YES
|  | CAREFUSION | ALARIS 8100 | MODULE, INFUSION PUMP |  | SPD | Kelemen |  |  | 02/21/2019 |  | 2/21/29 |  |  | NO | YES |  |  |  |  | CAREFUSION 11137185 15262018 |  |  | Active |  | 99:99:99:99:99:99 |  | High Risk | 1Y:00-MFG | 02/21/2019 | 02/21/2019 | COOPER UNIVERSITY HOSPITAL |  |  | Moves | WOT00000001468298 | David Frye | Performance Verification | Completed |  | 02/21/2019 | 02/21/2019 | Performance Verification for CAREFUSION 11137185 15262018 | Initial Install of Performance Verification. Device is ready for patient use. |  |  | 02/21/2019 | 02/21/2019
|  | CAREFUSION | ALARIS 8100 | MODULE, INFUSION PUMP |  | SPD | Kelemen |  |  | 01/16/2019 |  | 1/16/29 |  |  | NO | YES |  |  |  |  | CAREFUSION 11137170 15270939 |  |  | Active |  | 99:99:99:99:99:99 |  | High Risk | 1Y:00-MFG | 01/16/2019 | 01/16/2019 | COOPER UNIVERSITY HOSPITAL |  |  | Moves | WOT00000001468226 | David Frye | Performance Verification | Completed |  | 01/16/2019 | 01/16/2019 | Performance Verification for CAREFUSION 11137170 15270939 | Initial Install of Performance Verification. Device is ready for patient use. |  |  | 01/16/2019 | 01/16/2019
|  | CAREFUSION | ALARIS 8100 | MODULE, INFUSION PUMP |  | SPD | Kelemen |  |  | 01/17/2019 |  | 1/17/29 |  |  | NO | YES |  |  |  |  | CAREFUSION 11137167 15261582 |  |  | Active |  | 99:99:99:99:99:99 |  | High Risk | 1Y:00-MFG | 01/17/2019 | 01/17/2019 | COOPER UNIVERSITY HOSPITAL |  |  | Moves | WOT00000001468998 | David Frye | Performance Verification | Completed |  | 01/17/2019 | 01/17/2019 | Performance Verification for CAREFUSION 11137167 15261582 | Initial Install of Performance Verification. Device is ready for patient use. |  |  | 01/17/2019 | 01/17/2019
|  | CAREFUSION | ALARIS 8100 | MODULE, INFUSION PUMP |  | SPD | Kelemen |  |  | 02/28/2019 |  | 2/28/29 |  |  | NO | YES |  |  |  |  | CAREFUSION 11137166 15261266 |  |  | Active |  | 99:99:99:99:99:99 |  | High Risk | 1Y:00-MFG | 02/28/2019 | 02/28/2019 | COOPER UNIVERSITY HOSPITAL |  |  | Moves | WOT00000001469395 | David Frye | Performance Verification | Completed |  | 02/28/2019 | 02/28/2019 | Performance Verification for CAREFUSION 11137166 15261266 | Initial Install of Performance Verification. Device is ready for patient use. |  |  | 02/28/2019 | 02/28/2019
|  | CAREFUSION | ALARIS 8100 | MODULE, INFUSION PUMP |  | SPD | Kelemen |  |  | 01/29/2019 |  | 1/29/29 |  |  | NO | YES |  |  |  |  | CAREFUSION 11137138 15260915 |  |  | Active |  | 99:99:99:99:99:99 |  | High Risk | 1Y:00-MFG | 01/29/2019 | 01/29/2019 | COOPER UNIVERSITY HOSPITAL |  |  | Moves | WOT00000001466692 | David Frye | Performance Verification | Completed |  | 01/29/2019 | 01/29/2019 | Performance Verification for CAREFUSION 11137138 15260915 | Initial Install of Performance Verification. Device is ready for patient use. |  |  | 01/29/2019 | 01/29/2019
|  | CAREFUSION | ALARIS 8100 | MODULE, INFUSION PUMP |  | SPD | Kelemen |  |  | 01/15/2019 |  | 1/15/29 |  |  | NO | YES |  |  |  |  | CAREFUSION 11137137 15261554 |  |  | Active |  | 99:99:99:99:99:99 |  | High Risk | 1Y:00-MFG | 01/15/2019 | 01/15/2019 | COOPER UNIVERSITY HOSPITAL |  |  | Moves | WOT00000001468980 | David Frye | Performance Verification | Completed |  | 01/15/2019 | 01/15/2019 | Performance Verification for CAREFUSION 11137137 15261554 | Initial Install of Performance Verification. Device is ready for patient use. |  |  | 01/15/2019 | 01/15/2019
|  | CAREFUSION | ALARIS 8100 | MODULE, INFUSION PUMP |  | SPD | Pavilion |  |  | 01/14/2019 |  | 1/14/29 |  |  | NO | YES |  |  |  |  | CAREFUSION 11137124 15258259 |  |  | Active |  | 99:99:99:99:99:99 |  | High Risk | 1Y:00-MFG | 01/14/2019 | 01/14/2019 | COOPER UNIVERSITY HOSPITAL |  |  | Moves | WOT00000001468103 | David Frye | Performance Verification | Completed |  | 01/14/2019 | 01/14/2019 | Performance Verification for CAREFUSION 11137124 15258259 | Initial Install of Performance Verification. Device is ready for patient use. |  |  | 01/14/2019 | 01/14/2019
|  | CAREFUSION | ALARIS 8100 | MODULE, INFUSION PUMP |  | SPD | Kelemen |  |  | 01/15/2019 |  | 1/15/29 |  |  | NO | YES |  |  |  |  | CAREFUSION 11137136 15261386 |  |  | Active |  | 99:99:99:99:99:99 |  | High Risk | 1Y:00-MFG | 01/15/2019 | 01/15/2019 | COOPER UNIVERSITY HOSPITAL |  |  | Moves | WOT00000001469600 | David Frye | Performance Verification | Completed |  | 01/15/2019 | 01/15/2019 | Performance Verification for CAREFUSION 11137136 15261386 | Initial Install of Performance Verification. Device is ready for patient use. |  |  | 01/15/2019 | 01/15/2019
|  | CAREFUSION | ALARIS 8100 | MODULE, INFUSION PUMP |  | SPD | Kelemen |  |  | 02/25/2019 |  | 2/25/29 |  |  | NO | YES |  |  |  |  | CAREFUSION 11137135 15261359 |  |  | Active |  | 99:99:99:99:99:99 |  | High Risk | 1Y:00-MFG | 02/25/2019 | 02/25/2019 | COOPER UNIVERSITY HOSPITAL |  |  | Moves | WOT00000001469588 | David Frye | Performance Verification | Completed |  | 02/25/2019 | 02/25/2019 | Performance Verification for CAREFUSION 11137135 15261359 | Initial Install of Performance Verification. Device is ready for patient use. |  |  | 02/25/2019 | 02/25/2019
|  | CAREFUSION | ALARIS 8100 | MODULE, INFUSION PUMP |  | SPD | Pavilion |  |  | 01/04/2019 |  | 1/4/29 |  |  | NO | YES |  |  |  |  | CAREFUSION 11137134 15261583 |  |  | Active |  | 99:99:99:99:99:99 |  | High Risk | 1Y:00-MFG | 01/04/2019 | 01/04/2019 | COOPER UNIVERSITY HOSPITAL |  |  | Moves | WOT00000001468970 | David Frye | Performance Verification | Completed |  | 01/04/2019 | 01/04/2019 | Performance Verification for CAREFUSION 11137134 15261583 | Initial Install of Performance Verification. Device is ready for patient use. |  |  | 01/04/2019 | 01/04/2019
|  | CAREFUSION | ALARIS 8100 | MODULE, INFUSION PUMP |  | SPD | Pavilion |  |  | 02/01/2019 |  | 2/1/29 |  |  | NO | YES |  |  |  |  | CAREFUSION 11137125 15258341 |  |  | Active |  | 99:99:99:99:99:99 |  | High Risk | 1Y:00-MFG | 02/01/2019 | 02/01/2019 | COOPER UNIVERSITY HOSPITAL |  |  | Moves | WOT00000001467240 | David Frye | Performance Verification | Completed |  | 02/01/2019 | 02/01/2019 | Performance Verification for CAREFUSION 11137125 15258341 | Initial Install of Performance Verification. Device is ready for patient use. |  |  | 02/01/2019 | 02/01/2019
|  | CAREFUSION | ALARIS 8100 | MODULE, INFUSION PUMP |  | SPD | Kelemen |  |  | 01/14/2019 |  | 1/14/29 |  |  | NO | YES |  |  |  |  | CAREFUSION 11137126 15252735 |  |  | Active |  | 99:99:99:99:99:99 |  | High Risk | 1Y:00-MFG | 01/14/2019 | 01/14/2019 | COOPER UNIVERSITY HOSPITAL |  |  | Moves | WOT00000001466906 | David Frye | Performance Verification | Completed |  | 01/14/2019 | 01/14/2019 | Performance Verification for CAREFUSION 11137126 15252735 | Initial Install of Performance Verification. Device is ready for patient use. |  |  | 01/14/2019 | 01/14/2019
|  | CAREFUSION | ALARIS 8100 | MODULE, INFUSION PUMP |  | SPD | Kelemen |  |  | 01/03/2019 |  | 1/3/29 |  |  | NO | YES |  |  |  |  | CAREFUSION 11137127 15258126 |  |  | Active |  | 99:99:99:99:99:99 |  | High Risk | 1Y:00-MFG | 01/03/2019 | 01/03/2019 | COOPER UNIVERSITY HOSPITAL |  |  | Moves | WOT00000001468087 | David Frye | Performance Verification | Completed |  | 01/03/2019 | 01/03/2019 | Performance Verification for CAREFUSION 11137127 15258126 | Initial Install of Performance Verification. Device is ready for patient use. |  |  | 01/03/2019 | 01/03/2019
|  | CAREFUSION | ALARIS 8100 | MODULE, INFUSION PUMP |  | SPD | Kelemen |  |  | 01/03/2019 |  | 1/3/29 |  |  | NO | YES |  |  |  |  | CAREFUSION 11137133 15261350 |  |  | Active |  | 99:99:99:99:99:99 |  | High Risk | 1Y:00-MFG | 01/03/2019 | 01/03/2019 | COOPER UNIVERSITY HOSPITAL |  |  | Moves | WOT00000001469580 | David Frye | Performance Verification | Completed |  | 01/03/2019 | 01/03/2019 | Performance Verification for CAREFUSION 11137133 15261350 | Initial Install of Performance Verification. Device is ready for patient use. |  |  | 01/03/2019 | 01/03/2019
|  | CAREFUSION | ALARIS 8100 | MODULE, INFUSION PUMP |  | SPD | Pavilion |  |  | 02/01/2019 |  | 2/1/29 |  |  | NO | YES |  |  |  |  | CAREFUSION 11137132 15257916 |  |  | Active |  | 99:99:99:99:99:99 |  | High Risk | 1Y:00-MFG | 02/01/2019 | 02/01/2019 | COOPER UNIVERSITY HOSPITAL |  |  | Moves | WOT00000001469657 | David Frye | Performance Verification | Completed |  | 02/01/2019 | 02/01/2019 | Performance Verification for CAREFUSION 11137132 15257916 | Initial Install of Performance Verification. Device is ready for patient use. |  |  | 02/01/2019 | 02/01/2019
|  | CAREFUSION | ALARIS 8100 | MODULE, INFUSION PUMP |  | SPD | Kelemen |  |  | 06/07/2019 |  | 6/7/29 |  |  | NO | YES |  |  |  |  | CAREFUSION 11137131 15261633 |  |  | Disposition |  | 99:99:99:99:99:99 |  | High Risk | 1Y:00-MFG | 06/07/2019 | 06/07/2019 | COOPER UNIVERSITY HOSPITAL |  |  | Moves | WOT00000001468031 | David Frye | Performance Verification | Completed |  | 06/07/2019 | 06/07/2019 | Performance Verification for CAREFUSION 11137131 15261633 | Initial Install of Performance Verification. Device is ready for patient use. |  |  | 06/07/2019 | 06/07/2019
|  | CAREFUSION | ALARIS 8100 | MODULE, INFUSION PUMP |  | SPD | Kelemen |  |  | 01/16/2019 |  | 1/16/29 |  |  | NO | YES |  |  |  |  | CAREFUSION 11137130 15257812 |  |  | Active |  | 99:99:99:99:99:99 |  | High Risk | 1Y:00-MFG | 01/16/2019 | 01/16/2019 | COOPER UNIVERSITY HOSPITAL |  |  | Moves | WOT00000001466856 | David Frye | Performance Verification | Completed |  | 01/16/2019 | 01/16/2019 | Performance Verification for CAREFUSION 11137130 15257812 | Initial Install of Performance Verification. Device is ready for patient use. |  |  | 01/16/2019 | 01/16/2019
|  | CAREFUSION | ALARIS 8100 | MODULE, INFUSION PUMP |  |  | Kelemen | [7 empty] | NO | YES
|  | CAREFUSION | ALARIS 8100 | MODULE, INFUSION PUMP |  | SPD | Kelemen |  |  | 02/21/2019 |  | 2/21/29 |  |  | NO | YES |  |  |  |  | CAREFUSION 11137129 15257931 |  |  | Active | dup11137129 | 99:99:99:99:99:99 |  | High Risk | 1Y:00-MFG | 02/21/2019 | 02/21/2019 | COOPER UNIVERSITY HOSPITAL |  |  | Moves | WOT00000001468058 | David Frye | Performance Verification | Completed |  | 02/21/2019 | 02/21/2019 | Performance Verification for CAREFUSION 11137129 15257931 | Initial Install of Performance Verification. Device is ready for patient use. |  |  | 02/21/2019 | 02/21/2019
|  | CAREFUSION | ALARIS 8100 | MODULE, INFUSION PUMP |  | SPD | Pavilion |  |  | 02/11/2019 |  | 2/11/29 |  |  | NO | YES |  |  |  |  | CAREFUSION 11137128 15258623 |  |  | Active |  | 99:99:99:99:99:99 |  | High Risk | 1Y:00-MFG | 02/11/2019 | 02/11/2019 | COOPER UNIVERSITY HOSPITAL |  |  | Moves | WOT00000001467269 | David Frye | Performance Verification | Completed |  | 02/11/2019 | 02/11/2019 | Performance Verification for CAREFUSION 11137128 15258623 | Initial Install of Performance Verification. Device is ready for patient use. |  |  | 02/11/2019 | 02/11/2019
|  | CAREFUSION | ALARIS 8100 | MODULE, INFUSION PUMP |  | SPD | Pavilion |  |  | 01/03/2019 |  | 1/3/29 |  |  | NO | YES |  |  |  |  | CAREFUSION 11137122 15258667 |  |  | Active |  | 99:99:99:99:99:99 |  | High Risk | 1Y:00-MFG | 01/03/2019 | 01/03/2019 | COOPER UNIVERSITY HOSPITAL |  |  | Moves | WOT00000001469692 | David Frye | Performance Verification | Completed |  | 01/03/2019 | 01/03/2019 | Performance Verification for CAREFUSION 11137122 15258667 | Initial Install of Performance Verification. Device is ready for patient use. |  |  | 01/03/2019 | 01/03/2019
|  | CAREFUSION | ALARIS 8100 | MODULE, INFUSION PUMP |  | SPD | Pavilion |  |  | 01/07/2019 |  | 1/7/29 |  |  | NO | YES |  |  |  |  | CAREFUSION 11137123 15258629 |  |  | Active |  | 99:99:99:99:99:99 |  | High Risk | 1Y:00-MFG | 01/07/2019 | 01/07/2019 | COOPER UNIVERSITY HOSPITAL |  |  | Moves | WOT00000001467275 | David Frye | Performance Verification | Completed |  | 01/07/2019 | 01/07/2019 | Performance Verification for CAREFUSION 11137123 15258629 | Initial Install of Performance Verification. Device is ready for patient use. |  |  | 01/07/2019 | 01/07/2019
|  | CAREFUSION | ALARIS 8100 | MODULE, INFUSION PUMP |  | SPD | Pavilion |  |  | 02/21/2019 |  | 2/21/29 |  |  | NO | YES |  |  |  |  | CAREFUSION 11137117 15257834 |  |  | Active |  | 99:99:99:99:99:99 |  | High Risk | 1Y:00-MFG | 02/21/2019 | 02/21/2019 | COOPER UNIVERSITY HOSPITAL |  |  | Moves | WOT00000001466860 | David Frye | Performance Verification | Completed |  | 02/21/2019 | 02/21/2019 | Performance Verification for CAREFUSION 11137117 15257834 | Initial Install of Performance Verification. Device is ready for patient use. |  |  | 02/21/2019 | 02/21/2019
|  | CAREFUSION | ALARIS 8100 | MODULE, INFUSION PUMP |  | SPD | Kelemen |  |  | 02/05/2019 |  | 2/5/29 |  |  | NO | YES |  |  |  |  | CAREFUSION 11137118 15257892 |  |  | Active |  | 99:99:99:99:99:99 |  | High Risk | 1Y:00-MFG | 02/05/2019 | 02/05/2019 | COOPER UNIVERSITY HOSPITAL |  |  | Moves | WOT00000001466863 | David Frye | Performance Verification | Completed |  | 02/05/2019 | 02/05/2019 | Performance Verification for CAREFUSION 11137118 15257892 | Initial Install of Performance Verification. Device is ready for patient use. |  |  | 02/05/2019 | 02/05/2019
|  | CAREFUSION | ALARIS 8100 | MODULE, INFUSION PUMP |  | SPD | Pavilion |  |  | 01/17/2019 |  | 1/17/29 |  |  | NO | YES |  |  |  |  | CAREFUSION 11137121 15258243 |  |  | Active |  | 99:99:99:99:99:99 |  | High Risk | 1Y:00-MFG | 01/17/2019 | 01/17/2019 | COOPER UNIVERSITY HOSPITAL |  |  | Moves | WOT00000001468099 | David Frye | Performance Verification | Completed |  | 01/17/2019 | 01/17/2019 | Performance Verification for CAREFUSION 11137121 15258243 | Initial Install of Performance Verification. Device is ready for patient use. |  |  | 01/17/2019 | 01/17/2019
|  | CAREFUSION | ALARIS 8100 | MODULE, INFUSION PUMP |  | SPD | Pavilion |  |  | 01/15/2019 |  | 1/15/29 |  |  | NO | YES |  |  |  |  | CAREFUSION 11137120 15258644 |  |  | Active |  | 99:99:99:99:99:99 |  | High Risk | 1Y:00-MFG | 01/15/2019 | 01/15/2019 | COOPER UNIVERSITY HOSPITAL |  |  | Moves | WOT00000001467277 | David Frye | Performance Verification | Completed |  | 01/15/2019 | 01/15/2019 | Performance Verification for CAREFUSION 11137120 15258644 | Initial Install of Performance Verification. Device is ready for patient use. |  |  | 01/15/2019 | 01/15/2019
|  | CAREFUSION | ALARIS 8100 | MODULE, INFUSION PUMP |  | SPD | Kelemen |  |  | 01/22/2019 |  | 1/22/29 |  |  | NO | YES |  |  |  |  | CAREFUSION 11137119 15258334 |  |  | Active |  | 99:99:99:99:99:99 |  | High Risk | 1Y:00-MFG | 01/22/2019 | 01/22/2019 | COOPER UNIVERSITY HOSPITAL |  |  | Moves | WOT00000001467238 | David Frye | Performance Verification | Completed |  | 01/22/2019 | 01/22/2019 | Performance Verification for CAREFUSION 11137119 15258334 | Initial Install of Performance Verification. Device is ready for patient use. |  |  | 01/22/2019 | 01/22/2019
|  | CAREFUSION | ALARIS 8100 | MODULE, INFUSION PUMP |  | SPD | Kelemen |  |  | 01/28/2019 |  | 1/28/29 |  |  | NO | YES |  |  |  |  | CAREFUSION 11137115 15258417 |  |  | Active |  | 99:99:99:99:99:99 |  | High Risk | 1Y:00-MFG | 01/28/2019 | 01/28/2019 | COOPER UNIVERSITY HOSPITAL |  |  | Moves | WOT00000001467251 | David Frye | Performance Verification | Completed |  | 01/28/2019 | 01/28/2019 | Performance Verification for CAREFUSION 11137115 15258417 | Initial Install of Performance Verification. Device is ready for patient use. |  |  | 01/28/2019 | 01/28/2019
|  | CAREFUSION | ALARIS 8100 | MODULE, INFUSION PUMP |  | SPD | Kelemen |  |  | 02/25/2019 |  | 2/25/29 |  |  | NO | YES |  |  |  |  | CAREFUSION 11137116 15258353 |  |  | Active |  | 99:99:99:99:99:99 |  | High Risk | 1Y:00-MFG | 02/25/2019 | 02/25/2019 | COOPER UNIVERSITY HOSPITAL |  |  | Moves | WOT00000001467242 | David Frye | Performance Verification | Completed |  | 02/25/2019 | 02/25/2019 | Performance Verification for CAREFUSION 11137116 15258353 | Initial Install of Performance Verification. Device is ready for patient use. |  |  | 02/25/2019 | 02/25/2019
|  | CAREFUSION | ALARIS 8100 | MODULE, INFUSION PUMP |  | SPD | Pavilion |  |  | 02/25/2019 |  | 2/25/29 |  |  | NO | YES |  |  |  |  | CAREFUSION 11137114 15262711 |  |  | Active |  | 99:99:99:99:99:99 |  | High Risk | 1Y:00-MFG | 02/25/2019 | 02/25/2019 | COOPER UNIVERSITY HOSPITAL |  |  | Moves | WOT00000001468550 | David Frye | Performance Verification | Completed |  | 02/25/2019 | 02/25/2019 | Performance Verification for CAREFUSION 11137114 15262711 | Initial Install of Performance Verification. Device is ready for patient use. |  |  | 02/25/2019 | 02/25/2019
|  | CAREFUSION | ALARIS 8100 | MODULE, INFUSION PUMP |  | SPD | Pavilion |  |  | 01/28/2019 |  | 1/28/29 |  |  | NO | YES |  |  |  |  | CAREFUSION 11137113 15262916 |  |  | Active |  | 99:99:99:99:99:99 |  | High Risk | 1Y:00-MFG | 01/28/2019 | 01/28/2019 | COOPER UNIVERSITY HOSPITAL |  |  | Moves | WOT00000001467006 | David Frye | Performance Verification | Completed |  | 01/28/2019 | 01/28/2019 | Performance Verification for CAREFUSION 11137113 15262916 | Initial Install of Performance Verification. Device is ready for patient use. |  |  | 01/28/2019 | 01/28/2019
|  | CAREFUSION | ALARIS 8100 | MODULE, INFUSION PUMP |  | SPD | Kelemen |  |  | 01/15/2019 |  | 1/15/29 |  |  | NO | YES |  |  |  |  | CAREFUSION 11137112 15262705 |  |  | Active |  | 99:99:99:99:99:99 |  | High Risk | 1Y:00-MFG | 01/15/2019 | 01/15/2019 | COOPER UNIVERSITY HOSPITAL |  |  | Moves | WOT00000001468546 | David Frye | Performance Verification | Completed |  | 01/15/2019 | 01/15/2019 | Performance Verification for CAREFUSION 11137112 15262705 | Initial Install of Performance Verification. Device is ready for patient use. |  |  | 01/15/2019 | 01/15/2019
|  | CAREFUSION | ALARIS 8100 | MODULE, INFUSION PUMP |  | SPD | Kelemen |  |  | 01/08/2019 |  | 1/8/29 |  |  | NO | YES |  |  |  |  | CAREFUSION 11137108 15257933 |  |  | Active |  | 99:99:99:99:99:99 |  | High Risk | 1Y:00-MFG | 01/08/2019 | 01/08/2019 | COOPER UNIVERSITY HOSPITAL |  |  | Moves | WOT00000001468062 | David Frye | Performance Verification | Completed |  | 01/08/2019 | 01/08/2019 | Performance Verification for CAREFUSION 11137108 15257933 | Initial Install of Performance Verification. Device is ready for patient use. |  |  | 01/08/2019 | 01/08/2019
|  | CAREFUSION | ALARIS 8100 | MODULE, INFUSION PUMP |  | SPD | Dorrance |  |  | 01/25/2019 |  | 1/25/29 |  |  | NO | YES |  |  |  |  | CAREFUSION 11137109 15262809 |  |  | Active |  | 99:99:99:99:99:99 |  | High Risk | 1Y:00-MFG | 01/25/2019 | 01/25/2019 | COOPER UNIVERSITY HOSPITAL |  |  | Moves | WOT00000001466982 | David Frye | Performance Verification | Completed |  | 01/25/2019 | 01/25/2019 | Performance Verification for CAREFUSION 11137109 15262809 | Initial Install of Performance Verification. Device is ready for patient use. |  |  | 01/25/2019 | 01/25/2019
|  | CAREFUSION | ALARIS 8100 | MODULE, INFUSION PUMP |  | SPD | Kelemen | Basement |  | 01/29/2019 |  | 1/29/29 |  |  | NO | YES |  |  |  |  | CAREFUSION 11137107 15258401 |  |  | Active |  | 99:99:99:99:99:99 |  | High Risk | 1Y:00-MFG | 01/29/2019 | 01/29/2019 | COOPER UNIVERSITY HOSPITAL |  |  | Moves | WOT00000001467249 | David Frye | Performance Verification | Completed |  | 01/29/2019 | 01/29/2019 | Performance Verification for CAREFUSION 11137107 15258401 | Initial Install of Performance Verification. Device is ready for patient use. |  |  | 01/29/2019 | 01/29/2019
|  | CAREFUSION | ALARIS 8100 | MODULE, INFUSION PUMP |  | SPD | Kelemen |  |  | 01/15/2019 |  | 1/15/29 |  |  | NO | YES |  |  |  |  | CAREFUSION 11137106 15260569 |  |  | Active |  | 99:99:99:99:99:99 |  | High Risk | 1Y:00-MFG | 01/15/2019 | 01/15/2019 | COOPER UNIVERSITY HOSPITAL |  |  | Moves | WOT00000001468940 | David Frye | Performance Verification | Completed |  | 01/15/2019 | 01/15/2019 | Performance Verification for CAREFUSION 11137106 15260569 | Initial Install of Performance Verification. Device is ready for patient use. |  |  | 01/15/2019 | 01/15/2019
|  | CAREFUSION | ALARIS 8100 | MODULE, INFUSION PUMP |  | SPD | Pavilion |  |  | 01/14/2019 |  | 1/14/29 |  |  | NO | YES |  |  |  |  | CAREFUSION 11137105 15261632 |  |  | Active |  | 99:99:99:99:99:99 |  | High Risk | 1Y:00-MFG | 01/14/2019 | 01/14/2019 | COOPER UNIVERSITY HOSPITAL |  |  | Moves | WOT00000001468030 | David Frye | Performance Verification | Completed |  | 01/14/2019 | 01/14/2019 | Performance Verification for CAREFUSION 11137105 15261632 | Initial Install of Performance Verification. Device is ready for patient use. |  |  | 01/14/2019 | 01/14/2019
|  | CAREFUSION | ALARIS 8100 | MODULE, INFUSION PUMP |  | SPD | Pavilion |  |  | 02/19/2019 |  | 2/19/29 |  |  | NO | YES |  |  |  |  | CAREFUSION 11137100 15257948 |  |  | Active |  | 99:99:99:99:99:99 |  | High Risk | 1Y:00-MFG | 02/19/2019 | 02/19/2019 | COOPER UNIVERSITY HOSPITAL |  |  | Moves | WOT00000001468071 | David Frye | Performance Verification | Completed |  | 02/19/2019 | 02/19/2019 | Performance Verification for CAREFUSION 11137100 15257948 | Initial Install of Performance Verification. Device is ready for patient use. |  |  | 02/19/2019 | 02/19/2019
|  | CAREFUSION | ALARIS 8100 | MODULE, INFUSION PUMP |  | SPD | Pavilion |  |  | 01/22/2019 |  | 1/22/29 |  |  | NO | YES |  |  |  |  | CAREFUSION 11137104 15261552 |  |  | Active |  | 99:99:99:99:99:99 |  | High Risk | 1Y:00-MFG | 01/22/2019 | 01/22/2019 | COOPER UNIVERSITY HOSPITAL |  |  | Moves | WOT00000001468978 | David Frye | Performance Verification | Completed |  | 01/22/2019 | 01/22/2019 | Performance Verification for CAREFUSION 11137104 15261552 | Initial Install of Performance Verification. Device is ready for patient use. |  |  | 01/22/2019 | 01/22/2019
|  | CAREFUSION | ALARIS 8100 | MODULE, INFUSION PUMP |  | SPD | Pavilion |  |  | 01/15/2019 |  | 1/15/29 |  |  | NO | YES |  |  |  |  | CAREFUSION 11137103 15261657 |  |  | Active |  | 99:99:99:99:99:99 |  | High Risk | 1Y:00-MFG | 01/15/2019 | 01/15/2019 | COOPER UNIVERSITY HOSPITAL |  |  | Moves | WOT00000001468827 | David Frye | Performance Verification | Completed |  | 01/15/2019 | 01/15/2019 | Performance Verification for CAREFUSION 11137103 15261657 | Initial Install of Performance Verification. Device is ready for patient use. |  |  | 01/15/2019 | 01/15/2019
|  | CAREFUSION | ALARIS 8100 | MODULE, INFUSION PUMP |  | SPD | Kelemen | BASEMENT |  | 02/11/2019 |  | 2/11/29 |  |  | NO | YES |  |  |  |  | CAREFUSION 11137102 15260701 |  |  | Active |  | 99:99:99:99:99:99 |  | High Risk | 1Y:00-MFG | 02/11/2019 | 02/11/2019 | COOPER UNIVERSITY HOSPITAL |  |  | Moves | WOT00000001460408 | David Frye | Performance Verification | Completed |  | 02/11/2019 | 02/11/2019 | Performance Verification for CAREFUSION 11137102 15260701 | Initial Install of Performance Verification. Device is ready for patient use. |  |  | 02/11/2019 | 02/11/2019
|  | CAREFUSION | ALARIS 8100 | MODULE, INFUSION PUMP |  | SPD | Kelemen |  |  | 01/29/2019 |  | 1/29/29 |  |  | NO | YES |  |  |  |  | CAREFUSION 11137101 15257917 |  |  | Active |  | 99:99:99:99:99:99 |  | High Risk | 1Y:00-MFG | 01/29/2019 | 01/29/2019 | COOPER UNIVERSITY HOSPITAL |  |  | Moves | WOT00000001467850 | David Frye | Performance Verification | Completed |  | 01/29/2019 | 01/29/2019 | Performance Verification for CAREFUSION 11137101 15257917 | Initial Install of Performance Verification. Device is ready for patient use. |  |  | 01/29/2019 | 01/29/2019
|  | CAREFUSION | ALARIS 8100 | MODULE, INFUSION PUMP |  | SPD | Kelemen |  |  | 02/04/2019 |  | 2/4/29 |  |  | NO | YES |  |  |  |  | CAREFUSION 11137099 15257770 |  |  | Active |  | 99:99:99:99:99:99 |  | High Risk | 1Y:00-MFG | 02/04/2019 | 02/04/2019 | COOPER UNIVERSITY HOSPITAL |  |  | Moves | WOT00000001466914 | David Frye | Performance Verification | Completed |  | 02/04/2019 | 02/04/2019 | Performance Verification for CAREFUSION 11137099 15257770 | Initial Install of Performance Verification. Device is ready for patient use. |  |  | 02/04/2019 | 02/04/2019
|  | CAREFUSION | ALARIS 8100 | MODULE, INFUSION PUMP |  | SPD | Pavilion |  |  | 01/07/2019 |  | 1/7/29 |  |  | NO | YES |  |  |  |  | CAREFUSION 11137098 15258361 |  |  | Active |  | 99:99:99:99:99:99 |  | High Risk | 1Y:00-MFG | 01/07/2019 | 01/07/2019 | COOPER UNIVERSITY HOSPITAL |  |  | Moves | WOT00000001467244 | David Frye | Performance Verification | Completed |  | 01/07/2019 | 01/07/2019 | Performance Verification for CAREFUSION 11137098 15258361 | Initial Install of Performance Verification. Device is ready for patient use. |  |  | 01/07/2019 | 01/07/2019
|  | CAREFUSION | ALARIS 8100 | MODULE, INFUSION PUMP |  | SPD | Pavilion |  |  | 01/07/2019 |  | 1/7/29 |  |  | NO | YES |  |  |  |  | CAREFUSION 11137095 15261693 |  |  | Active |  | 99:99:99:99:99:99 |  | High Risk | 1Y:00-MFG | 01/07/2019 | 01/07/2019 | COOPER UNIVERSITY HOSPITAL |  |  | Moves | WOT00000001467112 | David Frye | Performance Verification | Completed |  | 01/07/2019 | 01/07/2019 | Performance Verification for CAREFUSION 11137095 15261693 | Initial Install of Performance Verification. Device is ready for patient use. |  |  | 01/07/2019 | 01/07/2019
|  | CAREFUSION | ALARIS 8100 | MODULE, INFUSION PUMP |  | SPD | Pavilion |  |  | 01/17/2019 |  | 1/17/29 |  |  | NO | YES |  |  |  |  | CAREFUSION 11137097 15258422 |  |  | Active |  | 99:99:99:99:99:99 |  | High Risk | 1Y:00-MFG | 01/17/2019 | 01/17/2019 | COOPER UNIVERSITY HOSPITAL |  |  | Moves | WOT00000001467257 | David Frye | Performance Verification | Completed |  | 01/17/2019 | 01/17/2019 | Performance Verification for CAREFUSION 11137097 15258422 | Initial Install of Performance Verification. Device is ready for patient use. |  |  | 01/17/2019 | 01/17/2019
|  | CAREFUSION | ALARIS 8100 | MODULE, INFUSION PUMP |  | SPD | Pavilion |  |  | 01/08/2019 |  | 1/8/29 |  |  | NO | YES |  |  |  |  | CAREFUSION 11137096 15257942 |  |  | Active |  | 99:99:99:99:99:99 |  | High Risk | 1Y:00-MFG | 01/08/2019 | 01/08/2019 | COOPER UNIVERSITY HOSPITAL |  |  | Moves | WOT00000001468070 | David Frye | Performance Verification | Completed |  | 01/08/2019 | 01/08/2019 | Performance Verification for CAREFUSION 11137096 15257942 | Initial Install of Performance Verification. Device is ready for patient use. |  |  | 01/08/2019 | 01/08/2019
|  | CAREFUSION | ALARIS 8100 | MODULE, INFUSION PUMP |  | SPD | Kelemen |  |  | 02/05/2019 |  | 2/5/29 |  |  | NO | YES |  |  |  |  | CAREFUSION 11137094 15261068 |  |  | Active |  | 99:99:99:99:99:99 |  | High Risk | 1Y:00-MFG | 02/05/2019 | 02/05/2019 | COOPER UNIVERSITY HOSPITAL |  |  | Moves | WOT00000001468433 | David Frye | Performance Verification | Completed |  | 02/05/2019 | 02/05/2019 | Performance Verification for CAREFUSION 11137094 15261068 | Initial Install of Performance Verification. Device is ready for patient use. |  |  | 02/05/2019 | 02/05/2019
|  | CAREFUSION | ALARIS 8100 | MODULE, INFUSION PUMP |  | SPD | Pavilion |  |  | 02/11/2019 |  | 2/11/29 |  |  | NO | YES |  |  |  |  | CAREFUSION 11137093 15260901 |  |  | Active |  | 99:99:99:99:99:99 |  | High Risk | 1Y:00-MFG | 02/11/2019 | 02/11/2019 | COOPER UNIVERSITY HOSPITAL |  |  | Moves | WOT00000001467513 | David Frye | Performance Verification | Completed |  | 02/11/2019 | 02/11/2019 | Performance Verification for CAREFUSION 11137093 15260901 | Initial Install of Performance Verification. Device is ready for patient use. |  |  | 02/11/2019 | 02/11/2019
|  | CAREFUSION | ALARIS 8100 | MODULE, INFUSION PUMP |  | SPD | Kelemen |  |  | 01/22/2019 |  | 1/22/29 |  |  | NO | YES |  |  |  |  | CAREFUSION 11137092 15261676 |  |  | Active |  | 99:99:99:99:99:99 |  | High Risk | 1Y:00-MFG | 01/22/2019 | 01/22/2019 | COOPER UNIVERSITY HOSPITAL |  |  | Moves | WOT00000001468850 | David Frye | Performance Verification | Completed |  | 01/22/2019 | 01/22/2019 | Performance Verification for CAREFUSION 11137092 15261676 | Initial Install of Performance Verification. Device is ready for patient use. |  |  | 01/22/2019 | 01/22/2019
|  | CAREFUSION | ALARIS 8100 | MODULE, INFUSION PUMP |  | SPD | Pavilion |  |  | 01/07/2019 |  | 1/7/29 |  |  | NO | YES |  |  |  |  | CAREFUSION 11137091 15261034 |  |  | Active |  | 99:99:99:99:99:99 |  | High Risk | 1Y:00-MFG | 01/07/2019 | 01/07/2019 | COOPER UNIVERSITY HOSPITAL |  |  | Moves | WOT00000001469443 | David Frye | Performance Verification | Completed |  | 01/07/2019 | 01/07/2019 | Performance Verification for CAREFUSION 11137091 15261034 | Initial Install of Performance Verification. Device is ready for patient use. |  |  | 01/07/2019 | 01/07/2019
|  | CAREFUSION | ALARIS 8100 | MODULE, INFUSION PUMP |  | SPD | Pavilion |  |  | 01/07/2019 |  | 1/7/29 |  |  | NO | YES |  |  |  |  | CAREFUSION 11137090 15261040 |  |  | Active |  | 99:99:99:99:99:99 |  | High Risk | 1Y:00-MFG | 01/07/2019 | 01/07/2019 | COOPER UNIVERSITY HOSPITAL |  |  | Moves | WOT00000001468409 | David Frye | Performance Verification | Completed |  | 01/07/2019 | 01/07/2019 | Performance Verification for CAREFUSION 11137090 15261040 | Initial Install of Performance Verification. Device is ready for patient use. |  |  | 01/07/2019 | 01/07/2019
|  | CAREFUSION | ALARIS 8100 | MODULE, INFUSION PUMP |  | SPD | Kelemen |  |  | 01/14/2019 |  | 1/14/29 |  |  | NO | YES |  |  |  |  | CAREFUSION 11137089 15258884 |  |  | Active |  | 99:99:99:99:99:99 |  | High Risk | 1Y:00-MFG | 01/14/2019 | 01/14/2019 | COOPER UNIVERSITY HOSPITAL |  |  | Moves | WOT00000001469694 | David Frye | Performance Verification | Completed |  | 01/14/2019 | 01/14/2019 | Performance Verification for CAREFUSION 11137089 15258884 | Initial Install of Performance Verification. Device is ready for patient use. |  |  | 01/14/2019 | 01/14/2019
|  | CAREFUSION | ALARIS 8100 | MODULE, INFUSION PUMP |  | SPD | Pavilion |  |  | 02/19/2019 |  | 2/19/29 |  |  | NO | YES |  |  |  |  | CAREFUSION 11137088 15259048 |  |  | Active |  | 99:99:99:99:99:99 |  | High Risk | 1Y:00-MFG | 02/19/2019 | 02/19/2019 | COOPER UNIVERSITY HOSPITAL |  |  | Moves | WOT00000001469706 | David Frye | Performance Verification | Completed |  | 02/19/2019 | 02/19/2019 | Performance Verification for CAREFUSION 11137088 15259048 | Initial Install of Performance Verification. Device is ready for patient use. |  |  | 02/19/2019 | 02/19/2019
|  | CAREFUSION | ALARIS 8100 | MODULE, INFUSION PUMP |  | SPD | Pavilion |  |  | 01/03/2019 |  | 1/3/29 |  |  | NO | YES |  |  |  |  | CAREFUSION 11137087 15260972 |  |  | Active |  | 99:99:99:99:99:99 |  | High Risk | 1Y:00-MFG | 01/03/2019 | 01/03/2019 | COOPER UNIVERSITY HOSPITAL |  |  | Moves | WOT00000001466711 | David Frye | Performance Verification | Completed |  | 01/03/2019 | 01/03/2019 | Performance Verification for CAREFUSION 11137087 15260972 | Initial Install of Performance Verification. Device is ready for patient use. |  |  | 01/03/2019 | 01/03/2019
|  | CAREFUSION | ALARIS 8100 | MODULE, INFUSION PUMP |  | SPD | Dorrance |  |  | 01/09/2019 |  | 1/9/29 |  |  | NO | YES |  |  |  |  | CAREFUSION 11137086 15261027 |  |  | Active |  | 99:99:99:99:99:99 |  | High Risk | 1Y:00-MFG | 01/09/2019 | 01/09/2019 | COOPER UNIVERSITY HOSPITAL |  |  | Moves | WOT00000001469432 | David Frye | Performance Verification | Completed |  | 01/09/2019 | 01/09/2019 | Performance Verification for CAREFUSION 11137086 15261027 | Initial Install of Performance Verification. Device is ready for patient use. |  |  | 01/09/2019 | 01/09/2019
|  | CAREFUSION | ALARIS 8100 | MODULE, INFUSION PUMP |  | SPD | Dorrance |  |  | 01/09/2019 |  | 1/9/29 |  |  | NO | YES |  |  |  |  | CAREFUSION 11137082 15261571 |  |  | Active |  | 99:99:99:99:99:99 |  | High Risk | 1Y:00-MFG | 01/09/2019 | 01/09/2019 | COOPER UNIVERSITY HOSPITAL |  |  | Moves | WOT00000001468994 | David Frye | Performance Verification | Completed |  | 01/09/2019 | 01/09/2019 | Performance Verification for CAREFUSION 11137082 15261571 | Initial Install of Performance Verification. Device is ready for patient use. |  |  | 01/09/2019 | 01/09/2019
|  | CAREFUSION | ALARIS 8100 | MODULE, INFUSION PUMP |  | SPD | Pavilion |  |  | 01/08/2019 |  | 1/8/29 |  |  | NO | YES |  |  |  |  | CAREFUSION 11137083 15260688 |  |  | Active |  | 99:99:99:99:99:99 |  | High Risk | 1Y:00-MFG | 01/08/2019 | 01/08/2019 | COOPER UNIVERSITY HOSPITAL |  |  | Moves | WOT00000001467329 | David Frye | Performance Verification | Completed |  | 01/08/2019 | 01/08/2019 | Performance Verification for CAREFUSION 11137083 15260688 | Initial Install of Performance Verification. Device is ready for patient use. |  |  | 01/08/2019 | 01/08/2019
|  | CAREFUSION | ALARIS 8100 | MODULE, INFUSION PUMP |  | SPD | Kelemen |  |  | 02/01/2019 |  | 2/1/29 |  |  | NO | YES |  |  |  |  | CAREFUSION 11137085 15261806 |  |  | Active | dup11137085 | 99:99:99:99:99:99 |  | High Risk | 1Y:00-MFG | 02/01/2019 | 02/01/2019 | COOPER UNIVERSITY HOSPITAL |  |  | Moves | WOT00000001469136 | David Frye | Performance Verification | Completed |  | 02/01/2019 | 02/01/2019 | Performance Verification for CAREFUSION 11137085 15261806 | Initial Install of Performance Verification. Device is ready for patient use. |  |  | 02/01/2019 | 02/01/2019
|  | CAREFUSION | ALARIS 8100 | MODULE, INFUSION PUMP |  | SPD | Pavilion |  |  | 01/29/2019 |  | 1/29/29 |  |  | NO | YES |  |  |  |  | CAREFUSION 11137084 15261542 |  |  | Active |  | 99:99:99:99:99:99 |  | High Risk | 1Y:00-MFG | 01/29/2019 | 01/29/2019 | COOPER UNIVERSITY HOSPITAL |  |  | Moves | WOT00000001467291 | David Frye | Performance Verification | Completed |  | 01/29/2019 | 01/29/2019 | Performance Verification for CAREFUSION 11137084 15261542 | Initial Install of Performance Verification. Device is ready for patient use. |  |  | 01/29/2019 | 01/29/2019
|  | CAREFUSION | ALARIS 8100 | MODULE, INFUSION PUMP |  | SPD | Dorrance |  |  | 01/29/2019 |  | 1/29/29 |  |  | NO | YES |  |  |  |  | CAREFUSION 11137081 15261015 |  |  | Active |  | 99:99:99:99:99:99 |  | High Risk | 1Y:00-MFG | 01/29/2019 | 01/29/2019 | COOPER UNIVERSITY HOSPITAL |  |  | Moves | WOT00000001469422 | David Frye | Performance Verification | Completed |  | 01/29/2019 | 01/29/2019 | Performance Verification for CAREFUSION 11137081 15261015 | Initial Install of Performance Verification. Device is ready for patient use. |  |  | 01/29/2019 | 01/29/2019
|  | CAREFUSION | ALARIS 8100 | MODULE, INFUSION PUMP |  | SPD | Kelemen |  |  | 02/19/2019 |  | 2/19/29 |  |  | NO | YES |  |  |  |  | CAREFUSION 11137078 15260710 |  |  | Active |  | 99:99:99:99:99:99 |  | High Risk | 1Y:00-MFG | 02/19/2019 | 02/19/2019 | COOPER UNIVERSITY HOSPITAL |  |  | Moves | WOT00000001460429 | David Frye | Performance Verification | Completed |  | 02/19/2019 | 02/19/2019 | Performance Verification for CAREFUSION 11137078 15260710 | Initial Install of Performance Verification. Device is ready for patient use. |  |  | 02/19/2019 | 02/19/2019
|  | CAREFUSION | ALARIS 8100 | MODULE, INFUSION PUMP |  | SPD | Pavilion |  |  | 01/03/2019 |  | 1/3/29 |  |  | NO | YES |  |  |  |  | CAREFUSION 11137080 15260765 |  |  | Active |  | 99:99:99:99:99:99 |  | High Risk | 1Y:00-MFG | 01/03/2019 | 01/03/2019 | COOPER UNIVERSITY HOSPITAL |  |  | Moves | WOT00000001469292 | David Frye | Performance Verification | Completed |  | 01/03/2019 | 01/03/2019 | Performance Verification for CAREFUSION 11137080 15260765 | Initial Install of Performance Verification. Device is ready for patient use. |  |  | 01/03/2019 | 01/03/2019
|  | CAREFUSION | ALARIS 8100 | MODULE, INFUSION PUMP |  | SPD | Pavilion |  |  | 01/16/2019 |  | 1/16/29 |  |  | NO | YES |  |  |  |  | CAREFUSION 11137079 15261506 |  |  | Active |  | 99:99:99:99:99:99 |  | High Risk | 1Y:00-MFG | 01/16/2019 | 01/16/2019 | COOPER UNIVERSITY HOSPITAL |  |  | Moves | WOT00000001467062 | David Frye | Performance Verification | Completed |  | 01/16/2019 | 01/16/2019 | Performance Verification for CAREFUSION 11137079 15261506 | Initial Install of Performance Verification. Device is ready for patient use. |  |  | 01/16/2019 | 01/16/2019
|  | CAREFUSION | ALARIS 8100 | MODULE, INFUSION PUMP |  | SPD | Pavilion |  |  | 01/21/2019 |  | 1/21/29 |  |  | NO | YES |  |  |  |  | CAREFUSION 11137077 15260762 |  |  | Active |  | 99:99:99:99:99:99 |  | High Risk | 1Y:00-MFG | 01/21/2019 | 01/21/2019 | COOPER UNIVERSITY HOSPITAL |  |  | Moves | WOT00000001467412 | David Frye | Performance Verification | Completed |  | 01/21/2019 | 01/21/2019 | Performance Verification for CAREFUSION 11137077 15260762 | Initial Install of Performance Verification. Device is ready for patient use. |  |  | 01/21/2019 | 01/21/2019
|  | CAREFUSION | ALARIS 8100 | MODULE, INFUSION PUMP |  | SPD | Kelemen |  |  | 01/16/2019 |  | 1/16/29 |  |  | NO | YES |  |  |  |  | CAREFUSION 11137076 15260691 |  |  | Active |  | 99:99:99:99:99:99 |  | High Risk | 1Y:00-MFG | 01/16/2019 | 01/16/2019 | COOPER UNIVERSITY HOSPITAL |  |  | Moves | WOT00000001467330 | David Frye | Performance Verification | Completed |  | 01/16/2019 | 01/16/2019 | Performance Verification for CAREFUSION 11137076 15260691 | Initial Install of Performance Verification. Device is ready for patient use. |  |  | 01/16/2019 | 01/16/2019
|  | CAREFUSION | ALARIS 8100 | MODULE, INFUSION PUMP |  | SPD | Pavilion |  |  | 01/17/2019 |  | 1/17/29 |  |  | NO | YES |  |  |  |  | CAREFUSION 11137074 15261025 |  |  | Active |  | 99:99:99:99:99:99 |  | High Risk | 1Y:00-MFG | 01/17/2019 | 01/17/2019 | COOPER UNIVERSITY HOSPITAL |  |  | Moves | WOT00000001469428 | David Frye | Performance Verification | Completed |  | 01/17/2019 | 01/17/2019 | Performance Verification for CAREFUSION 11137074 15261025 | Initial Install of Performance Verification. Device is ready for patient use. |  |  | 01/17/2019 | 01/17/2019
|  | CAREFUSION | ALARIS 8100 | MODULE, INFUSION PUMP |  | SPD | Kelemen |  |  | 02/21/2019 |  | 2/21/29 |  |  | NO | YES |  |  |  |  | CAREFUSION 11137073 15261085 |  |  | Active |  | 99:99:99:99:99:99 |  | High Risk | 1Y:00-MFG | 02/21/2019 | 02/21/2019 | COOPER UNIVERSITY HOSPITAL |  |  | Moves | WOT00000001468445 | David Frye | Performance Verification | Completed |  | 02/21/2019 | 02/21/2019 | Performance Verification for CAREFUSION 11137073 15261085 | Initial Install of Performance Verification. Device is ready for patient use. |  |  | 02/21/2019 | 02/21/2019
|  | CAREFUSION | ALARIS 8100 | MODULE, INFUSION PUMP |  | SPD | Pavilion |  |  | 01/08/2019 |  | 1/8/29 |  |  | NO | YES |  |  |  |  | CAREFUSION 11137072 15260825 |  |  | Active |  | 99:99:99:99:99:99 |  | High Risk | 1Y:00-MFG | 01/08/2019 | 01/08/2019 | COOPER UNIVERSITY HOSPITAL |  |  | Moves | WOT00000001468282 | David Frye | Performance Verification | Completed |  | 01/08/2019 | 01/08/2019 | Performance Verification for CAREFUSION 11137072 15260825 | Initial Install of Performance Verification. Device is ready for patient use. |  |  | 01/08/2019 | 01/08/2019
|  | CAREFUSION | ALARIS 8100 | MODULE, INFUSION PUMP |  | SPD | Pavilion |  |  | 01/23/2019 |  | 1/23/29 |  |  | NO | YES |  |  |  |  | CAREFUSION 11137071 15260121 |  |  | Active |  | 99:99:99:99:99:99 |  | High Risk | 1Y:00-MFG | 01/23/2019 | 01/23/2019 | COOPER UNIVERSITY HOSPITAL |  |  | Moves | WOT00000001468920 | David Frye | Performance Verification | Completed |  | 01/23/2019 | 01/23/2019 | Performance Verification for CAREFUSION 11137071 15260121 | Initial Install of Performance Verification. Device is ready for patient use. |  |  | 01/23/2019 | 01/23/2019
|  | CAREFUSION | ALARIS 8100 | MODULE, INFUSION PUMP |  | SPD | Pavilion |  |  | 01/15/2019 |  | 1/15/29 |  |  | NO | YES |  |  |  |  | CAREFUSION 11137070 15260709 |  |  | Active |  | 99:99:99:99:99:99 |  | High Risk | 1Y:00-MFG | 01/15/2019 | 01/15/2019 | COOPER UNIVERSITY HOSPITAL |  |  | Moves | WOT00000001460425 | David Frye | Performance Verification | Completed |  | 01/15/2019 | 01/15/2019 | Performance Verification for CAREFUSION 11137070 15260709 | Initial Install of Performance Verification. Device is ready for patient use. |  |  | 01/15/2019 | 01/15/2019
|  | CAREFUSION | ALARIS 8100 | MODULE, INFUSION PUMP |  | SPD | Pavilion |  |  | 01/14/2019 |  | 1/14/29 |  |  | NO | YES |  |  |  |  | CAREFUSION 11137069 15261493 |  |  | Active |  | 99:99:99:99:99:99 |  | High Risk | 1Y:00-MFG | 01/14/2019 | 01/14/2019 | COOPER UNIVERSITY HOSPITAL |  |  | Moves | WOT00000001467051 | David Frye | Performance Verification | Completed |  | 01/14/2019 | 01/14/2019 | Performance Verification for CAREFUSION 11137069 15261493 | Initial Install of Performance Verification. Device is ready for patient use. |  |  | 01/14/2019 | 01/14/2019
|  | CAREFUSION | ALARIS 8100 | MODULE, INFUSION PUMP |  | SPD | Kelemen |  |  | 02/04/2019 |  | 2/4/29 |  |  | NO | YES |  |  |  |  | CAREFUSION 11137068 15261566 |  |  | Active |  | 99:99:99:99:99:99 |  | High Risk | 1Y:00-MFG | 02/04/2019 | 02/04/2019 | COOPER UNIVERSITY HOSPITAL |  |  | Moves | WOT00000001468988 | David Frye | Performance Verification | Completed |  | 02/04/2019 | 02/04/2019 | Performance Verification for CAREFUSION 11137068 15261566 | Initial Install of Performance Verification. Device is ready for patient use. |  |  | 02/04/2019 | 02/04/2019
|  | CAREFUSION | ALARIS 8100 | MODULE, INFUSION PUMP |  | SPD | Kelemen |  |  | 01/16/2019 |  | 1/16/29 |  |  | NO | YES |  |  |  |  | CAREFUSION 11137067 15260118 |  |  | Active |  | 99:99:99:99:99:99 |  | High Risk | 1Y:00-MFG | 01/16/2019 | 01/16/2019 | COOPER UNIVERSITY HOSPITAL |  |  | Moves | WOT00000001468917 | David Frye | Performance Verification | Completed |  | 01/16/2019 | 01/16/2019 | Performance Verification for CAREFUSION 11137067 15260118 | Initial Install of Performance Verification. Device is ready for patient use. |  |  | 01/16/2019 | 01/16/2019
|  | CAREFUSION | ALARIS 8100 | MODULE, INFUSION PUMP |  | SPD | Kelemen | Basement |  | 06/07/2019 |  | 6/7/29 |  |  | NO | YES |  |  |  |  | CAREFUSION 11137066 15260101 |  |  | Disposition |  | 99:99:99:99:99:99 |  | High Risk | 1Y:00-MFG | 06/07/2019 | 06/07/2019 | COOPER UNIVERSITY HOSPITAL |  |  | Moves | WOT00000001469714 | David Frye | Performance Verification | Completed |  | 06/07/2019 | 06/07/2019 | Performance Verification for CAREFUSION 11137066 15260101 | Initial Install of Performance Verification. Device is ready for patient use. |  |  | 06/07/2019 | 06/07/2019
|  | CAREFUSION | ALARIS 8100 | MODULE, INFUSION PUMP |  | SPD | Pavilion |  |  | 01/03/2019 |  | 1/3/29 |  |  | NO | YES |  |  |  |  | CAREFUSION 11137065 15260770 |  |  | Active |  | 99:99:99:99:99:99 |  | High Risk | 1Y:00-MFG | 01/03/2019 | 01/03/2019 | COOPER UNIVERSITY HOSPITAL |  |  | Moves | WOT00000001469296 | David Frye | Performance Verification | Completed |  | 01/03/2019 | 01/03/2019 | Performance Verification for CAREFUSION 11137065 15260770 | Initial Install of Performance Verification. Device is ready for patient use. |  |  | 01/03/2019 | 01/03/2019
|  | CAREFUSION | ALARIS 8100 | MODULE, INFUSION PUMP |  | SPD | Kelemen |  |  | 06/07/2019 |  | 6/7/29 |  |  | NO | YES |  |  |  |  | CAREFUSION 11137059 15260766 |  |  | Active |  | 99:99:99:99:99:99 |  | High Risk | 1Y:00-MFG | 06/07/2019 | 06/07/2019 | COOPER UNIVERSITY HOSPITAL |  |  | Moves | WOT00000001469294 | David Frye | Performance Verification | Completed |  | 06/07/2019 | 06/07/2019 | Performance Verification for CAREFUSION 11137059 15260766 | Initial Install of Performance Verification. Device is ready for patient use. |  |  | 06/07/2019 | 06/07/2019
|  | CAREFUSION | ALARIS 8100 | MODULE, INFUSION PUMP |  | SPD | Kelemen |  |  | 01/25/2019 |  | 1/25/29 |  |  | NO | YES |  |  |  |  | CAREFUSION 11137060 15260702 |  |  | Active |  | 99:99:99:99:99:99 |  | High Risk | 1Y:00-MFG | 01/25/2019 | 01/25/2019 | COOPER UNIVERSITY HOSPITAL |  |  | Moves | WOT00000001460410 | David Frye | Performance Verification | Completed |  | 01/25/2019 | 01/25/2019 | Performance Verification for CAREFUSION 11137060 15260702 | Initial Install of Performance Verification. Device is ready for patient use. |  |  | 01/25/2019 | 01/25/2019
|  | CAREFUSION | ALARIS 8100 | MODULE, INFUSION PUMP |  | SPD | Kelemen |  |  | 01/03/2019 |  | 1/3/29 |  |  | NO | YES |  |  |  |  | CAREFUSION 11137062 15260532 |  |  | Active |  | 99:99:99:99:99:99 |  | High Risk | 1Y:00-MFG | 01/03/2019 | 01/03/2019 | COOPER UNIVERSITY HOSPITAL |  |  | Moves | WOT00000001468938 | David Frye | Performance Verification | Completed |  | 01/03/2019 | 01/03/2019 | Performance Verification for CAREFUSION 11137062 15260532 | Initial Install of Performance Verification. Device is ready for patient use. |  |  | 01/03/2019 | 01/03/2019
|  | CAREFUSION | ALARIS 8100 | MODULE, INFUSION PUMP |  | SPD | Pavilion |  |  | 01/28/2019 |  | 1/28/29 |  |  | NO | YES |  |  |  |  | CAREFUSION 11137063 15261650 |  |  | Active |  | 99:99:99:99:99:99 |  | High Risk | 1Y:00-MFG | 01/28/2019 | 01/28/2019 | COOPER UNIVERSITY HOSPITAL |  |  | Moves | WOT00000001468819 | David Frye | Performance Verification | Completed |  | 01/28/2019 | 01/28/2019 | Performance Verification for CAREFUSION 11137063 15261650 | Initial Install of Performance Verification. Device is ready for patient use. |  |  | 01/28/2019 | 01/28/2019
|  | CAREFUSION | ALARIS 8100 | MODULE, INFUSION PUMP |  | SPD | Pavilion |  |  | 02/01/2019 |  | 2/1/29 |  |  | NO | YES |  |  |  |  | CAREFUSION 11137064 15261488 |  |  | Active |  | 99:99:99:99:99:99 |  | High Risk | 1Y:00-MFG | 02/01/2019 | 02/01/2019 | COOPER UNIVERSITY HOSPITAL |  |  | Moves | WOT00000001467046 | David Frye | Performance Verification | Completed |  | 02/01/2019 | 02/01/2019 | Performance Verification for CAREFUSION 11137064 15261488 | Initial Install of Performance Verification. Device is ready for patient use. |  |  | 02/01/2019 | 02/01/2019
|  | CAREFUSION | ALARIS 8100 | MODULE, INFUSION PUMP |  | SPD | Kelemen |  |  | 02/01/2019 |  | 2/1/29 |  |  | NO | YES |  |  |  |  | CAREFUSION 11137056 15261795 |  |  | Active | dup11137056 | 99:99:99:99:99:99 |  | High Risk | 1Y:00-MFG | 02/01/2019 | 02/01/2019 | COOPER UNIVERSITY HOSPITAL |  |  | Moves | WOT00000001469123 | David Frye | Performance Verification | Completed |  | 02/01/2019 | 02/01/2019 | Performance Verification for CAREFUSION 11137056 15261795 | Initial Install of Performance Verification. Device is ready for patient use. |  |  | 02/01/2019 | 02/01/2019
|  | CAREFUSION | ALARIS 8100 | MODULE, INFUSION PUMP |  | SPD | Kelemen |  |  | 01/07/2019 |  | 1/7/29 |  |  | NO | YES |  |  |  |  | CAREFUSION 11137057 15261282 |  |  | Active |  | 99:99:99:99:99:99 |  | High Risk | 1Y:00-MFG | 01/07/2019 | 01/07/2019 | COOPER UNIVERSITY HOSPITAL |  |  | Moves | WOT00000001469564 | David Frye | Performance Verification | Completed |  | 01/07/2019 | 01/07/2019 | Performance Verification for CAREFUSION 11137057 15261282 | Initial Install of Performance Verification. Device is ready for patient use. |  |  | 01/07/2019 | 01/07/2019
|  | CAREFUSION | ALARIS 8100 | MODULE, INFUSION PUMP |  | SPD | Kelemen |  |  | 01/31/2019 |  | 1/31/29 |  |  | NO | YES |  |  |  |  | CAREFUSION 11137058 15261084 |  |  | Active |  | 99:99:99:99:99:99 |  | High Risk | 1Y:00-MFG | 01/31/2019 | 01/31/2019 | COOPER UNIVERSITY HOSPITAL |  |  | Moves | WOT00000001468443 | David Frye | Performance Verification | Completed |  | 01/31/2019 | 01/31/2019 | Performance Verification for CAREFUSION 11137058 15261084 | Initial Install of Performance Verification. Device is ready for patient use. |  |  | 01/31/2019 | 01/31/2019
|  | CAREFUSION | ALARIS 8100 | MODULE, INFUSION PUMP |  | SPD | Pavilion |  |  | 01/21/2019 |  | 1/21/29 |  |  | NO | YES |  |  |  |  | CAREFUSION 11137055 15261647 |  |  | Active |  | 99:99:99:99:99:99 |  | High Risk | 1Y:00-MFG | 01/21/2019 | 01/21/2019 | COOPER UNIVERSITY HOSPITAL |  |  | Moves | WOT00000001468815 | David Frye | Performance Verification | Completed |  | 01/21/2019 | 01/21/2019 | Performance Verification for CAREFUSION 11137055 15261647 | Initial Install of Performance Verification. Device is ready for patient use. |  |  | 01/21/2019 | 01/21/2019
|  | CAREFUSION | ALARIS 8100 | MODULE, INFUSION PUMP |  | SPD | Pavilion |  |  | 01/23/2019 |  | 1/23/29 |  |  | NO | YES |  |  |  |  | CAREFUSION 11137053 15261078 |  |  | Active |  | 99:99:99:99:99:99 |  | High Risk | 1Y:00-MFG | 01/23/2019 | 01/23/2019 | COOPER UNIVERSITY HOSPITAL |  |  | Moves | WOT00000001468437 | David Frye | Performance Verification | Completed |  | 01/23/2019 | 01/23/2019 | Performance Verification for CAREFUSION 11137053 15261078 | Initial Install of Performance Verification. Device is ready for patient use. |  |  | 01/23/2019 | 01/23/2019
|  | CAREFUSION | ALARIS 8100 | MODULE, INFUSION PUMP |  | SPD | Pavilion |  |  | 02/04/2019 |  | 2/4/29 |  |  | NO | YES |  |  |  |  | CAREFUSION 11137051 15261404 |  |  | Active | dup11137051 | 99:99:99:99:99:99 |  | High Risk | 1Y:00-MFG | 02/04/2019 | 02/04/2019 | COOPER UNIVERSITY HOSPITAL |  |  | Moves | WOT00000001468664 | David Frye | Performance Verification | Completed |  | 02/04/2019 | 02/04/2019 | Performance Verification for CAREFUSION 11137051 15261404 | Initial Install of Performance Verification. Device is ready for patient use. |  |  | 02/04/2019 | 02/04/2019
|  | CAREFUSION | ALARIS 8100 | MODULE, INFUSION PUMP |  | SPD | Kelemen |  |  | 01/15/2019 |  | 1/15/29 |  |  | NO | YES |  |  |  |  | CAREFUSION 11137052 15261658 |  |  | Active |  | 99:99:99:99:99:99 |  | High Risk | 1Y:00-MFG | 01/15/2019 | 01/15/2019 | COOPER UNIVERSITY HOSPITAL |  |  | Moves | WOT00000001468830 | David Frye | Performance Verification | Completed |  | 01/15/2019 | 01/15/2019 | Performance Verification for CAREFUSION 11137052 15261658 | Initial Install of Performance Verification. Device is ready for patient use. |  |  | 01/15/2019 | 01/15/2019
|  | CAREFUSION | ALARIS 8100 | MODULE, INFUSION PUMP |  | SPD | Dorrance |  |  | 01/25/2019 |  | 1/25/29 |  |  | NO | YES |  |  |  |  | CAREFUSION 11137049 15260698 |  |  | Active |  | 99:99:99:99:99:99 |  | High Risk | 1Y:00-MFG | 01/25/2019 | 01/25/2019 | COOPER UNIVERSITY HOSPITAL |  |  | Moves | WOT00000001467338 | David Frye | Performance Verification | Completed |  | 01/25/2019 | 01/25/2019 | Performance Verification for CAREFUSION 11137049 15260698 | Initial Install of Performance Verification. Device is ready for patient use. |  |  | 01/25/2019 | 01/25/2019
|  | CAREFUSION | ALARIS 8100 | MODULE, INFUSION PUMP |  | SPD | Kelemen |  |  | 02/05/2019 |  | 2/5/29 |  |  | NO | YES |  |  |  |  | CAREFUSION 11137043 15260696 |  |  | Active |  | 99:99:99:99:99:99 |  | High Risk | 1Y:00-MFG | 02/05/2019 | 02/05/2019 | COOPER UNIVERSITY HOSPITAL |  |  | Moves | WOT00000001467335 | David Frye | Performance Verification | Completed |  | 02/05/2019 | 02/05/2019 | Performance Verification for CAREFUSION 11137043 15260696 | Initial Install of Performance Verification. Device is ready for patient use. |  |  | 02/05/2019 | 02/05/2019
|  | CAREFUSION | ALARIS 8100 | MODULE, INFUSION PUMP |  | SPD | Kelemen |  |  | 01/23/2019 |  | 1/23/29 |  |  | NO | YES |  |  |  |  | CAREFUSION 11137047 15261674 |  |  | Active |  | 99:99:99:99:99:99 |  | High Risk | 1Y:00-MFG | 01/23/2019 | 01/23/2019 | COOPER UNIVERSITY HOSPITAL |  |  | Moves | WOT00000001468847 | David Frye | Performance Verification | Completed |  | 01/23/2019 | 01/23/2019 | Performance Verification for CAREFUSION 11137047 15261674 | Initial Install of Performance Verification. Device is ready for patient use. |  |  | 01/23/2019 | 01/23/2019
|  | CAREFUSION | ALARIS 8100 | MODULE, INFUSION PUMP |  | SPD | Kelemen |  |  | 01/07/2019 |  | 1/7/29 |  |  | NO | YES |  |  |  |  | CAREFUSION 11137046 15260844 |  |  | Active |  | 99:99:99:99:99:99 |  | High Risk | 1Y:00-MFG | 01/07/2019 | 01/07/2019 | COOPER UNIVERSITY HOSPITAL |  |  | Moves | WOT00000001468297 | David Frye | Performance Verification | Completed |  | 01/07/2019 | 01/07/2019 | Performance Verification for CAREFUSION 11137046 15260844 | Initial Install of Performance Verification. Device is ready for patient use. |  |  | 01/07/2019 | 01/07/2019
|  | CAREFUSION | ALARIS 8100 | MODULE, INFUSION PUMP |  | SPD | Kelemen |  |  | 01/15/2019 |  | 1/15/29 |  |  | NO | YES |  |  |  |  | CAREFUSION 11137044 15261090 |  |  | Active |  | 99:99:99:99:99:99 |  | High Risk | 1Y:00-MFG | 01/15/2019 | 01/15/2019 | COOPER UNIVERSITY HOSPITAL |  |  | Moves | WOT00000001468452 | David Frye | Performance Verification | Completed |  | 01/15/2019 | 01/15/2019 | Performance Verification for CAREFUSION 11137044 15261090 | Initial Install of Performance Verification. Device is ready for patient use. |  |  | 01/15/2019 | 01/15/2019
|  | CAREFUSION | ALARIS 8100 | MODULE, INFUSION PUMP |  | SPD | Dorrance |  |  | 01/02/2019 |  | 1/2/29 |  |  | NO | YES |  |  |  |  | CAREFUSION 11137042 15261696 |  |  | Active |  | 99:99:99:99:99:99 |  | High Risk | 1Y:00-MFG | 01/02/2019 | 01/02/2019 | COOPER UNIVERSITY HOSPITAL |  |  | Moves | WOT00000001467116 | David Frye | Performance Verification | Completed |  | 01/02/2019 | 01/02/2019 | Performance Verification for CAREFUSION 11137042 15261696 | Initial Install of Performance Verification. Device is ready for patient use. |  |  | 01/02/2019 | 01/02/2019
|  | CAREFUSION | ALARIS 8100 | MODULE, INFUSION PUMP |  | SPD | Kelemen |  |  | 01/08/2019 |  | 1/8/29 |  |  | NO | YES |  |  |  |  | CAREFUSION 11137041 15260682 |  |  | Active |  | 99:99:99:99:99:99 |  | High Risk | 1Y:00-MFG | 01/08/2019 | 01/08/2019 | COOPER UNIVERSITY HOSPITAL |  |  | Moves | WOT00000001467325 | David Frye | Performance Verification | Completed |  | 01/08/2019 | 01/08/2019 | Performance Verification for CAREFUSION 11137041 15260682 | Initial Install of Performance Verification. Device is ready for patient use. |  |  | 01/08/2019 | 01/08/2019
|  | CAREFUSION | ALARIS 8100 | MODULE, INFUSION PUMP |  | SPD | Kelemen |  |  | 02/06/2019 |  | 2/6/29 |  |  | NO | YES |  |  |  |  | CAREFUSION 11137039 15261512 |  |  | Active |  | 99:99:99:99:99:99 |  | High Risk | 1Y:00-MFG | 02/06/2019 | 02/06/2019 | COOPER UNIVERSITY HOSPITAL |  |  | Moves | WOT00000001467066 | David Frye | Performance Verification | Completed |  | 02/06/2019 | 02/06/2019 | Performance Verification for CAREFUSION 11137039 15261512 | Initial Install of Performance Verification. Device is ready for patient use. |  |  | 02/06/2019 | 02/06/2019
|  | CAREFUSION | ALARIS 8100 | MODULE, INFUSION PUMP |  | 3 COOPER-GAMMA KNIFE | 3 Cooper |  |  | 09/12/2019 |  | 9/12/29 |  |  | NO | YES |  |  |  |  | CAREFUSION 11137038 15261629 |  |  | Active |  | 99:99:99:99:99:99 |  | High Risk | 1Y:00-MFG | 09/12/2019 | 09/12/2019 | COOPER AMBULATORY OFF-SITES |  |  |  | WOT00000001468022 | ANNE BEXTON | Performance Verification | Completed |  | 09/12/2019 | 09/12/2019 | Performance Verification for CAREFUSION 11137038 15261629 | Initial Install of Performance Verification. Device is ready for patient use. |  |  | 09/12/2019 | 09/12/2019
|  | CAREFUSION | ALARIS 8100 | MODULE, INFUSION PUMP |  | SPD | Kelemen |  |  | 01/17/2019 |  | 1/17/29 |  |  | NO | YES |  |  |  |  | CAREFUSION 11137036 15259064 |  |  | Active |  | 99:99:99:99:99:99 |  | High Risk | 1Y:00-MFG | 01/17/2019 | 01/17/2019 | COOPER UNIVERSITY HOSPITAL |  |  | Moves | WOT00000001469708 | David Frye | Performance Verification | Completed |  | 01/17/2019 | 01/17/2019 | Performance Verification for CAREFUSION 11137036 15259064 | Initial Install of Performance Verification. Device is ready for patient use. |  |  | 01/17/2019 | 01/17/2019
|  | CAREFUSION | ALARIS 8100 | MODULE, INFUSION PUMP |  | SPD | Pavilion |  |  | 01/03/2019 |  | 1/3/29 |  |  | NO | YES |  |  |  |  | CAREFUSION 11137037 15258662 |  |  | Active |  | 99:99:99:99:99:99 |  | High Risk | 1Y:00-MFG | 01/03/2019 | 01/03/2019 | COOPER UNIVERSITY HOSPITAL |  |  | Moves | WOT00000001467279 | David Frye | Performance Verification | Completed |  | 01/03/2019 | 01/03/2019 | Performance Verification for CAREFUSION 11137037 15258662 | Initial Install of Performance Verification. Device is ready for patient use. |  |  | 01/03/2019 | 01/03/2019
|  | CAREFUSION | ALARIS 8100 | MODULE, INFUSION PUMP |  | SPD | Pavilion |  |  | 01/07/2019 |  | 1/7/29 |  |  | NO | YES |  |  |  |  | CAREFUSION 11137035 15260708 |  |  | Active |  | 99:99:99:99:99:99 |  | High Risk | 1Y:00-MFG | 01/07/2019 | 01/07/2019 | COOPER UNIVERSITY HOSPITAL |  |  | Moves | WOT00000001460423 | David Frye | Performance Verification | Completed |  | 01/07/2019 | 01/07/2019 | Performance Verification for CAREFUSION 11137035 15260708 | Initial Install of Performance Verification. Device is ready for patient use. |  |  | 01/07/2019 | 01/07/2019
|  | CAREFUSION | ALARIS 8100 | MODULE, INFUSION PUMP |  | SPD | Pavilion |  |  | 01/08/2019 |  | 1/8/29 |  |  | NO | YES |  |  |  |  | CAREFUSION 11137031 15261058 |  |  | Active |  | 99:99:99:99:99:99 |  | High Risk | 1Y:00-MFG | 01/08/2019 | 01/08/2019 | COOPER UNIVERSITY HOSPITAL |  |  | Moves | WOT00000001468423 | David Frye | Performance Verification | Completed |  | 01/08/2019 | 01/08/2019 | Performance Verification for CAREFUSION 11137031 15261058 | Initial Install of Performance Verification. Device is ready for patient use. |  |  | 01/08/2019 | 01/08/2019
|  | CAREFUSION | ALARIS 8100 | MODULE, INFUSION PUMP |  | SPD | Pavilion |  |  | 01/16/2019 |  | 1/16/29 |  |  | NO | YES |  |  |  |  | CAREFUSION 11137034 15260697 |  |  | Active |  | 99:99:99:99:99:99 |  | High Risk | 1Y:00-MFG | 01/16/2019 | 01/16/2019 | COOPER UNIVERSITY HOSPITAL |  |  | Moves | WOT00000001467337 | David Frye | Performance Verification | Completed |  | 01/16/2019 | 01/16/2019 | Performance Verification for CAREFUSION 11137034 15260697 | Initial Install of Performance Verification. Device is ready for patient use. |  |  | 01/16/2019 | 01/16/2019
|  | CAREFUSION | ALARIS 8100 | MODULE, INFUSION PUMP |  | SPD | Kelemen |  |  | 01/09/2019 |  | 1/9/29 |  |  | NO | YES |  |  |  |  | CAREFUSION 11137033 15259007 |  |  | Active |  | 99:99:99:99:99:99 |  | High Risk | 1Y:00-MFG | 01/09/2019 | 01/09/2019 | COOPER UNIVERSITY HOSPITAL |  |  | Moves | WOT00000001469702 | David Frye | Performance Verification | Completed |  | 01/09/2019 | 01/09/2019 | Performance Verification for CAREFUSION 11137033 15259007 | Initial Install of Performance Verification. Device is ready for patient use. |  |  | 01/09/2019 | 01/09/2019
|  | CAREFUSION | ALARIS 8100 | MODULE, INFUSION PUMP |  | SPD | Pavilion |  |  | 02/11/2019 |  | 2/11/29 |  |  | NO | YES |  |  |  |  | CAREFUSION 11137032 15258997 |  |  | Active |  | 99:99:99:99:99:99 |  | High Risk | 1Y:00-MFG | 02/11/2019 | 02/11/2019 | COOPER UNIVERSITY HOSPITAL |  |  | Moves | WOT00000001469700 | David Frye | Performance Verification | Completed |  | 02/11/2019 | 02/11/2019 | Performance Verification for CAREFUSION 11137032 15258997 | Initial Install of Performance Verification. Device is ready for patient use. |  |  | 02/11/2019 | 02/11/2019
|  | CAREFUSION | ALARIS 8100 | MODULE, INFUSION PUMP |  | SPD | Kelemen |  |  | 01/08/2019 |  | 1/8/29 |  |  | NO | YES |  |  |  |  | CAREFUSION 11137030 15261688 |  |  | Active |  | 99:99:99:99:99:99 |  | High Risk | 1Y:00-MFG | 01/08/2019 | 01/08/2019 | COOPER UNIVERSITY HOSPITAL |  |  | Moves | WOT00000001468858 | David Frye | Performance Verification | Completed |  | 01/08/2019 | 01/08/2019 | Performance Verification for CAREFUSION 11137030 15261688 | Initial Install of Performance Verification. Device is ready for patient use. |  |  | 01/08/2019 | 01/08/2019
|  | CAREFUSION | ALARIS 8100 | MODULE, INFUSION PUMP |  | SPD | Kelemen |  |  | 01/25/2019 |  | 1/25/29 |  |  | NO | YES |  |  |  |  | CAREFUSION 11137029 15261041 |  |  | Active |  | 99:99:99:99:99:99 |  | High Risk | 1Y:00-MFG | 01/25/2019 | 01/25/2019 | COOPER UNIVERSITY HOSPITAL |  |  | Moves | WOT00000001468411 | David Frye | Performance Verification | Completed |  | 01/25/2019 | 01/25/2019 | Performance Verification for CAREFUSION 11137029 15261041 | Initial Install of Performance Verification. Device is ready for patient use. |  |  | 01/25/2019 | 01/25/2019
|  | CAREFUSION | ALARIS 8100 | MODULE, INFUSION PUMP |  | SPD | Pavilion |  |  | 01/03/2019 |  | 1/3/29 |  |  | NO | YES |  |  |  |  | CAREFUSION 11137026 15261722 |  |  | Active |  | 99:99:99:99:99:99 |  | High Risk | 1Y:00-MFG | 01/03/2019 | 01/03/2019 | COOPER UNIVERSITY HOSPITAL |  |  | Moves | WOT00000001457975 | David Frye | Performance Verification | Completed |  | 01/03/2019 | 01/03/2019 | Performance Verification for CAREFUSION 11137026 15261722 | Initial Install of Performance Verification. Device is ready for patient use. |  |  | 01/03/2019 | 01/03/2019
|  | CAREFUSION | ALARIS 8100 | MODULE, INFUSION PUMP |  | SPD | Pavilion |  |  | 01/17/2019 |  | 1/17/29 |  |  | NO | YES |  |  |  |  | CAREFUSION 11137027 15258935 |  |  | Active |  | 99:99:99:99:99:99 |  | High Risk | 1Y:00-MFG | 01/17/2019 | 01/17/2019 | COOPER UNIVERSITY HOSPITAL |  |  | Moves | WOT00000001469696 | David Frye | Performance Verification | Completed |  | 01/17/2019 | 01/17/2019 | Performance Verification for CAREFUSION 11137027 15258935 | Initial Install of Performance Verification. Device is ready for patient use. |  |  | 01/17/2019 | 01/17/2019
|  | CAREFUSION | ALARIS 8100 | MODULE, INFUSION PUMP |  | SPD | Pavilion |  |  | 01/04/2019 |  | 1/4/29 |  |  | NO | YES |  |  |  |  | CAREFUSION 11137025 15252334 |  |  | Active |  | 99:99:99:99:99:99 |  | High Risk | 1Y:00-MFG | 01/04/2019 | 01/04/2019 | COOPER UNIVERSITY HOSPITAL |  |  | Moves | WOT00000001466904 | David Frye | Performance Verification | Completed |  | 01/04/2019 | 01/04/2019 | Performance Verification for CAREFUSION 11137025 15252334 | Initial Install of Performance Verification. Device is ready for patient use. |  |  | 01/04/2019 | 01/04/2019
|  | CAREFUSION | ALARIS 8100 | MODULE, INFUSION PUMP |  | SPD | Pavilion |  |  | 01/28/2019 |  | 1/28/29 |  |  | NO | YES |  |  |  |  | CAREFUSION 11137024 15260671 |  |  | Active |  | 99:99:99:99:99:99 |  | High Risk | 1Y:00-MFG | 01/28/2019 | 01/28/2019 | COOPER UNIVERSITY HOSPITAL |  |  | Moves | WOT00000001467318 | David Frye | Performance Verification | Completed |  | 01/28/2019 | 01/28/2019 | Performance Verification for CAREFUSION 11137024 15260671 | Initial Install of Performance Verification. Device is ready for patient use. |  |  | 01/28/2019 | 01/28/2019
|  | CAREFUSION | ALARIS 8100 | MODULE, INFUSION PUMP |  | SPD | Pavilion |  |  | 02/12/2019 |  | 2/12/29 |  |  | NO | YES |  |  |  |  | CAREFUSION 11137023 15261682 |  |  | Active |  | 99:99:99:99:99:99 |  | High Risk | 1Y:00-MFG | 02/12/2019 | 02/12/2019 | COOPER UNIVERSITY HOSPITAL |  |  | Moves | WOT00000001468854 | David Frye | Performance Verification | Completed |  | 02/12/2019 | 02/12/2019 | Performance Verification for CAREFUSION 11137023 15261682 | Initial Install of Performance Verification. Device is ready for patient use. |  |  | 02/12/2019 | 02/12/2019
|  | CAREFUSION | ALARIS 8100 | MODULE, INFUSION PUMP |  | SPD | Kelemen | BASEMENT |  | 02/01/2019 |  | 2/1/29 |  |  | NO | YES |  |  |  |  | CAREFUSION 11137022 15259026 |  |  | Active |  | 99:99:99:99:99:99 |  | High Risk | 1Y:00-MFG | 02/01/2019 | 02/01/2019 | COOPER UNIVERSITY HOSPITAL |  |  | Moves | WOT00000001469704 | David Frye | Performance Verification | Completed |  | 02/01/2019 | 02/01/2019 | Performance Verification for CAREFUSION 11137022 15259026 | Initial Install of Performance Verification. Device is ready for patient use. |  |  | 02/01/2019 | 02/01/2019
|  | CAREFUSION | ALARIS 8100 | MODULE, INFUSION PUMP |  | SPD | Kelemen |  |  | 01/15/2019 |  | 1/15/29 |  |  | NO | YES |  |  |  |  | CAREFUSION 11137021 15261511 |  |  | Active |  | 99:99:99:99:99:99 |  | High Risk | 1Y:00-MFG | 01/15/2019 | 01/15/2019 | COOPER UNIVERSITY HOSPITAL |  |  | Moves | WOT00000001467063 | David Frye | Performance Verification | Completed |  | 01/15/2019 | 01/15/2019 | Performance Verification for CAREFUSION 11137021 15261511 | Initial Install of Performance Verification. Device is ready for patient use. |  |  | 01/15/2019 | 01/15/2019
|  | CAREFUSION | ALARIS 8100 | MODULE, INFUSION PUMP |  | SPD | Pavilion |  |  | 01/14/2019 |  | 1/14/29 |  |  | NO | YES |  |  |  |  | CAREFUSION 11137018 15260707 |  |  | Active |  | 99:99:99:99:99:99 |  | High Risk | 1Y:00-MFG | 01/14/2019 | 01/14/2019 | COOPER UNIVERSITY HOSPITAL |  |  | Moves | WOT00000001460421 | David Frye | Performance Verification | Completed |  | 01/14/2019 | 01/14/2019 | Performance Verification for CAREFUSION 11137018 15260707 | Initial Install of Performance Verification. Device is ready for patient use. |  |  | 01/14/2019 | 01/14/2019
|  | CAREFUSION | ALARIS 8100 | MODULE, INFUSION PUMP |  | SPD | Pavilion |  |  | 02/01/2019 |  | 2/1/29 |  |  | NO | YES |  |  |  |  | CAREFUSION 11137020 15261528 |  |  | Active |  | 99:99:99:99:99:99 |  | High Risk | 1Y:00-MFG | 02/01/2019 | 02/01/2019 | COOPER UNIVERSITY HOSPITAL |  |  | Moves | WOT00000001467078 | David Frye | Performance Verification | Completed |  | 02/01/2019 | 02/01/2019 | Performance Verification for CAREFUSION 11137020 15261528 | Initial Install of Performance Verification. Device is ready for patient use. |  |  | 02/01/2019 | 02/01/2019
|  | CAREFUSION | ALARIS 8100 | MODULE, INFUSION PUMP |  | SPD | Kelemen |  |  | 01/08/2019 |  | 1/8/29 |  |  | NO | YES |  |  |  |  | CAREFUSION 11137019 15257831 |  |  | Active |  | 99:99:99:99:99:99 |  | High Risk | 1Y:00-MFG | 01/08/2019 | 01/08/2019 | COOPER UNIVERSITY HOSPITAL |  |  | Moves | WOT00000001466858 | David Frye | Performance Verification | Completed |  | 01/08/2019 | 01/08/2019 | Performance Verification for CAREFUSION 11137019 15257831 | Initial Install of Performance Verification. Device is ready for patient use. |  |  | 01/08/2019 | 01/08/2019
|  | CAREFUSION | ALARIS 8100 | MODULE, INFUSION PUMP |  | SPD | Kelemen |  |  | 01/07/2019 |  | 1/7/29 |  |  | NO | YES |  |  |  |  | CAREFUSION 11137017 15258994 |  |  | Active |  | 99:99:99:99:99:99 |  | High Risk | 1Y:00-MFG | 01/07/2019 | 01/07/2019 | COOPER UNIVERSITY HOSPITAL |  |  | Moves | WOT00000001469698 | David Frye | Performance Verification | Completed |  | 01/07/2019 | 01/07/2019 | Performance Verification for CAREFUSION 11137017 15258994 | Initial Install of Performance Verification. Device is ready for patient use. |  |  | 01/07/2019 | 01/07/2019
|  | CAREFUSION | ALARIS 8100 | MODULE, INFUSION PUMP |  | SPD | Kelemen |  |  | 01/15/2019 |  | 1/15/29 |  |  | NO | YES |  |  |  |  | CAREFUSION 11137015 15261033 |  |  | Active |  | 99:99:99:99:99:99 |  | High Risk | 1Y:00-MFG | 01/15/2019 | 01/15/2019 | COOPER UNIVERSITY HOSPITAL |  |  | Moves | WOT00000001469440 | David Frye | Performance Verification | Completed |  | 01/15/2019 | 01/15/2019 | Performance Verification for CAREFUSION 11137015 15261033 | Initial Install of Performance Verification. Device is ready for patient use. |  |  | 01/15/2019 | 01/15/2019
|  | CAREFUSION | ALARIS 8100 | MODULE, INFUSION PUMP |  | SPD | Pavilion |  |  | 01/28/2019 |  | 1/28/29 |  |  | NO | YES |  |  |  |  | CAREFUSION 11137014 15261522 |  |  | Active |  | 99:99:99:99:99:99 |  | High Risk | 1Y:00-MFG | 01/28/2019 | 01/28/2019 | COOPER UNIVERSITY HOSPITAL |  |  | Moves | WOT00000001467071 | David Frye | Performance Verification | Completed |  | 01/28/2019 | 01/28/2019 | Performance Verification for CAREFUSION 11137014 15261522 | Initial Install of Performance Verification. Device is ready for patient use. |  |  | 01/28/2019 | 01/28/2019
|  | CAREFUSION | ALARIS 8100 | MODULE, INFUSION PUMP |  | SPD | Pavilion |  |  | 02/05/2019 |  | 2/5/29 |  |  | NO | YES |  |  |  |  | CAREFUSION 11137013 15261757 |  |  | Active |  | 99:99:99:99:99:99 |  | High Risk | 1Y:00-MFG | 02/05/2019 | 02/05/2019 | COOPER UNIVERSITY HOSPITAL |  |  | Moves | WOT00000001469107 | David Frye | Performance Verification | Completed |  | 02/05/2019 | 02/05/2019 | Performance Verification for CAREFUSION 11137013 15261757 | Initial Install of Performance Verification. Device is ready for patient use. |  |  | 02/05/2019 | 02/05/2019
|  | CAREFUSION | ALARIS 8100 | MODULE, INFUSION PUMP |  | SPD | Kelemen |  |  | 01/25/2019 |  | 1/25/29 |  |  | NO | YES |  |  |  |  | CAREFUSION 11137012 15261111 |  |  | Active |  | 99:99:99:99:99:99 |  | High Risk | 1Y:00-MFG | 01/25/2019 | 01/25/2019 | COOPER UNIVERSITY HOSPITAL |  |  | Moves | WOT00000001466645 | David Frye | Performance Verification | Completed |  | 01/25/2019 | 01/25/2019 | Performance Verification for CAREFUSION 11137012 15261111 | Initial Install of Performance Verification. Device is ready for patient use. |  |  | 01/25/2019 | 01/25/2019
|  | CAREFUSION | ALARIS 8100 | MODULE, INFUSION PUMP |  | SPD | Kelemen |  |  | 01/28/2019 |  | 1/28/29 |  |  | NO | YES |  |  |  |  | CAREFUSION 11137011 15261048 |  |  | Active |  | 99:99:99:99:99:99 |  | High Risk | 1Y:00-MFG | 01/28/2019 | 01/28/2019 | COOPER UNIVERSITY HOSPITAL |  |  | Moves | WOT00000001468415 | David Frye | Performance Verification | Completed |  | 01/28/2019 | 01/28/2019 | Performance Verification for CAREFUSION 11137011 15261048 | Initial Install of Performance Verification. Device is ready for patient use. |  |  | 01/28/2019 | 01/28/2019
|  | CAREFUSION | ALARIS 8100 | MODULE, INFUSION PUMP |  | SPD | Kelemen |  |  | 01/08/2019 |  | 1/8/29 |  |  | NO | YES |  |  |  |  | CAREFUSION 11137010 15261648 |  |  | Active |  | 99:99:99:99:99:99 |  | High Risk | 1Y:00-MFG | 01/08/2019 | 01/08/2019 | COOPER UNIVERSITY HOSPITAL |  |  | Moves | WOT00000001468818 | David Frye | Performance Verification | Completed |  | 01/08/2019 | 01/08/2019 | Performance Verification for CAREFUSION 11137010 15261648 | Initial Install of Performance Verification. Device is ready for patient use. |  |  | 01/08/2019 | 01/08/2019
|  | CAREFUSION | ALARIS 8100 | MODULE, INFUSION PUMP |  | SPD | Kelemen |  |  | 01/04/2019 |  | 1/4/29 |  |  | NO | YES |  |  |  |  | CAREFUSION 11137008 15261265 |  |  | Active |  | 99:99:99:99:99:99 |  | High Risk | 1Y:00-MFG | 01/04/2019 | 01/04/2019 | COOPER UNIVERSITY HOSPITAL |  |  | Moves | WOT00000001466661 | David Frye | Performance Verification | Completed |  | 01/04/2019 | 01/04/2019 | Performance Verification for CAREFUSION 11137008 15261265 | Initial Install of Performance Verification. Device is ready for patient use. |  |  | 01/04/2019 | 01/04/2019
|  | CAREFUSION | ALARIS 8100 | MODULE, INFUSION PUMP |  | SPD | Kelemen |  |  | 01/14/2019 |  | 1/14/29 |  |  | NO | YES |  |  |  |  | CAREFUSION 11137009 15261031 |  |  | Active |  | 99:99:99:99:99:99 |  | High Risk | 1Y:00-MFG | 01/14/2019 | 01/14/2019 | COOPER UNIVERSITY HOSPITAL |  |  | Moves | WOT00000001469436 | David Frye | Performance Verification | Completed |  | 01/14/2019 | 01/14/2019 | Performance Verification for CAREFUSION 11137009 15261031 | Initial Install of Performance Verification. Device is ready for patient use. |  |  | 01/14/2019 | 01/14/2019
|  | CAREFUSION | ALARIS 8100 | MODULE, INFUSION PUMP |  | SPD | Pavilion |  |  | 01/21/2019 |  | 1/21/29 |  |  | NO | YES |  |  |  |  | CAREFUSION 11137007 15261534 |  |  | Active |  | 99:99:99:99:99:99 |  | High Risk | 1Y:00-MFG | 01/21/2019 | 01/21/2019 | COOPER UNIVERSITY HOSPITAL |  |  | Moves | WOT00000001467285 | David Frye | Performance Verification | Completed |  | 01/21/2019 | 01/21/2019 | Performance Verification for CAREFUSION 11137007 15261534 | Initial Install of Performance Verification. Device is ready for patient use. |  |  | 01/21/2019 | 01/21/2019
|  | CAREFUSION | ALARIS 8100 | MODULE, INFUSION PUMP |  | SPD | Pavilion | 7 |  | 01/07/2019 |  | 1/7/29 |  |  | NO | YES |  |  |  |  | CAREFUSION 11137005 15261358 |  |  | Active |  | 99:99:99:99:99:99 |  | High Risk | 1Y:00-MFG | 01/07/2019 | 01/07/2019 | COOPER UNIVERSITY HOSPITAL |  |  | Moves | WOT00000001469586 | David Frye | Performance Verification | Completed |  | 01/07/2019 | 01/07/2019 | Performance Verification for CAREFUSION 11137005 15261358 | Initial Install of Performance Verification. Device is ready for patient use. |  |  | 01/07/2019 | 01/07/2019
|  | CAREFUSION | ALARIS 8100 | MODULE, INFUSION PUMP |  | SPD | Pavilion |  |  | 01/22/2019 |  | 1/22/29 |  |  | NO | YES |  |  |  |  | CAREFUSION 11137004 15261540 |  |  | Active |  | 99:99:99:99:99:99 |  | High Risk | 1Y:00-MFG | 01/22/2019 | 01/22/2019 | COOPER UNIVERSITY HOSPITAL |  |  | Moves | WOT00000001467289 | David Frye | Performance Verification | Completed |  | 01/22/2019 | 01/22/2019 | Performance Verification for CAREFUSION 11137004 15261540 | Initial Install of Performance Verification. Device is ready for patient use. |  |  | 01/22/2019 | 01/22/2019
|  | CAREFUSION | ALARIS 8100 | MODULE, INFUSION PUMP |  | 3 COOPER-GAMMA KNIFE | 3 Cooper |  |  | 09/12/2019 |  | 9/12/29 |  |  | NO | YES |  |  |  |  | CAREFUSION 11136987 15270843 |  |  | Active |  | 99:99:99:99:99:99 |  | High Risk | 1Y:00-MFG | 09/12/2019 | 09/12/2019 | COOPER AMBULATORY OFF-SITES |  |  |  | WOT00000001458273 | ANNE BEXTON | Performance Verification | Completed |  | 09/12/2019 | 09/12/2019 | Performance Verification for CAREFUSION 11136987 15270843 | Initial Install of Performance Verification. Device is ready for patient use. |  |  | 09/12/2019 | 09/12/2019
|  | CAREFUSION | ALARIS 8100 | MODULE, INFUSION PUMP |  | SPD | Kelemen |  |  | 01/09/2019 |  | 1/9/29 |  |  | NO | YES |  |  |  |  | CAREFUSION 11136986 15270291 |  |  | Active |  | 99:99:99:99:99:99 |  | High Risk | 1Y:00-MFG | 01/09/2019 | 01/09/2019 | COOPER UNIVERSITY HOSPITAL |  |  | Moves | WOT00000001467178 | David Frye | Performance Verification | Completed |  | 01/09/2019 | 01/09/2019 | Performance Verification for CAREFUSION 11136986 15270291 | Initial Install of Performance Verification. Device is ready for patient use. |  |  | 01/09/2019 | 01/09/2019
|  | CAREFUSION | ALARIS 8100 | MODULE, INFUSION PUMP |  | SPD | Kelemen |  |  | 02/28/2019 |  | 2/28/29 |  |  | NO | YES |  |  |  |  | CAREFUSION 11136985 15270862 |  |  | Active |  | 99:99:99:99:99:99 |  | High Risk | 1Y:00-MFG | 02/28/2019 | 02/28/2019 | COOPER UNIVERSITY HOSPITAL |  |  | Moves | WOT00000001469210 | David Frye | Performance Verification | Completed |  | 02/28/2019 | 02/28/2019 | Performance Verification for CAREFUSION 11136985 15270862 | Initial Install of Performance Verification. Device is ready for patient use. |  |  | 02/28/2019 | 02/28/2019
|  | CAREFUSION | ALARIS 8100 | MODULE, INFUSION PUMP |  | SPD | Kelemen |  |  | 01/09/2019 |  | 1/9/29 |  |  | NO | YES |  |  |  |  | CAREFUSION 11136978 15270662 |  |  | Active |  | 99:99:99:99:99:99 |  | High Risk | 1Y:00-MFG | 01/09/2019 | 01/09/2019 | COOPER UNIVERSITY HOSPITAL |  |  | Moves | WOT00000001467925 | David Frye | Performance Verification | Completed |  | 01/09/2019 | 01/09/2019 | Performance Verification for CAREFUSION 11136978 15270662 | Initial Install of Performance Verification. Device is ready for patient use. |  |  | 01/09/2019 | 01/09/2019
|  | CAREFUSION | ALARIS 8100 | MODULE, INFUSION PUMP |  | SPD | Pavilion |  |  | 01/14/2019 |  | 1/14/29 |  |  | NO | YES |  |  |  |  | CAREFUSION 11136967 15270655 |  |  | Active |  | 99:99:99:99:99:99 |  | High Risk | 1Y:00-MFG | 01/14/2019 | 01/14/2019 | COOPER UNIVERSITY HOSPITAL |  |  | Moves | WOT00000001467921 | David Frye | Performance Verification | Completed |  | 01/14/2019 | 01/14/2019 | Performance Verification for CAREFUSION 11136967 15270655 | Initial Install of Performance Verification. Device is ready for patient use. |  |  | 01/14/2019 | 01/14/2019
|  | CAREFUSION | ALARIS 8100 | MODULE, INFUSION PUMP |  | SPD | Kelemen |  |  | 01/07/2019 |  | 1/7/29 |  |  | NO | YES |  |  |  |  | CAREFUSION 11136968 15270658 |  |  | Active |  | 99:99:99:99:99:99 |  | High Risk | 1Y:00-MFG | 01/07/2019 | 01/07/2019 | COOPER UNIVERSITY HOSPITAL |  |  | Moves | WOT00000001467923 | David Frye | Performance Verification | Completed |  | 01/07/2019 | 01/07/2019 | Performance Verification for CAREFUSION 11136968 15270658 | Initial Install of Performance Verification. Device is ready for patient use. |  |  | 01/07/2019 | 01/07/2019
|  | CAREFUSION | ALARIS 8100 | MODULE, INFUSION PUMP |  | SPD | Kelemen |  |  | 01/16/2019 |  | 1/16/29 |  |  | NO | YES |  |  |  |  | CAREFUSION 11136969 15270225 |  |  | Active |  | 99:99:99:99:99:99 |  | High Risk | 1Y:00-MFG | 01/16/2019 | 01/16/2019 | COOPER UNIVERSITY HOSPITAL |  |  | Moves | WOT00000001467019 | David Frye | Performance Verification | Completed |  | 01/16/2019 | 01/16/2019 | Performance Verification for CAREFUSION 11136969 15270225 | Initial Install of Performance Verification. Device is ready for patient use. |  |  | 01/16/2019 | 01/16/2019
|  | CAREFUSION | ALARIS 8100 | MODULE, INFUSION PUMP |  | SPD | Pavilion |  |  | 01/16/2019 |  | 1/16/29 |  |  | NO | YES |  |  |  |  | CAREFUSION 11136970 15270306 |  |  | Active |  | 99:99:99:99:99:99 |  | High Risk | 1Y:00-MFG | 01/16/2019 | 01/16/2019 | COOPER UNIVERSITY HOSPITAL |  |  | Moves | WOT00000001467186 | David Frye | Performance Verification | Completed |  | 01/16/2019 | 01/16/2019 | Performance Verification for CAREFUSION 11136970 15270306 | Initial Install of Performance Verification. Device is ready for patient use. |  |  | 01/16/2019 | 01/16/2019
|  | CAREFUSION | ALARIS 8100 | MODULE, INFUSION PUMP |  | SPD | Kelemen |  |  | 01/14/2019 |  | 1/14/29 |  |  | NO | YES |  |  |  |  | CAREFUSION 11136975 15270250 |  |  | Active |  | 99:99:99:99:99:99 |  | High Risk | 1Y:00-MFG | 01/14/2019 | 01/14/2019 | COOPER UNIVERSITY HOSPITAL |  |  | Moves | WOT00000001467033 | David Frye | Performance Verification | Completed |  | 01/14/2019 | 01/14/2019 | Performance Verification for CAREFUSION 11136975 15270250 | Initial Install of Performance Verification. Device is ready for patient use. |  |  | 01/14/2019 | 01/14/2019
|  | CAREFUSION | ALARIS 8100 | MODULE, INFUSION PUMP |  | SPD | Dorrance |  |  | 02/25/2019 |  | 2/25/29 |  |  | NO | YES |  |  |  |  | CAREFUSION 11136973 15270801 |  |  | Active |  | 99:99:99:99:99:99 |  | High Risk | 1Y:00-MFG | 02/25/2019 | 02/25/2019 | COOPER UNIVERSITY HOSPITAL |  |  | Moves | WOT00000001467461 | David Frye | Performance Verification | Completed |  | 02/25/2019 | 02/25/2019 | Performance Verification for CAREFUSION 11136973 15270801 | Initial Install of Performance Verification. Device is ready for patient use. |  |  | 02/25/2019 | 02/25/2019
|  | CAREFUSION | ALARIS 8100 | MODULE, INFUSION PUMP |  | SPD | Pavilion |  |  | 01/17/2019 |  | 1/17/29 |  |  | NO | YES |  |  |  |  | CAREFUSION 11136974 15270730 |  |  | Active |  | 99:99:99:99:99:99 |  | High Risk | 1Y:00-MFG | 01/17/2019 | 01/17/2019 | COOPER UNIVERSITY HOSPITAL |  |  | Moves | WOT00000001469830 | David Frye | Performance Verification | Completed |  | 01/17/2019 | 01/17/2019 | Performance Verification for CAREFUSION 11136974 15270730 | Initial Install of Performance Verification. Device is ready for patient use. |  |  | 01/17/2019 | 01/17/2019
|  | CAREFUSION | ALARIS 8100 | MODULE, INFUSION PUMP |  | SPD | Kelemen |  |  | 02/05/2019 |  | 2/5/29 |  |  | NO | YES |  |  |  |  | CAREFUSION 11136972 15270825 |  |  | Active |  | 99:99:99:99:99:99 |  | High Risk | 1Y:00-MFG | 02/05/2019 | 02/05/2019 | COOPER UNIVERSITY HOSPITAL |  |  | Moves | WOT00000001458177 | David Frye | Performance Verification | Completed |  | 02/05/2019 | 02/05/2019 | Performance Verification for CAREFUSION 11136972 15270825 | Initial Install of Performance Verification. Device is ready for patient use. |  |  | 02/05/2019 | 02/05/2019
|  | CAREFUSION | ALARIS 8100 | MODULE, INFUSION PUMP |  | SPD | Pavilion |  |  | 01/08/2019 |  | 1/8/29 |  |  | NO | YES |  |  |  |  | CAREFUSION 11136971 15270845 |  |  | Active |  | 99:99:99:99:99:99 |  | High Risk | 1Y:00-MFG | 01/08/2019 | 01/08/2019 | COOPER UNIVERSITY HOSPITAL |  |  | Moves | WOT00000001458291 | David Frye | Performance Verification | Completed |  | 01/08/2019 | 01/08/2019 | Performance Verification for CAREFUSION 11136971 15270845 | Initial Install of Performance Verification. Device is ready for patient use. |  |  | 01/08/2019 | 01/08/2019
|  | CAREFUSION | ALARIS 8100 | MODULE, INFUSION PUMP |  | SPD | Pavilion |  |  | 02/21/2019 |  | 2/21/29 |  |  | NO | YES |  |  |  |  | CAREFUSION 11136964 15270669 |  |  | Active |  | 99:99:99:99:99:99 |  | High Risk | 1Y:00-MFG | 02/21/2019 | 02/21/2019 | COOPER UNIVERSITY HOSPITAL |  |  | Moves | WOT00000001467929 | David Frye | Performance Verification | Completed |  | 02/21/2019 | 02/21/2019 | Performance Verification for CAREFUSION 11136964 15270669 | Initial Install of Performance Verification. Device is ready for patient use. |  |  | 02/21/2019 | 02/21/2019
|  | CAREFUSION | ALARIS 8100 | MODULE, INFUSION PUMP |  | SPD | Pavilion |  |  | 01/17/2019 |  | 1/17/29 |  |  | NO | YES |  |  |  |  | CAREFUSION 11136944 15268456 |  |  | Active |  | 99:99:99:99:99:99 |  | High Risk | 1Y:00-MFG | 01/17/2019 | 01/17/2019 | COOPER UNIVERSITY HOSPITAL |  |  | Moves | WOT00000001468766 | David Frye | Performance Verification | Completed |  | 01/17/2019 | 01/17/2019 | Performance Verification for CAREFUSION 11136944 15268456 | Initial Install of Performance Verification. Device is ready for patient use. |  |  | 01/17/2019 | 01/17/2019
|  | CAREFUSION | ALARIS 8100 | MODULE, INFUSION PUMP |  | SPD | Kelemen |  |  | 01/07/2019 |  | 1/7/29 |  |  | NO | YES |  |  |  |  | CAREFUSION 11136945 15269147 |  |  | Active |  | 99:99:99:99:99:99 |  | High Risk | 1Y:00-MFG | 01/07/2019 | 01/07/2019 | COOPER UNIVERSITY HOSPITAL |  |  | Moves | WOT00000001469744 | David Frye | Performance Verification | Completed |  | 01/07/2019 | 01/07/2019 | Performance Verification for CAREFUSION 11136945 15269147 | Initial Install of Performance Verification. Device is ready for patient use. |  |  | 01/07/2019 | 01/07/2019
|  | CAREFUSION | ALARIS 8100 | MODULE, INFUSION PUMP |  | SPD | Kelemen |  |  | 01/17/2019 |  | 1/17/29 |  |  | NO | YES |  |  |  |  | CAREFUSION 11136919 15270811 |  |  | Active |  | 99:99:99:99:99:99 |  | High Risk | 1Y:00-MFG | 01/17/2019 | 01/17/2019 | COOPER UNIVERSITY HOSPITAL |  |  | Moves | WOT00000001467466 | David Frye | Performance Verification | Completed |  | 01/17/2019 | 01/17/2019 | Performance Verification for CAREFUSION 11136919 15270811 | Initial Install of Performance Verification. Device is ready for patient use. |  |  | 01/17/2019 | 01/17/2019
|  | CAREFUSION | ALARIS 8100 | MODULE, INFUSION PUMP |  | SPD | Kelemen |  |  | 01/14/2019 |  | 1/14/29 |  |  | NO | YES |  |  |  |  | CAREFUSION 11136890 15269788 |  |  | Active |  | 99:99:99:99:99:99 |  | High Risk | 1Y:00-MFG | 01/14/2019 | 01/14/2019 | COOPER UNIVERSITY HOSPITAL |  |  | Moves | WOT00000001466802 | David Frye | Performance Verification | Completed |  | 01/14/2019 | 01/14/2019 | Performance Verification for CAREFUSION 11136890 15269788 | Initial Install of Performance Verification. Device is ready for patient use. |  |  | 01/14/2019 | 01/14/2019
|  | CAREFUSION | ALARIS 8100 | MODULE, INFUSION PUMP |  | SPD | Kelemen |  |  | 02/01/2019 |  | 2/1/29 |  |  | NO | YES |  |  |  |  | CAREFUSION 11136889 15269206 |  |  | Active | dup11136889 | 99:99:99:99:99:99 |  | High Risk | 1Y:00-MFG | 02/01/2019 | 02/01/2019 | COOPER UNIVERSITY HOSPITAL |  |  | Moves | WOT00000001468901 | David Frye | Performance Verification | Completed |  | 02/01/2019 | 02/01/2019 | Performance Verification for CAREFUSION 11136889 15269206 | Initial Install of Performance Verification. Device is ready for patient use. |  |  | 02/01/2019 | 02/01/2019
|  | CAREFUSION | ALARIS 8100 | MODULE, INFUSION PUMP |  | SPD | Kelemen |  |  | 03/25/2019 |  | 3/25/29 |  |  | NO | YES |  |  |  |  | CAREFUSION 11136887 15261807 |  |  | Active | dup11136887 | 99:99:99:99:99:99 |  | High Risk | 1Y:00-MFG | 03/25/2019 | 03/25/2019 | COOPER UNIVERSITY HOSPITAL |  |  | Moves | WOT00000001469140 | David Frye | Performance Verification | Completed |  | 03/25/2019 | 03/25/2019 | Performance Verification for CAREFUSION 11136887 15261807 | Initial Install of Performance Verification. Device is ready for patient use. |  |  | 03/25/2019 | 03/25/2019
|  | CAREFUSION | ALARIS 8100 | MODULE, INFUSION PUMP |  | SPD | Pavilion |  |  | 01/23/2019 |  | 1/23/29 |  |  | NO | YES |  |  |  |  | CAREFUSION 11136886 15270614 |  |  | Active |  | 99:99:99:99:99:99 |  | High Risk | 1Y:00-MFG | 01/23/2019 | 01/23/2019 | COOPER UNIVERSITY HOSPITAL |  |  | Moves | WOT00000001467914 | David Frye | Performance Verification | Completed |  | 01/23/2019 | 01/23/2019 | Performance Verification for CAREFUSION 11136886 15270614 | Initial Install of Performance Verification. Device is ready for patient use. |  |  | 01/23/2019 | 01/23/2019
|  | CAREFUSION | ALARIS 8100 | MODULE, INFUSION PUMP |  | SPD | Pavilion |  |  | 01/16/2019 |  | 1/16/29 |  |  | NO | YES |  |  |  |  | CAREFUSION 11136883 15270994 |  |  | Active |  | 99:99:99:99:99:99 |  | High Risk | 1Y:00-MFG | 01/16/2019 | 01/16/2019 | COOPER UNIVERSITY HOSPITAL |  |  | Moves | WOT00000001467313 | David Frye | Performance Verification | Completed |  | 01/16/2019 | 01/16/2019 | Performance Verification for CAREFUSION 11136883 15270994 | Initial Install of Performance Verification. Device is ready for patient use. |  |  | 01/16/2019 | 01/16/2019
|  | CAREFUSION | ALARIS 8100 | MODULE, INFUSION PUMP |  | SPD | Kelemen | BASEMENT |  | 02/21/2019 |  | 2/21/29 |  |  | NO | YES |  |  |  |  | CAREFUSION 11136884 15260764 |  |  | Active |  | 99:99:99:99:99:99 |  | High Risk | 1Y:00-MFG | 02/21/2019 | 02/21/2019 | COOPER UNIVERSITY HOSPITAL |  |  | Moves | WOT00000001469290 | David Frye | Performance Verification | Completed |  | 02/21/2019 | 02/21/2019 | Performance Verification for CAREFUSION 11136884 15260764 | Initial Install of Performance Verification. Device is ready for patient use. |  |  | 02/21/2019 | 02/21/2019
|  | CAREFUSION | ALARIS 8100 | MODULE, INFUSION PUMP |  | SPD | Pavilion |  |  | 02/05/2019 |  | 2/5/29 |  |  | NO | YES |  |  |  |  | CAREFUSION 11136882 15270927 |  |  | Active |  | 99:99:99:99:99:99 |  | High Risk | 1Y:00-MFG | 02/05/2019 | 02/05/2019 | COOPER UNIVERSITY HOSPITAL |  |  | Moves | WOT00000001468222 | David Frye | Performance Verification | Completed |  | 02/05/2019 | 02/05/2019 | Performance Verification for CAREFUSION 11136882 15270927 | Initial Install of Performance Verification. Device is ready for patient use. |  |  | 02/05/2019 | 02/05/2019
|  | CAREFUSION | ALARIS 8100 | MODULE, INFUSION PUMP |  | SPD | Pavilion |  |  | 02/19/2019 |  | 2/19/29 |  |  | NO | YES |  |  |  |  | CAREFUSION 11136881 15270720 |  |  | Active |  | 99:99:99:99:99:99 |  | High Risk | 1Y:00-MFG | 02/19/2019 | 02/19/2019 | COOPER UNIVERSITY HOSPITAL |  |  | Moves | WOT00000001469826 | David Frye | Performance Verification | Completed |  | 02/19/2019 | 02/19/2019 | Performance Verification for CAREFUSION 11136881 15270720 | Initial Install of Performance Verification. Device is ready for patient use. |  |  | 02/19/2019 | 02/19/2019
|  | CAREFUSION | ALARIS 8100 | MODULE, INFUSION PUMP |  | SPD | Kelemen |  |  | 02/28/2019 |  | 2/28/29 |  |  | NO | YES |  |  |  |  | CAREFUSION 11136773 15270768 |  |  | Active |  | 99:99:99:99:99:99 |  | High Risk | 1Y:00-MFG | 02/28/2019 | 02/28/2019 | COOPER UNIVERSITY HOSPITAL |  |  | Moves | WOT00000001469286 | David Frye | Performance Verification | Completed |  | 02/28/2019 | 02/28/2019 | Performance Verification for CAREFUSION 11136773 15270768 | Initial Install of Performance Verification. Device is ready for patient use. |  |  | 02/28/2019 | 02/28/2019
|  | CAREFUSION | ALARIS 8100 | MODULE, INFUSION PUMP |  | SPD | Pavilion |  |  | 01/21/2019 |  | 1/21/29 |  |  | NO | YES |  |  |  |  | CAREFUSION 11136725 15262804 |  |  | Active |  | 99:99:99:99:99:99 |  | High Risk | 1Y:00-MFG | 01/21/2019 | 01/21/2019 | COOPER UNIVERSITY HOSPITAL |  |  | Moves | WOT00000001466975 | David Frye | Performance Verification | Completed |  | 01/21/2019 | 01/21/2019 | Performance Verification for CAREFUSION 11137333 15262804 | Initial Install of Performance Verification. Device is ready for patient use. |  |  | 01/21/2019 | 01/21/2019
|  | CAREFUSION | ALARIS 8100 | MODULE, INFUSION PUMP |  | SPD | Kelemen |  |  | 01/31/2019 |  | 1/31/29 |  |  | NO | YES |  |  |  |  | CAREFUSION 11136724 15258421 |  |  | Active |  | 99:99:99:99:99:99 |  | High Risk | 1Y:00-MFG | 01/31/2019 | 01/31/2019 | COOPER UNIVERSITY HOSPITAL |  |  | Moves | WOT00000001467255 | David Frye | Performance Verification | Completed |  | 01/31/2019 | 01/31/2019 | Performance Verification for CAREFUSION 11136724 15258421 | Initial Install of Performance Verification. Device is ready for patient use. |  |  | 01/31/2019 | 01/31/2019
|  | CAREFUSION | ALARIS 8100 | MODULE, INFUSION PUMP |  | SPD | Kelemen |  |  | 01/22/2019 |  | 1/22/29 |  |  | NO | YES |  |  |  |  | CAREFUSION 11136686 15261089 |  |  | Active |  | 99:99:99:99:99:99 |  | High Risk | 1Y:00-MFG | 01/22/2019 | 01/22/2019 | COOPER UNIVERSITY HOSPITAL |  |  | Moves | WOT00000001468450 | David Frye | Performance Verification | Completed |  | 01/22/2019 | 01/22/2019 | Performance Verification for CAREFUSION 11136686 15261089 | Initial Install of Performance Verification. Device is ready for patient use. |  |  | 01/22/2019 | 01/22/2019
|  | CAREFUSION | ALARIS 8100 | MODULE, INFUSION PUMP |  | SPD | Kelemen |  |  | 01/21/2019 |  | 1/21/29 |  |  | NO | YES |  |  |  |  | CAREFUSION 11136685 15261108 |  |  | Active |  | 99:99:99:99:99:99 |  | High Risk | 1Y:00-MFG | 01/21/2019 | 01/21/2019 | COOPER UNIVERSITY HOSPITAL |  |  | Moves | WOT00000001467651 | David Frye | Performance Verification | Completed |  | 01/21/2019 | 01/21/2019 | Performance Verification for CAREFUSION 11136685 15261108 | Initial Install of Performance Verification. Device is ready for patient use. |  |  | 01/21/2019 | 01/21/2019
|  | CAREFUSION | ALARIS 8100 | MODULE, INFUSION PUMP |  | SPD | Kelemen |  |  | 01/22/2019 |  | 1/22/29 |  |  | NO | YES |  |  |  |  | CAREFUSION 11136682 15263148 |  |  | Active |  | 99:99:99:99:99:99 |  | High Risk | 1Y:00-MFG | 01/22/2019 | 01/22/2019 | COOPER UNIVERSITY HOSPITAL |  |  | Moves | WOT00000001467734 | David Frye | Performance Verification | Completed |  | 01/22/2019 | 01/22/2019 | Performance Verification for CAREFUSION 11136682 15263148 | Initial Install of Performance Verification. Device is ready for patient use. |  |  | 01/22/2019 | 01/22/2019
|  | CAREFUSION | ALARIS 8100 | MODULE, INFUSION PUMP |  | SPD | Kelemen |  |  | 02/12/2019 |  | 2/12/29 |  |  | NO | YES |  |  |  |  | CAREFUSION 11136683 15257902 |  |  | Active |  | 99:99:99:99:99:99 |  | High Risk | 1Y:00-MFG | 02/12/2019 | 02/12/2019 | COOPER UNIVERSITY HOSPITAL |  |  | Moves | WOT00000001466865 | David Frye | Performance Verification | Completed |  | 02/12/2019 | 02/12/2019 | Performance Verification for CAREFUSION 11136683 15257902 | Initial Install of Performance Verification. Device is ready for patient use. |  |  | 02/12/2019 | 02/12/2019
|  | CAREFUSION | ALARIS 8100 | MODULE, INFUSION PUMP |  | SPD | Pavilion |  |  | 01/29/2019 |  | 1/29/29 |  |  | NO | YES |  |  |  |  | CAREFUSION 11136684 15257737 |  |  | Active |  | 99:99:99:99:99:99 |  | High Risk | 1Y:00-MFG | 01/29/2019 | 01/29/2019 | COOPER UNIVERSITY HOSPITAL |  |  | Moves | WOT00000001466908 | David Frye | Performance Verification | Completed |  | 01/29/2019 | 01/29/2019 | Performance Verification for CAREFUSION 11136684 15257737 | Initial Install of Performance Verification. Device is ready for patient use. |  |  | 01/29/2019 | 01/29/2019
|  | CAREFUSION | ALARIS 8100 | MODULE, INFUSION PUMP |  | SPD | Kelemen |  |  | 02/01/2019 |  | 2/1/29 |  |  | NO | YES |  |  |  |  | CAREFUSION 11136681 15262201 |  |  | Active |  | 99:99:99:99:99:99 |  | High Risk | 1Y:00-MFG | 02/01/2019 | 02/01/2019 | COOPER UNIVERSITY HOSPITAL |  |  | Moves | WOT00000001466614 | David Frye | Performance Verification | Completed |  | 02/01/2019 | 02/01/2019 | Performance Verification for CAREFUSION 11136681 15262201 | Initial Install of Performance Verification. Device is ready for patient use. |  |  | 02/01/2019 | 02/01/2019
|  | CAREFUSION | ALARIS 8100 | MODULE, INFUSION PUMP |  | SPD | Kelemen |  |  | 01/03/2019 |  | 1/3/29 |  |  | NO | YES |  |  |  |  | CAREFUSION 11136680 15261291 |  |  | Active |  | 99:99:99:99:99:99 |  | High Risk | 1Y:00-MFG | 01/03/2019 | 01/03/2019 | COOPER UNIVERSITY HOSPITAL |  |  | Moves | WOT00000001469570 | David Frye | Performance Verification | Completed |  | 01/03/2019 | 01/03/2019 | Performance Verification for CAREFUSION 11136680 15261291 | Initial Install of Performance Verification. Device is ready for patient use. |  |  | 01/03/2019 | 01/03/2019
|  | CAREFUSION | ALARIS 8100 | MODULE, INFUSION PUMP |  | SPD | Kelemen |  |  | 01/09/2019 |  | 1/9/29 |  |  | NO | YES |  |  |  |  | CAREFUSION 11136679 15263087 |  |  | Active |  | 99:99:99:99:99:99 |  | High Risk | 1Y:00-MFG | 01/09/2019 | 01/09/2019 | COOPER UNIVERSITY HOSPITAL |  |  | Moves | WOT00000001469526 | David Frye | Performance Verification | Completed |  | 01/09/2019 | 01/09/2019 | Performance Verification for CAREFUSION 11136679 15263087 | Initial Install of Performance Verification. Device is ready for patient use. |  |  | 01/09/2019 | 01/09/2019
|  | CAREFUSION | ALARIS 8100 | MODULE, INFUSION PUMP |  | SPD | Pavilion |  |  | 01/23/2019 |  | 1/23/29 |  |  | NO | YES |  |  |  |  | CAREFUSION 11136678 15263168 |  |  | Active |  | 99:99:99:99:99:99 |  | High Risk | 1Y:00-MFG | 01/23/2019 | 01/23/2019 | COOPER UNIVERSITY HOSPITAL |  |  | Moves | WOT00000001467738 | David Frye | Performance Verification | Completed |  | 01/23/2019 | 01/23/2019 | Performance Verification for CAREFUSION 11136678 15263168 | Initial Install of Performance Verification. Device is ready for patient use. |  |  | 01/23/2019 | 01/23/2019
|  | CAREFUSION | ALARIS 8100 | MODULE, INFUSION PUMP |  | SPD | Pavilion |  |  | 02/13/2019 |  | 2/13/29 |  |  | NO | YES |  |  |  |  | CAREFUSION 11136677 15257903 |  |  | Active |  | 99:99:99:99:99:99 |  | High Risk | 1Y:00-MFG | 02/13/2019 | 02/13/2019 | COOPER UNIVERSITY HOSPITAL |  |  | Moves | WOT00000001466867 | David Frye | Performance Verification | Completed |  | 02/13/2019 | 02/13/2019 | Performance Verification for CAREFUSION 11136677 15257903 | Initial Install of Performance Verification. Device is ready for patient use. |  |  | 02/13/2019 | 02/13/2019
|  | CAREFUSION | ALARIS 8100 | MODULE, INFUSION PUMP |  | SPD | Pavilion |  |  | 01/14/2019 |  | 1/14/29 |  |  | NO | YES |  |  |  |  | CAREFUSION 11136675 15261289 |  |  | Active |  | 99:99:99:99:99:99 |  | High Risk | 1Y:00-MFG | 01/14/2019 | 01/14/2019 | COOPER UNIVERSITY HOSPITAL |  |  | Moves | WOT00000001469568 | David Frye | Performance Verification | Completed |  | 01/14/2019 | 01/14/2019 | Performance Verification for CAREFUSION 11136675 15261289 | Initial Install of Performance Verification. Device is ready for patient use. |  |  | 01/14/2019 | 01/14/2019
|  | CAREFUSION | ALARIS 8100 | MODULE, INFUSION PUMP |  | SPD | Pavilion |  |  | 02/01/2019 |  | 2/1/29 |  |  | NO | YES |  |  |  |  | CAREFUSION 11136676 15257778 |  |  | Active |  | 99:99:99:99:99:99 |  | High Risk | 1Y:00-MFG | 02/01/2019 | 02/01/2019 | COOPER UNIVERSITY HOSPITAL |  |  | Moves | WOT00000001466854 | David Frye | Performance Verification | Completed |  | 02/01/2019 | 02/01/2019 | Performance Verification for CAREFUSION 11136676 15257778 | Initial Install of Performance Verification. Device is ready for patient use. |  |  | 02/01/2019 | 02/01/2019
|  | CAREFUSION | ALARIS 8100 | MODULE, INFUSION PUMP |  | SPD | Kelemen |  |  | 01/15/2019 |  | 1/15/29 |  |  | NO | YES |  |  |  |  | CAREFUSION 11136620 15261026 |  |  | Active |  | 99:99:99:99:99:99 |  | High Risk | 1Y:00-MFG | 01/15/2019 | 01/15/2019 | COOPER UNIVERSITY HOSPITAL |  |  | Moves | WOT00000001469430 | David Frye | Performance Verification | Completed |  | 01/15/2019 | 01/15/2019 | Performance Verification for CAREFUSION 11136620 15261026 | Initial Install of Performance Verification. Device is ready for patient use. |  |  | 01/15/2019 | 01/15/2019
|  | CAREFUSION | ALARIS 8100 | MODULE, INFUSION PUMP |  |  | Kelemen |  |  | 01/14/2019 |  | 1/14/29 |  |  | NO | YES |  |  |  |  | CAREFUSION 11136618 15261458 |  |  | Active |  | 99:99:99:99:99:99 |  | High Risk | 1Y:00-MFG | 01/14/2019 | 01/14/2019 | COOPER UNIVERSITY HOSPITAL |  |  | Moves | WOT00000001468687 | David Frye | Performance Verification | Completed |  | 01/14/2019 | 01/14/2019 | Performance Verification for CAREFUSION 11136618 15261458 | Initial Install of Performance Verification. Device is ready for patient use. |  |  | 01/14/2019 | 01/14/2019
|  | CAREFUSION | ALARIS 8100 | MODULE, INFUSION PUMP |  | SPD | Kelemen |  |  | 01/24/2019 |  | 1/24/29 |  |  | NO | YES |  |  |  |  | CAREFUSION 11136619 15261669 |  |  | Active |  | 99:99:99:99:99:99 |  | High Risk | 1Y:00-MFG | 01/24/2019 | 01/24/2019 | COOPER UNIVERSITY HOSPITAL |  |  | Moves | WOT00000001468842 | David Frye | Performance Verification | Completed |  | 01/24/2019 | 01/24/2019 | Performance Verification for CAREFUSION 11136619 15261669 | Initial Install of Performance Verification. Device is ready for patient use. |  |  | 01/24/2019 | 01/24/2019
|  | CAREFUSION | ALARIS 8100 | MODULE, INFUSION PUMP |  | SPD | Kelemen |  |  | 01/15/2019 |  | 1/15/29 |  |  | NO | YES |  |  |  |  | CAREFUSION 11136616 15261865 |  |  | Active |  | 99:99:99:99:99:99 |  | High Risk | 1Y:00-MFG | 01/15/2019 | 01/15/2019 | COOPER UNIVERSITY HOSPITAL |  |  | Moves | WOT00000001468156 | David Frye | Performance Verification | Completed |  | 01/15/2019 | 01/15/2019 | Performance Verification for CAREFUSION 11136616 15261865 | Initial Install of Performance Verification. Device is ready for patient use. |  |  | 01/15/2019 | 01/15/2019
|  | CAREFUSION | ALARIS 8100 | MODULE, INFUSION PUMP |  | SPD | Kelemen |  |  | 02/01/2019 |  | 2/1/29 |  |  | NO | YES |  |  |  |  | CAREFUSION 11136617 15260823 |  |  | Active |  | 99:99:99:99:99:99 |  | High Risk | 1Y:00-MFG | 02/01/2019 | 02/01/2019 | COOPER UNIVERSITY HOSPITAL |  |  | Moves | WOT00000001468278 | David Frye | Performance Verification | Completed |  | 02/01/2019 | 02/01/2019 | Performance Verification for CAREFUSION 11136617 15260823 | Initial Install of Performance Verification. Device is ready for patient use. |  |  | 02/01/2019 | 02/01/2019
|  | CAREFUSION | ALARIS 8100 | MODULE, INFUSION PUMP |  | SPD | Kelemen |  |  | 02/12/2019 |  | 2/12/29 |  |  | NO | YES |  |  |  |  | CAREFUSION 11136615 15261361 |  |  | Active |  | 99:99:99:99:99:99 |  | High Risk | 1Y:00-MFG | 02/12/2019 | 02/12/2019 | COOPER UNIVERSITY HOSPITAL |  |  | Moves | WOT00000001469590 | David Frye | Performance Verification | Completed |  | 02/12/2019 | 02/12/2019 | Performance Verification for CAREFUSION 11136615 15261361 | Initial Install of Performance Verification. Device is ready for patient use. |  |  | 02/12/2019 | 02/12/2019
|  | CAREFUSION | ALARIS 8100 | MODULE, INFUSION PUMP |  | SPD | Kelemen |  |  | 02/01/2019 |  | 2/1/29 |  |  | NO | YES |  |  |  |  | CAREFUSION 11136611 15261468 |  |  | Active |  | 99:99:99:99:99:99 |  | High Risk | 1Y:00-MFG | 02/01/2019 | 02/01/2019 | COOPER UNIVERSITY HOSPITAL |  |  | Moves | WOT00000001468696 | David Frye | Performance Verification | Completed |  | 02/01/2019 | 02/01/2019 | Performance Verification for CAREFUSION 11136611 15261468 | Initial Install of Performance Verification. Device is ready for patient use. |  |  | 02/01/2019 | 02/01/2019
|  | CAREFUSION | ALARIS 8100 | MODULE, INFUSION PUMP |  | SPD | Kelemen |  |  | 01/16/2019 |  | 1/16/29 |  |  | NO | YES |  |  |  |  | CAREFUSION 11136614 15261467 |  |  | Active |  | 99:99:99:99:99:99 |  | High Risk | 1Y:00-MFG | 01/16/2019 | 01/16/2019 | COOPER UNIVERSITY HOSPITAL |  |  | Moves | WOT00000001468695 | David Frye | Performance Verification | Completed |  | 01/16/2019 | 01/16/2019 | Performance Verification for CAREFUSION 11136614 15261467 | Initial Install of Performance Verification. Device is ready for patient use. |  |  | 01/16/2019 | 01/16/2019
|  | CAREFUSION | ALARIS 8100 | MODULE, INFUSION PUMP |  | SPD | Kelemen |  |  | 02/04/2019 |  | 2/4/29 |  |  | NO | YES |  |  |  |  | CAREFUSION 11136613 15261167 |  |  | Active |  | 99:99:99:99:99:99 |  | High Risk | 1Y:00-MFG | 02/04/2019 | 02/04/2019 | COOPER UNIVERSITY HOSPITAL |  |  | Moves | WOT00000001466651 | David Frye | Performance Verification | Completed |  | 02/04/2019 | 02/04/2019 | Performance Verification for CAREFUSION 11136613 15261167 | Initial Install of Performance Verification. Device is ready for patient use. |  |  | 02/04/2019 | 02/04/2019
|  | CAREFUSION | ALARIS 8100 | MODULE, INFUSION PUMP |  | SPD | Pavilion |  |  | 01/09/2019 |  | 1/9/29 |  |  | NO | YES |  |  |  |  | CAREFUSION 11136612 15262216 |  |  | Active |  | 99:99:99:99:99:99 |  | High Risk | 1Y:00-MFG | 01/09/2019 | 01/09/2019 | COOPER UNIVERSITY HOSPITAL |  |  | Moves | WOT00000001469364 | David Frye | Performance Verification | Completed |  | 01/09/2019 | 01/09/2019 | Performance Verification for CAREFUSION 11136612 15262216 | Initial Install of Performance Verification. Device is ready for patient use. |  |  | 01/09/2019 | 01/09/2019
|  | CAREFUSION | ALARIS 8100 | MODULE, INFUSION PUMP |  | SPD | Kelemen |  |  | 02/20/2019 |  | 2/20/29 |  |  | NO | YES |  |  |  |  | CAREFUSION 11136609 15261080 |  |  | Active |  | 99:99:99:99:99:99 |  | High Risk | 1Y:00-MFG | 02/20/2019 | 02/20/2019 | COOPER UNIVERSITY HOSPITAL |  |  | Moves | WOT00000001468439 | David Frye | Performance Verification | Completed |  | 02/20/2019 | 02/20/2019 | Performance Verification for CAREFUSION 11136609 15261080 | Initial Install of Performance Verification. Device is ready for patient use. |  |  | 02/20/2019 | 02/20/2019
|  | CAREFUSION | ALARIS 8100 | MODULE, INFUSION PUMP |  |  | Kelemen | [7 empty] | NO | YES
|  | CAREFUSION | ALARIS 8100 | MODULE, INFUSION PUMP |  | SPD | Dorrance |  |  | 02/19/2019 |  | 2/19/29 |  |  | NO | YES |  |  |  |  | CAREFUSION 11136608 15261548 |  |  | Active |  | 99:99:99:99:99:99 |  | High Risk | 1Y:00-MFG | 02/19/2019 | 02/19/2019 | COOPER UNIVERSITY HOSPITAL |  |  | Moves | WOT00000001467295 | David Frye | Performance Verification | Completed |  | 02/19/2019 | 02/19/2019 | Performance Verification for CAREFUSION 11136608 15261548 | Initial Install of Performance Verification. Device is ready for patient use. |  |  | 02/19/2019 | 02/19/2019
|  | CAREFUSION | ALARIS 8100 | MODULE, INFUSION PUMP |  | SPD | Pavilion |  |  | 01/08/2019 |  | 1/8/29 |  |  | NO | YES |  |  |  |  | CAREFUSION 11136607 15261684 |  |  | Active |  | 99:99:99:99:99:99 |  | High Risk | 1Y:00-MFG | 01/08/2019 | 01/08/2019 | COOPER UNIVERSITY HOSPITAL |  |  | Moves | WOT00000001468855 | David Frye | Performance Verification | Completed |  | 01/08/2019 | 01/08/2019 | Performance Verification for CAREFUSION 11136607 15261684 | Initial Install of Performance Verification. Device is ready for patient use. |  |  | 01/08/2019 | 01/08/2019
|  | CAREFUSION | ALARIS 8100 | MODULE, INFUSION PUMP |  | SPD | Pavilion |  |  | 01/08/2019 |  | 1/8/29 |  |  | NO | YES |  |  |  |  | CAREFUSION 11136606 15261327 |  |  | Active |  | 99:99:99:99:99:99 |  | High Risk | 1Y:00-MFG | 01/08/2019 | 01/08/2019 | COOPER UNIVERSITY HOSPITAL |  |  | Moves | WOT00000001469574 | David Frye | Performance Verification | Completed |  | 01/08/2019 | 01/08/2019 | Performance Verification for CAREFUSION 11136606 15261327 | Initial Install of Performance Verification. Device is ready for patient use. |  |  | 01/08/2019 | 01/08/2019
|  | CAREFUSION | ALARIS 8100 | MODULE, INFUSION PUMP |  | SPD | Kelemen |  |  | 01/23/2019 |  | 1/23/29 |  |  | NO | YES |  |  |  |  | CAREFUSION 11136605 15260958 |  |  | Active |  | 99:99:99:99:99:99 |  | High Risk | 1Y:00-MFG | 01/23/2019 | 01/23/2019 | COOPER UNIVERSITY HOSPITAL |  |  | Moves | WOT00000001466700 | David Frye | Performance Verification | Completed |  | 01/23/2019 | 01/23/2019 | Performance Verification for CAREFUSION 11136605 15260958 | Initial Install of Performance Verification. Device is ready for patient use. |  |  | 01/23/2019 | 01/23/2019
|  | CAREFUSION | ALARIS 8100 | MODULE, INFUSION PUMP |  | SPD | Kelemen |  |  | 02/21/2019 |  | 2/21/29 |  |  | NO | YES |  |  |  |  | CAREFUSION 11136604 15262905 |  |  | Active |  | 99:99:99:99:99:99 |  | High Risk | 1Y:00-MFG | 02/21/2019 | 02/21/2019 | COOPER UNIVERSITY HOSPITAL |  |  | Moves | WOT00000001466995 | David Frye | Performance Verification | Completed |  | 02/21/2019 | 02/21/2019 | Performance Verification for CAREFUSION 11136604 15262905 | Initial Install of Performance Verification. Device is ready for patient use. |  |  | 02/21/2019 | 02/21/2019
|  | CAREFUSION | ALARIS 8100 | MODULE, INFUSION PUMP |  | SPD | Pavilion |  |  | 01/16/2019 |  | 1/16/29 |  |  | NO | YES |  |  |  |  | CAREFUSION 11136603 15262907 |  |  | Active |  | 99:99:99:99:99:99 |  | High Risk | 1Y:00-MFG | 01/16/2019 | 01/16/2019 | COOPER UNIVERSITY HOSPITAL |  |  | Moves | WOT00000001466999 | David Frye | Performance Verification | Completed |  | 01/16/2019 | 01/16/2019 | Performance Verification for CAREFUSION 11136603 15262907 | Initial Install of Performance Verification. Device is ready for patient use. |  |  | 01/16/2019 | 01/16/2019
|  | CAREFUSION | ALARIS 8100 | MODULE, INFUSION PUMP |  | SPD | Kelemen |  |  | 01/17/2019 |  | 1/17/29 |  |  | NO | YES |  |  |  |  | CAREFUSION 11136600 15257912 |  |  | Active |  | 99:99:99:99:99:99 |  | High Risk | 1Y:00-MFG | 01/17/2019 | 01/17/2019 | COOPER UNIVERSITY HOSPITAL |  |  | Moves | WOT00000001466876 | David Frye | Performance Verification | Completed |  | 01/17/2019 | 01/17/2019 | Performance Verification for CAREFUSION 11136600 15257912 | Initial Install of Performance Verification. Device is ready for patient use. |  |  | 01/17/2019 | 01/17/2019
|  | CAREFUSION | ALARIS 8100 | MODULE, INFUSION PUMP |  | SPD | Pavilion |  |  | 02/04/2019 |  | 2/4/29 |  |  | NO | YES |  |  |  |  | CAREFUSION 11136601 15263256 |  |  | Active |  | 99:99:99:99:99:99 |  | High Risk | 1Y:00-MFG | 02/04/2019 | 02/04/2019 | COOPER UNIVERSITY HOSPITAL |  |  | Moves | WOT00000001466932 | David Frye | Performance Verification | Completed |  | 02/04/2019 | 02/04/2019 | Performance Verification for CAREFUSION 11136601 15263256 | Initial Install of Performance Verification. Device is ready for patient use. |  |  | 02/04/2019 | 02/04/2019
|  | CAREFUSION | ALARIS 8100 | MODULE, INFUSION PUMP |  | SPD | Pavilion |  |  | 02/11/2019 |  | 2/11/29 |  |  | NO | YES |  |  |  |  | CAREFUSION 11136599 15263171 |  |  | Active | dup11136599 | 99:99:99:99:99:99 |  | High Risk | 1Y:00-MFG | 02/11/2019 | 02/11/2019 | COOPER UNIVERSITY HOSPITAL |  |  | Moves | WOT00000001467742 | David Frye | Performance Verification | Completed |  | 02/11/2019 | 02/11/2019 | Performance Verification for CAREFUSION 11136599 15263171 | Initial Install of Performance Verification. Device is ready for patient use. |  |  | 02/11/2019 | 02/11/2019
|  | CAREFUSION | ALARIS 8100 | MODULE, INFUSION PUMP |  | SPD | Kelemen |  |  | 01/16/2019 |  | 1/16/29 |  |  | NO | YES |  |  |  |  | CAREFUSION 11136598 15258627 |  |  | Active |  | 99:99:99:99:99:99 |  | High Risk | 1Y:00-MFG | 01/16/2019 | 01/16/2019 | COOPER UNIVERSITY HOSPITAL |  |  | Moves | WOT00000001467273 | David Frye | Performance Verification | Completed |  | 01/16/2019 | 01/16/2019 | Performance Verification for CAREFUSION 11136598 15258627 | Initial Install of Performance Verification. Device is ready for patient use. |  |  | 01/16/2019 | 01/16/2019
|  | CAREFUSION | ALARIS 8100 | MODULE, INFUSION PUMP |  | SPD | Kelemen |  |  | 01/23/2019 |  | 1/23/29 |  |  | NO | YES |  |  |  |  | CAREFUSION 11136593 15263137 |  |  | Active |  | 99:99:99:99:99:99 |  | High Risk | 1Y:00-MFG | 01/23/2019 | 01/23/2019 | COOPER UNIVERSITY HOSPITAL |  |  | Moves | WOT00000001467729 | David Frye | Performance Verification | Completed |  | 01/23/2019 | 01/23/2019 | Performance Verification for CAREFUSION 11136593 15263137 | Initial Install of Performance Verification. Device is ready for patient use. |  |  | 01/23/2019 | 01/23/2019
|  | CAREFUSION | ALARIS 8100 | MODULE, INFUSION PUMP |  | SPD | Kelemen |  |  | 01/15/2019 |  | 1/15/29 |  |  | NO | YES |  |  |  |  | CAREFUSION 11136594 15261660 |  |  | Active |  | 99:99:99:99:99:99 |  | High Risk | 1Y:00-MFG | 01/15/2019 | 01/15/2019 | COOPER UNIVERSITY HOSPITAL |  |  | Moves | WOT00000001468831 | David Frye | Performance Verification | Completed |  | 01/15/2019 | 01/15/2019 | Performance Verification for CAREFUSION 11136594 15261660 | Initial Install of Performance Verification. Device is ready for patient use. |  |  | 01/15/2019 | 01/15/2019
|  | CAREFUSION | ALARIS 8100 | MODULE, INFUSION PUMP |  | SPD | Kelemen |  |  | 02/11/2019 |  | 2/11/29 |  |  | NO | YES |  |  |  |  | CAREFUSION 11136596 15261469 |  |  | Active |  | 99:99:99:99:99:99 |  | High Risk | 1Y:00-MFG | 02/11/2019 | 02/11/2019 | COOPER UNIVERSITY HOSPITAL |  |  | Moves | WOT00000001468699 | David Frye | Performance Verification | Completed |  | 02/11/2019 | 02/11/2019 | Performance Verification for CAREFUSION 11136596 15261469 | Initial Install of Performance Verification. Device is ready for patient use. |  |  | 02/11/2019 | 02/11/2019
|  | CAREFUSION | ALARIS 8100 | MODULE, INFUSION PUMP |  | SPD | Kelemen |  |  | 01/14/2019 |  | 1/14/29 |  |  | NO | YES |  |  |  |  | CAREFUSION 11136595 15261643 |  |  | Active |  | 99:99:99:99:99:99 |  | High Risk | 1Y:00-MFG | 01/14/2019 | 01/14/2019 | COOPER UNIVERSITY HOSPITAL |  |  | Moves | WOT00000001468811 | David Frye | Performance Verification | Completed |  | 01/14/2019 | 01/14/2019 | Performance Verification for CAREFUSION 11136595 15261643 | Initial Install of Performance Verification. Device is ready for patient use. |  |  | 01/14/2019 | 01/14/2019
|  | CAREFUSION | ALARIS 8100 | MODULE, INFUSION PUMP |  | SPD | Kelemen |  |  | 02/05/2019 |  | 2/5/29 |  |  | NO | YES |  |  |  |  | CAREFUSION 11136592 15261082 |  |  | Active |  | 99:99:99:99:99:99 |  | High Risk | 1Y:00-MFG | 02/05/2019 | 02/05/2019 | COOPER UNIVERSITY HOSPITAL |  |  | Moves | WOT00000001468441 | David Frye | Performance Verification | Completed |  | 02/05/2019 | 02/05/2019 | Performance Verification for CAREFUSION 11136592 15261082 | Initial Install of Performance Verification. Device is ready for patient use. |  |  | 02/05/2019 | 02/05/2019
|  | CAREFUSION | ALARIS 8100 | MODULE, INFUSION PUMP |  | SPD | Kelemen |  |  | 01/09/2019 |  | 1/9/29 |  |  | NO | YES |  |  |  |  | CAREFUSION 11136591 15260430 |  |  | Active |  | 99:99:99:99:99:99 |  | High Risk | 1Y:00-MFG | 01/09/2019 | 01/09/2019 | COOPER UNIVERSITY HOSPITAL |  |  | Moves | WOT00000001468930 | David Frye | Performance Verification | Completed |  | 01/09/2019 | 01/09/2019 | Performance Verification for CAREFUSION 11136591 15260430 | Initial Install of Performance Verification. Device is ready for patient use. |  |  | 01/09/2019 | 01/09/2019
|  | CAREFUSION | ALARIS 8100 | MODULE, INFUSION PUMP |  | SPD | Kelemen |  |  | 01/04/2019 |  | 1/4/29 |  |  | NO | YES |  |  |  |  | CAREFUSION 11136589 15263240 |  |  | Active |  | 99:99:99:99:99:99 |  | High Risk | 1Y:00-MFG | 01/04/2019 | 01/04/2019 | COOPER UNIVERSITY HOSPITAL |  |  | Moves | WOT00000001466924 | David Frye | Performance Verification | Completed |  | 01/04/2019 | 01/04/2019 | Performance Verification for CAREFUSION 11136589 15263240 | Initial Install of Performance Verification. Device is ready for patient use. |  |  | 01/04/2019 | 01/04/2019
|  | CAREFUSION | ALARIS 8100 | MODULE, INFUSION PUMP |  | SPD | Pavilion |  |  | 01/31/2019 |  | 1/31/29 |  |  | NO | YES |  |  |  |  | CAREFUSION 11136588 15258625 |  |  | Active |  | 99:99:99:99:99:99 |  | High Risk | 1Y:00-MFG | 01/31/2019 | 01/31/2019 | COOPER UNIVERSITY HOSPITAL |  |  | Moves | WOT00000001467271 | David Frye | Performance Verification | Completed |  | 01/31/2019 | 01/31/2019 | Performance Verification for CAREFUSION 11136588 15258625 | Initial Install of Performance Verification. Device is ready for patient use. |  |  | 01/31/2019 | 01/31/2019
|  | CAREFUSION | ALARIS 8100 | MODULE, INFUSION PUMP |  | SPD | Kelemen |  |  | 02/04/2019 |  | 2/4/29 |  |  | NO | YES |  |  |  |  | CAREFUSION 11136587 15257913 |  |  | Active |  | 99:99:99:99:99:99 |  | High Risk | 1Y:00-MFG | 02/04/2019 | 02/04/2019 | COOPER UNIVERSITY HOSPITAL |  |  | Moves | WOT00000001466878 | David Frye | Performance Verification | Completed |  | 02/04/2019 | 02/04/2019 | Performance Verification for CAREFUSION 11136587 15257913 | Initial Install of Performance Verification. Device is ready for patient use. |  |  | 02/04/2019 | 02/04/2019
|  | CAREFUSION | ALARIS 8100 | MODULE, INFUSION PUMP |  | SPD | Pavilion |  |  | 02/04/2019 |  | 2/4/29 |  |  | NO | YES |  |  |  |  | CAREFUSION 11136586 15263121 |  |  | Active |  | 99:99:99:99:99:99 |  | High Risk | 1Y:00-MFG | 02/04/2019 | 02/04/2019 | COOPER UNIVERSITY HOSPITAL |  |  | Moves | WOT00000001468621 | David Frye | Performance Verification | Completed |  | 02/04/2019 | 02/04/2019 | Performance Verification for CAREFUSION 11136586 15263121 | Initial Install of Performance Verification. Device is ready for patient use. |  |  | 02/04/2019 | 02/04/2019
|  | CAREFUSION | ALARIS 8100 | MODULE, INFUSION PUMP |  | SPD | Pavilion |  |  | 01/09/2019 |  | 1/9/29 |  |  | NO | YES |  |  |  |  | CAREFUSION 11136584 15263236 |  |  | Active |  | 99:99:99:99:99:99 |  | High Risk | 1Y:00-MFG | 01/09/2019 | 01/09/2019 | COOPER UNIVERSITY HOSPITAL |  |  | Moves | WOT00000001467766 | David Frye | Performance Verification | Completed |  | 01/09/2019 | 01/09/2019 | Performance Verification for CAREFUSION 11136584 15263236 | Initial Install of Performance Verification. Device is ready for patient use. |  |  | 01/09/2019 | 01/09/2019
|  | CAREFUSION | ALARIS 8100 | MODULE, INFUSION PUMP |  | SPD | Pavilion |  |  | 01/08/2019 |  | 1/8/29 |  |  | NO | YES |  |  |  |  | CAREFUSION 11136585 15263257 |  |  | Active |  | 99:99:99:99:99:99 |  | High Risk | 1Y:00-MFG | 01/08/2019 | 01/08/2019 | COOPER UNIVERSITY HOSPITAL |  |  | Moves | WOT00000001466934 | David Frye | Performance Verification | Completed |  | 01/08/2019 | 01/08/2019 | Performance Verification for CAREFUSION 11136585 15263257 | Initial Install of Performance Verification. Device is ready for patient use. |  |  | 01/08/2019 | 01/08/2019
|  | CAREFUSION | ALARIS 8100 | MODULE, INFUSION PUMP |  | SPD | Kelemen |  |  | 01/23/2019 |  | 1/23/29 |  |  | NO | YES |  |  |  |  | CAREFUSION 11136583 15263114 |  |  | Active |  | 99:99:99:99:99:99 |  | High Risk | 1Y:00-MFG | 01/23/2019 | 01/23/2019 | COOPER UNIVERSITY HOSPITAL |  |  | Moves | WOT00000001469530 | David Frye | Performance Verification | Completed |  | 01/23/2019 | 01/23/2019 | Performance Verification for CAREFUSION 11136583 15263114 | Initial Install of Performance Verification. Device is ready for patient use. |  |  | 01/23/2019 | 01/23/2019
|  | CAREFUSION | ALARIS 8100 | MODULE, INFUSION PUMP |  | SPD | Pavilion |  |  | 01/22/2019 |  | 1/22/29 |  |  | NO | YES |  |  |  |  | CAREFUSION 11136582 15263223 |  |  | Active |  | 99:99:99:99:99:99 |  | High Risk | 1Y:00-MFG | 01/22/2019 | 01/22/2019 | COOPER UNIVERSITY HOSPITAL |  |  | Moves | WOT00000001467761 | David Frye | Performance Verification | Completed |  | 01/22/2019 | 01/22/2019 | Performance Verification for CAREFUSION 11136582 15263223 | Initial Install of Performance Verification. Device is ready for patient use. |  |  | 01/22/2019 | 01/22/2019
|  | CAREFUSION | ALARIS 8100 | MODULE, INFUSION PUMP |  | SPD | Pavilion |  |  | 01/07/2019 |  | 1/7/29 |  |  | NO | YES |  |  |  |  | CAREFUSION 11136581 15260177 |  |  | Active |  | 99:99:99:99:99:99 |  | High Risk | 1Y:00-MFG | 01/07/2019 | 01/07/2019 | COOPER UNIVERSITY HOSPITAL |  |  | Moves | WOT00000001468926 | David Frye | Performance Verification | Completed |  | 01/07/2019 | 01/07/2019 | Performance Verification for CAREFUSION 11136581 15260177 | Initial Install of Performance Verification. Device is ready for patient use. |  |  | 01/07/2019 | 01/07/2019
|  | CAREFUSION | ALARIS 8100 | MODULE, INFUSION PUMP |  | SPD | Pavilion |  |  | 01/28/2019 |  | 1/28/29 |  |  | NO | YES |  |  |  |  | CAREFUSION 11136580 15260130 |  |  | Active |  | 99:99:99:99:99:99 |  | High Risk | 1Y:00-MFG | 01/28/2019 | 01/28/2019 | COOPER UNIVERSITY HOSPITAL |  |  | Moves | WOT00000001468922 | David Frye | Performance Verification | Completed |  | 01/28/2019 | 01/28/2019 | Performance Verification for CAREFUSION 11136580 15260130 | Initial Install of Performance Verification. Device is ready for patient use. |  |  | 01/28/2019 | 01/28/2019
|  | CAREFUSION | ALARIS 8100 | MODULE, INFUSION PUMP |  | SPD | Pavilion |  |  | 01/07/2019 |  | 1/7/29 |  |  | NO | YES |  |  |  |  | CAREFUSION 11136578 15260087 |  |  | Active |  | 99:99:99:99:99:99 |  | High Risk | 1Y:00-MFG | 01/07/2019 | 01/07/2019 | COOPER UNIVERSITY HOSPITAL |  |  | Moves | WOT00000001469712 | David Frye | Performance Verification | Completed |  | 01/07/2019 | 01/07/2019 | Performance Verification for CAREFUSION 11136578 15260087 | Initial Install of Performance Verification. Device is ready for patient use. |  |  | 01/07/2019 | 01/07/2019
|  | CAREFUSION | ALARIS 8100 | MODULE, INFUSION PUMP |  | SPD | Kelemen |  |  | 01/16/2019 |  | 1/16/29 |  |  | NO | YES |  |  |  |  | CAREFUSION 11136579 15260176 |  |  | Active |  | 99:99:99:99:99:99 |  | High Risk | 1Y:00-MFG | 01/16/2019 | 01/16/2019 | COOPER UNIVERSITY HOSPITAL |  |  | Moves | WOT00000001468924 | David Frye | Performance Verification | Completed |  | 01/16/2019 | 01/16/2019 | Performance Verification for CAREFUSION 11136579 15260176 | Initial Install of Performance Verification. Device is ready for patient use. |  |  | 01/16/2019 | 01/16/2019
|  | CAREFUSION | ALARIS 8100 | MODULE, INFUSION PUMP |  | SPD | Kelemen |  |  | 01/15/2019 |  | 1/15/29 |  |  | NO | YES |  |  |  |  | CAREFUSION 11136577 15263227 |  |  | Active |  | 99:99:99:99:99:99 |  | High Risk | 1Y:00-MFG | 01/15/2019 | 01/15/2019 | COOPER UNIVERSITY HOSPITAL |  |  | Moves | WOT00000001467762 | David Frye | Performance Verification | Completed |  | 01/15/2019 | 01/15/2019 | Performance Verification for CAREFUSION 11136577 15263227 | Initial Install of Performance Verification. Device is ready for patient use. |  |  | 01/15/2019 | 01/15/2019
|  | CAREFUSION | ALARIS 8100 | MODULE, INFUSION PUMP |  | SPD | Pavilion |  |  | 01/23/2019 |  | 1/23/29 |  |  | NO | YES |  |  |  |  | CAREFUSION 11136575 15263249 |  |  | Active |  | 99:99:99:99:99:99 |  | High Risk | 1Y:00-MFG | 01/23/2019 | 01/23/2019 | COOPER UNIVERSITY HOSPITAL |  |  | Moves | WOT00000001466928 | David Frye | Performance Verification | Completed |  | 01/23/2019 | 01/23/2019 | Performance Verification for CAREFUSION 11136575 15263249 | Initial Install of Performance Verification. Device is ready for patient use. |  |  | 01/23/2019 | 01/23/2019
|  | CAREFUSION | ALARIS 8100 | MODULE, INFUSION PUMP |  | SPD | Kelemen |  |  | 01/16/2019 |  | 1/16/29 |  |  | NO | YES |  |  |  |  | CAREFUSION 11136573 15263138 |  |  | Active |  | 99:99:99:99:99:99 |  | High Risk | 1Y:00-MFG | 01/16/2019 | 01/16/2019 | COOPER UNIVERSITY HOSPITAL |  |  | Moves | WOT00000001467733 | David Frye | Performance Verification | Completed |  | 01/16/2019 | 01/16/2019 | Performance Verification for CAREFUSION 11136573 15263138 | Initial Install of Performance Verification. Device is ready for patient use. |  |  | 01/16/2019 | 01/16/2019
|  | CAREFUSION | ALARIS 8100 | MODULE, INFUSION PUMP |  | SPD | Kelemen |  |  | 02/04/2019 |  | 2/4/29 |  |  | NO | YES |  |  |  |  | CAREFUSION 11136576 15258241 |  |  | Active |  | 99:99:99:99:99:99 |  | High Risk | 1Y:00-MFG | 02/04/2019 | 02/04/2019 | COOPER UNIVERSITY HOSPITAL |  |  | Moves | WOT00000001468096 | David Frye | Performance Verification | Completed |  | 02/04/2019 | 02/04/2019 | Performance Verification for CAREFUSION 11136576 15258241 | Initial Install of Performance Verification. Device is ready for patient use. |  |  | 02/04/2019 | 02/04/2019
|  | CAREFUSION | ALARIS 8100 | MODULE, INFUSION PUMP |  | SPD | Kelemen |  |  | 01/25/2019 |  | 1/25/29 |  |  | NO | YES |  |  |  |  | CAREFUSION 11136574 15263230 |  |  | Active |  | 99:99:99:99:99:99 |  | High Risk | 1Y:00-MFG | 01/25/2019 | 01/25/2019 | COOPER UNIVERSITY HOSPITAL |  |  | Pharmacy Test Unit | WOT00000001467765 | David Frye | Performance Verification | Completed |  | 01/25/2019 | 01/25/2019 | Performance Verification for CAREFUSION 11136574 15263230 | Initial Install of Performance Verification. Device is ready for patient use. |  |  | 01/25/2019 | 01/25/2019
|  | CAREFUSION | ALARIS 8100 | MODULE, INFUSION PUMP |  | SPD | Dorrance |  |  | 01/09/2019 |  | 1/9/29 |  |  | NO | YES |  |  |  |  | CAREFUSION 11136571 15263194 |  |  | Active |  | 99:99:99:99:99:99 |  | High Risk | 1Y:00-MFG | 01/09/2019 | 01/09/2019 | COOPER UNIVERSITY HOSPITAL |  |  | Moves | WOT00000001467757 | David Frye | Performance Verification | Completed |  | 01/09/2019 | 01/09/2019 | Performance Verification for CAREFUSION 11136571 15263194 | Initial Install of Performance Verification. Device is ready for patient use. |  |  | 01/09/2019 | 01/09/2019
|  | CAREFUSION | ALARIS 8100 | MODULE, INFUSION PUMP |  | SPD | Kelemen |  |  | 01/21/2019 |  | 1/21/29 |  |  | NO | YES |  |  |  |  | CAREFUSION 11136570 15262597 |  |  | Active |  | 99:99:99:99:99:99 |  | High Risk | 1Y:00-MFG | 01/21/2019 | 01/21/2019 | COOPER UNIVERSITY HOSPITAL |  |  | Moves | WOT00000001468508 | David Frye | Performance Verification | Completed |  | 01/21/2019 | 01/21/2019 | Performance Verification for CAREFUSION 11136570 15262597 | Initial Install of Performance Verification. Device is ready for patient use. |  |  | 01/21/2019 | 01/21/2019
|  | CAREFUSION | ALARIS 8100 | MODULE, INFUSION PUMP |  | SPD | Dorrance |  |  | 02/22/2019 |  | 2/22/29 |  |  | NO | YES |  |  |  |  | CAREFUSION 11136569 15261608 |  |  | Active |  | 99:99:99:99:99:99 |  | High Risk | 1Y:00-MFG | 02/22/2019 | 02/22/2019 | COOPER UNIVERSITY HOSPITAL |  |  | Moves | WOT00000001468014 | David Frye | Performance Verification | Completed |  | 02/22/2019 | 02/22/2019 | Performance Verification for CAREFUSION 11136569 15261608 | Initial Install of Performance Verification. Device is ready for patient use. |  |  | 02/22/2019 | 02/22/2019
|  | CAREFUSION | ALARIS 8100 | MODULE, INFUSION PUMP |  | SPD | Pavilion |  |  | 01/25/2019 |  | 1/25/29 |  |  | NO | YES |  |  |  |  | CAREFUSION 11136568 15261500 |  |  | Active |  | 99:99:99:99:99:99 |  | High Risk | 1Y:00-MFG | 01/25/2019 | 01/25/2019 | COOPER UNIVERSITY HOSPITAL |  |  |  | WOT00000001467055 | David Frye | Performance Verification | Completed |  | 01/25/2019 | 01/25/2019 | Performance Verification for CAREFUSION 11136568 15261500 | Initial Install of Performance Verification. Device is ready for patient use. |  |  | 01/25/2019 | 01/25/2019
|  | CAREFUSION | ALARIS 8100 | MODULE, INFUSION PUMP |  | SPD | Pavilion |  |  | 02/21/2019 |  | 2/21/29 |  |  | NO | YES |  |  |  |  | CAREFUSION 11136565 15263179 |  |  | Active |  | 99:99:99:99:99:99 |  | High Risk | 1Y:00-MFG | 02/21/2019 | 02/21/2019 | COOPER UNIVERSITY HOSPITAL |  |  | Moves | WOT00000001467749 | David Frye | Performance Verification | Completed |  | 02/21/2019 | 02/21/2019 | Performance Verification for CAREFUSION 11136565 15263179 | Initial Install of Performance Verification. Device is ready for patient use. |  |  | 02/21/2019 | 02/21/2019
|  | CAREFUSION | ALARIS 8100 | MODULE, INFUSION PUMP |  | SPD | Pavilion |  |  | 01/31/2019 |  | 1/31/29 |  |  | NO | YES |  |  |  |  | CAREFUSION 11136567 15261174 |  |  | Active |  | 99:99:99:99:99:99 |  | High Risk | 1Y:00-MFG | 01/31/2019 | 01/31/2019 | COOPER UNIVERSITY HOSPITAL |  |  | Moves | WOT00000001466655 | David Frye | Performance Verification | Completed |  | 01/31/2019 | 01/31/2019 | Performance Verification for CAREFUSION 11136567 15261174 | Initial Install of Performance Verification. Device is ready for patient use. |  |  | 01/31/2019 | 01/31/2019
|  | CAREFUSION | ALARIS 8100 | MODULE, INFUSION PUMP |  | SPD | Kelemen |  |  | 01/17/2019 |  | 1/17/29 |  |  | NO | YES |  |  |  |  | CAREFUSION 11136566 15261103 |  |  | Active |  | 99:99:99:99:99:99 |  | High Risk | 1Y:00-MFG | 01/17/2019 | 01/17/2019 | COOPER UNIVERSITY HOSPITAL |  |  | Moves | WOT00000001468454 | David Frye | Performance Verification | Completed |  | 01/17/2019 | 01/17/2019 | Performance Verification for CAREFUSION 11136566 15261103 | Initial Install of Performance Verification. Device is ready for patient use. |  |  | 01/17/2019 | 01/17/2019
|  | CAREFUSION | ALARIS 8100 | MODULE, INFUSION PUMP |  | SPD | Kelemen |  |  | 02/06/2019 |  | 2/6/29 |  |  | NO | YES |  |  |  |  | CAREFUSION 11136563 15263130 |  |  | Active |  | 99:99:99:99:99:99 |  | High Risk | 1Y:00-MFG | 02/06/2019 | 02/06/2019 | COOPER UNIVERSITY HOSPITAL |  |  | Moves | WOT00000001468626 | David Frye | Performance Verification | Completed |  | 02/06/2019 | 02/06/2019 | Performance Verification for CAREFUSION 11136563 15263130 | Initial Install of Performance Verification. Device is ready for patient use. |  |  | 02/06/2019 | 02/06/2019
|  | CAREFUSION | ALARIS 8100 | MODULE, INFUSION PUMP |  | SPD | Pavilion |  |  | 02/21/2019 |  | 2/21/29 |  |  | NO | YES |  |  |  |  | CAREFUSION 11136564 15263185 |  |  | Active |  | 99:99:99:99:99:99 |  | High Risk | 1Y:00-MFG | 02/21/2019 | 02/21/2019 | COOPER UNIVERSITY HOSPITAL |  |  | Moves | WOT00000001467753 | David Frye | Performance Verification | Completed |  | 02/21/2019 | 02/21/2019 | Performance Verification for CAREFUSION 11136564 15263185 | Initial Install of Performance Verification. Device is ready for patient use. |  |  | 02/21/2019 | 02/21/2019
|  | CAREFUSION | ALARIS 8100 | MODULE, INFUSION PUMP |  | SPD | Kelemen |  |  | 01/23/2019 |  | 1/23/29 |  |  | NO | YES |  |  |  |  | CAREFUSION 11136562 15261057 |  |  | Active |  | 99:99:99:99:99:99 |  | High Risk | 1Y:00-MFG | 01/23/2019 | 01/23/2019 | COOPER UNIVERSITY HOSPITAL |  |  | Moves | WOT00000001468421 | David Frye | Performance Verification | Completed |  | 01/23/2019 | 01/23/2019 | Performance Verification for CAREFUSION 11136562 15261057 | Initial Install of Performance Verification. Device is ready for patient use. |  |  | 01/23/2019 | 01/23/2019
|  | CAREFUSION | ALARIS 8100 | MODULE, INFUSION PUMP |  | SPD | Pavilion |  |  | 01/28/2019 |  | 1/28/29 |  |  | NO | YES |  |  |  |  | CAREFUSION 11136559 15257950 |  |  | Active |  | 99:99:99:99:99:99 |  | High Risk | 1Y:00-MFG | 01/28/2019 | 01/28/2019 | COOPER UNIVERSITY HOSPITAL |  |  | Moves | WOT00000001468075 | David Frye | Performance Verification | Completed |  | 01/28/2019 | 01/28/2019 | Performance Verification for CAREFUSION 11136559 15257950 | Initial Install of Performance Verification. Device is ready for patient use. |  |  | 01/28/2019 | 01/28/2019
|  | CAREFUSION | ALARIS 8100 | MODULE, INFUSION PUMP |  | SPD | Pavilion |  |  | 02/06/2019 |  | 2/6/29 |  |  | NO | YES |  |  |  |  | CAREFUSION 11136560 15257949 |  |  | Active |  | 99:99:99:99:99:99 |  | High Risk | 1Y:00-MFG | 02/06/2019 | 02/06/2019 | COOPER UNIVERSITY HOSPITAL |  |  | Moves | WOT00000001468074 | David Frye | Performance Verification | Completed |  | 02/06/2019 | 02/06/2019 | Performance Verification for CAREFUSION 11136560 15257949 | Initial Install of Performance Verification. Device is ready for patient use. |  |  | 02/06/2019 | 02/06/2019
|  | CAREFUSION | ALARIS 8100 | MODULE, INFUSION PUMP |  | SPD | Pavilion |  |  | 02/21/2019 |  | 2/21/29 |  |  | NO | YES |  |  |  |  | CAREFUSION 11136561 15258609 |  |  | Active |  | 99:99:99:99:99:99 |  | High Risk | 1Y:00-MFG | 02/21/2019 | 02/21/2019 | COOPER UNIVERSITY HOSPITAL |  |  | Moves | WOT00000001467263 | David Frye | Performance Verification | Completed |  | 02/21/2019 | 02/21/2019 | Performance Verification for CAREFUSION 11136561 15258609 | Initial Install of Performance Verification. Device is ready for patient use. |  |  | 02/21/2019 | 02/21/2019
|  | CAREFUSION | ALARIS 8100 | MODULE, INFUSION PUMP |  | SPD | Kelemen |  |  | 02/21/2019 |  | 2/21/29 |  |  | NO | YES |  |  |  |  | CAREFUSION 11136558 15258604 |  |  | Active |  | 99:99:99:99:99:99 |  | High Risk | 1Y:00-MFG | 02/21/2019 | 02/21/2019 | COOPER UNIVERSITY HOSPITAL |  |  | Moves | WOT00000001467261 | David Frye | Performance Verification | Completed |  | 02/21/2019 | 02/21/2019 | Performance Verification for CAREFUSION 11136558 15258604 | Initial Install of Performance Verification. Device is ready for patient use. |  |  | 02/21/2019 | 02/21/2019
|  | CAREFUSION | ALARIS 8100 | MODULE, INFUSION PUMP |  | SPD | Kelemen |  |  | 01/03/2019 |  | 1/3/29 |  |  | NO | YES |  |  |  |  | CAREFUSION 11136556 15263261 |  |  | Active |  | 99:99:99:99:99:99 |  | High Risk | 1Y:00-MFG | 01/03/2019 | 01/03/2019 | COOPER UNIVERSITY HOSPITAL |  |  | Moves | WOT00000001466936 | David Frye | Performance Verification | Completed |  | 01/03/2019 | 01/03/2019 | Performance Verification for CAREFUSION 11136556 15263261 | Initial Install of Performance Verification. Device is ready for patient use. |  |  | 01/03/2019 | 01/03/2019
|  | CAREFUSION | ALARIS 8100 | MODULE, INFUSION PUMP |  | SPD | Pavilion |  |  | 01/02/2019 |  | 1/2/29 |  |  | NO | YES |  |  |  |  | CAREFUSION 11136557 15263188 |  |  | Active |  | 99:99:99:99:99:99 |  | High Risk | 1Y:00-MFG | 01/02/2019 | 01/02/2019 | COOPER UNIVERSITY HOSPITAL |  |  | Moves | WOT00000001467754 | David Frye | Performance Verification | Completed |  | 01/02/2019 | 01/02/2019 | Performance Verification for CAREFUSION 11136557 15263188 | Initial Install of Performance Verification. Device is ready for patient use. |  |  | 01/02/2019 | 01/02/2019
|  | CAREFUSION | ALARIS 8100 | MODULE, INFUSION PUMP |  | SPD | Kelemen | BASEMENT |  | 01/04/2019 |  | 1/4/29 |  |  | NO | YES |  |  |  |  | CAREFUSION 11136555 15263133 |  |  | Active |  | 99:99:99:99:99:99 |  | High Risk | 1Y:00-MFG | 01/04/2019 | 01/04/2019 | COOPER UNIVERSITY HOSPITAL |  |  | Moves | WOT00000001469618 | David Frye | Performance Verification | Completed |  | 01/04/2019 | 01/04/2019 | Performance Verification for CAREFUSION 11136555 15263133 | Initial Install of Performance Verification. Device is ready for patient use. |  |  | 01/04/2019 | 01/04/2019
|  | CAREFUSION | ALARIS 8100 | MODULE, INFUSION PUMP |  | SPD | Pavilion |  |  | 01/24/2019 |  | 1/24/29 |  |  | NO | YES |  |  |  |  | CAREFUSION 11136554 15263128 |  |  | Active |  | 99:99:99:99:99:99 |  | High Risk | 1Y:00-MFG | 01/24/2019 | 01/24/2019 | COOPER UNIVERSITY HOSPITAL |  |  | Moves | WOT00000001468625 | David Frye | Performance Verification | Completed |  | 01/24/2019 | 01/24/2019 | Performance Verification for CAREFUSION 11136554 15263128 | Initial Install of Performance Verification. Device is ready for patient use. |  |  | 01/24/2019 | 01/24/2019
|  | CAREFUSION | ALARIS 8100 | MODULE, INFUSION PUMP |  | SPD | Pavilion |  |  | 01/07/2019 |  | 1/7/29 |  |  | NO | YES |  |  |  |  | CAREFUSION 11136553 15263107 |  |  | Active |  | 99:99:99:99:99:99 |  | High Risk | 1Y:00-MFG | 01/07/2019 | 01/07/2019 | COOPER UNIVERSITY HOSPITAL |  |  | Moves | WOT00000001469527 | David Frye | Performance Verification | Completed |  | 01/07/2019 | 01/07/2019 | Performance Verification for CAREFUSION 11136553 15263107 | Initial Install of Performance Verification. Device is ready for patient use. |  |  | 01/07/2019 | 01/07/2019
|  | CAREFUSION | ALARIS 8100 | MODULE, INFUSION PUMP |  | SPD | Pavilion |  |  | 01/08/2019 |  | 1/8/29 |  |  | NO | YES |  |  |  |  | CAREFUSION 11136552 15263120 |  |  | Active |  | 99:99:99:99:99:99 |  | High Risk | 1Y:00-MFG | 01/08/2019 | 01/08/2019 | COOPER UNIVERSITY HOSPITAL |  |  | Moves | WOT00000001469532 | David Frye | Performance Verification | Completed |  | 01/08/2019 | 01/08/2019 | Performance Verification for CAREFUSION 11136552 15263120 | Initial Install of Performance Verification. Device is ready for patient use. |  |  | 01/08/2019 | 01/08/2019
|  | CAREFUSION | ALARIS 8100 | MODULE, INFUSION PUMP |  | SPD | Pavilion |  |  | 02/19/2019 |  | 2/19/29 |  |  | NO | YES |  |  |  |  | CAREFUSION 11136551 15262569 |  |  | Active |  | 99:99:99:99:99:99 |  | High Risk | 1Y:00-MFG | 02/19/2019 | 02/19/2019 | COOPER UNIVERSITY HOSPITAL |  |  | Moves | WOT00000001468506 | David Frye | Performance Verification | Completed |  | 02/19/2019 | 02/19/2019 | Performance Verification for CAREFUSION 11136551 15262569 | Initial Install of Performance Verification. Device is ready for patient use. |  |  | 02/19/2019 | 02/19/2019
|  | CAREFUSION | ALARIS 8100 | MODULE, INFUSION PUMP |  | SPD | Kelemen |  |  | 01/16/2019 |  | 1/16/29 |  |  | NO | YES |  |  |  |  | CAREFUSION 11136549 15262935 |  |  | Active |  | 99:99:99:99:99:99 |  | High Risk | 1Y:00-MFG | 01/16/2019 | 01/16/2019 | COOPER UNIVERSITY HOSPITAL |  |  | Moves | WOT00000001469513 | David Frye | Performance Verification | Completed |  | 01/16/2019 | 01/16/2019 | Performance Verification for CAREFUSION 11136549 15262935 | Initial Install of Performance Verification. Device is ready for patient use. |  |  | 01/16/2019 | 01/16/2019
|  | CAREFUSION | ALARIS 8100 | MODULE, INFUSION PUMP |  | SPD | Kelemen |  |  | 01/29/2019 |  | 1/29/29 |  |  | NO | YES |  |  |  |  | CAREFUSION 11136550 15262567 |  |  | Active |  | 99:99:99:99:99:99 |  | High Risk | 1Y:00-MFG | 01/29/2019 | 01/29/2019 | COOPER UNIVERSITY HOSPITAL |  |  | Moves | WOT00000001469378 | David Frye | Performance Verification | Completed |  | 01/29/2019 | 01/29/2019 | Performance Verification for CAREFUSION 11136550 15262567 | Initial Install of Performance Verification. Device is ready for patient use. |  |  | 01/29/2019 | 01/29/2019
|  | CAREFUSION | ALARIS 8100 | MODULE, INFUSION PUMP |  | SPD | Kelemen |  |  | 01/04/2019 |  | 1/4/29 |  |  | NO | YES |  |  |  |  | CAREFUSION 11136547 15261924 |  |  | Active |  | 99:99:99:99:99:99 |  | High Risk | 1Y:00-MFG | 01/04/2019 | 01/04/2019 | COOPER UNIVERSITY HOSPITAL |  |  | Moves | WOT00000001468185 | David Frye | Performance Verification | Completed |  | 01/04/2019 | 01/04/2019 | Performance Verification for CAREFUSION 11136547 15261924 | Initial Install of Performance Verification. Device is ready for patient use. |  |  | 01/04/2019 | 01/04/2019
|  | CAREFUSION | ALARIS 8100 | MODULE, INFUSION PUMP |  | SPD | Pavilion |  |  | 01/21/2019 |  | 1/21/29 |  |  | NO | YES |  |  |  |  | CAREFUSION 11136548 15261470 |  |  | Active |  | 99:99:99:99:99:99 |  | High Risk | 1Y:00-MFG | 01/21/2019 | 01/21/2019 | COOPER UNIVERSITY HOSPITAL |  |  | Moves | WOT00000001468700 | David Frye | Performance Verification | Completed |  | 01/21/2019 | 01/21/2019 | Performance Verification for CAREFUSION 11136548 15261470 | Initial Install of Performance Verification. Device is ready for patient use. |  |  | 01/21/2019 | 01/21/2019
|  | CAREFUSION | ALARIS 8100 | MODULE, INFUSION PUMP |  | SPD | Pavilion |  |  | 01/16/2019 |  | 1/16/29 |  |  | NO | YES |  |  |  |  | CAREFUSION 11136545 15258614 |  |  | Active |  | 99:99:99:99:99:99 |  | High Risk | 1Y:00-MFG | 01/16/2019 | 01/16/2019 | COOPER UNIVERSITY HOSPITAL |  |  | Moves | WOT00000001467265 | David Frye | Performance Verification | Completed |  | 01/16/2019 | 01/16/2019 | Performance Verification for CAREFUSION 11136545 15258614 | Initial Install of Performance Verification. Device is ready for patient use. |  |  | 01/16/2019 | 01/16/2019
|  | CAREFUSION | ALARIS 8100 | MODULE, INFUSION PUMP |  | SPD | Kelemen |  |  | 02/01/2019 |  | 2/1/29 |  |  | NO | YES |  |  |  |  | CAREFUSION 11136546 15262660 |  |  | Active |  | 99:99:99:99:99:99 |  | High Risk | 1Y:00-MFG | 02/01/2019 | 02/01/2019 | COOPER UNIVERSITY HOSPITAL |  |  | Moves | WOT00000001468520 | David Frye | Performance Verification | Completed |  | 02/01/2019 | 02/01/2019 | Performance Verification for CAREFUSION 11136546 15262660 | Initial Install of Performance Verification. Device is ready for patient use. |  |  | 02/01/2019 | 02/01/2019
|  | CAREFUSION | ALARIS 8100 | MODULE, INFUSION PUMP |  | SPD | Kelemen |  |  | 01/29/2019 |  | 1/29/29 |  |  | NO | YES |  |  |  |  | CAREFUSION 11136540 15260875 |  |  | Active |  | 99:99:99:99:99:99 |  | High Risk | 1Y:00-MFG | 01/29/2019 | 01/29/2019 | COOPER UNIVERSITY HOSPITAL |  |  | Moves | WOT00000001467498 | David Frye | Performance Verification | Completed |  | 01/29/2019 | 01/29/2019 | Performance Verification for CAREFUSION 11136540 15260875 | Initial Install of Performance Verification. Device is ready for patient use. |  |  | 01/29/2019 | 01/29/2019
|  | CAREFUSION | ALARIS 8100 | MODULE, INFUSION PUMP |  | SPD | Kelemen |  |  | 01/07/2019 |  | 1/7/29 |  |  | NO | YES |  |  |  |  | CAREFUSION 11136544 15263165 |  |  | Active |  | 99:99:99:99:99:99 |  | High Risk | 1Y:00-MFG | 01/07/2019 | 01/07/2019 | COOPER UNIVERSITY HOSPITAL |  |  | Moves | WOT00000001467737 | David Frye | Performance Verification | Completed |  | 01/07/2019 | 01/07/2019 | Performance Verification for CAREFUSION 11136544 15263165 | Initial Install of Performance Verification. Device is ready for patient use. |  |  | 01/07/2019 | 01/07/2019
|  | CAREFUSION | ALARIS 8100 | MODULE, INFUSION PUMP |  | SPD | Kelemen |  |  | 01/09/2019 |  | 1/9/29 |  |  | NO | YES |  |  |  |  | CAREFUSION 11136541 15260763 |  |  | Active |  | 99:99:99:99:99:99 |  | High Risk | 1Y:00-MFG | 01/09/2019 | 01/09/2019 | COOPER UNIVERSITY HOSPITAL |  |  | Moves | WOT00000001469288 | David Frye | Performance Verification | Completed |  | 01/09/2019 | 01/09/2019 | Performance Verification for CAREFUSION 11136541 15260763 | Initial Install of Performance Verification. Device is ready for patient use. |  |  | 01/09/2019 | 01/09/2019
|  | CAREFUSION | ALARIS 8100 | MODULE, INFUSION PUMP |  | SPD | Kelemen |  |  | 01/09/2019 |  | 1/9/29 |  |  | NO | YES |  |  |  |  | CAREFUSION 11136526 15261774 |  |  | Active |  | 99:99:99:99:99:99 |  | High Risk | 1Y:00-MFG | 01/09/2019 | 01/09/2019 | COOPER UNIVERSITY HOSPITAL |  |  | Moves | WOT00000001469111 | David Frye | Performance Verification | Completed |  | 01/09/2019 | 01/09/2019 | Performance Verification for CAREFUSION 11136526 15261774 | Initial Install of Performance Verification. Device is ready for patient use. |  |  | 01/09/2019 | 01/09/2019
|  | CAREFUSION | ALARIS 8100 | MODULE, INFUSION PUMP |  | SPD | Kelemen |  |  | 02/11/2019 |  | 2/11/29 |  |  | NO | YES |  |  |  |  | CAREFUSION 11136539 15260856 |  |  | Active |  | 99:99:99:99:99:99 |  | High Risk | 1Y:00-MFG | 02/11/2019 | 02/11/2019 | COOPER UNIVERSITY HOSPITAL |  |  | Moves | WOT00000001467489 | David Frye | Performance Verification | Completed |  | 02/11/2019 | 02/11/2019 | Performance Verification for CAREFUSION 11136539 15260856 | Initial Install of Performance Verification. Device is ready for patient use. |  |  | 02/11/2019 | 02/11/2019
|  | CAREFUSION | ALARIS 8100 | MODULE, INFUSION PUMP |  | SPD | Kelemen |  |  | 01/08/2019 |  | 1/8/29 |  |  | NO | YES |  |  |  |  | CAREFUSION 11136538 15260828 |  |  | Active |  | 99:99:99:99:99:99 |  | High Risk | 1Y:00-MFG | 01/08/2019 | 01/08/2019 | COOPER UNIVERSITY HOSPITAL |  |  | Moves | WOT00000001468289 | David Frye | Performance Verification | Completed |  | 01/08/2019 | 01/08/2019 | Performance Verification for CAREFUSION 11136538 15260828 | Initial Install of Performance Verification. Device is ready for patient use. |  |  | 01/08/2019 | 01/08/2019
|  | CAREFUSION | ALARIS 8100 | MODULE, INFUSION PUMP |  | SPD | Pavilion |  |  | 02/04/2019 |  | 2/4/29 |  |  | NO | YES |  |  |  |  | CAREFUSION 11136532 15261872 |  |  | Active |  | 99:99:99:99:99:99 |  | High Risk | 1Y:00-MFG | 02/04/2019 | 02/04/2019 | COOPER UNIVERSITY HOSPITAL |  |  | Moves | WOT00000001468159 | David Frye | Performance Verification | Completed |  | 02/04/2019 | 02/04/2019 | Performance Verification for CAREFUSION 11136532 15261872 | Initial Install of Performance Verification. Device is ready for patient use. |  |  | 02/04/2019 | 02/04/2019
|  | CAREFUSION | ALARIS 8100 | MODULE, INFUSION PUMP |  | SPD | Pavilion |  |  | 02/11/2019 |  | 2/11/29 |  |  | NO | YES |  |  |  |  | CAREFUSION 11136533 15261926 |  |  | Active |  | 99:99:99:99:99:99 |  | High Risk | 1Y:00-MFG | 02/11/2019 | 02/11/2019 | COOPER UNIVERSITY HOSPITAL |  |  | Moves | WOT00000001468188 | David Frye | Performance Verification | Completed |  | 02/11/2019 | 02/11/2019 | Performance Verification for CAREFUSION 11136533 15261926 | Initial Install of Performance Verification. Device is ready for patient use. |  |  | 02/11/2019 | 02/11/2019
|  | CAREFUSION | ALARIS 8100 | MODULE, INFUSION PUMP |  | SPD | Pavilion |  |  | 02/06/2019 |  | 2/6/29 |  |  | NO | YES |  |  |  |  | CAREFUSION 11136534 15261768 |  |  | Active |  | 99:99:99:99:99:99 |  | High Risk | 1Y:00-MFG | 02/06/2019 | 02/06/2019 | COOPER UNIVERSITY HOSPITAL |  |  | Moves | WOT00000001469108 | David Frye | Performance Verification | Completed |  | 02/06/2019 | 02/06/2019 | Performance Verification for CAREFUSION 11136534 15261768 | Initial Install of Performance Verification. Device is ready for patient use. |  |  | 02/06/2019 | 02/06/2019
|  | CAREFUSION | ALARIS 8100 | MODULE, INFUSION PUMP |  | SPD | Kelemen |  |  | 01/03/2019 |  | 1/3/29 |  |  | NO | YES |  |  |  |  | CAREFUSION 11136537 15260790 |  |  | Active |  | 99:99:99:99:99:99 |  | High Risk | 1Y:00-MFG | 01/03/2019 | 01/03/2019 | COOPER UNIVERSITY HOSPITAL |  |  | Moves | WOT00000001468277 | David Frye | Performance Verification | Completed |  | 01/03/2019 | 01/03/2019 | Performance Verification for CAREFUSION 11136537 15260790 | Initial Install of Performance Verification. Device is ready for patient use. |  |  | 01/03/2019 | 01/03/2019
|  | CAREFUSION | ALARIS 8100 | MODULE, INFUSION PUMP |  | SPD | Dorrance |  |  | 01/23/2019 |  | 1/23/29 |  |  | NO | YES |  |  |  |  | CAREFUSION 11136536 15261718 |  |  | Active |  | 99:99:99:99:99:99 |  | High Risk | 1Y:00-MFG | 01/23/2019 | 01/23/2019 | COOPER UNIVERSITY HOSPITAL |  |  | Moves | WOT00000001456322 | David Frye | Performance Verification | Completed |  | 01/23/2019 | 01/23/2019 | Performance Verification for CAREFUSION 11136536 15261718 | Initial Install of Performance Verification. Device is ready for patient use. |  |  | 01/23/2019 | 01/23/2019
|  | CAREFUSION | ALARIS 8100 | MODULE, INFUSION PUMP |  | SPD | Kelemen |  |  | 02/01/2019 |  | 2/1/29 |  |  | NO | YES |  |  |  |  | CAREFUSION 11136535 15261484 |  |  | Active | dup11136535 | 99:99:99:99:99:99 |  | High Risk | 1Y:00-MFG | 02/01/2019 | 02/01/2019 | COOPER UNIVERSITY HOSPITAL |  |  | Moves | WOT00000001468711 | David Frye | Performance Verification | Completed |  | 02/01/2019 | 02/01/2019 | Performance Verification for CAREFUSION 11136535 15261484 | Initial Install of Performance Verification. Device is ready for patient use. |  |  | 02/01/2019 | 02/01/2019
|  | CAREFUSION | ALARIS 8100 | MODULE, INFUSION PUMP |  | SPD | Pavilion |  |  | 02/01/2019 |  | 2/1/29 |  |  | NO | YES |  |  |  |  | CAREFUSION 11136531 15261819 |  |  | Active | dup11136531 | 99:99:99:99:99:99 |  | High Risk | 1Y:00-MFG | 02/01/2019 | 02/01/2019 | COOPER UNIVERSITY HOSPITAL |  |  | Moves | WOT00000001469148 | David Frye | Performance Verification | Completed |  | 02/01/2019 | 02/01/2019 | Performance Verification for CAREFUSION 11136531 15261819 | Initial Install of Performance Verification. Device is ready for patient use. |  |  | 02/01/2019 | 02/01/2019
|  | CAREFUSION | ALARIS 8100 | MODULE, INFUSION PUMP |  | SPD | Pavilion |  |  | 02/04/2019 |  | 2/4/29 |  |  | NO | YES |  |  |  |  | CAREFUSION 11136530 15260857 |  |  | Active |  | 99:99:99:99:99:99 |  | High Risk | 1Y:00-MFG | 02/04/2019 | 02/04/2019 | COOPER UNIVERSITY HOSPITAL |  |  | Moves | WOT00000001467490 | David Frye | Performance Verification | Completed |  | 02/04/2019 | 02/04/2019 | Performance Verification for CAREFUSION 11136530 15260857 | Initial Install of Performance Verification. Device is ready for patient use. |  |  | 02/04/2019 | 02/04/2019
|  | CAREFUSION | ALARIS 8100 | MODULE, INFUSION PUMP |  | SPD | Pavilion |  |  | 02/01/2019 |  | 2/1/29 |  |  | NO | YES |  |  |  |  | CAREFUSION 11136529 15260717 |  |  | Active |  | 99:99:99:99:99:99 |  | High Risk | 1Y:00-MFG | 02/01/2019 | 02/01/2019 | COOPER UNIVERSITY HOSPITAL |  |  | Moves | WOT00000001460435 | David Frye | Performance Verification | Completed |  | 02/01/2019 | 02/01/2019 | Performance Verification for CAREFUSION 11136529 15260717 | Initial Install of Performance Verification. Device is ready for patient use. |  |  | 02/01/2019 | 02/01/2019
|  | CAREFUSION | ALARIS 8100 | MODULE, INFUSION PUMP |  | SPD | Kelemen |  |  | 01/03/2019 |  | 1/3/29 |  |  | NO | YES |  |  |  |  | CAREFUSION 11136528 15261464 |  |  | Active |  | 99:99:99:99:99:99 |  | High Risk | 1Y:00-MFG | 01/03/2019 | 01/03/2019 | COOPER UNIVERSITY HOSPITAL |  |  | Moves | WOT00000001468691 | David Frye | Performance Verification | Completed |  | 01/03/2019 | 01/03/2019 | Performance Verification for CAREFUSION 11136528 15261464 | Initial Install of Performance Verification. Device is ready for patient use. |  |  | 01/03/2019 | 01/03/2019
|  | CAREFUSION | ALARIS 8100 | MODULE, INFUSION PUMP |  | SPD | Kelemen |  |  | 01/16/2019 |  | 1/16/29 |  |  | NO | YES |  |  |  |  | CAREFUSION 11136527 15262674 |  |  | Active |  | 99:99:99:99:99:99 |  | High Risk | 1Y:00-MFG | 01/16/2019 | 01/16/2019 | COOPER UNIVERSITY HOSPITAL |  |  | Moves | WOT00000001468531 | David Frye | Performance Verification | Completed |  | 01/16/2019 | 01/16/2019 | Performance Verification for CAREFUSION 11136527 15262674 | Initial Install of Performance Verification. Device is ready for patient use. |  |  | 01/16/2019 | 01/16/2019
|  | CAREFUSION | ALARIS 8100 | MODULE, INFUSION PUMP |  | SPD | Kelemen |  |  | 01/14/2019 |  | 1/14/29 |  |  | NO | YES |  |  |  |  | CAREFUSION 11136521 15262671 |  |  | Active |  | 99:99:99:99:99:99 |  | High Risk | 1Y:00-MFG | 01/14/2019 | 01/14/2019 | COOPER UNIVERSITY HOSPITAL |  |  | Moves | WOT00000001468528 | David Frye | Performance Verification | Completed |  | 01/14/2019 | 01/14/2019 | Performance Verification for CAREFUSION 11136521 15262671 | Initial Install of Performance Verification. Device is ready for patient use. |  |  | 01/14/2019 | 01/14/2019
|  | CAREFUSION | ALARIS 8100 | MODULE, INFUSION PUMP |  | SPD | Kelemen |  |  | 02/11/2019 |  | 2/11/29 |  |  | NO | YES |  |  |  |  | CAREFUSION 11136522 15262021 |  |  | Active |  | 99:99:99:99:99:99 |  | High Risk | 1Y:00-MFG | 02/11/2019 | 02/11/2019 | COOPER UNIVERSITY HOSPITAL |  |  | Moves | WOT00000001454730 | David Frye | Performance Verification | Completed |  | 02/11/2019 | 02/11/2019 | Performance Verification for CAREFUSION 11136522 15262021 | Initial Install of Performance Verification. Device is ready for patient use. |  |  | 02/11/2019 | 02/11/2019
|  | CAREFUSION | ALARIS 8100 | MODULE, INFUSION PUMP |  | SPD | Pavilion |  |  | 02/05/2019 |  | 2/5/29 |  |  | NO | YES |  |  |  |  | CAREFUSION 11136523 15261387 |  |  | Active |  | 99:99:99:99:99:99 |  | High Risk | 1Y:00-MFG | 02/05/2019 | 02/05/2019 | COOPER UNIVERSITY HOSPITAL |  |  | Moves | WOT00000001469603 | David Frye | Performance Verification | Completed |  | 02/05/2019 | 02/05/2019 | Performance Verification for CAREFUSION 11136523 15261387 | Initial Install of Performance Verification. Device is ready for patient use. |  |  | 02/05/2019 | 02/05/2019
|  | CAREFUSION | ALARIS 8100 | MODULE, INFUSION PUMP |  | SPD | Pavilion |  |  | 01/07/2019 |  | 1/7/29 |  |  | NO | YES |  |  |  |  | CAREFUSION 11136524 15261794 |  |  | Active |  | 99:99:99:99:99:99 |  | High Risk | 1Y:00-MFG | 01/07/2019 | 01/07/2019 | COOPER UNIVERSITY HOSPITAL |  |  | Moves | WOT00000001469120 | David Frye | Performance Verification | Completed |  | 01/07/2019 | 01/07/2019 | Performance Verification for CAREFUSION 11136524 15261794 | Initial Install of Performance Verification. Device is ready for patient use. |  |  | 01/07/2019 | 01/07/2019
|  | CAREFUSION | ALARIS 8100 | MODULE, INFUSION PUMP |  | SPD | Kelemen |  |  | 01/16/2019 |  | 1/16/29 |  |  | NO | YES |  |  |  |  | CAREFUSION 11136525 15261777 |  |  | Active |  | 99:99:99:99:99:99 |  | High Risk | 1Y:00-MFG | 01/16/2019 | 01/16/2019 | COOPER UNIVERSITY HOSPITAL |  |  | Moves | WOT00000001469115 | David Frye | Performance Verification | Completed |  | 01/16/2019 | 01/16/2019 | Performance Verification for CAREFUSION 11136525 15261777 | Initial Install of Performance Verification. Device is ready for patient use. |  |  | 01/16/2019 | 01/16/2019
|  | CAREFUSION | ALARIS 8100 | MODULE, INFUSION PUMP |  | SPD | Kelemen |  |  | 02/01/2019 |  | 2/1/29 |  |  | NO | YES |  |  |  |  | CAREFUSION 11136520 15262668 |  |  | Active |  | 99:99:99:99:99:99 |  | High Risk | 1Y:00-MFG | 02/01/2019 | 02/01/2019 | COOPER UNIVERSITY HOSPITAL |  |  | Moves | WOT00000001468526 | David Frye | Performance Verification | Completed |  | 02/01/2019 | 02/01/2019 | Performance Verification for CAREFUSION 11136520 15262668 | Initial Install of Performance Verification. Device is ready for patient use. |  |  | 02/01/2019 | 02/01/2019
|  | CAREFUSION | ALARIS 8100 | MODULE, INFUSION PUMP |  | SPD | Pavilion |  |  | 01/22/2019 |  | 1/22/29 |  |  | NO | YES |  |  |  |  | CAREFUSION 11136514 15262630 |  |  | Active |  | 99:99:99:99:99:99 |  | High Risk | 1Y:00-MFG | 01/22/2019 | 01/22/2019 | COOPER UNIVERSITY HOSPITAL |  |  | Moves | WOT00000001468517 | David Frye | Performance Verification | Completed |  | 01/22/2019 | 01/22/2019 | Performance Verification for CAREFUSION 11136514 15262630 | Initial Install of Performance Verification. Device is ready for patient use. |  |  | 01/22/2019 | 01/22/2019
|  | CAREFUSION | ALARIS 8100 | MODULE, INFUSION PUMP |  | SPD | Pavilion |  |  | 01/21/2019 |  | 1/21/29 |  |  | NO | YES |  |  |  |  | CAREFUSION 11136519 15262742 |  |  | Active |  | 99:99:99:99:99:99 |  | High Risk | 1Y:00-MFG | 01/21/2019 | 01/21/2019 | COOPER UNIVERSITY HOSPITAL |  |  | Moves | WOT00000001466749 | David Frye | Performance Verification | Completed |  | 01/21/2019 | 01/21/2019 | Performance Verification for CAREFUSION 11136519 15262742 | Initial Install of Performance Verification. Device is ready for patient use. |  |  | 01/21/2019 | 01/21/2019
|  | CAREFUSION | ALARIS 8100 | MODULE, INFUSION PUMP |  | SPD | Pavilion |  |  | 01/09/2019 |  | 1/9/29 |  |  | NO | YES |  |  |  |  | CAREFUSION 11136518 15262030 |  |  | Active |  | 99:99:99:99:99:99 |  | High Risk | 1Y:00-MFG | 01/09/2019 | 01/09/2019 | COOPER UNIVERSITY HOSPITAL |  |  | Moves | WOT00000001454751 | David Frye | Performance Verification | Completed |  | 01/09/2019 | 01/09/2019 | Performance Verification for CAREFUSION 11136518 15262030 | Initial Install of Performance Verification. Device is ready for patient use. |  |  | 01/09/2019 | 01/09/2019
|  | CAREFUSION | ALARIS 8100 | MODULE, INFUSION PUMP |  | SPD | Pavilion |  |  | 01/03/2019 |  | 1/3/29 |  |  | NO | YES |  |  |  |  | CAREFUSION 11136517 15261788 |  |  | Active |  | 99:99:99:99:99:99 |  | High Risk | 1Y:00-MFG | 01/03/2019 | 01/03/2019 | COOPER UNIVERSITY HOSPITAL |  |  | Moves | WOT00000001469119 | David Frye | Performance Verification | Completed |  | 01/03/2019 | 01/03/2019 | Performance Verification for CAREFUSION 11136517 15261788 | Initial Install of Performance Verification. Device is ready for patient use. |  |  | 01/03/2019 | 01/03/2019
|  | CAREFUSION | ALARIS 8100 | MODULE, INFUSION PUMP |  | SPD | Pavilion |  |  | 02/25/2019 |  | 2/25/29 |  |  | NO | YES |  |  |  |  | CAREFUSION 11136516 15261783 |  |  | Active |  | 99:99:99:99:99:99 |  | High Risk | 1Y:00-MFG | 02/25/2019 | 02/25/2019 | COOPER UNIVERSITY HOSPITAL |  |  | Moves | WOT00000001469116 | David Frye | Performance Verification | Completed |  | 02/25/2019 | 02/25/2019 | Performance Verification for CAREFUSION 11136516 15261783 | Initial Install of Performance Verification. Device is ready for patient use. |  |  | 02/25/2019 | 02/25/2019
|  | CAREFUSION | ALARIS 8100 | MODULE, INFUSION PUMP |  | SPD | Kelemen |  |  | 02/01/2019 |  | 2/1/29 |  |  | NO | YES |  |  |  |  | CAREFUSION 11136515 15261804 |  |  | Active | dup11136515 | 99:99:99:99:99:99 |  | High Risk | 1Y:00-MFG | 02/01/2019 | 02/01/2019 | COOPER UNIVERSITY HOSPITAL |  |  | Moves | WOT00000001469131 | David Frye | Performance Verification | Completed |  | 02/01/2019 | 02/01/2019 | Performance Verification for CAREFUSION 11136515 15261804 | Initial Install of Performance Verification. Device is ready for patient use. |  |  | 02/01/2019 | 02/01/2019
|  | CAREFUSION | ALARIS 8100 | MODULE, INFUSION PUMP |  | SPD | Pavilion |  |  | 02/26/2019 |  | 2/26/29 |  |  | NO | YES |  |  |  |  | CAREFUSION 11136512 15262719 |  |  | Active | dup11136512 | 99:99:99:99:99:99 |  | High Risk | 1Y:00-MFG | 02/26/2019 | 02/26/2019 | COOPER UNIVERSITY HOSPITAL |  |  | Moves | WOT00000001468558 | David Frye | Performance Verification | Completed |  | 02/26/2019 | 02/26/2019 | Performance Verification for CAREFUSION 11136512 15262719 | Initial Install of Performance Verification. Device is ready for patient use. |  |  | 02/26/2019 | 02/26/2019
|  | CAREFUSION | ALARIS 8100 | MODULE, INFUSION PUMP |  | SPD | Pavilion |  |  | 01/07/2019 |  | 1/7/29 |  |  | NO | YES |  |  |  |  | CAREFUSION 11136513 15262624 |  |  | Active |  | 99:99:99:99:99:99 |  | High Risk | 1Y:00-MFG | 01/07/2019 | 01/07/2019 | COOPER UNIVERSITY HOSPITAL |  |  | Moves | WOT00000001468513 | David Frye | Performance Verification | Completed |  | 01/07/2019 | 01/07/2019 | Performance Verification for CAREFUSION 11136513 15262624 | Initial Install of Performance Verification. Device is ready for patient use. |  |  | 01/07/2019 | 01/07/2019
|  | CAREFUSION | ALARIS 8100 | MODULE, INFUSION PUMP |  | SPD | Kelemen |  |  | 02/20/2019 |  | 2/20/29 |  |  | NO | YES |  |  |  |  | CAREFUSION 11136511 15262753 |  |  | Active |  | 99:99:99:99:99:99 |  | High Risk | 1Y:00-MFG | 02/20/2019 | 02/20/2019 | COOPER UNIVERSITY HOSPITAL |  |  | Moves | WOT00000001466753 | David Frye | Performance Verification | Completed |  | 02/20/2019 | 02/20/2019 | Performance Verification for CAREFUSION 11136511 15262753 | Initial Install of Performance Verification. Device is ready for patient use. |  |  | 02/20/2019 | 02/20/2019
|  | CAREFUSION | ALARIS 8100 | MODULE, INFUSION PUMP |  | SPD | Kelemen |  |  | 02/04/2019 |  | 2/4/29 |  |  | NO | YES |  |  |  |  | CAREFUSION 11136509 15262704 |  |  | Active |  | 99:99:99:99:99:99 |  | High Risk | 1Y:00-MFG | 02/04/2019 | 02/04/2019 | COOPER UNIVERSITY HOSPITAL |  |  | Moves | WOT00000001468545 | David Frye | Performance Verification | Completed |  | 02/04/2019 | 02/04/2019 | Performance Verification for CAREFUSION 11136509 15262704 | Initial Install of Performance Verification. Device is ready for patient use. |  |  | 02/04/2019 | 02/04/2019
|  | CAREFUSION | ALARIS 8100 | MODULE, INFUSION PUMP |  | SPD | Kelemen |  |  | 02/11/2019 |  | 2/11/29 |  |  | NO | YES |  |  |  |  | CAREFUSION 11136510 15262598 |  |  | Active |  | 99:99:99:99:99:99 |  | High Risk | 1Y:00-MFG | 02/11/2019 | 02/11/2019 | COOPER UNIVERSITY HOSPITAL |  |  | Moves | WOT00000001468511 | David Frye | Performance Verification | Completed |  | 02/11/2019 | 02/11/2019 | Performance Verification for CAREFUSION 11136510 15262598 | Initial Install of Performance Verification. Device is ready for patient use. |  |  | 02/11/2019 | 02/11/2019
|  | CAREFUSION | ALARIS 8100 | MODULE, INFUSION PUMP |  | SPD | Kelemen |  |  | 02/04/2019 |  | 2/4/29 |  |  | NO | YES |  |  |  |  | CAREFUSION 11136508 15260789 |  |  | Active |  | 99:99:99:99:99:99 |  | High Risk | 1Y:00-MFG | 02/04/2019 | 02/04/2019 | COOPER UNIVERSITY HOSPITAL |  |  | Moves | WOT00000001468275 | David Frye | Performance Verification | Completed |  | 02/04/2019 | 02/04/2019 | Performance Verification for CAREFUSION 11136508 15260789 | Initial Install of Performance Verification. Device is ready for patient use. |  |  | 02/04/2019 | 02/04/2019
|  | CAREFUSION | ALARIS 8100 | MODULE, INFUSION PUMP |  | SPD | Kelemen |  |  | 01/15/2019 |  | 1/15/29 |  |  | NO | YES |  |  |  |  | CAREFUSION 11136507 15262710 |  |  | Active |  | 99:99:99:99:99:99 |  | High Risk | 1Y:00-MFG | 01/15/2019 | 01/15/2019 | COOPER UNIVERSITY HOSPITAL |  |  | Moves | WOT00000001468549 | David Frye | Performance Verification | Completed |  | 01/15/2019 | 01/15/2019 | Performance Verification for CAREFUSION 11136507 15262710 | Initial Install of Performance Verification. Device is ready for patient use. |  |  | 01/15/2019 | 01/15/2019
|  | CAREFUSION | ALARIS 8100 | MODULE, INFUSION PUMP |  | SPD | Pavilion |  |  | 01/07/2019 |  | 1/7/29 |  |  | NO | YES |  |  |  |  | CAREFUSION 11136488 15269161 |  |  | Active |  | 99:99:99:99:99:99 |  | High Risk | 1Y:00-MFG | 01/07/2019 | 01/07/2019 | COOPER UNIVERSITY HOSPITAL |  |  | Moves | WOT00000001469746 | David Frye | Performance Verification | Completed |  | 01/07/2019 | 01/07/2019 | Performance Verification for CAREFUSION 11136488 15269161 | Initial Install of Performance Verification. Device is ready for patient use. |  |  | 01/07/2019 | 01/07/2019
|  | CAREFUSION | ALARIS 8100 | MODULE, INFUSION PUMP |  | SPD | Kelemen |  |  | 01/23/2019 |  | 1/23/29 |  |  | NO | YES |  |  |  |  | CAREFUSION 11136489 15269825 |  |  | Active |  | 99:99:99:99:99:99 |  | High Risk | 1Y:00-MFG | 01/23/2019 | 01/23/2019 | COOPER UNIVERSITY HOSPITAL |  |  | Moves | WOT00000001466819 | David Frye | Performance Verification | Completed |  | 01/23/2019 | 01/23/2019 | Performance Verification for CAREFUSION 11136489 15269825 | Initial Install of Performance Verification. Device is ready for patient use. |  |  | 01/23/2019 | 01/23/2019
|  | CAREFUSION | ALARIS 8100 | MODULE, INFUSION PUMP |  | SPD | Kelemen |  |  | 01/07/2019 |  | 1/7/29 |  |  | NO | YES |  |  |  |  | CAREFUSION 11136487 15269640 |  |  | Active |  | 99:99:99:99:99:99 |  | High Risk | 1Y:00-MFG | 01/07/2019 | 01/07/2019 | COOPER UNIVERSITY HOSPITAL |  |  | Moves | WOT00000001467539 | David Frye | Performance Verification | Completed |  | 01/07/2019 | 01/07/2019 | Performance Verification for CAREFUSION 11136487 15269640 | Initial Install of Performance Verification. Device is ready for patient use. |  |  | 01/07/2019 | 01/07/2019
|  | CAREFUSION | ALARIS 8100 | MODULE, INFUSION PUMP |  | SPD | Pavilion |  |  | 01/21/2019 |  | 1/21/29 |  |  | NO | YES |  |  |  |  | CAREFUSION 11136486 15269637 |  |  | Active |  | 99:99:99:99:99:99 |  | High Risk | 1Y:00-MFG | 01/21/2019 | 01/21/2019 | COOPER UNIVERSITY HOSPITAL |  |  | Moves | WOT00000001467537 | David Frye | Performance Verification | Completed |  | 01/21/2019 | 01/21/2019 | Performance Verification for CAREFUSION 11136486 15269637 | Initial Install of Performance Verification. Device is ready for patient use. |  |  | 01/21/2019 | 01/21/2019
|  | CAREFUSION | ALARIS 8100 | MODULE, INFUSION PUMP |  | SPD | Kelemen | BASEMENT |  | 02/01/2019 |  | 2/1/29 |  |  | NO | YES |  |  |  |  | CAREFUSION 11136485 15269174 |  |  | Active | dup11136485 | 99:99:99:99:99:99 |  | High Risk | 1Y:00-MFG | 02/01/2019 | 02/01/2019 | COOPER UNIVERSITY HOSPITAL |  |  | Moves | WOT00000001468878 | David Frye | Performance Verification | Completed |  | 02/01/2019 | 02/01/2019 | Performance Verification for CAREFUSION 11136485 15269174 | Initial Install of Performance Verification. Device is ready for patient use. |  |  | 02/01/2019 | 02/01/2019
|  | CAREFUSION | ALARIS 8100 | MODULE, INFUSION PUMP |  | SPD | Pavilion |  |  | 02/11/2019 |  | 2/11/29 |  |  | NO | YES |  |  |  |  | CAREFUSION 11136483 15269511 |  |  | Active |  | 99:99:99:99:99:99 |  | High Risk | 1Y:00-MFG | 02/11/2019 | 02/11/2019 | COOPER UNIVERSITY HOSPITAL |  |  | Moves | WOT00000001467349 | David Frye | Performance Verification | Completed |  | 02/11/2019 | 02/11/2019 | Performance Verification for CAREFUSION 11136483 15269511 | Initial Install of Performance Verification. Device is ready for patient use. |  |  | 02/11/2019 | 02/11/2019
|  | CAREFUSION | ALARIS 8100 | MODULE, INFUSION PUMP |  | SPD | Kelemen |  |  | 01/03/2019 |  | 1/3/29 |  |  | NO | YES |  |  |  |  | CAREFUSION 11136484 15269916 |  |  | Active |  | 99:99:99:99:99:99 |  | High Risk | 1Y:00-MFG | 01/03/2019 | 01/03/2019 | COOPER UNIVERSITY HOSPITAL |  |  | Moves | WOT00000001467786 | David Frye | Performance Verification | Completed |  | 01/03/2019 | 01/03/2019 | Performance Verification for CAREFUSION 11136484 15269916 | Initial Install of Performance Verification. Device is ready for patient use. |  |  | 01/03/2019 | 01/03/2019
|  | CAREFUSION | ALARIS 8100 | MODULE, INFUSION PUMP |  | SPD | Kelemen |  |  | 02/04/2019 |  | 2/4/29 |  |  | NO | YES |  |  |  |  | CAREFUSION 11136482 15270267 |  |  | Active |  | 99:99:99:99:99:99 |  | High Risk | 1Y:00-MFG | 02/04/2019 | 02/04/2019 | COOPER UNIVERSITY HOSPITAL |  |  | Moves | WOT00000001467172 | David Frye | Performance Verification | Completed |  | 02/04/2019 | 02/04/2019 | Performance Verification for CAREFUSION 11136482 15270267 | Initial Install of Performance Verification. Device is ready for patient use. |  |  | 02/04/2019 | 02/04/2019
|  | CAREFUSION | ALARIS 8100 | MODULE, INFUSION PUMP |  | SPD | Pavilion |  |  | 01/09/2019 |  | 1/9/29 |  |  | NO | YES |  |  |  |  | CAREFUSION 11136481 15268997 |  |  | Active |  | 99:99:99:99:99:99 |  | High Risk | 1Y:00-MFG | 01/09/2019 | 01/09/2019 | COOPER UNIVERSITY HOSPITAL |  |  | Moves | WOT00000001468782 | David Frye | Performance Verification | Completed |  | 01/09/2019 | 01/09/2019 | Performance Verification for CAREFUSION 11136481 15268997 | Initial Install of Performance Verification. Device is ready for patient use. |  |  | 01/09/2019 | 01/09/2019
|  | CAREFUSION | ALARIS 8100 | MODULE, INFUSION PUMP |  | SPD | Pavilion |  |  | 01/14/2019 |  | 1/14/29 |  |  | NO | YES |  |  |  |  | CAREFUSION 11136480 15270232 |  |  | Active |  | 99:99:99:99:99:99 |  | High Risk | 1Y:00-MFG | 01/14/2019 | 01/14/2019 | COOPER UNIVERSITY HOSPITAL |  |  | Moves | WOT00000001467022 | David Frye | Performance Verification | Completed |  | 01/14/2019 | 01/14/2019 | Performance Verification for CAREFUSION 11136480 15270232 | Initial Install of Performance Verification. Device is ready for patient use. |  |  | 01/14/2019 | 01/14/2019
|  | CAREFUSION | ALARIS 8100 | MODULE, INFUSION PUMP |  | SPD | Kelemen |  |  | 03/13/2019 |  | 3/13/29 |  |  | NO | YES |  |  |  |  | CAREFUSION 11136479 15270999 |  |  | Active |  | 99:99:99:99:99:99 |  | High Risk | 1Y:00-MFG | 03/13/2019 | 03/13/2019 | COOPER UNIVERSITY HOSPITAL |  |  | Moves | WOT00000001467377 | David Frye | Performance Verification | Completed |  | 03/13/2019 | 03/13/2019 | Performance Verification for CAREFUSION 11136479 15270999 | Initial Install of Performance Verification. Device is ready for patient use. |  |  | 03/13/2019 | 03/13/2019
|  | CAREFUSION | ALARIS 8100 | MODULE, INFUSION PUMP |  | SPD | Dorrance |  |  | 01/15/2019 |  | 1/15/29 |  |  | NO | YES |  |  |  |  | CAREFUSION 11136478 15271008 |  |  | Active |  | 99:99:99:99:99:99 |  | High Risk | 1Y:00-MFG | 01/15/2019 | 01/15/2019 | COOPER UNIVERSITY HOSPITAL |  |  | Moves | WOT00000001467596 | David Frye | Performance Verification | Completed |  | 01/15/2019 | 01/15/2019 | Performance Verification for CAREFUSION 11136478 15271008 | Initial Install of Performance Verification. Device is ready for patient use. |  |  | 01/15/2019 | 01/15/2019
|  | CAREFUSION | ALARIS 8100 | MODULE, INFUSION PUMP |  | SPD | Kelemen |  |  | 01/14/2019 |  | 1/14/29 |  |  | NO | YES |  |  |  |  | CAREFUSION 11136477 15270821 |  |  | Active |  | 99:99:99:99:99:99 |  | High Risk | 1Y:00-MFG | 01/14/2019 | 01/14/2019 | COOPER UNIVERSITY HOSPITAL |  |  | Moves | WOT00000001458149 | David Frye | Performance Verification | Completed |  | 01/14/2019 | 01/14/2019 | Performance Verification for CAREFUSION 11136477 15270821 | Initial Install of Performance Verification. Device is ready for patient use. |  |  | 01/14/2019 | 01/14/2019
|  | CAREFUSION | ALARIS 8100 | MODULE, INFUSION PUMP |  | SPD | Pavilion |  |  | 01/28/2019 |  | 1/28/29 |  |  | NO | YES |  |  |  |  | CAREFUSION 11136476 15270257 |  |  | Active |  | 99:99:99:99:99:99 |  | High Risk | 1Y:00-MFG | 01/28/2019 | 01/28/2019 | COOPER UNIVERSITY HOSPITAL |  |  | Moves | WOT00000001467041 | David Frye | Performance Verification | Completed |  | 01/28/2019 | 01/28/2019 | Performance Verification for CAREFUSION 11136476 15270257 | Initial Install of Performance Verification. Device is ready for patient use. |  |  | 01/28/2019 | 01/28/2019
|  | CAREFUSION | ALARIS 8100 | MODULE, INFUSION PUMP |  | SPD | Pavilion |  |  | 04/23/2019 |  | 4/23/29 |  |  | NO | YES |  |  |  |  | CAREFUSION 11136475 15269339 |  |  | Active |  | 99:99:99:99:99:99 |  | High Risk | 1Y:00-MFG | 04/23/2019 | 04/23/2019 | COOPER UNIVERSITY HOSPITAL |  |  | Moves | WOT00000001454811 | David Frye | Performance Verification | Completed |  | 04/23/2019 | 04/23/2019 | Performance Verification for CAREFUSION 11136475 15269339 | Initial Install of Performance Verification. Device is ready for patient use. |  |  | 04/23/2019 | 04/23/2019
|  | CAREFUSION | ALARIS 8100 | MODULE, INFUSION PUMP |  | SPD | Kelemen |  |  | 01/15/2019 |  | 1/15/29 |  |  | NO | YES |  |  |  |  | CAREFUSION 11136473 15270840 |  |  | Active |  | 99:99:99:99:99:99 |  | High Risk | 1Y:00-MFG | 01/15/2019 | 01/15/2019 | COOPER UNIVERSITY HOSPITAL |  |  | Moves | WOT00000001458262 | David Frye | Performance Verification | Completed |  | 01/15/2019 | 01/15/2019 | Performance Verification for CAREFUSION 11136473 15270840 | Initial Install of Performance Verification. Device is ready for patient use. |  |  | 01/15/2019 | 01/15/2019
|  | CAREFUSION | ALARIS 8100 | MODULE, INFUSION PUMP |  | SPD | Kelemen |  |  | 01/07/2019 |  | 1/7/29 |  |  | NO | YES |  |  |  |  | CAREFUSION 11136472 15271004 |  |  | Active |  | 99:99:99:99:99:99 |  | High Risk | 1Y:00-MFG | 01/07/2019 | 01/07/2019 | COOPER UNIVERSITY HOSPITAL |  |  | Moves | WOT00000001467592 | David Frye | Performance Verification | Completed |  | 01/07/2019 | 01/07/2019 | Performance Verification for CAREFUSION 11136472 15271004 | Initial Install of Performance Verification. Device is ready for patient use. |  |  | 01/07/2019 | 01/07/2019
|  | CAREFUSION | ALARIS 8100 | MODULE, INFUSION PUMP |  | SPD | Pavilion |  |  | 01/15/2019 |  | 1/15/29 |  |  | NO | YES |  |  |  |  | CAREFUSION 11136469 15270913 |  |  | Active |  | 99:99:99:99:99:99 |  | High Risk | 1Y:00-MFG | 01/15/2019 | 01/15/2019 | COOPER UNIVERSITY HOSPITAL |  |  | Moves | WOT00000001468216 | David Frye | Performance Verification | Completed |  | 01/15/2019 | 01/15/2019 | Performance Verification for CAREFUSION 11136469 15270913 | Initial Install of Performance Verification. Device is ready for patient use. |  |  | 01/15/2019 | 01/15/2019
|  | CAREFUSION | ALARIS 8100 | MODULE, INFUSION PUMP |  | SPD | Pavilion |  |  | 02/06/2019 |  | 2/6/29 |  |  | NO | YES |  |  |  |  | CAREFUSION 11136470 15270894 |  |  | Active |  | 99:99:99:99:99:99 |  | High Risk | 1Y:00-MFG | 02/06/2019 | 02/06/2019 | COOPER UNIVERSITY HOSPITAL |  |  | Moves | WOT00000001468208 | David Frye | Performance Verification | Completed |  | 02/06/2019 | 02/06/2019 | Performance Verification for CAREFUSION 11136470 15270894 | Initial Install of Performance Verification. Device is ready for patient use. |  |  | 02/06/2019 | 02/06/2019
|  | CAREFUSION | ALARIS 8100 | MODULE, INFUSION PUMP |  | SPD | Pavilion |  |  | 01/07/2019 |  | 1/7/29 |  |  | NO | YES |  |  |  |  | CAREFUSION 11136471 15268982 |  |  | Active |  | 99:99:99:99:99:99 |  | High Risk | 1Y:00-MFG | 01/07/2019 | 01/07/2019 | COOPER UNIVERSITY HOSPITAL |  |  | Moves | WOT00000001468776 | David Frye | Performance Verification | Completed |  | 01/07/2019 | 01/07/2019 | Performance Verification for CAREFUSION 11136471 15268982 | Initial Install of Performance Verification. Device is ready for patient use. |  |  | 01/07/2019 | 01/07/2019
|  | CAREFUSION | ALARIS 8100 | MODULE, INFUSION PUMP |  | SPD | Kelemen |  |  | 02/05/2019 |  | 2/5/29 |  |  | NO | YES |  |  |  |  | CAREFUSION 11136468 15270569 |  |  | Active |  | 99:99:99:99:99:99 |  | High Risk | 1Y:00-MFG | 02/05/2019 | 02/05/2019 | COOPER UNIVERSITY HOSPITAL |  |  | Moves | WOT00000001469686 | David Frye | Performance Verification | Completed |  | 02/05/2019 | 02/05/2019 | Performance Verification for CAREFUSION 11136468 15270569 | Initial Install of Performance Verification. Device is ready for patient use. |  |  | 02/05/2019 | 02/05/2019
|  | CAREFUSION | ALARIS 8100 | MODULE, INFUSION PUMP |  | SPD | Kelemen |  |  | 02/21/2019 |  | 2/21/29 |  |  | NO | YES |  |  |  |  | CAREFUSION 11136467 15270799 |  |  | Active |  | 99:99:99:99:99:99 |  | High Risk | 1Y:00-MFG | 02/21/2019 | 02/21/2019 | COOPER UNIVERSITY HOSPITAL |  |  | Moves | WOT00000001467460 | David Frye | Performance Verification | Completed |  | 02/21/2019 | 02/21/2019 | Performance Verification for CAREFUSION 11136467 15270799 | Initial Install of Performance Verification. Device is ready for patient use. |  |  | 02/21/2019 | 02/21/2019
|  | CAREFUSION | ALARIS 8100 | MODULE, INFUSION PUMP |  | SPD | Kelemen |  |  | 01/04/2019 |  | 1/4/29 |  |  | NO | YES |  |  |  |  | CAREFUSION 11136465 15269256 |  |  | Active |  | 99:99:99:99:99:99 |  | High Risk | 1Y:00-MFG | 01/04/2019 | 01/04/2019 | COOPER UNIVERSITY HOSPITAL |  |  | Moves | WOT00000001469271 | David Frye | Performance Verification | Completed |  | 01/04/2019 | 01/04/2019 | Performance Verification for CAREFUSION 11136465 15269256 | Initial Install of Performance Verification. Device is ready for patient use. |  |  | 01/04/2019 | 01/04/2019
|  | CAREFUSION | ALARIS 8100 | MODULE, INFUSION PUMP |  | SPD | Pavilion |  |  | 02/04/2019 |  | 2/4/29 |  |  | NO | YES |  |  |  |  | CAREFUSION 11136466 15267636 |  |  | Active | dup11136466 | 99:99:99:99:99:99 |  | High Risk | 1Y:00-MFG | 02/04/2019 | 02/04/2019 | COOPER UNIVERSITY HOSPITAL |  |  | Moves | WOT00000001469796 | David Frye | Performance Verification | Completed |  | 02/04/2019 | 02/04/2019 | Performance Verification for CAREFUSION 11136466 15267636 | Initial Install of Performance Verification. Device is ready for patient use. |  |  | 02/04/2019 | 02/04/2019
|  | CAREFUSION | ALARIS 8100 | MODULE, INFUSION PUMP |  | SPD | Pavilion |  |  | 01/17/2019 |  | 1/17/29 |  |  | NO | YES |  |  |  |  | CAREFUSION 11136464 15270848 |  |  | Active |  | 99:99:99:99:99:99 |  | High Risk | 1Y:00-MFG | 01/17/2019 | 01/17/2019 | COOPER UNIVERSITY HOSPITAL |  |  | Moves | WOT00000001469200 | David Frye | Performance Verification | Completed |  | 01/17/2019 | 01/17/2019 | Performance Verification for CAREFUSION 11136464 15270848 | Initial Install of Performance Verification. Device is ready for patient use. |  |  | 01/17/2019 | 01/17/2019
|  | CAREFUSION | ALARIS 8100 | MODULE, INFUSION PUMP |  | SPD | Kelemen |  |  | 01/16/2019 |  | 1/16/29 |  |  | NO | YES |  |  |  |  | CAREFUSION 11136461 15270869 |  |  | Active |  | 99:99:99:99:99:99 |  | High Risk | 1Y:00-MFG | 01/16/2019 | 01/16/2019 | COOPER UNIVERSITY HOSPITAL |  |  | Moves | WOT00000001469218 | David Frye | Performance Verification | Completed |  | 01/16/2019 | 01/16/2019 | Performance Verification for CAREFUSION 11136461 15270869 | Initial Install of Performance Verification. Device is ready for patient use. |  |  | 01/16/2019 | 01/16/2019
|  | CAREFUSION | ALARIS 8100 | MODULE, INFUSION PUMP |  | SPD | Kelemen |  |  | 02/07/2019 |  | 2/7/29 |  |  | NO | YES |  |  |  |  | CAREFUSION 11136460 15270787 |  |  | Active |  | 99:99:99:99:99:99 |  | High Risk | 1Y:00-MFG | 02/07/2019 | 02/07/2019 | COOPER UNIVERSITY HOSPITAL |  |  | Moves | WOT00000001467453 | David Frye | Performance Verification | Completed |  | 02/07/2019 | 02/07/2019 | Performance Verification for CAREFUSION 11136460 15270787 | Initial Install of Performance Verification. Device is ready for patient use. |  |  | 02/07/2019 | 02/07/2019
|  | CAREFUSION | ALARIS 8100 | MODULE, INFUSION PUMP |  | SPD | Pavilion |  |  | 02/26/2019 |  | 2/26/29 |  |  | NO | YES |  |  |  |  | CAREFUSION 11136457 15270880 |  |  | Active |  | 99:99:99:99:99:99 |  | High Risk | 1Y:00-MFG | 02/26/2019 | 02/26/2019 | COOPER UNIVERSITY HOSPITAL |  |  | Moves | WOT00000001469222 | David Frye | Performance Verification | Completed |  | 02/26/2019 | 02/26/2019 | Performance Verification for CAREFUSION 11136457 15270880 | Initial Install of Performance Verification. Device is ready for patient use. |  |  | 02/26/2019 | 02/26/2019
|  | CAREFUSION | ALARIS 8100 | MODULE, INFUSION PUMP |  | SPD | Kelemen |  |  | 02/04/2019 |  | 2/4/29 |  |  | NO | YES |  |  |  |  | CAREFUSION 11136450 15269931 |  |  | Active |  | 99:99:99:99:99:99 |  | High Risk | 1Y:00-MFG | 02/04/2019 | 02/04/2019 | COOPER UNIVERSITY HOSPITAL |  |  | Moves | WOT00000001467798 | David Frye | Performance Verification | Completed |  | 02/04/2019 | 02/04/2019 | Performance Verification for CAREFUSION 11136450 15269931 | Initial Install of Performance Verification. Device is ready for patient use. |  |  | 02/04/2019 | 02/04/2019
|  | CAREFUSION | ALARIS 8100 | MODULE, INFUSION PUMP |  | SPD | Pavilion |  |  | 01/14/2019 |  | 1/14/29 |  |  | NO | YES |  |  |  |  | CAREFUSION 11136451 15269487 |  |  | Active |  | 99:99:99:99:99:99 |  | High Risk | 1Y:00-MFG | 01/14/2019 | 01/14/2019 | COOPER UNIVERSITY HOSPITAL |  |  | Moves | WOT00000001469072 | David Frye | Performance Verification | Completed |  | 01/14/2019 | 01/14/2019 | Performance Verification for CAREFUSION 11136451 15269487 | Initial Install of Performance Verification. Device is ready for patient use. |  |  | 01/14/2019 | 01/14/2019
|  | CAREFUSION | ALARIS 8100 | MODULE, INFUSION PUMP |  |  | Pavilion | [7 empty] | NO | YES
|  | CAREFUSION | ALARIS 8100 | MODULE, INFUSION PUMP |  | SPD | Pavilion |  |  | 01/07/2019 |  | 1/7/29 |  |  | NO | YES |  |  |  |  | CAREFUSION 11136458 15270706 |  |  | Active |  | 99:99:99:99:99:99 |  | High Risk | 1Y:00-MFG | 01/07/2019 | 01/07/2019 | COOPER UNIVERSITY HOSPITAL |  |  | Moves | WOT00000001469814 | David Frye | Performance Verification | Completed |  | 01/07/2019 | 01/07/2019 | Performance Verification for CAREFUSION 11136458 15270706 | Initial Install of Performance Verification. Device is ready for patient use. |  |  | 01/07/2019 | 01/07/2019
|  | CAREFUSION | ALARIS 8100 | MODULE, INFUSION PUMP |  | SPD | Kelemen |  |  | 02/04/2019 |  | 2/4/29 |  |  | NO | YES |  |  |  |  | CAREFUSION 11136454 15269292 |  |  | Active |  | 99:99:99:99:99:99 |  | High Risk | 1Y:00-MFG | 02/04/2019 | 02/04/2019 | COOPER UNIVERSITY HOSPITAL |  |  | Moves | WOT00000001469182 | David Frye | Performance Verification | Completed |  | 02/04/2019 | 02/04/2019 | Performance Verification for CAREFUSION 11136454 15269292 | Initial Install of Performance Verification. Device is ready for patient use. |  |  | 02/04/2019 | 02/04/2019
|  | CAREFUSION | ALARIS 8100 | MODULE, INFUSION PUMP |  | SPD | Pavilion |  |  | 01/08/2019 |  | 1/8/29 |  |  | NO | YES |  |  |  |  | CAREFUSION 11136455 15269245 |  |  | Active |  | 99:99:99:99:99:99 |  | High Risk | 1Y:00-MFG | 01/08/2019 | 01/08/2019 | COOPER UNIVERSITY HOSPITAL |  |  | Moves | WOT00000001460395 | David Frye | Performance Verification | Completed |  | 01/08/2019 | 01/08/2019 | Performance Verification for CAREFUSION 11136455 15269245 | Initial Install of Performance Verification. Device is ready for patient use. |  |  | 01/08/2019 | 01/08/2019
|  | CAREFUSION | ALARIS 8100 | MODULE, INFUSION PUMP |  | SPD | Pavilion |  |  | 01/14/2019 |  | 1/14/29 |  |  | NO | YES |  |  |  |  | CAREFUSION 11136456 15269291 |  |  | Active |  | 99:99:99:99:99:99 |  | High Risk | 1Y:00-MFG | 01/14/2019 | 01/14/2019 | COOPER UNIVERSITY HOSPITAL |  |  | Moves | WOT00000001469180 | David Frye | Performance Verification | Completed |  | 01/14/2019 | 01/14/2019 | Performance Verification for CAREFUSION 11136456 15269291 | Initial Install of Performance Verification. Device is ready for patient use. |  |  | 01/14/2019 | 01/14/2019
|  | CAREFUSION | ALARIS 8100 | MODULE, INFUSION PUMP |  | SPD | Pavilion |  |  | 02/11/2019 |  | 2/11/29 |  |  | NO | YES |  |  |  |  | CAREFUSION 11136452 15269252 |  |  | Active |  | 99:99:99:99:99:99 |  | High Risk | 1Y:00-MFG | 02/11/2019 | 02/11/2019 | COOPER UNIVERSITY HOSPITAL |  |  | Moves | WOT00000001469266 | David Frye | Performance Verification | Completed |  | 02/11/2019 | 02/11/2019 | Performance Verification for CAREFUSION 11136452 15269252 | Initial Install of Performance Verification. Device is ready for patient use. |  |  | 02/11/2019 | 02/11/2019
|  | CAREFUSION | ALARIS 8100 | MODULE, INFUSION PUMP |  | SPD | Kelemen |  |  | 01/17/2019 |  | 1/17/29 |  |  | NO | YES |  |  |  |  | CAREFUSION 11136453 15269367 |  |  | Active |  | 99:99:99:99:99:99 |  | High Risk | 1Y:00-MFG | 01/17/2019 | 01/17/2019 | COOPER UNIVERSITY HOSPITAL |  |  | Moves | WOT00000001454836 | David Frye | Performance Verification | Completed |  | 01/17/2019 | 01/17/2019 | Performance Verification for CAREFUSION 11136453 15269367 | Initial Install of Performance Verification. Device is ready for patient use. |  |  | 01/17/2019 | 01/17/2019
|  | CAREFUSION | ALARIS 8100 | MODULE, INFUSION PUMP |  | SPD | Pavilion |  |  | 01/08/2019 |  | 1/8/29 |  |  | NO | YES |  |  |  |  | CAREFUSION 11136446 15269800 |  |  | Active |  | 99:99:99:99:99:99 |  | High Risk | 1Y:00-MFG | 01/08/2019 | 01/08/2019 | COOPER UNIVERSITY HOSPITAL |  |  | Moves | WOT00000001466815 | David Frye | Performance Verification | Completed |  | 01/08/2019 | 01/08/2019 | Performance Verification for CAREFUSION 11136446 15269800 | Initial Install of Performance Verification. Device is ready for patient use. |  |  | 01/08/2019 | 01/08/2019
|  | CAREFUSION | ALARIS 8100 | MODULE, INFUSION PUMP |  | SPD | Kelemen |  |  | 01/14/2019 |  | 1/14/29 |  |  | NO | YES |  |  |  |  | CAREFUSION 11136448 15269790 |  |  | Active |  | 99:99:99:99:99:99 |  | High Risk | 1Y:00-MFG | 01/14/2019 | 01/14/2019 | COOPER UNIVERSITY HOSPITAL |  |  | Moves | WOT00000001466805 | David Frye | Performance Verification | Completed |  | 01/14/2019 | 01/14/2019 | Performance Verification for CAREFUSION 11136448 15269790 | Initial Install of Performance Verification. Device is ready for patient use. |  |  | 01/14/2019 | 01/14/2019
|  | CAREFUSION | ALARIS 8100 | MODULE, INFUSION PUMP |  | SPD | Pavilion |  |  | 01/16/2019 |  | 1/16/29 |  |  | NO | YES |  |  |  |  | CAREFUSION 11136447 15269298 |  |  | Active |  | 99:99:99:99:99:99 |  | High Risk | 1Y:00-MFG | 01/16/2019 | 01/16/2019 | COOPER UNIVERSITY HOSPITAL |  |  | Moves | WOT00000001469184 | David Frye | Performance Verification | Completed |  | 01/16/2019 | 01/16/2019 | Performance Verification for CAREFUSION 11136447 15269298 | Initial Install of Performance Verification. Device is ready for patient use. |  |  | 01/16/2019 | 01/16/2019
|  | CAREFUSION | ALARIS 8100 | MODULE, INFUSION PUMP |  | SPD | Pavilion |  |  | 02/27/2019 |  | 2/27/29 |  |  | NO | YES |  |  |  |  | CAREFUSION 11136442 15269287 |  |  | Active |  | 99:99:99:99:99:99 |  | High Risk | 1Y:00-MFG | 02/27/2019 | 02/27/2019 | COOPER UNIVERSITY HOSPITAL |  |  | Moves | WOT00000001469178 | David Frye | Performance Verification | Completed |  | 02/27/2019 | 02/27/2019 | Performance Verification for CAREFUSION 11136442 15269287 | Initial Install of Performance Verification. Device is ready for patient use. |  |  | 02/27/2019 | 02/27/2019
|  | CAREFUSION | ALARIS 8100 | MODULE, INFUSION PUMP |  | SPD | Pavilion |  |  | 01/03/2019 |  | 1/3/29 |  |  | NO | YES |  |  |  |  | CAREFUSION 11136443 15269372 |  |  | Active |  | 99:99:99:99:99:99 |  | High Risk | 1Y:00-MFG | 01/03/2019 | 01/03/2019 | COOPER UNIVERSITY HOSPITAL |  |  | Moves | WOT00000001454878 | David Frye | Performance Verification | Completed |  | 01/03/2019 | 01/03/2019 | Performance Verification for CAREFUSION 11136443 15269372 | Initial Install of Performance Verification. Device is ready for patient use. |  |  | 01/03/2019 | 01/03/2019
|  | CAREFUSION | ALARIS 8100 | MODULE, INFUSION PUMP |  | SPD | Pavilion |  |  | 01/14/2019 |  | 1/14/29 |  |  | NO | YES |  |  |  |  | CAREFUSION 11136445 15269787 |  |  | Active |  | 99:99:99:99:99:99 |  | High Risk | 1Y:00-MFG | 01/14/2019 | 01/14/2019 | COOPER UNIVERSITY HOSPITAL |  |  | Moves | WOT00000001466801 | David Frye | Performance Verification | Completed |  | 01/14/2019 | 01/14/2019 | Performance Verification for CAREFUSION 11136445 15269787 | Initial Install of Performance Verification. Device is ready for patient use. |  |  | 01/14/2019 | 01/14/2019
|  | CAREFUSION | ALARIS 8100 | MODULE, INFUSION PUMP |  | SPD | Pavilion |  |  | 01/17/2019 |  | 1/17/29 |  |  | NO | YES |  |  |  |  | CAREFUSION 11136444 15269908 |  |  | Active |  | 99:99:99:99:99:99 |  | High Risk | 1Y:00-MFG | 01/17/2019 | 01/17/2019 | COOPER UNIVERSITY HOSPITAL |  |  | Moves | WOT00000001467840 | David Frye | Performance Verification | Completed |  | 01/17/2019 | 01/17/2019 | Performance Verification for CAREFUSION 11136444 15269908 | Initial Install of Performance Verification. Device is ready for patient use. |  |  | 01/17/2019 | 01/17/2019
|  | CAREFUSION | ALARIS 8100 | MODULE, INFUSION PUMP |  | SPD | Kelemen |  |  | 01/15/2019 |  | 1/15/29 |  |  | NO | YES |  |  |  |  | CAREFUSION 11136440 15270249 |  |  | Active |  | 99:99:99:99:99:99 |  | High Risk | 1Y:00-MFG | 01/15/2019 | 01/15/2019 | COOPER UNIVERSITY HOSPITAL |  |  | Moves | WOT00000001467031 | David Frye | Performance Verification | Completed |  | 01/15/2019 | 01/15/2019 | Performance Verification for CAREFUSION 11136440 15270249 | Initial Install of Performance Verification. Device is ready for patient use. |  |  | 01/15/2019 | 01/15/2019
|  | CAREFUSION | ALARIS 8100 | MODULE, INFUSION PUMP |  | SPD | Kelemen |  |  | 02/11/2019 |  | 2/11/29 |  |  | NO | YES |  |  |  |  | CAREFUSION 11136441 15269282 |  |  | Active |  | 99:99:99:99:99:99 |  | High Risk | 1Y:00-MFG | 02/11/2019 | 02/11/2019 | COOPER UNIVERSITY HOSPITAL |  |  | Moves | WOT00000001469176 | David Frye | Performance Verification | Completed |  | 02/11/2019 | 02/11/2019 | Performance Verification for CAREFUSION 11136441 15269282 | Initial Install of Performance Verification. Device is ready for patient use. |  |  | 02/11/2019 | 02/11/2019
|  | CAREFUSION | ALARIS 8100 | MODULE, INFUSION PUMP |  | SPD | Kelemen | BASEMENT |  | 01/08/2019 |  | 1/8/29 |  |  | NO | YES |  |  |  |  | CAREFUSION 11136436 15269927 |  |  | Active |  | 99:99:99:99:99:99 |  | High Risk | 1Y:00-MFG | 01/08/2019 | 01/08/2019 | COOPER UNIVERSITY HOSPITAL |  |  | Moves | WOT00000001467793 | David Frye | Performance Verification | Completed |  | 01/08/2019 | 01/08/2019 | Performance Verification for CAREFUSION 11136436 15269927 | Initial Install of Performance Verification. Device is ready for patient use. |  |  | 01/08/2019 | 01/08/2019
|  | CAREFUSION | ALARIS 8100 | MODULE, INFUSION PUMP |  | SPD | Pavilion |  |  | 02/06/2019 |  | 2/6/29 |  |  | NO | YES |  |  |  |  | CAREFUSION 11136428 15266139 |  |  | Active |  | 99:99:99:99:99:99 |  | High Risk | 1Y:00-MFG | 02/06/2019 | 02/06/2019 | COOPER UNIVERSITY HOSPITAL |  |  | Moves | WOT00000001467140 | David Frye | Performance Verification | Completed |  | 02/06/2019 | 02/06/2019 | Performance Verification for CAREFUSION 11136428 15266139 | Initial Install of Performance Verification. Device is ready for patient use. |  |  | 02/06/2019 | 02/06/2019
|  | CAREFUSION | ALARIS 8100 | MODULE, INFUSION PUMP |  | SPD | Pavilion |  |  | 01/09/2019 |  | 1/9/29 |  |  | NO | YES |  |  |  |  | CAREFUSION 11136429 15269246 |  |  | Active |  | 99:99:99:99:99:99 |  | High Risk | 1Y:00-MFG | 01/09/2019 | 01/09/2019 | COOPER UNIVERSITY HOSPITAL |  |  | Moves | WOT00000001467398 | David Frye | Performance Verification | Completed |  | 01/09/2019 | 01/09/2019 | Performance Verification for CAREFUSION 11136429 15269246 | Initial Install of Performance Verification. Device is ready for patient use. |  |  | 01/09/2019 | 01/09/2019
|  | CAREFUSION | ALARIS 8100 | MODULE, INFUSION PUMP |  | SPD | Kelemen |  |  | 01/03/2019 |  | 1/3/29 |  |  | NO | YES |  |  |  |  | CAREFUSION 11136439 15270895 |  |  | Active |  | 99:99:99:99:99:99 |  | High Risk | 1Y:00-MFG | 01/03/2019 | 01/03/2019 | COOPER UNIVERSITY HOSPITAL |  |  | Moves | WOT00000001468210 | David Frye | Performance Verification | Completed |  | 01/03/2019 | 01/03/2019 | Performance Verification for CAREFUSION 11136439 15270895 | Initial Install of Performance Verification. Device is ready for patient use. |  |  | 01/03/2019 | 01/03/2019
|  | CAREFUSION | ALARIS 8100 | MODULE, INFUSION PUMP |  | SPD | Pavilion |  |  | 03/14/2019 |  | 3/14/29 |  |  | NO | YES |  |  |  |  | CAREFUSION 11136438 15269689 |  |  | Active |  | 99:99:99:99:99:99 |  | High Risk | 1Y:00-MFG | 03/14/2019 | 03/14/2019 | COOPER UNIVERSITY HOSPITAL |  |  | I | WOT00000001467683 | David Frye | Performance Verification | Completed |  | 03/14/2019 | 03/14/2019 | Performance Verification for CAREFUSION 11136438 15269689 | Initial Install of Performance Verification. Device is ready for patient use. |  |  | 03/14/2019 | 03/14/2019
|  | CAREFUSION | ALARIS 8100 | MODULE, INFUSION PUMP |  | SPD | Pavilion |  |  | 02/11/2019 |  | 2/11/29 |  |  | NO | YES |  |  |  |  | CAREFUSION 11136437 15269662 |  |  | Active |  | 99:99:99:99:99:99 |  | High Risk | 1Y:00-MFG | 02/11/2019 | 02/11/2019 | COOPER UNIVERSITY HOSPITAL |  |  | Moves | WOT00000001467549 | David Frye | Performance Verification | Completed |  | 02/11/2019 | 02/11/2019 | Performance Verification for CAREFUSION 11136437 15269662 | Initial Install of Performance Verification. Device is ready for patient use. |  |  | 02/11/2019 | 02/11/2019
|  | CAREFUSION | ALARIS 8100 | MODULE, INFUSION PUMP |  | SPD | Pavilion |  |  | 01/08/2019 |  | 1/8/29 |  |  | NO | YES |  |  |  |  | CAREFUSION 11136433 15269945 |  |  | Active |  | 99:99:99:99:99:99 |  | High Risk | 1Y:00-MFG | 01/08/2019 | 01/08/2019 | COOPER UNIVERSITY HOSPITAL |  |  | Moves | WOT00000001469649 | David Frye | Performance Verification | Completed |  | 01/08/2019 | 01/08/2019 | Performance Verification for CAREFUSION 11136433 15269945 | Initial Install of Performance Verification. Device is ready for patient use. |  |  | 01/08/2019 | 01/08/2019
|  | CAREFUSION | ALARIS 8100 | MODULE, INFUSION PUMP |  | SPD | Kelemen |  |  | 01/28/2019 |  | 1/28/29 |  |  | NO | YES |  |  |  |  | CAREFUSION 11136432 15269856 |  |  | Active |  | 99:99:99:99:99:99 |  | High Risk | 1Y:00-MFG | 01/28/2019 | 01/28/2019 | COOPER UNIVERSITY HOSPITAL |  |  | Moves | WOT00000001466821 | David Frye | Performance Verification | Completed |  | 01/28/2019 | 01/28/2019 | Performance Verification for CAREFUSION 11136432 15269856 | Initial Install of Performance Verification. Device is ready for patient use. |  |  | 01/28/2019 | 01/28/2019
|  | CAREFUSION | ALARIS 8100 | MODULE, INFUSION PUMP |  | SPD | Kelemen |  |  | 05/14/2019 |  | 5/14/29 |  |  | NO | YES |  |  |  |  | CAREFUSION 11136431 15269669 |  |  | Active |  | 99:99:99:99:99:99 |  | High Risk | 1Y:00-MFG | 05/14/2019 | 05/14/2019 | COOPER UNIVERSITY HOSPITAL |  |  | Moves | WOT00000001467693 | David Frye | Performance Verification | Completed |  | 05/14/2019 | 05/14/2019 | Performance Verification for CAREFUSION 11136431 15269669 | Initial Install of Performance Verification. Device is ready for patient use. |  |  | 05/14/2019 | 05/14/2019
|  | CAREFUSION | ALARIS 8100 | MODULE, INFUSION PUMP |  | SPD | Pavilion |  |  | 01/09/2019 |  | 1/9/29 |  |  | NO | YES |  |  |  |  | CAREFUSION 11136430 15269651 |  |  | Active |  | 99:99:99:99:99:99 |  | High Risk | 1Y:00-MFG | 01/09/2019 | 01/09/2019 | COOPER UNIVERSITY HOSPITAL |  |  | Moves | WOT00000001467545 | David Frye | Performance Verification | Completed |  | 01/09/2019 | 01/09/2019 | Performance Verification for CAREFUSION 11136430 15269651 | Initial Install of Performance Verification. Device is ready for patient use. |  |  | 01/09/2019 | 01/09/2019
|  | CAREFUSION | ALARIS 8100 | MODULE, INFUSION PUMP |  | SPD | Pavilion |  |  | 02/11/2019 |  | 2/11/29 |  |  | NO | YES |  |  |  |  | CAREFUSION 11136427 15269937 |  |  | Active | dup11136427 | 99:99:99:99:99:99 |  | High Risk | 1Y:00-MFG | 02/11/2019 | 02/11/2019 | COOPER UNIVERSITY HOSPITAL |  |  | Moves | WOT00000001467802 | David Frye | Performance Verification | Completed |  | 02/11/2019 | 02/11/2019 | Performance Verification for CAREFUSION 11136427 15269937 | Initial Install of Performance Verification. Device is ready for patient use. |  |  | 02/11/2019 | 02/11/2019
|  | CAREFUSION | ALARIS 8100 | MODULE, INFUSION PUMP |  | SPD | Pavilion |  |  | 01/09/2019 |  | 1/9/29 |  |  | NO | YES |  |  |  |  | CAREFUSION 11136423 15270431 |  |  | Active |  | 99:99:99:99:99:99 |  | High Risk | 1Y:00-MFG | 01/09/2019 | 01/09/2019 | COOPER UNIVERSITY HOSPITAL |  |  | Moves | WOT00000001468128 | David Frye | Performance Verification | Completed |  | 01/09/2019 | 01/09/2019 | Performance Verification for CAREFUSION 11136423 15270431 | Initial Install of Performance Verification. Device is ready for patient use. |  |  | 01/09/2019 | 01/09/2019
|  | CAREFUSION | ALARIS 8100 | MODULE, INFUSION PUMP |  | SPD | Kelemen |  |  | 05/03/2019 |  | 5/3/29 |  |  | NO | YES |  |  |  |  | CAREFUSION 11136426 15269271 |  |  | Active |  | 99:99:99:99:99:99 |  | High Risk | 1Y:00-MFG | 05/03/2019 | 05/03/2019 | COOPER UNIVERSITY HOSPITAL |  |  | Moves | WOT00000001469172 | David Frye | Performance Verification | Completed |  | 05/03/2019 | 05/03/2019 | Performance Verification for CAREFUSION 11136426 15269271 | Initial Install of Performance Verification. Device is ready for patient use. |  |  | 05/03/2019 | 05/03/2019
|  | CAREFUSION | ALARIS 8100 | MODULE, INFUSION PUMP |  | SPD | Kelemen |  |  | 02/05/2019 |  | 2/5/29 |  |  | NO | YES |  |  |  |  | CAREFUSION 11136425 15269796 |  |  | Active |  | 99:99:99:99:99:99 |  | High Risk | 1Y:00-MFG | 02/05/2019 | 02/05/2019 | COOPER UNIVERSITY HOSPITAL |  |  | Moves | WOT00000001466813 | David Frye | Performance Verification | Completed |  | 02/05/2019 | 02/05/2019 | Performance Verification for CAREFUSION 11136425 15269796 | Initial Install of Performance Verification. Device is ready for patient use. |  |  | 02/05/2019 | 02/05/2019
|  | CAREFUSION | ALARIS 8100 | MODULE, INFUSION PUMP |  | SPD | Kelemen |  |  | 02/05/2019 |  | 2/5/29 |  |  | NO | YES |  |  |  |  | CAREFUSION 11136424 15270251 |  |  | Active |  | 99:99:99:99:99:99 |  | High Risk | 1Y:00-MFG | 02/05/2019 | 02/05/2019 | COOPER UNIVERSITY HOSPITAL |  |  | Moves | WOT00000001467035 | David Frye | Performance Verification | Completed |  | 02/05/2019 | 02/05/2019 | Performance Verification for CAREFUSION 11136424 15270251 | Initial Install of Performance Verification. Device is ready for patient use. |  |  | 02/05/2019 | 02/05/2019
|  | CAREFUSION | ALARIS 8100 | MODULE, INFUSION PUMP |  | SPD | Pavilion |  |  | 02/20/2019 |  | 2/20/29 |  |  | NO | YES |  |  |  |  | CAREFUSION 11136422 15269795 |  |  | Active |  | 99:99:99:99:99:99 |  | High Risk | 1Y:00-MFG | 02/20/2019 | 02/20/2019 | COOPER UNIVERSITY HOSPITAL |  |  | Moves | WOT00000001466810 | David Frye | Performance Verification | Completed |  | 02/20/2019 | 02/20/2019 | Performance Verification for CAREFUSION 11136422 15269795 | Initial Install of Performance Verification. Device is ready for patient use. |  |  | 02/20/2019 | 02/20/2019
|  | CAREFUSION | ALARIS 8100 | MODULE, INFUSION PUMP |  | SPD | Pavilion |  |  | 01/22/2019 |  | 1/22/29 |  |  | NO | YES |  |  |  |  | CAREFUSION 11136421 15269900 |  |  | Active |  | 99:99:99:99:99:99 |  | High Risk | 1Y:00-MFG | 01/22/2019 | 01/22/2019 | COOPER UNIVERSITY HOSPITAL |  |  | Moves | WOT00000001467837 | David Frye | Performance Verification | Completed |  | 01/22/2019 | 01/22/2019 | Performance Verification for CAREFUSION 11136421 15269900 | Initial Install of Performance Verification. Device is ready for patient use. |  |  | 01/22/2019 | 01/22/2019
|  | CAREFUSION | ALARIS 8100 | MODULE, INFUSION PUMP |  | SPD | Kelemen |  |  | 01/03/2019 |  | 1/3/29 |  |  | NO | YES |  |  |  |  | CAREFUSION 11136420 15265626 |  |  | Active |  | 99:99:99:99:99:99 |  | High Risk | 1Y:00-MFG | 01/03/2019 | 01/03/2019 | COOPER UNIVERSITY HOSPITAL |  |  | Moves | WOT00000001466940 | David Frye | Performance Verification | Completed |  | 01/03/2019 | 01/03/2019 | Performance Verification for CAREFUSION 11136420 15265626 | Initial Install of Performance Verification. Device is ready for patient use. |  |  | 01/03/2019 | 01/03/2019
|  | CAREFUSION | ALARIS 8100 | MODULE, INFUSION PUMP |  | SPD | Kelemen |  |  | 02/01/2019 |  | 2/1/29 |  |  | NO | YES |  |  |  |  | CAREFUSION 11136419 15269101 |  |  | Active |  | 99:99:99:99:99:99 |  | High Risk | 1Y:00-MFG | 02/01/2019 | 02/01/2019 | COOPER UNIVERSITY HOSPITAL |  |  | Moves | WOT00000001469728 | David Frye | Performance Verification | Completed |  | 02/01/2019 | 02/01/2019 | Performance Verification for CAREFUSION 11136419 15269101 | Initial Install of Performance Verification. Device is ready for patient use. |  |  | 02/01/2019 | 02/01/2019
|  | CAREFUSION | ALARIS 8100 | MODULE, INFUSION PUMP |  | SPD | Pavilion |  |  | 01/17/2019 |  | 1/17/29 |  |  | NO | YES |  |  |  |  | CAREFUSION 11136417 15266563 |  |  | Active |  | 99:99:99:99:99:99 |  | High Risk | 1Y:00-MFG | 01/17/2019 | 01/17/2019 | COOPER UNIVERSITY HOSPITAL |  |  | Moves | WOT00000001467148 | David Frye | Performance Verification | Completed |  | 01/17/2019 | 01/17/2019 | Performance Verification for CAREFUSION 11136417 15266563 | Initial Install of Performance Verification. Device is ready for patient use. |  |  | 01/17/2019 | 01/17/2019
|  | CAREFUSION | ALARIS 8100 | MODULE, INFUSION PUMP |  | SPD | Kelemen |  |  | 02/11/2019 |  | 2/11/29 |  |  | NO | YES |  |  |  |  | CAREFUSION 11136415 15269125 |  |  | Active |  | 99:99:99:99:99:99 |  | High Risk | 1Y:00-MFG | 02/11/2019 | 02/11/2019 | COOPER UNIVERSITY HOSPITAL |  |  | Moves | WOT00000001469734 | David Frye | Performance Verification | Completed |  | 02/11/2019 | 02/11/2019 | Performance Verification for CAREFUSION 11136415 15269125 | Initial Install of Performance Verification. Device is ready for patient use. |  |  | 02/11/2019 | 02/11/2019
|  | CAREFUSION | ALARIS 8100 | MODULE, INFUSION PUMP |  | SPD | Kelemen |  |  | 01/15/2019 |  | 1/15/29 |  |  | NO | YES |  |  |  |  | CAREFUSION 11136416 15269614 |  |  | Active |  | 99:99:99:99:99:99 |  | High Risk | 1Y:00-MFG | 01/15/2019 | 01/15/2019 | COOPER UNIVERSITY HOSPITAL |  |  | Moves | WOT00000001469477 | David Frye | Performance Verification | Completed |  | 01/15/2019 | 01/15/2019 | Performance Verification for CAREFUSION 11136416 15269614 | Initial Install of Performance Verification. Device is ready for patient use. |  |  | 01/15/2019 | 01/15/2019
|  | CAREFUSION | ALARIS 8100 | MODULE, INFUSION PUMP |  | SPD | Kelemen |  |  | 01/09/2019 |  | 1/9/29 |  |  | NO | YES |  |  |  |  | CAREFUSION 11136414 15270859 |  |  | Active |  | 99:99:99:99:99:99 |  | High Risk | 1Y:00-MFG | 01/09/2019 | 01/09/2019 | COOPER UNIVERSITY HOSPITAL |  |  | Moves | WOT00000001469205 | David Frye | Performance Verification | Completed |  | 01/09/2019 | 01/09/2019 | Performance Verification for CAREFUSION 11136414 15270859 | Initial Install of Performance Verification. Device is ready for patient use. |  |  | 01/09/2019 | 01/09/2019
|  | CAREFUSION | ALARIS 8100 | MODULE, INFUSION PUMP |  | SPD | Pavilion |  |  | 02/19/2019 |  | 2/19/29 |  |  | NO | YES |  |  |  |  | CAREFUSION 11136413 15270909 |  |  | Active |  | 99:99:99:99:99:99 |  | High Risk | 1Y:00-MFG | 02/19/2019 | 02/19/2019 | COOPER UNIVERSITY HOSPITAL |  |  | Moves | WOT00000001468214 | David Frye | Performance Verification | Completed |  | 02/19/2019 | 02/19/2019 | Performance Verification for CAREFUSION 11136413 15270909 | Initial Install of Performance Verification. Device is ready for patient use. |  |  | 02/19/2019 | 02/19/2019
|  | CAREFUSION | ALARIS 8100 | MODULE, INFUSION PUMP |  | SPD | Kelemen |  |  | 01/28/2019 |  | 1/28/29 |  |  | NO | YES |  |  |  |  | CAREFUSION 11136412 15269716 |  |  | Active |  | 99:99:99:99:99:99 |  | High Risk | 1Y:00-MFG | 01/28/2019 | 01/28/2019 | COOPER UNIVERSITY HOSPITAL |  |  | Moves | WOT00000001469475 | David Frye | Performance Verification | Completed |  | 01/28/2019 | 01/28/2019 | Performance Verification for CAREFUSION 11136412 15269716 | Initial Install of Performance Verification. Device is ready for patient use. |  |  | 01/28/2019 | 01/28/2019
|  | CAREFUSION | ALARIS 8100 | MODULE, INFUSION PUMP |  | SPD | Kelemen |  |  | 01/28/2019 |  | 1/28/29 |  |  | NO | YES |  |  |  |  | CAREFUSION 11136411 15270375 |  |  | Active |  | 99:99:99:99:99:99 |  | High Risk | 1Y:00-MFG | 01/28/2019 | 01/28/2019 | COOPER UNIVERSITY HOSPITAL |  |  | Moves | WOT00000001468803 | David Frye | Performance Verification | Completed |  | 01/28/2019 | 01/28/2019 | Performance Verification for CAREFUSION 11136411 15270375 | Initial Install of Performance Verification. Device is ready for patient use. |  |  | 01/28/2019 | 01/28/2019
|  | CAREFUSION | ALARIS 8100 | MODULE, INFUSION PUMP |  | SPD | Kelemen |  |  | 01/23/2019 |  | 1/23/29 |  |  | NO | YES |  |  |  |  | CAREFUSION 11136410 15270992 |  |  | Active |  | 99:99:99:99:99:99 |  | High Risk | 1Y:00-MFG | 01/23/2019 | 01/23/2019 | COOPER UNIVERSITY HOSPITAL |  |  | Moves | WOT00000001456290 | David Frye | Performance Verification | Completed |  | 01/23/2019 | 01/23/2019 | Performance Verification for CAREFUSION 11136410 15270992 | Initial Install of Performance Verification. Device is ready for patient use. |  |  | 01/23/2019 | 01/23/2019
|  | CAREFUSION | ALARIS 8100 | MODULE, INFUSION PUMP |  | SPD | Kelemen |  |  | 01/15/2019 |  | 1/15/29 |  |  | NO | YES |  |  |  |  | CAREFUSION 11136409 15270849 |  |  | Active |  | 99:99:99:99:99:99 |  | High Risk | 1Y:00-MFG | 01/15/2019 | 01/15/2019 | COOPER UNIVERSITY HOSPITAL |  |  | Moves | WOT00000001469202 | David Frye | Performance Verification | Completed |  | 01/15/2019 | 01/15/2019 | Performance Verification for CAREFUSION 11136409 15270849 | Initial Install of Performance Verification. Device is ready for patient use. |  |  | 01/15/2019 | 01/15/2019
|  | CAREFUSION | ALARIS 8100 | MODULE, INFUSION PUMP |  | SPD | Kelemen |  |  | 02/05/2019 |  | 2/5/29 |  |  | NO | YES |  |  |  |  | CAREFUSION 11136408 15270305 |  |  | Active |  | 99:99:99:99:99:99 |  | High Risk | 1Y:00-MFG | 02/05/2019 | 02/05/2019 | COOPER UNIVERSITY HOSPITAL |  |  | Moves | WOT00000001467184 | David Frye | Performance Verification | Completed |  | 02/05/2019 | 02/05/2019 | Performance Verification for CAREFUSION 11136408 15270305 | Initial Install of Performance Verification. Device is ready for patient use. |  |  | 02/05/2019 | 02/05/2019
|  | CAREFUSION | ALARIS 8100 | MODULE, INFUSION PUMP |  | SPD | Pavilion |  |  | 01/16/2019 |  | 1/16/29 |  |  | NO | YES |  |  |  |  | CAREFUSION 11136406 15270926 |  |  | Active |  | 99:99:99:99:99:99 |  | High Risk | 1Y:00-MFG | 01/16/2019 | 01/16/2019 | COOPER UNIVERSITY HOSPITAL |  |  | Moves | WOT00000001468220 | David Frye | Performance Verification | Completed |  | 01/16/2019 | 01/16/2019 | Performance Verification for CAREFUSION 11136406 15270926 | Initial Install of Performance Verification. Device is ready for patient use. |  |  | 01/16/2019 | 01/16/2019
|  | CAREFUSION | ALARIS 8100 | MODULE, INFUSION PUMP |  | SPD | Pavilion |  |  | 02/12/2019 |  | 2/12/29 |  |  | NO | YES |  |  |  |  | CAREFUSION 11136405 15270861 |  |  | Active |  | 99:99:99:99:99:99 |  | High Risk | 1Y:00-MFG | 02/12/2019 | 02/12/2019 | COOPER UNIVERSITY HOSPITAL |  |  | Moves | WOT00000001469209 | David Frye | Performance Verification | Completed |  | 02/12/2019 | 02/12/2019 | Performance Verification for CAREFUSION 11136405 15270861 | Initial Install of Performance Verification. Device is ready for patient use. |  |  | 02/12/2019 | 02/12/2019
|  | CAREFUSION | ALARIS 8100 | MODULE, INFUSION PUMP |  | SPD | Pavilion |  |  | 01/29/2019 |  | 1/29/29 |  |  | NO | YES |  |  |  |  | CAREFUSION 11136403 15270923 |  |  | Active |  | 99:99:99:99:99:99 |  | High Risk | 1Y:00-MFG | 01/29/2019 | 01/29/2019 | COOPER UNIVERSITY HOSPITAL |  |  | Moves | WOT00000001468218 | David Frye | Performance Verification | Completed |  | 01/29/2019 | 01/29/2019 | Performance Verification for CAREFUSION 11136403 15270923 | Initial Install of Performance Verification. Device is ready for patient use. |  |  | 01/29/2019 | 01/29/2019
|  | CAREFUSION | ALARIS 8100 | MODULE, INFUSION PUMP |  | SPD | Kelemen |  |  | 01/16/2019 |  | 1/16/29 |  |  | NO | YES |  |  |  |  | CAREFUSION 11136404 15270319 |  |  | Active |  | 99:99:99:99:99:99 |  | High Risk | 1Y:00-MFG | 01/16/2019 | 01/16/2019 | COOPER UNIVERSITY HOSPITAL |  |  | Moves | WOT00000001467190 | David Frye | Performance Verification | Completed |  | 01/16/2019 | 01/16/2019 | Performance Verification for CAREFUSION 11136404 15270319 | Initial Install of Performance Verification. Device is ready for patient use. |  |  | 01/16/2019 | 01/16/2019
|  | CAREFUSION | ALARIS 8100 | MODULE, INFUSION PUMP |  | SPD | Pavilion |  |  | 01/21/2019 |  | 1/21/29 |  |  | NO | YES |  |  |  |  | CAREFUSION 11136402 15269632 |  |  | Active |  | 99:99:99:99:99:99 |  | High Risk | 1Y:00-MFG | 01/21/2019 | 01/21/2019 | COOPER UNIVERSITY HOSPITAL |  |  | Moves | WOT00000001469485 | David Frye | Performance Verification | Completed |  | 01/21/2019 | 01/21/2019 | Performance Verification for CAREFUSION 11136402 15269632 | Initial Install of Performance Verification. Device is ready for patient use. |  |  | 01/21/2019 | 01/21/2019
|  | CAREFUSION | ALARIS 8100 | MODULE, INFUSION PUMP |  | SPD | Kelemen |  |  | 01/15/2019 |  | 1/15/29 |  |  | NO | YES |  |  |  |  | CAREFUSION 11136401 15266899 |  |  | Active |  | 99:99:99:99:99:99 |  | High Risk | 1Y:00-MFG | 01/15/2019 | 01/15/2019 | COOPER UNIVERSITY HOSPITAL |  |  | Moves | WOT00000001469776 | David Frye | Performance Verification | Completed |  | 01/15/2019 | 01/15/2019 | Performance Verification for CAREFUSION 11136401 15266899 | Initial Install of Performance Verification. Device is ready for patient use. |  |  | 01/15/2019 | 01/15/2019
|  | CAREFUSION | ALARIS 8100 | MODULE, INFUSION PUMP |  | SPD | Kelemen |  |  | 01/03/2019 |  | 1/3/29 |  |  | NO | YES |  |  |  |  | CAREFUSION 11136396 15269917 |  |  | Active |  | 99:99:99:99:99:99 |  | High Risk | 1Y:00-MFG | 01/03/2019 | 01/03/2019 | COOPER UNIVERSITY HOSPITAL |  |  | Moves | WOT00000001467789 | David Frye | Performance Verification | Completed |  | 01/03/2019 | 01/03/2019 | Performance Verification for CAREFUSION 11136396 15269917 | Initial Install of Performance Verification. Device is ready for patient use. |  |  | 01/03/2019 | 01/03/2019
|  | CAREFUSION | ALARIS 8100 | MODULE, INFUSION PUMP |  | SPD | Pavilion |  |  | 01/21/2019 |  | 1/21/29 |  |  | NO | YES |  |  |  |  | CAREFUSION 11136400 15269629 |  |  | Active |  | 99:99:99:99:99:99 |  | High Risk | 1Y:00-MFG | 01/21/2019 | 01/21/2019 | COOPER UNIVERSITY HOSPITAL |  |  | Moves | WOT00000001469483 | David Frye | Performance Verification | Completed |  | 01/21/2019 | 01/21/2019 | Performance Verification for CAREFUSION 11136400 15269629 | Initial Install of Performance Verification. Device is ready for patient use. |  |  | 01/21/2019 | 01/21/2019
|  | CAREFUSION | ALARIS 8100 | MODULE, INFUSION PUMP |  | SPD | Kelemen |  |  | 01/03/2019 |  | 1/3/29 |  |  | NO | YES |  |  |  |  | CAREFUSION 11136399 15269216 |  |  | Active |  | 99:99:99:99:99:99 |  | High Risk | 1Y:00-MFG | 01/03/2019 | 01/03/2019 | COOPER UNIVERSITY HOSPITAL |  |  | Moves | WOT00000001468904 | David Frye | Performance Verification | Completed |  | 01/03/2019 | 01/03/2019 | Performance Verification for CAREFUSION 11136399 15269216 | Initial Install of Performance Verification. Device is ready for patient use. |  |  | 01/03/2019 | 01/03/2019
|  | CAREFUSION | ALARIS 8100 | MODULE, INFUSION PUMP |  | SPD | Kelemen |  |  | 01/23/2019 |  | 1/23/29 |  |  | NO | YES |  |  |  |  | CAREFUSION 11136398 15269620 |  |  | Active |  | 99:99:99:99:99:99 |  | High Risk | 1Y:00-MFG | 01/23/2019 | 01/23/2019 | COOPER UNIVERSITY HOSPITAL |  |  | Moves | WOT00000001469481 | David Frye | Performance Verification | Completed |  | 01/23/2019 | 01/23/2019 | Performance Verification for CAREFUSION 11136398 15269620 | Initial Install of Performance Verification. Device is ready for patient use. |  |  | 01/23/2019 | 01/23/2019
|  | CAREFUSION | ALARIS 8100 | MODULE, INFUSION PUMP |  | SPD | Kelemen |  |  | 01/08/2019 |  | 1/8/29 |  |  | NO | YES |  |  |  |  | CAREFUSION 11136397 15269238 |  |  | Active |  | 99:99:99:99:99:99 |  | High Risk | 1Y:00-MFG | 01/08/2019 | 01/08/2019 | COOPER UNIVERSITY HOSPITAL |  |  | Moves | WOT00000001460391 | David Frye | Performance Verification | Completed |  | 01/08/2019 | 01/08/2019 | Performance Verification for CAREFUSION 11136397 15269238 | Initial Install of Performance Verification. Device is ready for patient use. |  |  | 01/08/2019 | 01/08/2019
|  | CAREFUSION | ALARIS 8100 | MODULE, INFUSION PUMP |  | SPD | Kelemen |  |  | 01/24/2019 |  | 1/24/29 |  |  | NO | YES |  |  |  |  | CAREFUSION 11136395 15269380 |  |  | Active |  | 99:99:99:99:99:99 |  | High Risk | 1Y:00-MFG | 01/24/2019 | 01/24/2019 | COOPER UNIVERSITY HOSPITAL |  |  | Moves | WOT00000001456009 | David Frye | Performance Verification | Completed |  | 01/24/2019 | 01/24/2019 | Performance Verification for CAREFUSION 11136395 15269380 | Initial Install of Performance Verification. Device is ready for patient use. |  |  | 01/24/2019 | 01/24/2019
|  | CAREFUSION | ALARIS 8100 | MODULE, INFUSION PUMP |  | SPD | Pavilion |  |  | 01/04/2019 |  | 1/4/29 |  |  | NO | YES |  |  |  |  | CAREFUSION 11136390 15269719 |  |  | Active |  | 99:99:99:99:99:99 |  | High Risk | 1Y:00-MFG | 01/04/2019 | 01/04/2019 | COOPER UNIVERSITY HOSPITAL |  |  | Moves | WOT00000001468376 | David Frye | Performance Verification | Completed |  | 01/04/2019 | 01/04/2019 | Performance Verification for CAREFUSION 11136390 15269719 | Initial Install of Performance Verification. Device is ready for patient use. |  |  | 01/04/2019 | 01/04/2019
|  | CAREFUSION | ALARIS 8100 | MODULE, INFUSION PUMP |  | SPD | Kelemen |  |  | 01/25/2019 |  | 1/25/29 |  |  | NO | YES |  |  |  |  | CAREFUSION 11136385 15270345 |  |  | Active |  | 99:99:99:99:99:99 |  | High Risk | 1Y:00-MFG | 01/25/2019 | 01/25/2019 | COOPER UNIVERSITY HOSPITAL |  |  | Moves | WOT00000001468802 | David Frye | Performance Verification | Completed |  | 01/25/2019 | 01/25/2019 | Performance Verification for CAREFUSION 11136385 15270345 | Initial Install of Performance Verification. Device is ready for patient use. |  |  | 01/25/2019 | 01/25/2019
|  | CAREFUSION | ALARIS 8100 | MODULE, INFUSION PUMP |  | SPD | Pavilion |  |  | 01/03/2019 |  | 1/3/29 |  |  | NO | YES |  |  |  |  | CAREFUSION 11136386 15270988 |  |  | Active |  | 99:99:99:99:99:99 |  | High Risk | 1Y:00-MFG | 01/03/2019 | 01/03/2019 | COOPER UNIVERSITY HOSPITAL |  |  | Moves | WOT00000001456258 | David Frye | Performance Verification | Completed |  | 01/03/2019 | 01/03/2019 | Performance Verification for CAREFUSION 11136386 15270988 | Initial Install of Performance Verification. Device is ready for patient use. |  |  | 01/03/2019 | 01/03/2019
|  | CAREFUSION | ALARIS 8100 | MODULE, INFUSION PUMP |  | SPD | Kelemen |  |  | 01/14/2019 |  | 1/14/29 |  |  | NO | YES |  |  |  |  | CAREFUSION 11136387 15269925 |  |  | Active |  | 99:99:99:99:99:99 |  | High Risk | 1Y:00-MFG | 01/14/2019 | 01/14/2019 | COOPER UNIVERSITY HOSPITAL |  |  | Moves | WOT00000001467790 | David Frye | Performance Verification | Completed |  | 01/14/2019 | 01/14/2019 | Performance Verification for CAREFUSION 11136387 15269925 | Initial Install of Performance Verification. Device is ready for patient use. |  |  | 01/14/2019 | 01/14/2019
|  | CAREFUSION | ALARIS 8100 | MODULE, INFUSION PUMP |  | SPD | Pavilion |  |  | 01/21/2019 |  | 1/21/29 |  |  | NO | YES |  |  |  |  | CAREFUSION 11136388 15269893 |  |  | Active |  | 99:99:99:99:99:99 |  | High Risk | 1Y:00-MFG | 01/21/2019 | 01/21/2019 | COOPER UNIVERSITY HOSPITAL |  |  | Moves | WOT00000001467827 | David Frye | Performance Verification | Completed |  | 01/21/2019 | 01/21/2019 | Performance Verification for CAREFUSION 11136388 15269893 | Initial Install of Performance Verification. Device is ready for patient use. |  |  | 01/21/2019 | 01/21/2019
|  | CAREFUSION | ALARIS 8100 | MODULE, INFUSION PUMP |  | SPD | Kelemen |  |  | 02/26/2019 |  | 2/26/29 |  |  | NO | YES |  |  |  |  | CAREFUSION 11136389 15269657 |  |  | Active |  | 99:99:99:99:99:99 |  | High Risk | 1Y:00-MFG | 02/26/2019 | 02/26/2019 | COOPER UNIVERSITY HOSPITAL |  |  | Moves | WOT00000001467547 | David Frye | Performance Verification | Completed |  | 02/26/2019 | 02/26/2019 | Performance Verification for CAREFUSION 11136389 15269657 | Initial Install of Performance Verification. Device is ready for patient use. |  |  | 02/26/2019 | 02/26/2019
|  | CAREFUSION | ALARIS 8100 | MODULE, INFUSION PUMP |  | SPD | Pavilion |  |  | 01/14/2019 |  | 1/14/29 |  |  | NO | YES |  |  |  |  | CAREFUSION 11136383 15269896 |  |  | Active |  | 99:99:99:99:99:99 |  | High Risk | 1Y:00-MFG | 01/14/2019 | 01/14/2019 | COOPER UNIVERSITY HOSPITAL |  |  | Moves | WOT00000001467831 | David Frye | Performance Verification | Completed |  | 01/14/2019 | 01/14/2019 | Performance Verification for CAREFUSION 11136383 15269896 | Initial Install of Performance Verification. Device is ready for patient use. |  |  | 01/14/2019 | 01/14/2019
|  | CAREFUSION | ALARIS 8100 | MODULE, INFUSION PUMP |  | SPD | Pavilion |  |  | 01/21/2019 |  | 1/21/29 |  |  | NO | YES |  |  |  |  | CAREFUSION 11136378 15271003 |  |  | Active |  | 99:99:99:99:99:99 |  | High Risk | 1Y:00-MFG | 01/21/2019 | 01/21/2019 | COOPER UNIVERSITY HOSPITAL |  |  | Moves | WOT00000001467381 | David Frye | Performance Verification | Completed |  | 01/21/2019 | 01/21/2019 | Performance Verification for CAREFUSION 11136378 15271003 | Initial Install of Performance Verification. Device is ready for patient use. |  |  | 01/21/2019 | 01/21/2019
|  | CAREFUSION | ALARIS 8100 | MODULE, INFUSION PUMP |  | SPD | Kelemen |  |  | 02/11/2019 |  | 2/11/29 |  |  | NO | YES |  |  |  |  | CAREFUSION 11136379 15269594 |  |  | Active |  | 99:99:99:99:99:99 |  | High Risk | 1Y:00-MFG | 02/11/2019 | 02/11/2019 | COOPER UNIVERSITY HOSPITAL |  |  | Moves | WOT00000001469336 | David Frye | Performance Verification | Completed |  | 02/11/2019 | 02/11/2019 | Performance Verification for CAREFUSION 11136379 15269594 | Initial Install of Performance Verification. Device is ready for patient use. |  |  | 02/11/2019 | 02/11/2019
|  | CAREFUSION | ALARIS 8100 | MODULE, INFUSION PUMP |  | SPD | Pavilion |  |  | 01/14/2019 |  | 1/14/29 |  |  | NO | YES |  |  |  |  | CAREFUSION 11136380 15269107 |  |  | Active |  | 99:99:99:99:99:99 |  | High Risk | 1Y:00-MFG | 01/14/2019 | 01/14/2019 | COOPER UNIVERSITY HOSPITAL |  |  | Moves | WOT00000001469730 | David Frye | Performance Verification | Completed |  | 01/14/2019 | 01/14/2019 | Performance Verification for CAREFUSION 11136380 15269107 | Initial Install of Performance Verification. Device is ready for patient use. |  |  | 01/14/2019 | 01/14/2019
|  | CAREFUSION | ALARIS 8100 | MODULE, INFUSION PUMP |  | SPD | Kelemen |  |  | 01/15/2019 |  | 1/15/29 |  |  | NO | YES |  |  |  |  | CAREFUSION 11136382 15269524 |  |  | Active |  | 99:99:99:99:99:99 |  | High Risk | 1Y:00-MFG | 01/15/2019 | 01/15/2019 | COOPER UNIVERSITY HOSPITAL |  |  | Moves | WOT00000001467357 | David Frye | Performance Verification | Completed |  | 01/15/2019 | 01/15/2019 | Performance Verification for CAREFUSION 11136382 15269524 | Initial Install of Performance Verification. Device is ready for patient use. |  |  | 01/15/2019 | 01/15/2019
|  | CAREFUSION | ALARIS 8100 | MODULE, INFUSION PUMP |  | SPD | Kelemen |  |  | 02/01/2019 |  | 2/1/29 |  |  | NO | YES |  |  |  |  | CAREFUSION 11136381 15269201 |  |  | Active | dup11136381 | 99:99:99:99:99:99 |  | High Risk | 1Y:00-MFG | 02/01/2019 | 02/01/2019 | COOPER UNIVERSITY HOSPITAL |  |  | Moves | WOT00000001468891 | David Frye | Performance Verification | Completed |  | 02/01/2019 | 02/01/2019 | Performance Verification for CAREFUSION 11136381 15269201 | Initial Install of Performance Verification. Device is ready for patient use. |  |  | 02/01/2019 | 02/01/2019
|  | CAREFUSION | ALARIS 8100 | MODULE, INFUSION PUMP |  | SPD | Kelemen |  |  | 01/28/2019 |  | 1/28/29 |  |  | NO | YES |  |  |  |  | CAREFUSION 11136377 15270888 |  |  | Active |  | 99:99:99:99:99:99 |  | High Risk | 1Y:00-MFG | 01/28/2019 | 01/28/2019 | COOPER UNIVERSITY HOSPITAL |  |  | Moves | WOT00000001469225 | David Frye | Performance Verification | Completed |  | 01/28/2019 | 01/28/2019 | Performance Verification for CAREFUSION 11136377 15270888 | Initial Install of Performance Verification. Device is ready for patient use. |  |  | 01/28/2019 | 01/28/2019
|  | CAREFUSION | ALARIS 8100 | MODULE, INFUSION PUMP |  | SPD | Pavilion |  |  | 01/24/2019 |  | 1/24/29 |  |  | NO | YES |  |  |  |  | CAREFUSION 11136376 15269509 |  |  | Active |  | 99:99:99:99:99:99 |  | High Risk | 1Y:00-MFG | 01/24/2019 | 01/24/2019 | COOPER UNIVERSITY HOSPITAL |  |  | Moves | WOT00000001467346 | David Frye | Performance Verification | Completed |  | 01/24/2019 | 01/24/2019 | Performance Verification for CAREFUSION 11136376 15269509 | Initial Install of Performance Verification. Device is ready for patient use. |  |  | 01/24/2019 | 01/24/2019
|  | CAREFUSION | ALARIS 8100 | MODULE, INFUSION PUMP |  | SPD | Pavilion |  |  | 01/23/2019 |  | 1/23/29 |  |  | NO | YES |  |  |  |  | CAREFUSION 11136375 15271025 |  |  | Active |  | 99:99:99:99:99:99 |  | High Risk | 1Y:00-MFG | 01/23/2019 | 01/23/2019 | COOPER UNIVERSITY HOSPITAL |  |  | Moves | WOT00000001467612 | David Frye | Performance Verification | Completed |  | 01/23/2019 | 01/23/2019 | Performance Verification for CAREFUSION 11136375 15271025 | Initial Install of Performance Verification. Device is ready for patient use. |  |  | 01/23/2019 | 01/23/2019
|  | CAREFUSION | ALARIS 8100 | MODULE, INFUSION PUMP |  | SPD | Kelemen |  |  | 01/24/2019 |  | 1/24/29 |  |  | NO | YES |  |  |  |  | CAREFUSION 11136373 15270390 |  |  | Active |  | 99:99:99:99:99:99 |  | High Risk | 1Y:00-MFG | 01/24/2019 | 01/24/2019 | COOPER UNIVERSITY HOSPITAL |  |  | Moves | WOT00000001468806 | David Frye | Performance Verification | Completed |  | 01/24/2019 | 01/24/2019 | Performance Verification for CAREFUSION 11136373 15270390 | Initial Install of Performance Verification. Device is ready for patient use. |  |  | 01/24/2019 | 01/24/2019
|  | CAREFUSION | ALARIS 8100 | MODULE, INFUSION PUMP |  | SPD | Kelemen |  |  | 01/08/2019 |  | 1/8/29 |  |  | NO | YES |  |  |  |  | CAREFUSION 11136372 15270553 |  |  | Active |  | 99:99:99:99:99:99 |  | High Risk | 1Y:00-MFG | 01/08/2019 | 01/08/2019 | COOPER UNIVERSITY HOSPITAL |  |  | Moves | WOT00000001468747 | David Frye | Performance Verification | Completed |  | 01/08/2019 | 01/08/2019 | Performance Verification for CAREFUSION 11136372 15270553 | Initial Install of Performance Verification. Device is ready for patient use. |  |  | 01/08/2019 | 01/08/2019
|  | CAREFUSION | ALARIS 8100 | MODULE, INFUSION PUMP |  | SPD | Kelemen |  |  | 01/28/2019 |  | 1/28/29 |  |  | NO | YES |  |  |  |  | CAREFUSION 11136370 15270556 |  |  | Active |  | 99:99:99:99:99:99 |  | High Risk | 1Y:00-MFG | 01/28/2019 | 01/28/2019 | COOPER UNIVERSITY HOSPITAL |  |  | Moves | WOT00000001469679 | David Frye | Performance Verification | Completed |  | 01/28/2019 | 01/28/2019 | Performance Verification for CAREFUSION 11136370 15270556 | Initial Install of Performance Verification. Device is ready for patient use. |  |  | 01/28/2019 | 01/28/2019
|  | CAREFUSION | ALARIS 8100 | MODULE, INFUSION PUMP |  | SPD | Kelemen |  |  | 01/29/2019 |  | 1/29/29 |  |  | NO | YES |  |  |  |  | CAREFUSION 11136369 15270983 |  |  | Active |  | 99:99:99:99:99:99 |  | High Risk | 1Y:00-MFG | 01/29/2019 | 01/29/2019 | COOPER UNIVERSITY HOSPITAL |  |  | Moves | WOT00000001456230 | David Frye | Performance Verification | Completed |  | 01/29/2019 | 01/29/2019 | Performance Verification for CAREFUSION 11136369 15270983 | Initial Install of Performance Verification. Device is ready for patient use. |  |  | 01/29/2019 | 01/29/2019
|  | CAREFUSION | ALARIS 8100 | MODULE, INFUSION PUMP |  | SPD | Kelemen |  |  | 01/14/2019 |  | 1/14/29 |  |  | NO | YES |  |  |  |  | CAREFUSION 11136367 15269270 |  |  | Active |  | 99:99:99:99:99:99 |  | High Risk | 1Y:00-MFG | 01/14/2019 | 01/14/2019 | COOPER UNIVERSITY HOSPITAL |  |  | Moves | WOT00000001469170 | David Frye | Performance Verification | Completed |  | 01/14/2019 | 01/14/2019 | Performance Verification for CAREFUSION 11136367 15269270 | Initial Install of Performance Verification. Device is ready for patient use. |  |  | 01/14/2019 | 01/14/2019
|  | CAREFUSION | ALARIS 8100 | MODULE, INFUSION PUMP |  | SPD | Pavilion |  |  | 02/04/2019 |  | 2/4/29 |  |  | NO | YES |  |  |  |  | CAREFUSION 11136368 15270851 |  |  | Active |  | 99:99:99:99:99:99 |  | High Risk | 1Y:00-MFG | 02/04/2019 | 02/04/2019 | COOPER UNIVERSITY HOSPITAL |  |  | Moves | WOT00000001469204 | David Frye | Performance Verification | Completed |  | 02/04/2019 | 02/04/2019 | Performance Verification for CAREFUSION 11136368 15270851 | Initial Install of Performance Verification. Device is ready for patient use. |  |  | 02/04/2019 | 02/04/2019
|  | CAREFUSION | ALARIS 8100 | MODULE, INFUSION PUMP |  | SPD | Kelemen |  |  | 01/21/2019 |  | 1/21/29 |  |  | NO | YES |  |  |  |  | CAREFUSION 11136362 15270943 |  |  | Active |  | 99:99:99:99:99:99 |  | High Risk | 1Y:00-MFG | 01/21/2019 | 01/21/2019 | COOPER UNIVERSITY HOSPITAL |  |  | Moves | WOT00000001456075 | David Frye | Performance Verification | Completed |  | 01/21/2019 | 01/21/2019 | Performance Verification for CAREFUSION 11136362 15270943 | Initial Install of Performance Verification. Device is ready for patient use. |  |  | 01/21/2019 | 01/21/2019
|  | CAREFUSION | ALARIS 8100 | MODULE, INFUSION PUMP |  | SPD | Pavilion |  |  | 02/11/2019 |  | 2/11/29 |  |  | NO | YES |  |  |  |  | CAREFUSION 11136366 15270820 |  |  | Active |  | 99:99:99:99:99:99 |  | High Risk | 1Y:00-MFG | 02/11/2019 | 02/11/2019 | COOPER UNIVERSITY HOSPITAL |  |  | Moves | WOT00000001458140 | David Frye | Performance Verification | Completed |  | 02/11/2019 | 02/11/2019 | Performance Verification for CAREFUSION 11136366 15270820 | Initial Install of Performance Verification. Device is ready for patient use. |  |  | 02/11/2019 | 02/11/2019
|  | CAREFUSION | ALARIS 8100 | MODULE, INFUSION PUMP |  | SPD | Kelemen |  |  | 01/16/2019 |  | 1/16/29 |  |  | NO | YES |  |  |  |  | CAREFUSION 11136364 15269253 |  |  | Active |  | 99:99:99:99:99:99 |  | High Risk | 1Y:00-MFG | 01/16/2019 | 01/16/2019 | COOPER UNIVERSITY HOSPITAL |  |  | Moves | WOT00000001469267 | David Frye | Performance Verification | Completed |  | 01/16/2019 | 01/16/2019 | Performance Verification for CAREFUSION 11136364 15269253 | Initial Install of Performance Verification. Device is ready for patient use. |  |  | 01/16/2019 | 01/16/2019
|  | CAREFUSION | ALARIS 8100 | MODULE, INFUSION PUMP |  | SPD | Kelemen |  |  | 01/14/2019 |  | 1/14/29 |  |  | NO | YES |  |  |  |  | CAREFUSION 11136363 15270262 |  |  | Active |  | 99:99:99:99:99:99 |  | High Risk | 1Y:00-MFG | 01/14/2019 | 01/14/2019 | COOPER UNIVERSITY HOSPITAL |  |  | Moves | WOT00000001467228 | David Frye | Performance Verification | Completed |  | 01/14/2019 | 01/14/2019 | Performance Verification for CAREFUSION 11136363 15270262 | Initial Install of Performance Verification. Device is ready for patient use. |  |  | 01/14/2019 | 01/14/2019
|  | CAREFUSION | ALARIS 8100 | MODULE, INFUSION PUMP |  | SPD | Pavilion |  |  | 01/15/2019 |  | 1/15/29 |  |  | NO | YES |  |  |  |  | CAREFUSION 11136361 15269544 |  |  | Active |  | 99:99:99:99:99:99 |  | High Risk | 1Y:00-MFG | 01/15/2019 | 01/15/2019 | COOPER UNIVERSITY HOSPITAL |  |  | Moves | WOT00000001469038 | David Frye | Performance Verification | Completed |  | 01/15/2019 | 01/15/2019 | Performance Verification for CAREFUSION 11136361 15269544 | Initial Install of Performance Verification. Device is ready for patient use. |  |  | 01/15/2019 | 01/15/2019
|  | CAREFUSION | ALARIS 8100 | MODULE, INFUSION PUMP |  | SPD | Pavilion |  |  | 01/16/2019 |  | 1/16/29 |  |  | NO | YES |  |  |  |  | CAREFUSION 11136360 15268995 |  |  | Active |  | 99:99:99:99:99:99 |  | High Risk | 1Y:00-MFG | 01/16/2019 | 01/16/2019 | COOPER UNIVERSITY HOSPITAL |  |  | Moves | WOT00000001468778 | David Frye | Performance Verification | Completed |  | 01/16/2019 | 01/16/2019 | Performance Verification for CAREFUSION 11136360 15268995 | Initial Install of Performance Verification. Device is ready for patient use. |  |  | 01/16/2019 | 01/16/2019
|  | CAREFUSION | ALARIS 8100 | MODULE, INFUSION PUMP |  | SPD | Pavilion |  |  | 02/21/2019 |  | 2/21/29 |  |  | NO | YES |  |  |  |  | CAREFUSION 11136356 15270428 |  |  | Active |  | 99:99:99:99:99:99 |  | High Risk | 1Y:00-MFG | 02/21/2019 | 02/21/2019 | COOPER UNIVERSITY HOSPITAL |  |  | Moves | WOT00000001469758 | David Frye | Performance Verification | Completed |  | 02/21/2019 | 02/21/2019 | Performance Verification for CAREFUSION 11136356 15270428 | Initial Install of Performance Verification. Device is ready for patient use. |  |  | 02/21/2019 | 02/21/2019
|  | CAREFUSION | ALARIS 8100 | MODULE, INFUSION PUMP |  | SPD | Pavilion |  |  | 01/07/2019 |  | 1/7/29 |  |  | NO | YES |  |  |  |  | CAREFUSION 11136357 15270299 |  |  | Active |  | 99:99:99:99:99:99 |  | High Risk | 1Y:00-MFG | 01/07/2019 | 01/07/2019 | COOPER UNIVERSITY HOSPITAL |  |  | Moves | WOT00000001467180 | David Frye | Performance Verification | Completed |  | 01/07/2019 | 01/07/2019 | Performance Verification for CAREFUSION 11136357 15270299 | Initial Install of Performance Verification. Device is ready for patient use. |  |  | 01/07/2019 | 01/07/2019
|  | CAREFUSION | ALARIS 8100 | MODULE, INFUSION PUMP |  | SPD | Pavilion |  |  | 01/24/2019 |  | 1/24/29 |  |  | NO | YES |  |  |  |  | CAREFUSION 11136358 15270941 |  |  | Active |  | 99:99:99:99:99:99 |  | High Risk | 1Y:00-MFG | 01/24/2019 | 01/24/2019 | COOPER UNIVERSITY HOSPITAL |  |  | Moves | WOT00000001468228 | David Frye | Performance Verification | Completed |  | 01/24/2019 | 01/24/2019 | Performance Verification for CAREFUSION 11136358 15270941 | Initial Install of Performance Verification. Device is ready for patient use. |  |  | 01/24/2019 | 01/24/2019
|  | CAREFUSION | ALARIS 8100 | MODULE, INFUSION PUMP |  | SPD | Kelemen | BASEMENT |  | 01/29/2019 |  | 1/29/29 |  |  | NO | YES |  |  |  |  | CAREFUSION 11136352 15269560 |  |  | Active |  | 99:99:99:99:99:99 |  | High Risk | 1Y:00-MFG | 01/29/2019 | 01/29/2019 | COOPER UNIVERSITY HOSPITAL |  |  | Moves | WOT00000001469324 | David Frye | Performance Verification | Completed |  | 01/29/2019 | 01/29/2019 | Performance Verification for CAREFUSION 11136352 15269560 | Initial Install of Performance Verification. Device is ready for patient use. |  |  | 01/29/2019 | 01/29/2019
|  | CAREFUSION | ALARIS 8100 | MODULE, INFUSION PUMP |  | SPD | Kelemen |  |  | 02/28/2019 |  | 2/28/29 |  |  | NO | YES |  |  |  |  | CAREFUSION 11136353 15266914 |  |  | Active |  | 99:99:99:99:99:99 |  | High Risk | 1Y:00-MFG | 02/28/2019 | 02/28/2019 | COOPER UNIVERSITY HOSPITAL |  |  | Moves | WOT00000001469780 | David Frye | Performance Verification | Completed |  | 02/28/2019 | 02/28/2019 | Performance Verification for CAREFUSION 11136353 15266914 | Initial Install of Performance Verification. Device is ready for patient use. |  |  | 02/28/2019 | 02/28/2019
|  | CAREFUSION | ALARIS 8100 | MODULE, INFUSION PUMP |  | SPD | Kelemen |  |  | 02/04/2019 |  | 2/4/29 |  |  | NO | YES |  |  |  |  | CAREFUSION 11136359 15270142 |  |  | Active |  | 99:99:99:99:99:99 |  | High Risk | 1Y:00-MFG | 02/04/2019 | 02/04/2019 | COOPER UNIVERSITY HOSPITAL |  |  | Moves | WOT00000001466844 | David Frye | Performance Verification | Completed |  | 02/04/2019 | 02/04/2019 | Performance Verification for CAREFUSION 11136359 15270142 | Initial Install of Performance Verification. Device is ready for patient use. |  |  | 02/04/2019 | 02/04/2019
|  | CAREFUSION | ALARIS 8100 | MODULE, INFUSION PUMP |  | SPD | Kelemen | BASEMENT |  | 01/17/2019 |  | 1/17/29 |  |  | NO | YES |  |  |  |  | CAREFUSION 11136355 15269690 |  |  | Active |  | 99:99:99:99:99:99 |  | High Risk | 1Y:00-MFG | 01/17/2019 | 01/17/2019 | COOPER UNIVERSITY HOSPITAL |  |  | Moves | WOT00000001467685 | David Frye | Performance Verification | Completed |  | 01/17/2019 | 01/17/2019 | Performance Verification for CAREFUSION 11136355 15269690 | Initial Install of Performance Verification. Device is ready for patient use. |  |  | 01/17/2019 | 01/17/2019
|  | CAREFUSION | ALARIS 8100 | MODULE, INFUSION PUMP |  | SPD | Kelemen | BASEMENT |  | 01/17/2019 |  | 1/17/29 |  |  | NO | YES |  |  |  |  | CAREFUSION 11136354 15270056 |  |  | Active |  | 99:99:99:99:99:99 |  | High Risk | 1Y:00-MFG | 01/17/2019 | 01/17/2019 | COOPER UNIVERSITY HOSPITAL |  |  | Moves | WOT00000001466836 | David Frye | Performance Verification | Completed |  | 01/17/2019 | 01/17/2019 | Performance Verification for CAREFUSION 11136354 15270056 | Initial Install of Performance Verification. Device is ready for patient use. |  |  | 01/17/2019 | 01/17/2019
|  | CAREFUSION | ALARIS 8100 | MODULE, INFUSION PUMP |  | SPD | Kelemen |  |  | 01/09/2019 |  | 1/9/29 |  |  | NO | YES |  |  |  |  | CAREFUSION 11136351 15269194 |  |  | Active |  | 99:99:99:99:99:99 |  | High Risk | 1Y:00-MFG | 01/09/2019 | 01/09/2019 | COOPER UNIVERSITY HOSPITAL |  |  | Moves | WOT00000001468884 | David Frye | Performance Verification | Completed |  | 01/09/2019 | 01/09/2019 | Performance Verification for CAREFUSION 11136351 15269194 | Initial Install of Performance Verification. Device is ready for patient use. |  |  | 01/09/2019 | 01/09/2019
|  | CAREFUSION | ALARIS 8100 | MODULE, INFUSION PUMP |  | SPD | Kelemen |  |  | 02/04/2019 |  | 2/4/29 |  |  | NO | YES |  |  |  |  | CAREFUSION 11136349 15269320 |  |  | Active |  | 99:99:99:99:99:99 |  | High Risk | 1Y:00-MFG | 02/04/2019 | 02/04/2019 | COOPER UNIVERSITY HOSPITAL |  |  | Moves | WOT00000001454791 | David Frye | Performance Verification | Completed |  | 02/04/2019 | 02/04/2019 | Performance Verification for CAREFUSION 11136349 15269320 | Initial Install of Performance Verification. Device is ready for patient use. |  |  | 02/04/2019 | 02/04/2019
|  | CAREFUSION | ALARIS 8100 | MODULE, INFUSION PUMP |  | SPD | Pavilion |  |  | 02/04/2019 |  | 2/4/29 |  |  | NO | YES |  |  |  |  | CAREFUSION 11136350 15267451 |  |  | Active |  | 99:99:99:99:99:99 |  | High Risk | 1Y:00-MFG | 02/04/2019 | 02/04/2019 | COOPER UNIVERSITY HOSPITAL |  |  | Moves | WOT00000001469788 | David Frye | Performance Verification | Completed |  | 02/04/2019 | 02/04/2019 | Performance Verification for CAREFUSION 11136350 15267451 | Initial Install of Performance Verification. Device is ready for patient use. |  |  | 02/04/2019 | 02/04/2019
|  | CAREFUSION | ALARIS 8100 | MODULE, INFUSION PUMP |  | SPD | Pavilion |  |  | 01/07/2019 |  | 1/7/29 |  |  | NO | YES |  |  |  |  | CAREFUSION 11136348 15269892 |  |  | Active |  | 99:99:99:99:99:99 |  | High Risk | 1Y:00-MFG | 01/07/2019 | 01/07/2019 | COOPER UNIVERSITY HOSPITAL |  |  | Moves | WOT00000001467825 | David Frye | Performance Verification | Completed |  | 01/07/2019 | 01/07/2019 | Performance Verification for CAREFUSION 11136348 15269892 | Initial Install of Performance Verification. Device is ready for patient use. |  |  | 01/07/2019 | 01/07/2019
|  | CAREFUSION | ALARIS 8100 | MODULE, INFUSION PUMP |  | SPD | Kelemen |  |  | 02/12/2019 |  | 2/12/29 |  |  | NO | YES |  |  |  |  | CAREFUSION 11136347 15270812 |  |  | Active |  | 99:99:99:99:99:99 |  | High Risk | 1Y:00-MFG | 02/12/2019 | 02/12/2019 | COOPER UNIVERSITY HOSPITAL |  |  | Moves | WOT00000001467469 | David Frye | Performance Verification | Completed |  | 02/12/2019 | 02/12/2019 | Performance Verification for CAREFUSION 11136347 15270812 | Initial Install of Performance Verification. Device is ready for patient use. |  |  | 02/12/2019 | 02/12/2019
|  | CAREFUSION | ALARIS 8100 | MODULE, INFUSION PUMP |  | SPD | Kelemen |  |  | 01/28/2019 |  | 1/28/29 |  |  | NO | YES |  |  |  |  | CAREFUSION 11136345 15269237 |  |  | Active |  | 99:99:99:99:99:99 |  | High Risk | 1Y:00-MFG | 01/28/2019 | 01/28/2019 | COOPER UNIVERSITY HOSPITAL |  |  | Moves | WOT00000001467158 | David Frye | Performance Verification | Completed |  | 01/28/2019 | 01/28/2019 | Performance Verification for CAREFUSION 11136345 15269237 | Initial Install of Performance Verification. Device is ready for patient use. |  |  | 01/28/2019 | 01/28/2019
|  | CAREFUSION | ALARIS 8100 | MODULE, INFUSION PUMP |  | SPD | Pavilion |  |  | 01/14/2019 |  | 1/14/29 |  |  | NO | YES |  |  |  |  | CAREFUSION 11136346 15269728 |  |  | Active |  | 99:99:99:99:99:99 |  | High Risk | 1Y:00-MFG | 01/14/2019 | 01/14/2019 | COOPER UNIVERSITY HOSPITAL |  |  | Moves | WOT00000001468383 | David Frye | Performance Verification | Completed |  | 01/14/2019 | 01/14/2019 | Performance Verification for CAREFUSION 11136346 15269728 | Initial Install of Performance Verification. Device is ready for patient use. |  |  | 01/14/2019 | 01/14/2019
|  | CAREFUSION | ALARIS 8100 | MODULE, INFUSION PUMP |  | SPD | Kelemen |  |  | 01/17/2019 |  | 1/17/29 |  |  | NO | YES |  |  |  |  | CAREFUSION 11136337 15269225 |  |  | Active |  | 99:99:99:99:99:99 |  | High Risk | 1Y:00-MFG | 01/17/2019 | 01/17/2019 | COOPER UNIVERSITY HOSPITAL |  |  | Moves | WOT00000001468905 | David Frye | Performance Verification | Completed |  | 01/17/2019 | 01/17/2019 | Performance Verification for CAREFUSION 11136337 15269225 | Initial Install of Performance Verification. Device is ready for patient use. |  |  | 01/17/2019 | 01/17/2019
|  | CAREFUSION | ALARIS 8100 | MODULE, INFUSION PUMP |  | SPD | Pavilion |  |  | 02/28/2019 |  | 2/28/29 |  |  | NO | YES |  |  |  |  | CAREFUSION 11136335 15265747 |  |  | Active |  | 99:99:99:99:99:99 |  | High Risk | 1Y:00-MFG | 02/28/2019 | 02/28/2019 | COOPER UNIVERSITY HOSPITAL |  |  | Moves | WOT00000001466948 | David Frye | Performance Verification | Completed |  | 02/28/2019 | 02/28/2019 | Performance Verification for CAREFUSION 11136335 15265747 | Initial Install of Performance Verification. Device is ready for patient use. |  |  | 02/28/2019 | 02/28/2019
|  | CAREFUSION | ALARIS 8100 | MODULE, INFUSION PUMP |  | SPD | Pavilion |  |  | 01/04/2019 |  | 1/4/29 |  |  | NO | YES |  |  |  |  | CAREFUSION 11136339 15269249 |  |  | Active |  | 99:99:99:99:99:99 |  | High Risk | 1Y:00-MFG | 01/04/2019 | 01/04/2019 | COOPER UNIVERSITY HOSPITAL |  |  | Moves | WOT00000001469263 | David Frye | Performance Verification | Completed |  | 01/04/2019 | 01/04/2019 | Performance Verification for CAREFUSION 11136339 15269249 | Initial Install of Performance Verification. Device is ready for patient use. |  |  | 01/04/2019 | 01/04/2019
|  | CAREFUSION | ALARIS 8100 | MODULE, INFUSION PUMP |  | SPD | Kelemen |  |  | 01/07/2019 |  | 1/7/29 |  |  | NO | YES |  |  |  |  | CAREFUSION 11136338 15269369 |  |  | Active |  | 99:99:99:99:99:99 |  | High Risk | 1Y:00-MFG | 01/07/2019 | 01/07/2019 | COOPER UNIVERSITY HOSPITAL |  |  | Moves | WOT00000001454865 | David Frye | Performance Verification | Completed |  | 01/07/2019 | 01/07/2019 | Performance Verification for CAREFUSION 11136338 15269369 | Initial Install of Performance Verification. Device is ready for patient use. |  |  | 01/07/2019 | 01/07/2019
|  | CAREFUSION | ALARIS 8100 | MODULE, INFUSION PUMP |  | SPD | Kelemen |  |  | 01/14/2019 |  | 1/14/29 |  |  | NO | YES |  |  |  |  | CAREFUSION 11136336 15269710 |  |  | Active |  | 99:99:99:99:99:99 |  | High Risk | 1Y:00-MFG | 01/14/2019 | 01/14/2019 | COOPER UNIVERSITY HOSPITAL |  |  | Moves | WOT00000001467579 | David Frye | Performance Verification | Completed |  | 01/14/2019 | 01/14/2019 | Performance Verification for CAREFUSION 11136336 15269710 | Initial Install of Performance Verification. Device is ready for patient use. |  |  | 01/14/2019 | 01/14/2019
|  | CAREFUSION | ALARIS 8100 | MODULE, INFUSION PUMP |  | SPD | Kelemen |  |  | 02/05/2019 |  | 2/5/29 |  |  | NO | YES |  |  |  |  | CAREFUSION 11136334 15269901 |  |  | Active |  | 99:99:99:99:99:99 |  | High Risk | 1Y:00-MFG | 02/05/2019 | 02/05/2019 | COOPER UNIVERSITY HOSPITAL |  |  | Moves | WOT00000001467839 | David Frye | Performance Verification | Completed |  | 02/05/2019 | 02/05/2019 | Performance Verification for CAREFUSION 11136334 15269901 | Initial Install of Performance Verification. Device is ready for patient use. |  |  | 02/05/2019 | 02/05/2019
|  | CAREFUSION | ALARIS 8100 | MODULE, INFUSION PUMP |  | SPD | Kelemen | BASEMENT |  | 01/28/2019 |  | 1/28/29 |  |  | NO | YES |  |  |  |  | CAREFUSION 11136331 15269718 |  |  | Active |  | 99:99:99:99:99:99 |  | High Risk | 1Y:00-MFG | 01/28/2019 | 01/28/2019 | COOPER UNIVERSITY HOSPITAL |  |  | Moves | WOT00000001468375 | David Frye | Performance Verification | Completed |  | 01/28/2019 | 01/28/2019 | Performance Verification for CAREFUSION 11136331 15269718 | Initial Install of Performance Verification. Device is ready for patient use. |  |  | 01/28/2019 | 01/28/2019
|  | CAREFUSION | ALARIS 8100 | MODULE, INFUSION PUMP |  | SPD | Pavilion |  |  | 01/14/2019 |  | 1/14/29 |  |  | NO | YES |  |  |  |  | CAREFUSION 11136332 15269729 |  |  | Active |  | 99:99:99:99:99:99 |  | High Risk | 1Y:00-MFG | 01/14/2019 | 01/14/2019 | COOPER UNIVERSITY HOSPITAL |  |  | Moves | WOT00000001468384 | David Frye | Performance Verification | Completed |  | 01/14/2019 | 01/14/2019 | Performance Verification for CAREFUSION 11136332 15269729 | Initial Install of Performance Verification. Device is ready for patient use. |  |  | 01/14/2019 | 01/14/2019
|  | CAREFUSION | ALARIS 8100 | MODULE, INFUSION PUMP |  | SPD | Pavilion |  |  | 01/16/2019 |  | 1/16/29 |  |  | NO | YES |  |  |  |  | CAREFUSION 11136330 15269562 |  |  | Active |  | 99:99:99:99:99:99 |  | High Risk | 1Y:00-MFG | 01/16/2019 | 01/16/2019 | COOPER UNIVERSITY HOSPITAL |  |  | Moves | WOT00000001469326 | David Frye | Performance Verification | Completed |  | 01/16/2019 | 01/16/2019 | Performance Verification for CAREFUSION 11136330 15269562 | Initial Install of Performance Verification. Device is ready for patient use. |  |  | 01/16/2019 | 01/16/2019
|  | CAREFUSION | ALARIS 8100 | MODULE, INFUSION PUMP |  | SPD | Kelemen |  |  | 02/05/2019 |  | 2/5/29 |  |  | NO | YES |  |  |  |  | CAREFUSION 11136329 15269730 |  |  | Active |  | 99:99:99:99:99:99 |  | High Risk | 1Y:00-MFG | 02/05/2019 | 02/05/2019 | COOPER UNIVERSITY HOSPITAL |  |  | Moves | WOT00000001468387 | David Frye | Performance Verification | Completed |  | 02/05/2019 | 02/05/2019 | Performance Verification for CAREFUSION 11136329 15269730 | Initial Install of Performance Verification. Device is ready for patient use. |  |  | 02/05/2019 | 02/05/2019
|  | CAREFUSION | ALARIS 8100 | MODULE, INFUSION PUMP |  | SPD | Kelemen |  |  | 02/05/2019 |  | 2/5/29 |  |  | NO | YES |  |  |  |  | CAREFUSION 11136327 15269745 |  |  | Active |  | 99:99:99:99:99:99 |  | High Risk | 1Y:00-MFG | 02/05/2019 | 02/05/2019 | COOPER UNIVERSITY HOSPITAL |  |  | Moves | WOT00000001468395 | David Frye | Performance Verification | Completed |  | 02/05/2019 | 02/05/2019 | Performance Verification for CAREFUSION 11136327 15269745 | Initial Install of Performance Verification. Device is ready for patient use. |  |  | 02/05/2019 | 02/05/2019
|  | CAREFUSION | ALARIS 8100 | MODULE, INFUSION PUMP |  | SPD | Dorrance |  |  | 02/11/2019 |  | 2/11/29 |  |  | NO | YES |  |  |  |  | CAREFUSION 11136328 15269467 |  |  | Active |  | 99:99:99:99:99:99 |  | High Risk | 1Y:00-MFG | 02/11/2019 | 02/11/2019 | COOPER UNIVERSITY HOSPITAL |  |  | Moves | WOT00000001469068 | David Frye | Performance Verification | Completed |  | 02/11/2019 | 02/11/2019 | Performance Verification for CAREFUSION 11136328 15269467 | Initial Install of Performance Verification. Device is ready for patient use. |  |  | 02/11/2019 | 02/11/2019
|  | CAREFUSION | ALARIS 8100 | MODULE, INFUSION PUMP |  | SPD | Pavilion |  |  | 01/17/2019 |  | 1/17/29 |  |  | NO | YES |  |  |  |  | CAREFUSION 11136326 15269495 |  |  | Active |  | 99:99:99:99:99:99 |  | High Risk | 1Y:00-MFG | 01/17/2019 | 01/17/2019 | COOPER UNIVERSITY HOSPITAL |  |  | Moves | WOT00000001469074 | David Frye | Performance Verification | Completed |  | 01/17/2019 | 01/17/2019 | Performance Verification for CAREFUSION 11136326 15269495 | Initial Install of Performance Verification. Device is ready for patient use. |  |  | 01/17/2019 | 01/17/2019
|  | CAREFUSION | ALARIS 8100 | MODULE, INFUSION PUMP |  | SPD | Pavilion |  |  | 01/09/2019 |  | 1/9/29 |  |  | NO | YES |  |  |  |  | CAREFUSION 11136323 15270320 |  |  | Active |  | 99:99:99:99:99:99 |  | High Risk | 1Y:00-MFG | 01/09/2019 | 01/09/2019 | COOPER UNIVERSITY HOSPITAL |  |  | Moves | WOT00000001468794 | David Frye | Performance Verification | Completed |  | 01/09/2019 | 01/09/2019 | Performance Verification for CAREFUSION 11136323 15270320 | Initial Install of Performance Verification. Device is ready for patient use. |  |  | 01/09/2019 | 01/09/2019
|  | CAREFUSION | ALARIS 8100 | MODULE, INFUSION PUMP |  | SPD | Kelemen |  |  | 01/14/2019 |  | 1/14/29 |  |  | NO | YES |  |  |  |  | CAREFUSION 11136324 15268264 |  |  | Active |  | 99:99:99:99:99:99 |  | High Risk | 1Y:00-MFG | 01/14/2019 | 01/14/2019 | COOPER UNIVERSITY HOSPITAL |  |  | Moves | WOT00000001468760 | David Frye | Performance Verification | Completed |  | 01/14/2019 | 01/14/2019 | Performance Verification for CAREFUSION 11136324 15268264 | Initial Install of Performance Verification. Device is ready for patient use. |  |  | 01/14/2019 | 01/14/2019
|  | CAREFUSION | ALARIS 8100 | MODULE, INFUSION PUMP |  | SPD | Pavilion |  |  | 01/04/2019 |  | 1/4/29 |  |  | NO | YES |  |  |  |  | CAREFUSION 11136325 15269089 |  |  | Active |  | 99:99:99:99:99:99 |  | High Risk | 1Y:00-MFG | 01/04/2019 | 01/04/2019 | COOPER UNIVERSITY HOSPITAL |  |  | Moves | WOT00000001469724 | David Frye | Performance Verification | Completed |  | 01/04/2019 | 01/04/2019 | Performance Verification for CAREFUSION 11136325 15269089 | Initial Install of Performance Verification. Device is ready for patient use. |  |  | 01/04/2019 | 01/04/2019
|  | CAREFUSION | ALARIS 8100 | MODULE, INFUSION PUMP |  | SPD | Pavilion |  |  | 02/26/2019 |  | 2/26/29 |  |  | NO | YES |  |  |  |  | CAREFUSION 11136321 15266972 |  |  | Active | dup11136321 | 99:99:99:99:99:99 |  | High Risk | 1Y:00-MFG | 02/26/2019 | 02/26/2019 | COOPER UNIVERSITY HOSPITAL |  |  | Moves | WOT00000001469784 | David Frye | Performance Verification | Completed |  | 02/26/2019 | 02/26/2019 | Performance Verification for CAREFUSION 11136321 15266972 | Initial Install of Performance Verification. Device is ready for patient use. |  |  | 02/26/2019 | 02/26/2019
|  | CAREFUSION | ALARIS 8100 | MODULE, INFUSION PUMP |  | SPD | Kelemen |  |  | 01/21/2019 |  | 1/21/29 |  |  | NO | YES |  |  |  |  | CAREFUSION 11136322 15268267 |  |  | Active |  | 99:99:99:99:99:99 |  | High Risk | 1Y:00-MFG | 01/21/2019 | 01/21/2019 | COOPER UNIVERSITY HOSPITAL |  |  | Moves | WOT00000001468762 | David Frye | Performance Verification | Completed |  | 01/21/2019 | 01/21/2019 | Performance Verification for CAREFUSION 11136322 15268267 | Initial Install of Performance Verification. Device is ready for patient use. |  |  | 01/21/2019 | 01/21/2019
|  | CAREFUSION | ALARIS 8100 | MODULE, INFUSION PUMP |  | SPD | Pavilion |  |  | 02/26/2019 |  | 2/26/29 |  |  | NO | YES |  |  |  |  | CAREFUSION 11136320 15268246 |  |  | Active |  | 99:99:99:99:99:99 |  | High Risk | 1Y:00-MFG | 02/26/2019 | 02/26/2019 | COOPER UNIVERSITY HOSPITAL |  |  | Moves | WOT00000001468757 | David Frye | Performance Verification | Completed |  | 02/26/2019 | 02/26/2019 | Performance Verification for CAREFUSION 11136320 15268246 | Initial Install of Performance Verification. Device is ready for patient use. |  |  | 02/26/2019 | 02/26/2019
|  | CAREFUSION | ALARIS 8100 | MODULE, INFUSION PUMP |  | SPD | Kelemen |  |  | 01/09/2019 |  | 1/9/29 |  |  | NO | YES |  |  |  |  | CAREFUSION 11136318 15269736 |  |  | Active |  | 99:99:99:99:99:99 |  | High Risk | 1Y:00-MFG | 01/09/2019 | 01/09/2019 | COOPER UNIVERSITY HOSPITAL |  |  | Moves | WOT00000001468388 | David Frye | Performance Verification | Completed |  | 01/09/2019 | 01/09/2019 | Performance Verification for CAREFUSION 11136318 15269736 | Initial Install of Performance Verification. Device is ready for patient use. |  |  | 01/09/2019 | 01/09/2019
|  | CAREFUSION | ALARIS 8100 | MODULE, INFUSION PUMP |  | SPD | Pavilion |  |  | 01/22/2019 |  | 1/22/29 |  |  | NO | YES |  |  |  |  | CAREFUSION 11136319 15266121 |  |  | Active |  | 99:99:99:99:99:99 |  | High Risk | 1Y:00-MFG | 01/22/2019 | 01/22/2019 | COOPER UNIVERSITY HOSPITAL |  |  | Moves | WOT00000001467138 | David Frye | Performance Verification | Completed |  | 01/22/2019 | 01/22/2019 | Performance Verification for CAREFUSION 11136319 15266121 | Initial Install of Performance Verification. Device is ready for patient use. |  |  | 01/22/2019 | 01/22/2019
|  | CAREFUSION | ALARIS 8100 | MODULE, INFUSION PUMP |  | SPD | Kelemen |  |  | 01/24/2019 |  | 1/24/29 |  |  | NO | YES |  |  |  |  | CAREFUSION 11136317 15269447 |  |  | Active |  | 99:99:99:99:99:99 |  | High Risk | 1Y:00-MFG | 01/24/2019 | 01/24/2019 | COOPER UNIVERSITY HOSPITAL |  |  | Moves | WOT00000001469060 | David Frye | Performance Verification | Completed |  | 01/24/2019 | 01/24/2019 | Performance Verification for CAREFUSION 11136317 15269447 | Initial Install of Performance Verification. Device is ready for patient use. |  |  | 01/24/2019 | 01/24/2019
|  | CAREFUSION | ALARIS 8100 | MODULE, INFUSION PUMP |  | SPD | Pavilion |  |  | 01/14/2019 |  | 1/14/29 |  |  | NO | YES |  |  |  |  | CAREFUSION 11136316 15267700 |  |  | Active |  | 99:99:99:99:99:99 |  | High Risk | 1Y:00-MFG | 01/14/2019 | 01/14/2019 | COOPER UNIVERSITY HOSPITAL |  |  | Moves | WOT00000001469800 | David Frye | Performance Verification | Completed |  | 01/14/2019 | 01/14/2019 | Performance Verification for CAREFUSION 11136316 15267700 | Initial Install of Performance Verification. Device is ready for patient use. |  |  | 01/14/2019 | 01/14/2019
|  | CAREFUSION | ALARIS 8100 | MODULE, INFUSION PUMP |  | SPD | Kelemen |  |  | 01/22/2019 |  | 1/22/29 |  |  | NO | YES |  |  |  |  | CAREFUSION 11136315 15269176 |  |  | Active |  | 99:99:99:99:99:99 |  | High Risk | 1Y:00-MFG | 01/22/2019 | 01/22/2019 | COOPER UNIVERSITY HOSPITAL |  |  | Moves | WOT00000001468883 | David Frye | Performance Verification | Completed |  | 01/22/2019 | 01/22/2019 | Performance Verification for CAREFUSION 11136315 15269176 | Initial Install of Performance Verification. Device is ready for patient use. |  |  | 01/22/2019 | 01/22/2019
|  | CAREFUSION | ALARIS 8100 | MODULE, INFUSION PUMP |  | SPD | Kelemen | Basement |  | 02/01/2019 |  | 2/1/29 |  |  | NO | YES |  |  |  |  | CAREFUSION 11136314 15269166 |  |  | Active |  | 99:99:99:99:99:99 |  | High Risk | 1Y:00-MFG | 02/01/2019 | 02/01/2019 | COOPER UNIVERSITY HOSPITAL |  |  | Moves | WOT00000001468871 | David Frye | Performance Verification | Completed |  | 02/01/2019 | 02/01/2019 | Performance Verification for CAREFUSION 11136314 15269166 | Initial Install of Performance Verification. Device is ready for patient use. |  |  | 02/01/2019 | 02/01/2019
|  | CAREFUSION | ALARIS 8100 | MODULE, INFUSION PUMP |  | SPD | Pavilion |  |  | 02/11/2019 |  | 2/11/29 |  |  | NO | YES |  |  |  |  | CAREFUSION 11136313 15267490 |  |  | Active |  | 99:99:99:99:99:99 |  | High Risk | 1Y:00-MFG | 02/11/2019 | 02/11/2019 | COOPER UNIVERSITY HOSPITAL |  |  | Moves | WOT00000001469793 | David Frye | Performance Verification | Completed |  | 02/11/2019 | 02/11/2019 | Performance Verification for CAREFUSION 11136313 15267490 | Initial Install of Performance Verification. Device is ready for patient use. |  |  | 02/11/2019 | 02/11/2019
|  | CAREFUSION | ALARIS 8100 | MODULE, INFUSION PUMP |  | SPD | Kelemen |  |  | 01/15/2019 |  | 1/15/29 |  |  | NO | YES |  |  |  |  | CAREFUSION 11136312 15270059 |  |  | Active |  | 99:99:99:99:99:99 |  | High Risk | 1Y:00-MFG | 01/15/2019 | 01/15/2019 | COOPER UNIVERSITY HOSPITAL |  |  | Moves | WOT00000001466838 | David Frye | Performance Verification | Completed |  | 01/15/2019 | 01/15/2019 | Performance Verification for CAREFUSION 11136312 15270059 | Initial Install of Performance Verification. Device is ready for patient use. |  |  | 01/15/2019 | 01/15/2019
|  | CAREFUSION | ALARIS 8100 | MODULE, INFUSION PUMP |  | SPD | Pavilion |  |  | 01/14/2019 |  | 1/14/29 |  |  | NO | YES |  |  |  |  | CAREFUSION 11136311 15269713 |  |  | Active |  | 99:99:99:99:99:99 |  | High Risk | 1Y:00-MFG | 01/14/2019 | 01/14/2019 | COOPER UNIVERSITY HOSPITAL |  |  | Moves | WOT00000001469473 | David Frye | Performance Verification | Completed |  | 01/14/2019 | 01/14/2019 | Performance Verification for CAREFUSION 11136311 15269713 | Initial Install of Performance Verification. Device is ready for patient use. |  |  | 01/14/2019 | 01/14/2019
|  | CAREFUSION | ALARIS 8100 | MODULE, INFUSION PUMP |  | SPD | Pavilion |  |  | 01/08/2019 |  | 1/8/29 |  |  | NO | YES |  |  |  |  | CAREFUSION 11136309 15269390 |  |  | Active |  | 99:99:99:99:99:99 |  | High Risk | 1Y:00-MFG | 01/08/2019 | 01/08/2019 | COOPER UNIVERSITY HOSPITAL |  |  | Moves | WOT00000001456018 | David Frye | Performance Verification | Completed |  | 01/08/2019 | 01/08/2019 | Performance Verification for CAREFUSION 11136309 15269390 | Initial Install of Performance Verification. Device is ready for patient use. |  |  | 01/08/2019 | 01/08/2019
|  | CAREFUSION | ALARIS 8100 | MODULE, INFUSION PUMP |  | SPD | Kelemen |  |  | 02/21/2019 |  | 2/21/29 |  |  | NO | YES |  |  |  |  | CAREFUSION 11136310 15269607 |  |  | Active |  | 99:99:99:99:99:99 |  | High Risk | 1Y:00-MFG | 02/21/2019 | 02/21/2019 | COOPER UNIVERSITY HOSPITAL |  |  | Moves | WOT00000001469340 | David Frye | Performance Verification | Completed |  | 02/21/2019 | 02/21/2019 | Performance Verification for CAREFUSION 11136310 15269607 | Initial Install of Performance Verification. Device is ready for patient use. |  |  | 02/21/2019 | 02/21/2019
|  | CAREFUSION | ALARIS 8100 | MODULE, INFUSION PUMP |  | SPD | Kelemen |  |  | 01/23/2019 |  | 1/23/29 |  |  | NO | YES |  |  |  |  | CAREFUSION 11136308 15269092 |  |  | Active |  | 99:99:99:99:99:99 |  | High Risk | 1Y:00-MFG | 01/23/2019 | 01/23/2019 | COOPER UNIVERSITY HOSPITAL |  |  | Moves | WOT00000001469726 | David Frye | Performance Verification | Completed |  | 01/23/2019 | 01/23/2019 | Performance Verification for CAREFUSION 11136308 15269092 | Initial Install of Performance Verification. Device is ready for patient use. |  |  | 01/23/2019 | 01/23/2019
|  | CAREFUSION | ALARIS 8100 | MODULE, INFUSION PUMP |  | SPD | Dorrance |  |  | 02/07/2019 |  | 2/7/29 |  |  | NO | YES |  |  |  |  | CAREFUSION 11136307 15268460 |  |  | Active |  | 99:99:99:99:99:99 |  | High Risk | 1Y:00-MFG | 02/07/2019 | 02/07/2019 | COOPER UNIVERSITY HOSPITAL |  |  | Moves | WOT00000001468768 | David Frye | Performance Verification | Completed |  | 02/07/2019 | 02/07/2019 | Performance Verification for CAREFUSION 11136307 15268460 | Initial Install of Performance Verification. Device is ready for patient use. |  |  | 02/07/2019 | 02/07/2019
|  | CAREFUSION | ALARIS 8100 | MODULE, INFUSION PUMP |  | SPD | Pavilion |  |  | 01/04/2019 |  | 1/4/29 |  |  | NO | YES |  |  |  |  | CAREFUSION 11136306 15269704 |  |  | Active |  | 99:99:99:99:99:99 |  | High Risk | 1Y:00-MFG | 01/04/2019 | 01/04/2019 | COOPER UNIVERSITY HOSPITAL |  |  | Moves | WOT00000001468372 | David Frye | Performance Verification | Completed |  | 01/04/2019 | 01/04/2019 | Performance Verification for CAREFUSION 11136306 15269704 | Initial Install of Performance Verification. Device is ready for patient use. |  |  | 01/04/2019 | 01/04/2019
|  | CAREFUSION | ALARIS 8100 | MODULE, INFUSION PUMP |  | SPD | Pavilion |  |  | 02/13/2019 |  | 2/13/29 |  |  | NO | YES |  |  |  |  | CAREFUSION 11136303 15269739 |  |  | Active |  | 99:99:99:99:99:99 |  | High Risk | 1Y:00-MFG | 02/13/2019 | 02/13/2019 | COOPER UNIVERSITY HOSPITAL |  |  | Moves | WOT00000001468392 | David Frye | Performance Verification | Completed |  | 02/13/2019 | 02/13/2019 | Performance Verification for CAREFUSION 11136303 15269739 | Initial Install of Performance Verification. Device is ready for patient use. |  |  | 02/13/2019 | 02/13/2019
|  | CAREFUSION | ALARIS 8100 | MODULE, INFUSION PUMP |  | SPD | Pavilion |  |  | 01/28/2019 |  | 1/28/29 |  |  | NO | YES |  |  |  |  | CAREFUSION 11136305 15269947 |  |  | Active |  | 99:99:99:99:99:99 |  | High Risk | 1Y:00-MFG | 01/28/2019 | 01/28/2019 | COOPER UNIVERSITY HOSPITAL |  |  | Moves | WOT00000001466827 | David Frye | Performance Verification | Completed |  | 01/28/2019 | 01/28/2019 | Performance Verification for CAREFUSION 11136305 15269947 | Initial Install of Performance Verification. Device is ready for patient use. |  |  | 01/28/2019 | 01/28/2019
|  | CAREFUSION | ALARIS 8100 | MODULE, INFUSION PUMP |  | SPD | Pavilion |  |  | 01/21/2019 |  | 1/21/29 |  |  | NO | YES |  |  |  |  | CAREFUSION 11136304 15269261 |  |  | Active |  | 99:99:99:99:99:99 |  | High Risk | 1Y:00-MFG | 01/21/2019 | 01/21/2019 | COOPER UNIVERSITY HOSPITAL |  |  | Moves | WOT00000001469166 | David Frye | Performance Verification | Completed |  | 01/21/2019 | 01/21/2019 | Performance Verification for CAREFUSION 11136304 15269261 | Initial Install of Performance Verification. Device is ready for patient use. |  |  | 01/21/2019 | 01/21/2019
|  | CAREFUSION | ALARIS 8100 | MODULE, INFUSION PUMP |  | SPD | Dorrance |  |  | 02/01/2019 |  | 2/1/29 |  |  | NO | YES |  |  |  |  | CAREFUSION 11136300 15269232 |  |  | Active | dup11136300 | 99:99:99:99:99:99 |  | High Risk | 1Y:00-MFG | 02/01/2019 | 02/01/2019 | COOPER UNIVERSITY HOSPITAL |  |  | Moves | WOT00000001468909 | David Frye | Performance Verification | Completed |  | 02/01/2019 | 02/01/2019 | Performance Verification for CAREFUSION 11136300 15269232 | Initial Install of Performance Verification. Device is ready for patient use. |  |  | 02/01/2019 | 02/01/2019
|  | CAREFUSION | ALARIS 8100 | MODULE, INFUSION PUMP |  | SPD | Kelemen |  |  | 01/15/2019 |  | 1/15/29 |  |  | NO | YES |  |  |  |  | CAREFUSION 11136301 15269941 |  |  | Active |  | 99:99:99:99:99:99 |  | High Risk | 1Y:00-MFG | 01/15/2019 | 01/15/2019 | COOPER UNIVERSITY HOSPITAL |  |  | Moves | WOT00000001467805 | David Frye | Performance Verification | Completed |  | 01/15/2019 | 01/15/2019 | Performance Verification for CAREFUSION 11136301 15269941 | Initial Install of Performance Verification. Device is ready for patient use. |  |  | 01/15/2019 | 01/15/2019
|  | CAREFUSION | ALARIS 8100 | MODULE, INFUSION PUMP |  | SPD | Kelemen |  |  | 02/01/2019 |  | 2/1/29 |  |  | NO | YES |  |  |  |  | CAREFUSION 11136302 15270063 |  |  | Active |  | 99:99:99:99:99:99 |  | High Risk | 1Y:00-MFG | 02/01/2019 | 02/01/2019 | COOPER UNIVERSITY HOSPITAL |  |  | Moves | WOT00000001466842 | David Frye | Performance Verification | Completed |  | 02/01/2019 | 02/01/2019 | Performance Verification for CAREFUSION 11136302 15270063 | Initial Install of Performance Verification. Device is ready for patient use. |  |  | 02/01/2019 | 02/01/2019
|  | CAREFUSION | ALARIS 8100 | MODULE, INFUSION PUMP |  | SPD | Pavilion |  |  | 01/21/2019 |  | 1/21/29 |  |  | NO | YES |  |  |  |  | CAREFUSION 11136215 15267473 |  |  | Active |  | 99:99:99:99:99:99 |  | High Risk | 1Y:00-MFG | 01/21/2019 | 01/21/2019 | COOPER UNIVERSITY HOSPITAL |  |  | Moves | WOT00000001469789 | David Frye | Performance Verification | Completed |  | 01/21/2019 | 01/21/2019 | Performance Verification for CAREFUSION 11136215 15267473 | Initial Install of Performance Verification. Device is ready for patient use. |  |  | 01/21/2019 | 01/21/2019
|  | CAREFUSION | ALARIS 8100 | MODULE, INFUSION PUMP |  | SPD | Kelemen |  |  | 01/14/2019 |  | 1/14/29 |  |  | NO | YES |  |  |  |  | CAREFUSION 11136216 15269912 |  |  | Active |  | 99:99:99:99:99:99 |  | High Risk | 1Y:00-MFG | 01/14/2019 | 01/14/2019 | COOPER UNIVERSITY HOSPITAL |  |  | Moves | WOT00000001467782 | David Frye | Performance Verification | Completed |  | 01/14/2019 | 01/14/2019 | Performance Verification for CAREFUSION 11136216 15269912 | Initial Install of Performance Verification. Device is ready for patient use. |  |  | 01/14/2019 | 01/14/2019
|  | CAREFUSION | ALARIS 8100 | MODULE, INFUSION PUMP |  | SPD | Pavilion |  |  | 01/15/2019 |  | 1/15/29 |  |  | NO | YES |  |  |  |  | CAREFUSION 11136218 15269794 |  |  | Active |  | 99:99:99:99:99:99 |  | High Risk | 1Y:00-MFG | 01/15/2019 | 01/15/2019 | COOPER UNIVERSITY HOSPITAL |  |  | Moves | WOT00000001466807 | David Frye | Performance Verification | Completed |  | 01/15/2019 | 01/15/2019 | Performance Verification for CAREFUSION 11136218 15269794 | Initial Install of Performance Verification. Device is ready for patient use. |  |  | 01/15/2019 | 01/15/2019
|  | CAREFUSION | ALARIS 8100 | MODULE, INFUSION PUMP |  | SPD | Kelemen |  |  | 01/16/2019 |  | 1/16/29 |  |  | NO | YES |  |  |  |  | CAREFUSION 11136219 15270330 |  |  | Active |  | 99:99:99:99:99:99 |  | High Risk | 1Y:00-MFG | 01/16/2019 | 01/16/2019 | COOPER UNIVERSITY HOSPITAL |  |  | Moves | WOT00000001468798 | David Frye | Performance Verification | Completed |  | 01/16/2019 | 01/16/2019 | Performance Verification for CAREFUSION 11136219 15270330 | Initial Install of Performance Verification. Device is ready for patient use. |  |  | 01/16/2019 | 01/16/2019
|  | CAREFUSION | ALARIS 8100 | MODULE, INFUSION PUMP |  | SPD | Pavilion |  |  | 01/29/2019 |  | 1/29/29 |  |  | NO | YES |  |  |  |  | CAREFUSION 11136220 15266904 |  |  | Active |  | 99:99:99:99:99:99 |  | High Risk | 1Y:00-MFG | 01/29/2019 | 01/29/2019 | COOPER UNIVERSITY HOSPITAL |  |  | Moves | WOT00000001469777 | David Frye | Performance Verification | Completed |  | 01/29/2019 | 01/29/2019 | Performance Verification for CAREFUSION 11136220 15266904 | Initial Install of Performance Verification. Device is ready for patient use. |  |  | 01/29/2019 | 01/29/2019
|  | CAREFUSION | ALARIS 8100 | MODULE, INFUSION PUMP |  | SPD | Kelemen |  |  | 01/14/2019 |  | 1/14/29 |  |  | NO | YES |  |  |  |  | CAREFUSION 11136221 15269136 |  |  | Active |  | 99:99:99:99:99:99 |  | High Risk | 1Y:00-MFG | 01/14/2019 | 01/14/2019 | COOPER UNIVERSITY HOSPITAL |  |  | Moves | WOT00000001469736 | David Frye | Performance Verification | Completed |  | 01/14/2019 | 01/14/2019 | Performance Verification for CAREFUSION 11136221 15269136 | Initial Install of Performance Verification. Device is ready for patient use. |  |  | 01/14/2019 | 01/14/2019
|  | CAREFUSION | ALARIS 8100 | MODULE, INFUSION PUMP |  | SPD | Kelemen |  |  | 01/16/2019 |  | 1/16/29 |  |  | NO | YES |  |  |  |  | CAREFUSION 11136285 15270702 |  |  | Active |  | 99:99:99:99:99:99 |  | High Risk | 1Y:00-MFG | 01/16/2019 | 01/16/2019 | COOPER UNIVERSITY HOSPITAL |  |  | Moves | WOT00000001469813 | David Frye | Performance Verification | Completed |  | 01/16/2019 | 01/16/2019 | Performance Verification for CAREFUSION 11136285 15270702 | Initial Install of Performance Verification. Device is ready for patient use. |  |  | 01/16/2019 | 01/16/2019
|  | CAREFUSION | ALARIS 8100 | MODULE, INFUSION PUMP |  | SPD | Kelemen |  |  | 01/15/2019 |  | 1/15/29 |  |  | NO | YES |  |  |  |  | CAREFUSION 11136270 15270570 |  |  | Active |  | 99:99:99:99:99:99 |  | High Risk | 1Y:00-MFG | 01/15/2019 | 01/15/2019 | COOPER UNIVERSITY HOSPITAL |  |  | Moves | WOT00000001469688 | David Frye | Performance Verification | Completed |  | 01/15/2019 | 01/15/2019 | Performance Verification for CAREFUSION 11136270 15270570 | Initial Install of Performance Verification. Device is ready for patient use. |  |  | 01/15/2019 | 01/15/2019
|  | CAREFUSION | ALARIS 8100 | MODULE, INFUSION PUMP |  | SPD | Kelemen |  |  | 01/14/2019 |  | 1/14/29 |  |  | NO | YES |  |  |  |  | CAREFUSION 11136269 15270866 |  |  | Active |  | 99:99:99:99:99:99 |  | High Risk | 1Y:00-MFG | 01/14/2019 | 01/14/2019 | COOPER UNIVERSITY HOSPITAL |  |  | Moves | WOT00000001469214 | David Frye | Performance Verification | Completed |  | 01/14/2019 | 01/14/2019 | Performance Verification for CAREFUSION 11136269 15270866 | Initial Install of Performance Verification. Device is ready for patient use. |  |  | 01/14/2019 | 01/14/2019
|  | CAREFUSION | ALARIS 8100 | MODULE, INFUSION PUMP |  | SPD | Pavilion |  |  | 02/11/2019 |  | 2/11/29 |  |  | NO | YES |  |  |  |  | CAREFUSION 11136268 15270259 |  |  | Active |  | 99:99:99:99:99:99 |  | High Risk | 1Y:00-MFG | 02/11/2019 | 02/11/2019 | COOPER UNIVERSITY HOSPITAL |  |  | Moves | WOT00000001467225 | David Frye | Performance Verification | Completed |  | 02/11/2019 | 02/11/2019 | Performance Verification for CAREFUSION 11136268 15270259 | Initial Install of Performance Verification. Device is ready for patient use. |  |  | 02/11/2019 | 02/11/2019
|  | CAREFUSION | ALARIS 8100 | MODULE, INFUSION PUMP |  | SPD | Pavilion |  |  | 02/06/2019 |  | 2/6/29 |  |  | NO | YES |  |  |  |  | CAREFUSION 11136266 15270837 |  |  | Active |  | 99:99:99:99:99:99 |  | High Risk | 1Y:00-MFG | 02/06/2019 | 02/06/2019 | COOPER UNIVERSITY HOSPITAL |  |  | Moves | WOT00000001458245 | David Frye | Performance Verification | Completed |  | 02/06/2019 | 02/06/2019 | Performance Verification for CAREFUSION 11136266 15270837 | Initial Install of Performance Verification. Device is ready for patient use. |  |  | 02/06/2019 | 02/06/2019
|  | CAREFUSION | ALARIS 8100 | MODULE, INFUSION PUMP |  | SPD | Kelemen |  |  | 02/28/2019 |  | 2/28/29 |  |  | NO | YES |  |  |  |  | CAREFUSION 11136265 15269749 |  |  | Active |  | 99:99:99:99:99:99 |  | High Risk | 1Y:00-MFG | 02/28/2019 | 02/28/2019 | COOPER UNIVERSITY HOSPITAL |  |  | Moves | WOT00000001468590 | David Frye | Performance Verification | Completed |  | 02/28/2019 | 02/28/2019 | Performance Verification for CAREFUSION 11136265 15269749 | Initial Install of Performance Verification. Device is ready for patient use. |  |  | 02/28/2019 | 02/28/2019
|  | CAREFUSION | ALARIS 8100 | MODULE, INFUSION PUMP |  | SPD | Kelemen |  |  | 02/12/2019 |  | 2/12/26 |  |  | NO | YES |  |  |  |  | CAREFUSION 11136264 15271007 |  |  | Active |  | 99:99:99:99:99:99 |  | High Risk | 1Y:00-MFG | 02/12/2019 | 02/12/2019 | COOPER UNIVERSITY HOSPITAL |  |  | Moves | WOT00000001467594 | David Frye | Performance Verification | Completed |  | 02/12/2019 | 02/12/2019 | Performance Verification for CAREFUSION 11136264 15271007 | Initial Install of Performance Verification. Device is ready for patient use. |  |  | 02/12/2019 | 02/12/2019
|  | CAREFUSION | ALARIS 8100 | MODULE, INFUSION PUMP |  | SPD | Kelemen |  |  | 01/16/2019 |  | 1/16/26 |  |  | NO | YES |  |  |  |  | CAREFUSION 11136263 15270523 |  |  | Active |  | 99:99:99:99:99:99 |  | High Risk | 1Y:00-MFG | 01/16/2019 | 01/16/2019 | COOPER UNIVERSITY HOSPITAL |  |  | Moves | WOT00000001468739 | David Frye | Performance Verification | Completed |  | 01/16/2019 | 01/16/2019 | Performance Verification for CAREFUSION 11136263 15270523 | Initial Install of Performance Verification. Device is ready for patient use. |  |  | 01/16/2019 | 01/16/2019
|  | CAREFUSION | ALARIS 8100 | MODULE, INFUSION PUMP |  | SPD | Pavilion |  |  | 02/11/2019 |  | 2/11/29 |  |  | NO | YES |  |  |  |  | CAREFUSION 11136261 15270996 |  |  | Active |  | 99:99:99:99:99:99 |  | High Risk | 1Y:00-MFG | 02/11/2019 | 02/11/2019 | COOPER UNIVERSITY HOSPITAL |  |  | Moves | WOT00000001469086 | David Frye | Performance Verification | Completed |  | 02/11/2019 | 02/11/2019 | Performance Verification for CAREFUSION 11136261 15270996 | Initial Install of Performance Verification. Device is ready for patient use. |  |  | 02/11/2019 | 02/11/2019
|  | CAREFUSION | ALARIS 8100 | MODULE, INFUSION PUMP |  | SPD | Pavilion |  |  | 01/14/2019 |  | 1/14/29 |  |  | NO | YES |  |  |  |  | CAREFUSION 11136259 15271045 |  |  | Active |  | 99:99:99:99:99:99 |  | High Risk | 1Y:00-MFG | 01/14/2019 | 01/14/2019 | COOPER UNIVERSITY HOSPITAL |  |  | Moves | WOT00000001467632 | David Frye | Performance Verification | Completed |  | 01/14/2019 | 01/14/2019 | Performance Verification for CAREFUSION 11136259 15271045 | Initial Install of Performance Verification. Device is ready for patient use. |  |  | 01/14/2019 | 01/14/2019
|  | CAREFUSION | ALARIS 8100 | MODULE, INFUSION PUMP |  | SPD | Pavilion |  |  | 02/14/2019 |  | 2/14/29 |  |  | NO | YES |  |  |  |  | CAREFUSION 11136258 15271054 |  |  | Active |  | 99:99:99:99:99:99 |  | High Risk | 1Y:00-MFG | 02/14/2019 | 02/14/2019 | COOPER UNIVERSITY HOSPITAL |  |  | Moves | WOT00000001467634 | David Frye | Performance Verification | Completed |  | 02/14/2019 | 02/14/2019 | Performance Verification for CAREFUSION 11136258 15271054 | Initial Install of Performance Verification. Device is ready for patient use. |  |  | 02/14/2019 | 02/14/2019
|  | CAREFUSION | ALARIS 8100 | MODULE, INFUSION PUMP |  | SPD | Kelemen |  |  | 02/19/2019 |  | 2/19/29 |  |  | NO | YES |  |  |  |  | CAREFUSION 11136257 15270808 |  |  | Active |  | 99:99:99:99:99:99 |  | High Risk | 1Y:00-MFG | 02/19/2019 | 02/19/2019 | COOPER UNIVERSITY HOSPITAL |  |  | Moves | WOT00000001467465 | David Frye | Performance Verification | Completed |  | 02/19/2019 | 02/19/2019 | Performance Verification for CAREFUSION 11136257 15270808 | Initial Install of Performance Verification. Device is ready for patient use. |  |  | 02/19/2019 | 02/19/2019
|  | CAREFUSION | ALARIS 8100 | MODULE, INFUSION PUMP |  | SPD | Kelemen |  |  | 01/04/2019 |  | 1/4/29 |  |  | NO | YES |  |  |  |  | CAREFUSION 11136256 15270987 |  |  | Active |  | 99:99:99:99:99:99 |  | High Risk | 1Y:00-MFG | 01/04/2019 | 01/04/2019 | COOPER UNIVERSITY HOSPITAL |  |  | Moves | WOT00000001456241 | David Frye | Performance Verification | Completed |  | 01/04/2019 | 01/04/2019 | Performance Verification for CAREFUSION 11136256 15270987 | Initial Install of Performance Verification. Device is ready for patient use. |  |  | 01/04/2019 | 01/04/2019
|  | CAREFUSION | ALARIS 8100 | MODULE, INFUSION PUMP |  | SPD | Kelemen |  |  | 01/08/2019 |  | 1/8/29 |  |  | NO | YES |  |  |  |  | CAREFUSION 11136255 15269697 |  |  | Active |  | 99:99:99:99:99:99 |  | High Risk | 1Y:00-MFG | 01/08/2019 | 01/08/2019 | COOPER UNIVERSITY HOSPITAL |  |  | Moves | WOT00000001468367 | David Frye | Performance Verification | Completed |  | 01/08/2019 | 01/08/2019 | Performance Verification for CAREFUSION 11136255 15269697 | Initial Install of Performance Verification. Device is ready for patient use. |  |  | 01/08/2019 | 01/08/2019
|  | CAREFUSION | ALARIS 8100 | MODULE, INFUSION PUMP |  | SPD | Pavilion |  |  | 01/16/2019 |  | 1/16/29 |  |  | NO | YES |  |  |  |  | CAREFUSION 11136254 15265736 |  |  | Active |  | 99:99:99:99:99:99 |  | High Risk | 1Y:00-MFG | 01/16/2019 | 01/16/2019 | COOPER UNIVERSITY HOSPITAL |  |  | Moves | WOT00000001466944 | David Frye | Performance Verification | Completed |  | 01/16/2019 | 01/16/2019 | Performance Verification for CAREFUSION 11136254 15265736 | Initial Install of Performance Verification. Device is ready for patient use. |  |  | 01/16/2019 | 01/16/2019
|  | CAREFUSION | ALARIS 8100 | MODULE, INFUSION PUMP |  | SPD | Kelemen |  |  | 03/13/2019 |  | 3/13/29 |  |  | NO | YES |  |  |  |  | CAREFUSION 11136252 15265745 |  |  | Active |  | 99:99:99:99:99:99 |  | High Risk | 1Y:00-MFG | 03/13/2019 | 03/13/2019 | COOPER UNIVERSITY HOSPITAL |  |  | Moves | WOT00000001466945 | David Frye | Performance Verification | Completed |  | 03/13/2019 | 03/13/2019 | Performance Verification for CAREFUSION 11136252 15265745 | Initial Install of Performance Verification. Device is ready for patient use. |  |  | 03/13/2019 | 03/13/2019
|  | CAREFUSION | ALARIS 8100 | MODULE, INFUSION PUMP |  | SPD | Kelemen |  |  | 01/15/2019 |  | 1/15/29 |  |  | NO | YES |  |  |  |  | CAREFUSION 11136251 15270268 |  |  | Active |  | 99:99:99:99:99:99 |  | High Risk | 1Y:00-MFG | 01/15/2019 | 01/15/2019 | COOPER UNIVERSITY HOSPITAL |  |  | Moves | WOT00000001467174 | David Frye | Performance Verification | Completed |  | 01/15/2019 | 01/15/2019 | Performance Verification for CAREFUSION 11136251 15270268 | Initial Install of Performance Verification. Device is ready for patient use. |  |  | 01/15/2019 | 01/15/2019
|  | CAREFUSION | ALARIS 8100 | MODULE, INFUSION PUMP |  | SPD | Pavilion |  |  | 01/14/2019 |  | 1/14/29 |  |  | NO | YES |  |  |  |  | CAREFUSION 11136250 15269348 |  |  | Active |  | 99:99:99:99:99:99 |  | High Risk | 1Y:00-MFG | 01/14/2019 | 01/14/2019 | COOPER UNIVERSITY HOSPITAL |  |  | Moves | WOT00000001454828 | David Frye | Performance Verification | Completed |  | 01/14/2019 | 01/14/2019 | Performance Verification for CAREFUSION 11136250 15269348 | Initial Install of Performance Verification. Device is ready for patient use. |  |  | 01/14/2019 | 01/14/2019
|  | CAREFUSION | ALARIS 8100 | MODULE, INFUSION PUMP |  | SPD | Kelemen |  |  | 02/26/2019 |  | 2/26/29 |  |  | NO | YES |  |  |  |  | CAREFUSION 11136249 15268858 |  |  | Active |  | 99:99:99:99:99:99 |  | High Risk | 1Y:00-MFG | 02/26/2019 | 02/26/2019 | COOPER UNIVERSITY HOSPITAL |  |  | Moves | WOT00000001468774 | David Frye | Performance Verification | Completed |  | 02/26/2019 | 02/26/2019 | Performance Verification for CAREFUSION 11136249 15268858 | Initial Install of Performance Verification. Device is ready for patient use. |  |  | 02/26/2019 | 02/26/2019
|  | CAREFUSION | ALARIS 8100 | MODULE, INFUSION PUMP |  | SPD | Pavilion |  |  | 01/23/2019 |  | 1/23/29 |  |  | NO | YES |  |  |  |  | CAREFUSION 11136248 15270430 |  |  | Active |  | 99:99:99:99:99:99 |  | High Risk | 1Y:00-MFG | 01/23/2019 | 01/23/2019 | COOPER UNIVERSITY HOSPITAL |  |  | Moves | WOT00000001468127 | David Frye | Performance Verification | Completed |  | 01/23/2019 | 01/23/2019 | Performance Verification for CAREFUSION 11136248 15270430 | Initial Install of Performance Verification. Device is ready for patient use. |  |  | 01/23/2019 | 01/23/2019
|  | CAREFUSION | ALARIS 8100 | MODULE, INFUSION PUMP |  | SPD | Kelemen |  |  | 01/08/2019 |  | 1/8/29 |  |  | NO | YES |  |  |  |  | CAREFUSION 11136246 15270301 |  |  | Active |  | 99:99:99:99:99:99 |  | High Risk | 1Y:00-MFG | 01/08/2019 | 01/08/2019 | COOPER UNIVERSITY HOSPITAL |  |  | Moves | WOT00000001467182 | David Frye | Performance Verification | Completed |  | 01/08/2019 | 01/08/2019 | Performance Verification for CAREFUSION 11136246 15270301 | Initial Install of Performance Verification. Device is ready for patient use. |  |  | 01/08/2019 | 01/08/2019
|  | CAREFUSION | ALARIS 8100 | MODULE, INFUSION PUMP |  | SPD | Pavilion |  |  | 02/04/2019 |  | 2/4/29 |  |  | NO | YES |  |  |  |  | CAREFUSION 11136247 15270982 |  |  | Active |  | 99:99:99:99:99:99 |  | High Risk | 1Y:00-MFG | 02/04/2019 | 02/04/2019 | COOPER UNIVERSITY HOSPITAL |  |  | Moves | WOT00000001456207 | David Frye | Performance Verification | Completed |  | 02/04/2019 | 02/04/2019 | Performance Verification for CAREFUSION 11136247 15270982 | Initial Install of Performance Verification. Device is ready for patient use. |  |  | 02/04/2019 | 02/04/2019
|  | CAREFUSION | ALARIS 8100 | MODULE, INFUSION PUMP |  | SPD | Dorrance |  |  | 01/07/2019 |  | 1/7/29 |  |  | NO | YES |  |  |  |  | CAREFUSION 11136245 15269673 |  |  | Active |  | 99:99:99:99:99:99 |  | High Risk | 1Y:00-MFG | 01/07/2019 | 01/07/2019 | COOPER UNIVERSITY HOSPITAL |  |  | Moves | WOT00000001467671 | David Frye | Performance Verification | Completed |  | 01/07/2019 | 01/07/2019 | Performance Verification for CAREFUSION 11136245 15269673 | Initial Install of Performance Verification. Device is ready for patient use. |  |  | 01/07/2019 | 01/07/2019
|  | CAREFUSION | ALARIS 8100 | MODULE, INFUSION PUMP |  | SPD | Dorrance |  |  | 01/29/2019 |  | 1/29/29 |  |  | NO | YES |  |  |  |  | CAREFUSION 11136244 15270209 |  |  | Active |  | 99:99:99:99:99:99 |  | High Risk | 1Y:00-MFG | 01/29/2019 | 01/29/2019 | COOPER UNIVERSITY HOSPITAL |  |  | Moves | WOT00000001466846 | David Frye | Performance Verification | Completed |  | 01/29/2019 | 01/29/2019 | Performance Verification for CAREFUSION 11136244 15270209 | Initial Install of Performance Verification. Device is ready for patient use. |  |  | 01/29/2019 | 01/29/2019
|  | CAREFUSION | ALARIS 8100 | MODULE, INFUSION PUMP |  | SPD | Kelemen |  |  | 01/09/2019 |  | 1/9/29 |  |  | NO | YES |  |  |  |  | CAREFUSION 11136239 15270934 |  |  | Active |  | 99:99:99:99:99:99 |  | High Risk | 1Y:00-MFG | 01/09/2019 | 01/09/2019 | COOPER UNIVERSITY HOSPITAL |  |  | Moves | WOT00000001468224 | David Frye | Performance Verification | Completed |  | 01/09/2019 | 01/09/2019 | Performance Verification for CAREFUSION 11136239 15270934 | Initial Install of Performance Verification. Device is ready for patient use. |  |  | 01/09/2019 | 01/09/2019
|  | CAREFUSION | ALARIS 8100 | MODULE, INFUSION PUMP |  | SPD | Kelemen |  |  | 01/29/2019 |  | 1/29/29 |  |  | NO | YES |  |  |  |  | CAREFUSION 11136240 15269536 |  |  | Active |  | 99:99:99:99:99:99 |  | High Risk | 1Y:00-MFG | 01/29/2019 | 01/29/2019 | COOPER UNIVERSITY HOSPITAL |  |  | Moves | WOT00000001467367 | David Frye | Performance Verification | Completed |  | 01/29/2019 | 01/29/2019 | Performance Verification for CAREFUSION 11136240 15269536 | Initial Install of Performance Verification. Device is ready for patient use. |  |  | 01/29/2019 | 01/29/2019
|  | CAREFUSION | ALARIS 8100 | MODULE, INFUSION PUMP |  | SPD | Pavilion |  |  | 01/04/2019 |  | 1/4/29 |  |  | NO | YES |  |  |  |  | CAREFUSION 11136241 15269946 |  |  | Active |  | 99:99:99:99:99:99 |  | High Risk | 1Y:00-MFG | 01/04/2019 | 01/04/2019 | COOPER UNIVERSITY HOSPITAL |  |  | Moves | WOT00000001469650 | David Frye | Performance Verification | Completed |  | 01/04/2019 | 01/04/2019 | Performance Verification for CAREFUSION 11136241 15269946 | Initial Install of Performance Verification. Device is ready for patient use. |  |  | 01/04/2019 | 01/04/2019
|  | CAREFUSION | ALARIS 8100 | MODULE, INFUSION PUMP |  | SPD | Pavilion |  |  | 01/15/2019 |  | 1/15/29 |  |  | NO | YES |  |  |  |  | CAREFUSION 11136243 15269239 |  |  | Active |  | 99:99:99:99:99:99 |  | High Risk | 1Y:00-MFG | 01/15/2019 | 01/15/2019 | COOPER UNIVERSITY HOSPITAL |  |  | Moves | WOT00000001460393 | David Frye | Performance Verification | Completed |  | 01/15/2019 | 01/15/2019 | Performance Verification for CAREFUSION 11136243 15269239 | Initial Install of Performance Verification. Device is ready for patient use. |  |  | 01/15/2019 | 01/15/2019
|  | CAREFUSION | ALARIS 8100 | MODULE, INFUSION PUMP |  | SPD | Pavilion |  |  | 01/17/2019 |  | 1/17/29 |  |  | NO | YES |  |  |  |  | CAREFUSION 11136242 15269726 |  |  | Active |  | 99:99:99:99:99:99 |  | High Risk | 1Y:00-MFG | 01/17/2019 | 01/17/2019 | COOPER UNIVERSITY HOSPITAL |  |  | Moves | WOT00000001468380 | David Frye | Performance Verification | Completed |  | 01/17/2019 | 01/17/2019 | Performance Verification for CAREFUSION 11136242 15269726 | Initial Install of Performance Verification. Device is ready for patient use. |  |  | 01/17/2019 | 01/17/2019
|  | CAREFUSION | ALARIS 8100 | MODULE, INFUSION PUMP |  | SPD | Kelemen |  |  | 02/11/2019 |  | 2/11/29 |  |  | NO | YES |  |  |  |  | CAREFUSION 11136237 15269260 |  |  | Active |  | 99:99:99:99:99:99 |  | High Risk | 1Y:00-MFG | 02/11/2019 | 02/11/2019 | COOPER UNIVERSITY HOSPITAL |  |  | Moves | WOT00000001469164 | David Frye | Performance Verification | Completed |  | 02/11/2019 | 02/11/2019 | Performance Verification for CAREFUSION 11136237 15269260 | Initial Install of Performance Verification. Device is ready for patient use. |  |  | 02/11/2019 | 02/11/2019
|  | CAREFUSION | ALARIS 8100 | MODULE, INFUSION PUMP |  | SPD | Pavilion |  |  | 01/07/2019 |  | 1/7/29 |  |  | NO | YES |  |  |  |  | CAREFUSION 11136235 15269911 |  |  | Active |  | 99:99:99:99:99:99 |  | High Risk | 1Y:00-MFG | 01/07/2019 | 01/07/2019 | COOPER UNIVERSITY HOSPITAL |  |  | Moves | WOT00000001467781 | David Frye | Performance Verification | Completed |  | 01/07/2019 | 01/07/2019 | Performance Verification for CAREFUSION 11136235 15269911 | Initial Install of Performance Verification. Device is ready for patient use. |  |  | 01/07/2019 | 01/07/2019
|  | CAREFUSION | ALARIS 8100 | MODULE, INFUSION PUMP |  | SPD | Pavilion |  |  | 01/08/2019 |  | 1/8/29 |  |  | NO | YES |  |  |  |  | CAREFUSION 11136233 15269527 |  |  | Active |  | 99:99:99:99:99:99 |  | High Risk | 1Y:00-MFG | 01/08/2019 | 01/08/2019 | COOPER UNIVERSITY HOSPITAL |  |  | Moves | WOT00000001467361 | David Frye | Performance Verification | Completed |  | 01/08/2019 | 01/08/2019 | Performance Verification for CAREFUSION 11136233 15269527 | Initial Install of Performance Verification. Device is ready for patient use. |  |  | 01/08/2019 | 01/08/2019
|  | CAREFUSION | ALARIS 8100 | MODULE, INFUSION PUMP |  | SPD | Kelemen |  |  | 01/14/2019 |  | 1/14/29 |  |  | NO | YES |  |  |  |  | CAREFUSION 11136234 15270872 |  |  | Active |  | 99:99:99:99:99:99 |  | High Risk | 1Y:00-MFG | 01/14/2019 | 01/14/2019 | COOPER UNIVERSITY HOSPITAL |  |  | Moves | WOT00000001469221 | David Frye | Performance Verification | Completed |  | 01/14/2019 | 01/14/2019 | Performance Verification for CAREFUSION 11136234 15270872 | Initial Install of Performance Verification. Device is ready for patient use. |  |  | 01/14/2019 | 01/14/2019
|  | CAREFUSION | ALARIS 8100 | MODULE, INFUSION PUMP |  | SPD | Kelemen |  |  | 01/23/2019 |  | 1/23/29 |  |  | NO | YES |  |  |  |  | CAREFUSION 11136231 15269737 |  |  | Active |  | 99:99:99:99:99:99 |  | High Risk | 1Y:00-MFG | 01/23/2019 | 01/23/2019 | COOPER UNIVERSITY HOSPITAL |  |  | Moves | WOT00000001468391 | David Frye | Performance Verification | Completed |  | 01/23/2019 | 01/23/2019 | Performance Verification for CAREFUSION 11136231 15269737 | Initial Install of Performance Verification. Device is ready for patient use. |  |  | 01/23/2019 | 01/23/2019
|  | CAREFUSION | ALARIS 8100 | MODULE, INFUSION PUMP |  | SPD | Kelemen |  |  | 01/15/2019 |  | 1/15/29 |  |  | NO | YES |  |  |  |  | CAREFUSION 11136230 15269949 |  |  | Active |  | 99:99:99:99:99:99 |  | High Risk | 1Y:00-MFG | 01/15/2019 | 01/15/2019 | COOPER UNIVERSITY HOSPITAL |  |  | Moves | WOT00000001466831 | David Frye | Performance Verification | Completed |  | 01/15/2019 | 01/15/2019 | Performance Verification for CAREFUSION 11136230 15269949 | Initial Install of Performance Verification. Device is ready for patient use. |  |  | 01/15/2019 | 01/15/2019
|  | CAREFUSION | ALARIS 8100 | MODULE, INFUSION PUMP |  | SPD | Kelemen |  |  | 01/23/2019 |  | 1/23/29 |  |  | NO | YES |  |  |  |  | CAREFUSION 11136227 15269692 |  |  | Active |  | 99:99:99:99:99:99 |  | High Risk | 1Y:00-MFG | 01/23/2019 | 01/23/2019 | COOPER UNIVERSITY HOSPITAL |  |  | Moves | WOT00000001467689 | David Frye | Performance Verification | Completed |  | 01/23/2019 | 01/23/2019 | Performance Verification for CAREFUSION 11136227 15269692 | Initial Install of Performance Verification. Device is ready for patient use. |  |  | 01/23/2019 | 01/23/2019
|  | CAREFUSION | ALARIS 8100 | MODULE, INFUSION PUMP |  | SPD | Pavilion |  |  | 01/03/2019 |  | 1/3/29 |  |  | NO | YES |  |  |  |  | CAREFUSION 11136228 15269579 |  |  | Active |  | 99:99:99:99:99:99 |  | High Risk | 1Y:00-MFG | 01/03/2019 | 01/03/2019 | COOPER UNIVERSITY HOSPITAL |  |  | Moves | WOT00000001469330 | David Frye | Performance Verification | Completed |  | 01/03/2019 | 01/03/2019 | Performance Verification for CAREFUSION 11136228 15269579 | Initial Install of Performance Verification. Device is ready for patient use. |  |  | 01/03/2019 | 01/03/2019
|  | CAREFUSION | ALARIS 8100 | MODULE, INFUSION PUMP |  | SPD | Kelemen |  |  | 01/03/2019 |  | 1/3/29 |  |  | NO | YES |  |  |  |  | CAREFUSION 11136226 15269552 |  |  | Active |  | 99:99:99:99:99:99 |  | High Risk | 1Y:00-MFG | 01/03/2019 | 01/03/2019 | COOPER UNIVERSITY HOSPITAL |  |  | Moves | WOT00000001469042 | David Frye | Performance Verification | Completed |  | 01/03/2019 | 01/03/2019 | Performance Verification for CAREFUSION 11136226 15269552 | Initial Install of Performance Verification. Device is ready for patient use. |  |  | 01/03/2019 | 01/03/2019
|  | CAREFUSION | ALARIS 8100 | MODULE, INFUSION PUMP |  | SPD | Kelemen |  |  | 01/21/2019 |  | 1/21/29 |  |  | NO | YES |  |  |  |  | CAREFUSION 11136222 15269595 |  |  | Active |  | 99:99:99:99:99:99 |  | High Risk | 1Y:00-MFG | 01/21/2019 | 01/21/2019 | COOPER UNIVERSITY HOSPITAL |  |  | Moves | WOT00000001469338 | David Frye | Performance Verification | Completed |  | 01/21/2019 | 01/21/2019 | Performance Verification for CAREFUSION 11136222 15269595 | Initial Install of Performance Verification. Device is ready for patient use. |  |  | 01/21/2019 | 01/21/2019
|  | CAREFUSION | ALARIS 8100 | MODULE, INFUSION PUMP |  | SPD | Pavilion |  |  | 01/22/2019 |  | 1/22/29 |  |  | NO | YES |  |  |  |  | CAREFUSION 11136201 15269858 |  |  | Active |  | 99:99:99:99:99:99 |  | High Risk | 1Y:00-MFG | 01/22/2019 | 01/22/2019 | COOPER UNIVERSITY HOSPITAL |  |  | Moves | WOT00000001466825 | David Frye | Performance Verification | Completed |  | 01/22/2019 | 01/22/2019 | Performance Verification for CAREFUSION 11136201 15269858 | Initial Install of Performance Verification. Device is ready for patient use. |  |  | 01/22/2019 | 01/22/2019
|  | CAREFUSION | ALARIS 8100 | MODULE, INFUSION PUMP |  | SPD | Kelemen |  |  | 01/09/2019 |  | 1/9/29 |  |  | NO | YES |  |  |  |  | CAREFUSION 11136202 15269898 |  |  | Active |  | 99:99:99:99:99:99 |  | High Risk | 1Y:00-MFG | 01/09/2019 | 01/09/2019 | COOPER UNIVERSITY HOSPITAL |  |  | Moves | WOT00000001467833 | David Frye | Performance Verification | Completed |  | 01/09/2019 | 01/09/2019 | Performance Verification for CAREFUSION 11136202 15269898 | Initial Install of Performance Verification. Device is ready for patient use. |  |  | 01/09/2019 | 01/09/2019
|  | CAREFUSION | ALARIS 8100 | MODULE, INFUSION PUMP |  | SPD | Kelemen |  |  | 01/08/2019 |  | 1/8/29 |  |  | NO | YES |  |  |  |  | CAREFUSION 11136204 15269523 |  |  | Active |  | 99:99:99:99:99:99 |  | High Risk | 1Y:00-MFG | 01/08/2019 | 01/08/2019 | COOPER UNIVERSITY HOSPITAL |  |  | Moves | WOT00000001467355 | David Frye | Performance Verification | Completed |  | 01/08/2019 | 01/08/2019 | Performance Verification for CAREFUSION 11136204 15269523 | Initial Install of Performance Verification. Device is ready for patient use. |  |  | 01/08/2019 | 01/08/2019
|  | CAREFUSION | ALARIS 8100 | MODULE, INFUSION PUMP |  | SPD | Kelemen |  |  | 01/07/2019 |  | 1/7/29 |  |  | NO | YES |  |  |  |  | CAREFUSION 11136214 15269909 |  |  | Active |  | 99:99:99:99:99:99 |  | High Risk | 1Y:00-MFG | 01/07/2019 | 01/07/2019 | COOPER UNIVERSITY HOSPITAL |  |  | Moves | WOT00000001467844 | David Frye | Performance Verification | Completed |  | 01/07/2019 | 01/07/2019 | Performance Verification for CAREFUSION 11136214 15269909 | Initial Install of Performance Verification. Device is ready for patient use. |  |  | 01/07/2019 | 01/07/2019
|  | CAREFUSION | ALARIS 8100 | MODULE, INFUSION PUMP |  | SPD | Kelemen |  |  | 01/03/2019 |  | 1/3/29 |  |  | NO | YES |  |  |  |  | CAREFUSION 11136213 15266547 |  |  | Active |  | 99:99:99:99:99:99 |  | High Risk | 1Y:00-MFG | 01/03/2019 | 01/03/2019 | COOPER UNIVERSITY HOSPITAL |  |  | Moves | WOT00000001467144 | David Frye | Performance Verification | Completed |  | 01/03/2019 | 01/03/2019 | Performance Verification for CAREFUSION 11136213 15266547 | Initial Install of Performance Verification. Device is ready for patient use. |  |  | 01/03/2019 | 01/03/2019
|  | CAREFUSION | ALARIS 8100 | MODULE, INFUSION PUMP |  | SPD | Pavilion |  |  | 02/01/2019 |  | 2/1/29 |  |  | NO | YES |  |  |  |  | CAREFUSION 11136208 15269196 |  |  | Active | dup11136208 | 99:99:99:99:99:99 |  | High Risk | 1Y:00-MFG | 02/01/2019 | 02/01/2019 | COOPER UNIVERSITY HOSPITAL |  |  | Moves | WOT00000001468887 | David Frye | Performance Verification | Completed |  | 02/01/2019 | 02/01/2019 | Performance Verification for CAREFUSION 11136208 15269196 | Initial Install of Performance Verification. Device is ready for patient use. |  |  | 02/01/2019 | 02/01/2019
|  | CAREFUSION | ALARIS 8100 | MODULE, INFUSION PUMP |  | SPD | Pavilion |  |  | 01/31/2019 |  | 1/31/29 |  |  | NO | YES |  |  |  |  | CAREFUSION 11136209 15269434 |  |  | Active |  | 99:99:99:99:99:99 |  | High Risk | 1Y:00-MFG | 01/31/2019 | 01/31/2019 | COOPER UNIVERSITY HOSPITAL |  |  | Moves | WOT00000001469055 | David Frye | Performance Verification | Completed |  | 01/31/2019 | 01/31/2019 | Performance Verification for CAREFUSION 11136209 15269434 | Initial Install of Performance Verification. Device is ready for patient use. |  |  | 01/31/2019 | 01/31/2019
|  | CAREFUSION | ALARIS 8100 | MODULE, INFUSION PUMP |  | SPD | Pavilion |  |  | 02/11/2019 |  | 2/11/29 |  |  | NO | YES |  |  |  |  | CAREFUSION 11136207 15269746 |  |  | Active |  | 99:99:99:99:99:99 |  | High Risk | 1Y:00-MFG | 02/11/2019 | 02/11/2019 | COOPER UNIVERSITY HOSPITAL |  |  | Moves | WOT00000001468589 | David Frye | Performance Verification | Completed |  | 02/11/2019 | 02/11/2019 | Performance Verification for CAREFUSION 11136207 15269746 | Initial Install of Performance Verification. Device is ready for patient use. |  |  | 02/11/2019 | 02/11/2019
|  | CAREFUSION | ALARIS 8100 | MODULE, INFUSION PUMP |  | SPD | Kelemen |  |  | 01/03/2019 |  | 1/3/29 |  |  | NO | YES |  |  |  |  | CAREFUSION 11136205 15269701 |  |  | Active |  | 99:99:99:99:99:99 |  | High Risk | 1Y:00-MFG | 01/03/2019 | 01/03/2019 | COOPER UNIVERSITY HOSPITAL |  |  | Moves | WOT00000001468371 | David Frye | Performance Verification | Completed |  | 01/03/2019 | 01/03/2019 | Performance Verification for CAREFUSION 11136205 15269701 | Initial Install of Performance Verification. Device is ready for patient use. |  |  | 01/03/2019 | 01/03/2019
|  | CAREFUSION | ALARIS 8100 | MODULE, INFUSION PUMP |  | SPD | Kelemen |  |  | 01/24/2019 |  | 1/24/29 |  |  | NO | YES |  |  |  |  | CAREFUSION 11136206 15269542 |  |  | Active |  | 99:99:99:99:99:99 |  | High Risk | 1Y:00-MFG | 01/24/2019 | 01/24/2019 | COOPER UNIVERSITY HOSPITAL |  |  | Moves | WOT00000001469035 | David Frye | Performance Verification | Completed |  | 01/24/2019 | 01/24/2019 | Performance Verification for CAREFUSION 11136206 15269542 | Initial Install of Performance Verification. Device is ready for patient use. |  |  | 01/24/2019 | 01/24/2019
|  | CAREFUSION | ALARIS 8100 | MODULE, INFUSION PUMP |  | SPD | Kelemen |  |  | 02/01/2019 |  | 2/1/29 |  |  | NO | YES |  |  |  |  | CAREFUSION 11136199 15269469 |  |  | Active |  | 99:99:99:99:99:99 |  | High Risk | 1Y:00-MFG | 02/01/2019 | 02/01/2019 | COOPER UNIVERSITY HOSPITAL |  |  | Moves | WOT00000001469070 | David Frye | Performance Verification | Completed |  | 02/01/2019 | 02/01/2019 | Performance Verification for CAREFUSION 11136199 15269469 | Initial Install of Performance Verification. Device is ready for patient use. |  |  | 02/01/2019 | 02/01/2019
|  | CAREFUSION | ALARIS 8100 | MODULE, INFUSION PUMP |  | SPD | Pavilion |  |  | 01/24/2019 |  | 1/24/29 |  |  | NO | YES |  |  |  |  | CAREFUSION 11136194 15269644 |  |  | Active |  | 99:99:99:99:99:99 |  | High Risk | 1Y:00-MFG | 01/24/2019 | 01/24/2019 | COOPER UNIVERSITY HOSPITAL |  |  | Moves | WOT00000001467543 | David Frye | Performance Verification | Completed |  | 01/24/2019 | 01/24/2019 | Performance Verification for CAREFUSION 11136194 15269644 | Initial Install of Performance Verification. Device is ready for patient use. |  |  | 01/24/2019 | 01/24/2019
|  | CAREFUSION | ALARIS 8100 | MODULE, INFUSION PUMP |  | SPD | Kelemen |  |  | 01/16/2019 |  | 1/16/29 |  |  | NO | YES |  |  |  |  | CAREFUSION 11136193 15269686 |  |  | Active |  | 99:99:99:99:99:99 |  | High Risk | 1Y:00-MFG | 01/16/2019 | 01/16/2019 | COOPER UNIVERSITY HOSPITAL |  |  | Moves | WOT00000001467681 | David Frye | Performance Verification | Completed |  | 01/16/2019 | 01/16/2019 | Performance Verification for CAREFUSION 11136193 15269686 | Initial Install of Performance Verification. Device is ready for patient use. |  |  | 01/16/2019 | 01/16/2019
|  | CAREFUSION | ALARIS 8100 | MODULE, INFUSION PUMP |  | SPD | Pavilion |  |  | 01/15/2019 |  | 1/15/29 |  |  | NO | YES |  |  |  |  | CAREFUSION 11136189 15269115 |  |  | Active |  | 99:99:99:99:99:99 |  | High Risk | 1Y:00-MFG | 01/15/2019 | 01/15/2019 | COOPER UNIVERSITY HOSPITAL |  |  | Moves | WOT00000001469732 | David Frye | Performance Verification | Completed |  | 01/15/2019 | 01/15/2019 | Performance Verification for CAREFUSION 11136189 15269115 | Initial Install of Performance Verification. Device is ready for patient use. |  |  | 01/15/2019 | 01/15/2019
|  | CAREFUSION | ALARIS 8100 | MODULE, INFUSION PUMP |  | SPD | Kelemen |  |  | 01/07/2019 |  | 1/7/29 |  |  | NO | YES |  |  |  |  | CAREFUSION 11136192 15268510 |  |  | Active |  | 99:99:99:99:99:99 |  | High Risk | 1Y:00-MFG | 01/07/2019 | 01/07/2019 | COOPER UNIVERSITY HOSPITAL |  |  | Moves | WOT00000001468772 | David Frye | Performance Verification | Completed |  | 01/07/2019 | 01/07/2019 | Performance Verification for CAREFUSION 11136192 15268510 | Initial Install of Performance Verification. Device is ready for patient use. |  |  | 01/07/2019 | 01/07/2019
|  | CAREFUSION | ALARIS 8100 | MODULE, INFUSION PUMP |  | SPD | Kelemen |  |  | 01/07/2019 |  | 1/7/29 |  |  | NO | YES |  |  |  |  | CAREFUSION 11136185 15269142 |  |  | Active |  | 99:99:99:99:99:99 |  | High Risk | 1Y:00-MFG | 01/07/2019 | 01/07/2019 | COOPER UNIVERSITY HOSPITAL |  |  | Moves | WOT00000001469740 | David Frye | Performance Verification | Completed |  | 01/07/2019 | 01/07/2019 | Performance Verification for CAREFUSION 11136185 15269142 | Initial Install of Performance Verification. Device is ready for patient use. |  |  | 01/07/2019 | 01/07/2019
|  | CAREFUSION | ALARIS 8100 | MODULE, INFUSION PUMP |  | SPD | Kelemen | BASEMENT |  | 01/07/2019 |  | 1/7/29 |  |  | NO | YES |  |  |  |  | CAREFUSION 11136184 15269860 |  |  | Active |  | 99:99:99:99:99:99 |  | High Risk | 1Y:00-MFG | 01/07/2019 | 01/07/2019 | COOPER UNIVERSITY HOSPITAL |  |  | Moves | WOT00000001467819 | David Frye | Performance Verification | Completed |  | 01/07/2019 | 01/07/2019 | Performance Verification for CAREFUSION 11136184 15269860 | Initial Install of Performance Verification. Device is ready for patient use. |  |  | 01/07/2019 | 01/07/2019
|  | CAREFUSION | ALARIS 8100 | MODULE, INFUSION PUMP |  | SPD | Kelemen |  |  | 01/17/2019 |  | 1/17/29 |  |  | NO | YES |  |  |  |  | CAREFUSION 11136182 15265750 |  |  | Active |  | 99:99:99:99:99:99 |  | High Risk | 1Y:00-MFG | 01/17/2019 | 01/17/2019 | COOPER UNIVERSITY HOSPITAL |  |  | Moves | WOT00000001466949 | David Frye | Performance Verification | Completed |  | 01/17/2019 | 01/17/2019 | Performance Verification for CAREFUSION 11136182 15265750 | Initial Install of Performance Verification. Device is ready for patient use. |  |  | 01/17/2019 | 01/17/2019
|  | CAREFUSION | ALARIS 8100 | MODULE, INFUSION PUMP |  | SPD | Kelemen |  |  | 01/21/2019 |  | 1/21/29 |  |  | NO | YES |  |  |  |  | CAREFUSION 11136172 15270748 |  |  | Active |  | 99:99:99:99:99:99 |  | High Risk | 1Y:00-MFG | 01/21/2019 | 01/21/2019 | COOPER UNIVERSITY HOSPITAL |  |  | Moves | WOT00000001469832 | David Frye | Performance Verification | Completed |  | 01/21/2019 | 01/21/2019 | Performance Verification for CAREFUSION 11136172 15270748 | Initial Install of Performance Verification. Device is ready for patient use. |  |  | 01/21/2019 | 01/21/2019
|  | CAREFUSION | ALARIS 8100 | MODULE, INFUSION PUMP |  | SPD | Kelemen |  |  | 01/07/2019 |  | 1/7/29 |  |  | NO | YES |  |  |  |  | CAREFUSION 11136171 15270785 |  |  | Active |  | 99:99:99:99:99:99 |  | High Risk | 1Y:00-MFG | 01/07/2019 | 01/07/2019 | COOPER UNIVERSITY HOSPITAL |  |  | Moves | WOT00000001467452 | David Frye | Performance Verification | Completed |  | 01/07/2019 | 01/07/2019 | Performance Verification for CAREFUSION 11136171 15270785 | Initial Install of Performance Verification. Device is ready for patient use. |  |  | 01/07/2019 | 01/07/2019
|  | CAREFUSION | ALARIS 8100 | MODULE, INFUSION PUMP |  | SPD | Kelemen |  |  | 01/03/2019 |  | 1/3/29 |  |  | NO | YES |  |  |  |  | CAREFUSION 11136169 15269712 |  |  | Active |  | 99:99:99:99:99:99 |  | High Risk | 1Y:00-MFG | 01/03/2019 | 01/03/2019 | COOPER UNIVERSITY HOSPITAL |  |  | Moves | WOT00000001469471 | David Frye | Performance Verification | Completed |  | 01/03/2019 | 01/03/2019 | Performance Verification for CAREFUSION 11136169 15269712 | Initial Install of Performance Verification. Device is ready for patient use. |  |  | 01/03/2019 | 01/03/2019
|  | CAREFUSION | ALARIS 8100 | MODULE, INFUSION PUMP |  | SPD | Kelemen |  |  | 01/04/2019 |  | 1/4/29 |  |  | NO | YES |  |  |  |  | CAREFUSION 11136170 15270906 |  |  | Active |  | 99:99:99:99:99:99 |  | High Risk | 1Y:00-MFG | 01/04/2019 | 01/04/2019 | COOPER UNIVERSITY HOSPITAL |  |  | Moves | WOT00000001468212 | David Frye | Performance Verification | Completed |  | 01/04/2019 | 01/04/2019 | Performance Verification for CAREFUSION 11136170 15270906 | Initial Install of Performance Verification. Device is ready for patient use. |  |  | 01/04/2019 | 01/04/2019
|  | CAREFUSION | ALARIS 8100 | MODULE, INFUSION PUMP |  | 3 COOPER-GAMMA KNIFE | 3 Cooper |  |  | 09/12/2019 |  | 9/12/29 |  |  | NO | YES |  |  |  |  | CAREFUSION 11136167 15270864 |  |  | Active |  | 99:99:99:99:99:99 |  | High Risk | 1Y:00-MFG | 09/12/2019 | 09/12/2019 | COOPER AMBULATORY OFF-SITES |  |  |  | WOT00000001469213 | ANNE BEXTON | Performance Verification | Completed |  | 09/12/2019 | 09/12/2019 | Performance Verification for CAREFUSION 11136167 15270864 | Initial Install of Performance Verification. Device is ready for patient use. |  |  | 09/12/2019 | 09/12/2019
|  | CAREFUSION | ALARIS 8100 | MODULE, INFUSION PUMP |  | SPD | Kelemen |  |  | 01/04/2019 |  | 1/4/29 |  |  | NO | YES |  |  |  |  | CAREFUSION 11136168 15269693 |  |  | Active |  | 99:99:99:99:99:99 |  | High Risk | 1Y:00-MFG | 01/04/2019 | 01/04/2019 | COOPER UNIVERSITY HOSPITAL |  |  | Moves | WOT00000001468363 | David Frye | Performance Verification | Completed |  | 01/04/2019 | 01/04/2019 | Performance Verification for CAREFUSION 11136168 15269693 | Initial Install of Performance Verification. Device is ready for patient use. |  |  | 01/04/2019 | 01/04/2019
|  | CAREFUSION | ALARIS 8100 | MODULE, INFUSION PUMP |  | SPD | Kelemen |  |  | 02/11/2019 |  | 2/11/29 |  |  | NO | YES |  |  |  |  | CAREFUSION 11136165 15270979 |  |  | Active |  | 99:99:99:99:99:99 |  | High Risk | 1Y:00-MFG | 02/11/2019 | 02/11/2019 | COOPER UNIVERSITY HOSPITAL |  |  | Moves | WOT00000001456110 | David Frye | Performance Verification | Completed |  | 02/11/2019 | 02/11/2019 | Performance Verification for CAREFUSION 11136165 15270979 | Initial Install of Performance Verification. Device is ready for patient use. |  |  | 02/11/2019 | 02/11/2019
|  | CAREFUSION | ALARIS 8100 | MODULE, INFUSION PUMP |  | SPD | Kelemen |  |  | 01/16/2019 |  | 1/16/29 |  |  | NO | YES |  |  |  |  | CAREFUSION 11136160 15271011 |  |  | Active |  | 99:99:99:99:99:99 |  | High Risk | 1Y:00-MFG | 01/16/2019 | 01/16/2019 | COOPER UNIVERSITY HOSPITAL |  |  | Moves | WOT00000001467598 | David Frye | Performance Verification | Completed |  | 01/16/2019 | 01/16/2019 | Performance Verification for CAREFUSION 11136160 15271011 | Initial Install of Performance Verification. Device is ready for patient use. |  |  | 01/16/2019 | 01/16/2019
|  | CAREFUSION | ALARIS 8100 | MODULE, INFUSION PUMP |  | SPD | Pavilion |  |  | 01/04/2019 |  | 1/4/29 |  |  | NO | YES |  |  |  |  | CAREFUSION 11136164 15270538 |  |  | Active |  | 99:99:99:99:99:99 |  | High Risk | 1Y:00-MFG | 01/04/2019 | 01/04/2019 | COOPER UNIVERSITY HOSPITAL |  |  | Moves | WOT00000001468741 | David Frye | Performance Verification | Completed |  | 01/04/2019 | 01/04/2019 | Performance Verification for CAREFUSION 11136164 15270538 | Initial Install of Performance Verification. Device is ready for patient use. |  |  | 01/04/2019 | 01/04/2019
|  | CAREFUSION | ALARIS 8100 | MODULE, INFUSION PUMP |  | SPD | Pavilion |  |  | 01/07/2019 |  | 1/7/29 |  |  | NO | YES |  |  |  |  | CAREFUSION 11136163 15270891 |  |  | Active |  | 99:99:99:99:99:99 |  | High Risk | 1Y:00-MFG | 01/07/2019 | 01/07/2019 | COOPER UNIVERSITY HOSPITAL |  |  | Moves | WOT00000001468206 | David Frye | Performance Verification | Completed |  | 01/07/2019 | 01/07/2019 | Performance Verification for CAREFUSION 11136163 15270891 | Initial Install of Performance Verification. Device is ready for patient use. |  |  | 01/07/2019 | 01/07/2019
|  | CAREFUSION | ALARIS 8100 | MODULE, INFUSION PUMP |  | SPD | Kelemen |  |  | 02/05/2019 |  | 2/5/29 |  |  | NO | YES |  |  |  |  | CAREFUSION 11136161 15270758 |  |  | Active |  | 99:99:99:99:99:99 |  | High Risk | 1Y:00-MFG | 02/05/2019 | 02/05/2019 | COOPER UNIVERSITY HOSPITAL |  |  | Moves | WOT00000001469283 | David Frye | Performance Verification | Completed |  | 02/05/2019 | 02/05/2019 | Performance Verification for CAREFUSION 11136161 15270758 | Initial Install of Performance Verification. Device is ready for patient use. |  |  | 02/05/2019 | 02/05/2019
|  | CAREFUSION | ALARIS 8100 | MODULE, INFUSION PUMP |  | SPD | Pavilion |  |  | 01/23/2019 |  | 1/23/29 |  |  | NO | YES |  |  |  |  | CAREFUSION 11136162 15271020 |  |  | Active |  | 99:99:99:99:99:99 |  | High Risk | 1Y:00-MFG | 01/23/2019 | 01/23/2019 | COOPER UNIVERSITY HOSPITAL |  |  | Moves | WOT00000001467608 | David Frye | Performance Verification | Completed |  | 01/23/2019 | 01/23/2019 | Performance Verification for CAREFUSION 11136162 15271020 | Initial Install of Performance Verification. Device is ready for patient use. |  |  | 01/23/2019 | 01/23/2019
|  | CAREFUSION | ALARIS 8100 | MODULE, INFUSION PUMP |  | SPD | Kelemen |  |  | 03/25/2019 |  | 3/25/29 |  |  | NO | YES |  |  |  |  | CAREFUSION 11136159 15269269 |  |  | Active |  | 99:99:99:99:99:99 |  | High Risk | 1Y:00-MFG | 03/25/2019 | 03/25/2019 | COOPER UNIVERSITY HOSPITAL |  |  | Moves | WOT00000001469168 | David Frye | Performance Verification | Completed |  | 03/25/2019 | 03/25/2019 | Performance Verification for CAREFUSION 11136159 15269269 | Initial Install of Performance Verification. Device is ready for patient use. |  |  | 03/25/2019 | 03/25/2019
|  | CAREFUSION | ALARIS 8100 | MODULE, INFUSION PUMP |  | SPD | Pavilion |  |  | 01/14/2019 |  | 1/14/29 |  |  | NO | YES |  |  |  |  | CAREFUSION 11136158 15265713 |  |  | Active |  | 99:99:99:99:99:99 |  | High Risk | 1Y:00-MFG | 01/14/2019 | 01/14/2019 | COOPER UNIVERSITY HOSPITAL |  |  | Moves | WOT00000001466942 | David Frye | Performance Verification | Completed |  | 01/14/2019 | 01/14/2019 | Performance Verification for CAREFUSION 11136158 15265713 | Initial Install of Performance Verification. Device is ready for patient use. |  |  | 01/14/2019 | 01/14/2019
|  | CAREFUSION | ALARIS 8100 | MODULE, INFUSION PUMP |  | SPD | Pavilion |  |  | 02/19/2019 |  | 2/19/29 |  |  | NO | YES |  |  |  |  | CAREFUSION 11136157 15270342 |  |  | Active |  | 99:99:99:99:99:99 |  | High Risk | 1Y:00-MFG | 02/19/2019 | 02/19/2019 | COOPER UNIVERSITY HOSPITAL |  |  | Moves | WOT00000001468799 | David Frye | Performance Verification | Completed |  | 02/19/2019 | 02/19/2019 | Performance Verification for CAREFUSION 11136157 15270342 | Initial Install of Performance Verification. Device is ready for patient use. |  |  | 02/19/2019 | 02/19/2019
|  | CAREFUSION | ALARIS 8100 | MODULE, INFUSION PUMP |  | SPD | Dorrance |  |  | 01/09/2019 |  | 1/9/29 |  |  | NO | YES |  |  |  |  | CAREFUSION 11136156 15270328 |  |  | Active |  | 99:99:99:99:99:99 |  | High Risk | 1Y:00-MFG | 01/09/2019 | 01/09/2019 | COOPER UNIVERSITY HOSPITAL |  |  | Moves | WOT00000001468795 | David Frye | Performance Verification | Completed |  | 01/09/2019 | 01/09/2019 | Performance Verification for CAREFUSION 11136156 15270328 | Initial Install of Performance Verification. Device is ready for patient use. |  |  | 01/09/2019 | 01/09/2019
|  | CAREFUSION | ALARIS 8100 | MODULE, INFUSION PUMP |  | SPD | Kelemen |  |  | 01/08/2019 |  | 1/8/29 |  |  | NO | YES |  |  |  |  | CAREFUSION 11136111 15269549 |  |  | Active |  | 99:99:99:99:99:99 |  | High Risk | 1Y:00-MFG | 01/08/2019 | 01/08/2019 | COOPER UNIVERSITY HOSPITAL |  |  | Moves | WOT00000001469040 | David Frye | Performance Verification | Completed |  | 01/08/2019 | 01/08/2019 | Performance Verification for CAREFUSION 11136111 15269549 | Initial Install of Performance Verification. Device is ready for patient use. |  |  | 01/08/2019 | 01/08/2019
|  | CAREFUSION | ALARIS 8100 | MODULE, INFUSION PUMP |  | SPD | Kelemen | Basement |  | 02/19/2019 |  | 2/19/29 |  |  | NO | YES |  |  |  |  | CAREFUSION 11136112 15265826 |  |  | Active | dup11136112 | 99:99:99:99:99:99 |  | High Risk | 1Y:00-MFG | 02/19/2019 | 02/19/2019 | COOPER UNIVERSITY HOSPITAL |  |  | Moves | WOT00000001466952 | David Frye | Performance Verification | Completed |  | 02/19/2019 | 02/19/2019 | Performance Verification for CAREFUSION 11136112 15265826 | Initial Install of Performance Verification. Device is ready for patient use. |  |  | 02/19/2019 | 02/19/2019
|  | CAREFUSION | ALARIS 8100 | MODULE, INFUSION PUMP |  | SPD | Kelemen |  |  | 01/25/2019 |  | 1/25/29 |  |  | NO | YES |  |  |  |  | CAREFUSION 11136123 15269642 |  |  | Active |  | 99:99:99:99:99:99 |  | High Risk | 1Y:00-MFG | 01/25/2019 | 01/25/2019 | COOPER UNIVERSITY HOSPITAL |  |  | Moves | WOT00000001467541 | David Frye | Performance Verification | Completed |  | 01/25/2019 | 01/25/2019 | Performance Verification for CAREFUSION 11136123 15269642 | Initial Install of Performance Verification. Device is ready for patient use. |  |  | 01/25/2019 | 01/25/2019
|  | CAREFUSION | ALARIS 8100 | MODULE, INFUSION PUMP |  | SPD | Kelemen |  |  | 01/09/2019 |  | 1/9/29 |  |  | NO | YES |  |  |  |  | CAREFUSION 11136124 15266567 |  |  | Active |  | 99:99:99:99:99:99 |  | High Risk | 1Y:00-MFG | 01/09/2019 | 01/09/2019 | COOPER UNIVERSITY HOSPITAL |  |  | Moves | WOT00000001467152 | David Frye | Performance Verification | Completed |  | 01/09/2019 | 01/09/2019 | Performance Verification for CAREFUSION 11136124 15266567 | Initial Install of Performance Verification. Device is ready for patient use. |  |  | 01/09/2019 | 01/09/2019
|  | CAREFUSION | ALARIS 8100 | MODULE, INFUSION PUMP |  | SPD | Kelemen |  |  | 01/28/2019 |  | 1/28/29 |  |  | NO | YES |  |  |  |  | CAREFUSION 11136122 15268996 |  |  | Active |  | 99:99:99:99:99:99 |  | High Risk | 1Y:00-MFG | 01/28/2019 | 01/28/2019 | COOPER UNIVERSITY HOSPITAL |  |  | Moves | WOT00000001468780 | David Frye | Performance Verification | Completed |  | 01/28/2019 | 01/28/2019 | Performance Verification for CAREFUSION 11136122 15268996 | Initial Install of Performance Verification. Device is ready for patient use. |  |  | 01/28/2019 | 01/28/2019
|  | CAREFUSION | ALARIS 8100 | MODULE, INFUSION PUMP |  | SPD | Pavilion |  |  | 01/15/2019 |  | 1/15/29 |  |  | NO | YES |  |  |  |  | CAREFUSION 11136120 15269857 |  |  | Active |  | 99:99:99:99:99:99 |  | High Risk | 1Y:00-MFG | 01/15/2019 | 01/15/2019 | COOPER UNIVERSITY HOSPITAL |  |  | Moves | WOT00000001466823 | David Frye | Performance Verification | Completed |  | 01/15/2019 | 01/15/2019 | Performance Verification for CAREFUSION 11136120 15269857 | Initial Install of Performance Verification. Device is ready for patient use. |  |  | 01/15/2019 | 01/15/2019
|  | CAREFUSION | ALARIS 8100 | MODULE, INFUSION PUMP |  | SPD | Pavilion |  |  | 01/03/2019 |  | 1/3/29 |  |  | NO | YES |  |  |  |  | CAREFUSION 11136121 15269805 |  |  | Active |  | 99:99:99:99:99:99 |  | High Risk | 1Y:00-MFG | 01/03/2019 | 01/03/2019 | COOPER UNIVERSITY HOSPITAL |  |  | Moves | WOT00000001466817 | David Frye | Performance Verification | Completed |  | 01/03/2019 | 01/03/2019 | Performance Verification for CAREFUSION 11136121 15269805 | Initial Install of Performance Verification. Device is ready for patient use. |  |  | 01/03/2019 | 01/03/2019
|  | CAREFUSION | ALARIS 8100 | MODULE, INFUSION PUMP |  | SPD | Pavilion |  |  | 02/12/2019 |  | 2/12/29 |  |  | NO | YES |  |  |  |  | CAREFUSION 11136118 15270235 |  |  | Active |  | 99:99:99:99:99:99 |  | High Risk | 1Y:00-MFG | 02/12/2019 | 02/12/2019 | COOPER UNIVERSITY HOSPITAL |  |  | Moves | WOT00000001467024 | David Frye | Performance Verification | Completed |  | 02/12/2019 | 02/12/2019 | Performance Verification for CAREFUSION 11136118 15270235 | Initial Install of Performance Verification. Device is ready for patient use. |  |  | 02/12/2019 | 02/12/2019
|  | CAREFUSION | ALARIS 8100 | MODULE, INFUSION PUMP |  | SPD | Kelemen |  |  | 01/07/2019 |  | 1/7/29 |  |  | NO | YES |  |  |  |  | CAREFUSION 11136117 15269539 |  |  | Active |  | 99:99:99:99:99:99 |  | High Risk | 1Y:00-MFG | 01/07/2019 | 01/07/2019 | COOPER UNIVERSITY HOSPITAL |  |  | Moves | WOT00000001467369 | David Frye | Performance Verification | Completed |  | 01/07/2019 | 01/07/2019 | Performance Verification for CAREFUSION 11136117 15269539 | Initial Install of Performance Verification. Device is ready for patient use. |  |  | 01/07/2019 | 01/07/2019
|  | CAREFUSION | ALARIS 8100 | MODULE, INFUSION PUMP |  | SPD | Kelemen |  |  | 01/04/2019 |  | 1/4/29 |  |  | NO | YES |  |  |  |  | CAREFUSION 11136116 15269532 |  |  | Active |  | 99:99:99:99:99:99 |  | High Risk | 1Y:00-MFG | 01/04/2019 | 01/04/2019 | COOPER UNIVERSITY HOSPITAL |  |  | Moves | WOT00000001467363 | David Frye | Performance Verification | Completed |  | 01/04/2019 | 01/04/2019 | Performance Verification for CAREFUSION 11136116 15269532 | Initial Install of Performance Verification. Device is ready for patient use. |  |  | 01/04/2019 | 01/04/2019
|  | CAREFUSION | ALARIS 8100 | MODULE, INFUSION PUMP |  | SPD | Kelemen |  |  | 01/07/2019 |  | 1/7/29 |  |  | NO | YES |  |  |  |  | CAREFUSION 11136110 15269526 |  |  | Active |  | 99:99:99:99:99:99 |  | High Risk | 1Y:00-MFG | 01/07/2019 | 01/07/2019 | COOPER UNIVERSITY HOSPITAL |  |  | Moves | WOT00000001467359 | David Frye | Performance Verification | Completed |  | 01/07/2019 | 01/07/2019 | Performance Verification for CAREFUSION 11136110 15269526 | Initial Install of Performance Verification. Device is ready for patient use. |  |  | 01/07/2019 | 01/07/2019
|  | CAREFUSION | ALARIS 8100 | MODULE, INFUSION PUMP |  | SPD | Pavilion |  |  | 01/22/2019 |  | 1/22/29 |  |  | NO | YES |  |  |  |  | CAREFUSION 11136115 15269235 |  |  | Active |  | 99:99:99:99:99:99 |  | High Risk | 1Y:00-MFG | 01/22/2019 | 01/22/2019 | COOPER UNIVERSITY HOSPITAL |  |  | Moves | WOT00000001467156 | David Frye | Performance Verification | Completed |  | 01/22/2019 | 01/22/2019 | Performance Verification for CAREFUSION 11136115 15269235 | Initial Install of Performance Verification. Device is ready for patient use. |  |  | 01/22/2019 | 01/22/2019
|  | CAREFUSION | ALARIS 8100 | MODULE, INFUSION PUMP |  | SPD | Pavilion |  |  | 01/24/2019 |  | 1/24/29 |  |  | NO | YES |  |  |  |  | CAREFUSION 11136114 15269899 |  |  | Active |  | 99:99:99:99:99:99 |  | High Risk | 1Y:00-MFG | 01/24/2019 | 01/24/2019 | COOPER UNIVERSITY HOSPITAL |  |  | Moves | WOT00000001467835 | David Frye | Performance Verification | Completed |  | 01/24/2019 | 01/24/2019 | Performance Verification for CAREFUSION 11136114 15269899 | Initial Install of Performance Verification. Device is ready for patient use. |  |  | 01/24/2019 | 01/24/2019
|  | CAREFUSION | ALARIS 8100 | MODULE, INFUSION PUMP |  | SPD | Kelemen |  |  | 01/16/2019 |  | 1/16/29 |  |  | NO | YES |  |  |  |  | CAREFUSION 11136113 15264143 |  |  | Active |  | 99:99:99:99:99:99 |  | High Risk | 1Y:00-MFG | 01/16/2019 | 01/16/2019 | COOPER UNIVERSITY HOSPITAL |  |  | Moves | WOT00000001466938 | David Frye | Performance Verification | Completed |  | 01/16/2019 | 01/16/2019 | Performance Verification for CAREFUSION 11136113 15264143 | Initial Install of Performance Verification. Device is ready for patient use. |  |  | 01/16/2019 | 01/16/2019
|  | CAREFUSION | ALARIS 8100 | MODULE, INFUSION PUMP |  | SPD | Kelemen |  |  | 01/07/2019 |  | 1/7/29 |  |  | NO | YES |  |  |  |  | CAREFUSION 11136109 15271001 |  |  | Active |  | 99:99:99:99:99:99 |  | High Risk | 1Y:00-MFG | 01/07/2019 | 01/07/2019 | COOPER UNIVERSITY HOSPITAL |  |  | Moves | WOT00000001467379 | David Frye | Performance Verification | Completed |  | 01/07/2019 | 01/07/2019 | Performance Verification for CAREFUSION 11136109 15271001 | Initial Install of Performance Verification. Device is ready for patient use. |  |  | 01/07/2019 | 01/07/2019
|  | CAREFUSION | ALARIS 8100 | MODULE, INFUSION PUMP |  | SPD | Kelemen |  |  | 02/21/2019 |  | 2/21/29 |  |  | NO | YES |  |  |  |  | CAREFUSION 11136107 15270823 |  |  | Active |  | 99:99:99:99:99:99 |  | High Risk | 1Y:00-MFG | 02/21/2019 | 02/21/2019 | COOPER UNIVERSITY HOSPITAL |  |  | Moves | WOT00000001458163 | David Frye | Performance Verification | Completed |  | 02/21/2019 | 02/21/2019 | Performance Verification for CAREFUSION 11136107 15270823 | Initial Install of Performance Verification. Device is ready for patient use. |  |  | 02/21/2019 | 02/21/2019
|  | CAREFUSION | ALARIS 8100 | MODULE, INFUSION PUMP |  | SPD | Kelemen |  |  | 01/09/2019 |  | 1/9/29 |  |  | NO | YES |  |  |  |  | CAREFUSION 11136108 15266628 |  |  | Active |  | 99:99:99:99:99:99 |  | High Risk | 1Y:00-MFG | 01/09/2019 | 01/09/2019 | COOPER UNIVERSITY HOSPITAL |  |  | Moves | WOT00000001467154 | David Frye | Performance Verification | Completed |  | 01/09/2019 | 01/09/2019 | Performance Verification for CAREFUSION 11136108 15266628 | Initial Install of Performance Verification. Device is ready for patient use. |  |  | 01/09/2019 | 01/09/2019
|  | CAREFUSION | ALARIS 8100 | MODULE, INFUSION PUMP |  | SPD | Kelemen |  |  | 02/11/2019 |  | 2/11/29 |  |  | NO | YES |  |  |  |  | CAREFUSION 11136106 15270991 |  |  | Active |  | 99:99:99:99:99:99 |  | High Risk | 1Y:00-MFG | 02/11/2019 | 02/11/2019 | COOPER UNIVERSITY HOSPITAL |  |  | Moves | WOT00000001456279 | David Frye | Performance Verification | Completed |  | 02/11/2019 | 02/11/2019 | Performance Verification for CAREFUSION 11136106 15270991 | Initial Install of Performance Verification. Device is ready for patient use. |  |  | 02/11/2019 | 02/11/2019
|  | CAREFUSION | ALARIS 8100 | MODULE, INFUSION PUMP |  | SPD | Kelemen |  |  | 02/11/2019 |  | 2/11/29 |  |  | NO | YES |  |  |  |  | CAREFUSION 11136105 15269674 |  |  | Active |  | 99:99:99:99:99:99 |  | High Risk | 1Y:00-MFG | 02/11/2019 | 02/11/2019 | COOPER UNIVERSITY HOSPITAL |  |  | Moves | WOT00000001467675 | David Frye | Performance Verification | Completed |  | 02/11/2019 | 02/11/2019 | Performance Verification for CAREFUSION 11136105 15269674 | Initial Install of Performance Verification. Device is ready for patient use. |  |  | 02/11/2019 | 02/11/2019
|  | CAREFUSION | ALARIS 8100 | MODULE, INFUSION PUMP |  | SPD | Kelemen |  |  | 01/15/2019 |  | 1/15/29 |  |  | NO | YES |  |  |  |  | CAREFUSION 11136104 15270604 |  |  | Active |  | 99:99:99:99:99:99 |  | High Risk | 1Y:00-MFG | 01/15/2019 | 01/15/2019 | COOPER UNIVERSITY HOSPITAL |  |  | Moves | WOT00000001467913 | David Frye | Performance Verification | Completed |  | 01/15/2019 | 01/15/2019 | Performance Verification for CAREFUSION 11136104 15270604 | Initial Install of Performance Verification. Device is ready for patient use. |  |  | 01/15/2019 | 01/15/2019
|  | CAREFUSION | ALARIS 8100 | MODULE, INFUSION PUMP |  | SPD | Pavilion |  |  | 02/19/2019 |  | 2/19/29 |  |  | NO | YES |  |  |  |  | CAREFUSION 11136102 15269671 |  |  | Active |  | 99:99:99:99:99:99 |  | High Risk | 1Y:00-MFG | 02/19/2019 | 02/19/2019 | COOPER UNIVERSITY HOSPITAL |  |  | Moves | WOT00000001467695 | David Frye | Performance Verification | Completed |  | 02/19/2019 | 02/19/2019 | Performance Verification for CAREFUSION 11136102 15269671 | Initial Install of Performance Verification. Device is ready for patient use. |  |  | 02/19/2019 | 02/19/2019
|  | CAREFUSION | ALARIS 8100 | MODULE, INFUSION PUMP |  | SPD | Pavilion |  |  | 01/03/2019 |  | 1/3/29 |  |  | NO | YES |  |  |  |  | CAREFUSION 11136103 15269665 |  |  | Active |  | 99:99:99:99:99:99 |  | High Risk | 1Y:00-MFG | 01/03/2019 | 01/03/2019 | COOPER UNIVERSITY HOSPITAL |  |  | Moves | WOT00000001467691 | David Frye | Performance Verification | Completed |  | 01/03/2019 | 01/03/2019 | Performance Verification for CAREFUSION 11136103 15269665 | Initial Install of Performance Verification. Device is ready for patient use. |  |  | 01/03/2019 | 01/03/2019
|  | CAREFUSION | ALARIS 8100 | MODULE, INFUSION PUMP |  | SPD | Pavilion |  |  | 02/05/2019 |  | 2/5/29 |  |  | NO | YES |  |  |  |  | CAREFUSION 11136100 15269400 |  |  | Active |  | 99:99:99:99:99:99 |  | High Risk | 1Y:00-MFG | 02/05/2019 | 02/05/2019 | COOPER UNIVERSITY HOSPITAL |  |  | Moves | WOT00000001456022 | David Frye | Performance Verification | Completed |  | 02/05/2019 | 02/05/2019 | Performance Verification for CAREFUSION 11136100 15269400 | Initial Install of Performance Verification. Device is ready for patient use. |  |  | 02/05/2019 | 02/05/2019
|  | CAREFUSION | ALARIS 8100 | MODULE, INFUSION PUMP |  | SPD | Kelemen |  |  | 01/14/2019 |  | 1/14/29 |  |  | NO | YES |  |  |  |  | CAREFUSION 11136098 15269461 |  |  | Active |  | 99:99:99:99:99:99 |  | High Risk | 1Y:00-MFG | 01/14/2019 | 01/14/2019 | COOPER UNIVERSITY HOSPITAL |  |  | Moves | WOT00000001469062 | David Frye | Performance Verification | Completed |  | 01/14/2019 | 01/14/2019 | Performance Verification for CAREFUSION 11136098 15269461 | Initial Install of Performance Verification. Device is ready for patient use. |  |  | 01/14/2019 | 01/14/2019
|  | CAREFUSION | ALARIS 8100 | MODULE, INFUSION PUMP |  | SPD | Pavilion |  |  | 01/15/2019 |  | 1/15/29 |  |  | NO | YES |  |  |  |  | CAREFUSION 11136101 15269368 |  |  | Active |  | 99:99:99:99:99:99 |  | High Risk | 1Y:00-MFG | 01/15/2019 | 01/15/2019 | COOPER UNIVERSITY HOSPITAL |  |  | Moves | WOT00000001454856 | David Frye | Performance Verification | Completed |  | 01/15/2019 | 01/15/2019 | Performance Verification for CAREFUSION 11136101 15269368 | Initial Install of Performance Verification. Device is ready for patient use. |  |  | 01/15/2019 | 01/15/2019
|  | CAREFUSION | ALARIS 8100 | MODULE, INFUSION PUMP |  | SPD | Kelemen |  |  | 01/17/2019 |  | 1/17/29 |  |  | NO | YES |  |  |  |  | CAREFUSION 11136099 15267708 |  |  | Active |  | 99:99:99:99:99:99 |  | High Risk | 1Y:00-MFG | 01/17/2019 | 01/17/2019 | COOPER UNIVERSITY HOSPITAL |  |  | Moves | WOT00000001469801 | David Frye | Performance Verification | Completed |  | 01/17/2019 | 01/17/2019 | Performance Verification for CAREFUSION 11136099 15267708 | Initial Install of Performance Verification. Device is ready for patient use. |  |  | 01/17/2019 | 01/17/2019
|  | CAREFUSION | ALARIS 8100 | MODULE, INFUSION PUMP |  | SPD | Pavilion |  |  | 01/23/2019 |  | 1/23/29 |  |  | NO | YES |  |  |  |  | CAREFUSION 11136096 15269465 |  |  | Active |  | 99:99:99:99:99:99 |  | High Risk | 1Y:00-MFG | 01/23/2019 | 01/23/2019 | COOPER UNIVERSITY HOSPITAL |  |  | Moves | WOT00000001469066 | David Frye | Performance Verification | Completed |  | 01/23/2019 | 01/23/2019 | Performance Verification for CAREFUSION 11136096 15269465 | Initial Install of Performance Verification. Device is ready for patient use. |  |  | 01/23/2019 | 01/23/2019
|  | CAREFUSION | ALARIS 8100 | MODULE, INFUSION PUMP |  | SPD | Pavilion |  |  | 01/21/2019 |  | 1/21/29 |  |  | NO | YES |  |  |  |  | CAREFUSION 11136097 15269564 |  |  | Active |  | 99:99:99:99:99:99 |  | High Risk | 1Y:00-MFG | 01/21/2019 | 01/21/2019 | COOPER UNIVERSITY HOSPITAL |  |  | Moves | WOT00000001469328 | David Frye | Performance Verification | Completed |  | 01/21/2019 | 01/21/2019 | Performance Verification for CAREFUSION 11136097 15269564 | Initial Install of Performance Verification. Device is ready for patient use. |  |  | 01/21/2019 | 01/21/2019
|  | CAREFUSION | ALARIS 8100 | MODULE, INFUSION PUMP |  | SPD | Pavilion |  |  | 02/01/2019 |  | 2/1/29 |  |  | NO | YES |  |  |  |  | CAREFUSION 11136095 15269172 |  |  | Active | dup11136095 | 99:99:99:99:99:99 |  | High Risk | 1Y:00-MFG | 02/01/2019 | 02/01/2019 | COOPER UNIVERSITY HOSPITAL |  |  | Moves | WOT00000001468874 | David Frye | Performance Verification | Completed |  | 02/01/2019 | 02/01/2019 | Performance Verification for CAREFUSION 11136095 15269172 | Initial Install of Performance Verification. Device is ready for patient use. |  |  | 02/01/2019 | 02/01/2019
|  | CAREFUSION | ALARIS 8100 | MODULE, INFUSION PUMP |  | SPD | Pavilion |  |  | 01/23/2019 |  | 1/23/29 |  |  | NO | YES |  |  |  |  | CAREFUSION 11136094 15269721 |  |  | Active |  | 99:99:99:99:99:99 |  | High Risk | 1Y:00-MFG | 01/23/2019 | 01/23/2019 | COOPER UNIVERSITY HOSPITAL |  |  | Moves | WOT00000001468379 | David Frye | Performance Verification | Completed |  | 01/23/2019 | 01/23/2019 | Performance Verification for CAREFUSION 11136094 15269721 | Initial Install of Performance Verification. Device is ready for patient use. |  |  | 01/23/2019 | 01/23/2019
|  | CAREFUSION | ALARIS 8100 | MODULE, INFUSION PUMP |  | SPD | Pavilion |  |  | 03/25/2019 |  | 3/25/29 |  |  | NO | YES |  |  |  |  | CAREFUSION 11136093 15269162 |  |  | Active |  | 99:99:99:99:99:99 |  | High Risk | 1Y:00-MFG | 03/25/2019 | 03/25/2019 | COOPER UNIVERSITY HOSPITAL |  |  | Moves | WOT00000001468870 | David Frye | Performance Verification | Completed |  | 03/25/2019 | 03/25/2019 | Performance Verification for CAREFUSION 11136093 15269162 | Initial Install of Performance Verification. Device is ready for patient use. |  |  | 03/25/2019 | 03/25/2019
|  | CAREFUSION | ALARIS 8100 | MODULE, INFUSION PUMP |  | SPD | Pavilion |  |  | 03/25/2019 |  | 3/25/29 |  |  | NO | YES |  |  |  |  | CAREFUSION 11136092 15265860 |  |  | Active |  | 99:99:99:99:99:99 |  | High Risk | 1Y:00-MFG | 03/25/2019 | 03/25/2019 | COOPER UNIVERSITY HOSPITAL |  |  | Moves | WOT00000001467135 | David Frye | Performance Verification | Completed |  | 03/25/2019 | 03/25/2019 | Performance Verification for CAREFUSION 11136092 15265860 | Initial Install of Performance Verification. Device is ready for patient use. |  |  | 03/25/2019 | 03/25/2019
|  | CAREFUSION | ALARIS 8100 | MODULE, INFUSION PUMP |  | SPD | Kelemen |  |  | 01/25/2019 |  | 1/25/29 |  |  | NO | YES |  |  |  |  | CAREFUSION 11136091 15269445 |  |  | Active |  | 99:99:99:99:99:99 |  | High Risk | 1Y:00-MFG | 01/25/2019 | 01/25/2019 | COOPER UNIVERSITY HOSPITAL |  |  | Moves | WOT00000001469058 | David Frye | Performance Verification | Completed |  | 01/25/2019 | 01/25/2019 | Performance Verification for CAREFUSION 11136091 15269445 | Initial Install of Performance Verification. Device is ready for patient use. |  |  | 01/25/2019 | 01/25/2019
|  | CAREFUSION | ALARIS 8100 | MODULE, INFUSION PUMP |  | SPD | Kelemen |  |  | 01/17/2019 |  | 1/17/29 |  |  | NO | YES |  |  |  |  | CAREFUSION 11136089 15269700 |  |  | Active |  | 99:99:99:99:99:99 |  | High Risk | 1Y:00-MFG | 01/17/2019 | 01/17/2019 | COOPER UNIVERSITY HOSPITAL |  |  | Moves | WOT00000001468368 | David Frye | Performance Verification | Completed |  | 01/17/2019 | 01/17/2019 | Performance Verification for CAREFUSION 11136089 15269700 | Initial Install of Performance Verification. Device is ready for patient use. |  |  | 01/17/2019 | 01/17/2019
|  | CAREFUSION | ALARIS 8100 | MODULE, INFUSION PUMP |  | SPD | Kelemen |  |  | 01/14/2019 |  | 1/14/29 |  |  | NO | YES |  |  |  |  | CAREFUSION 11136090 15268442 |  |  | Active |  | 99:99:99:99:99:99 |  | High Risk | 1Y:00-MFG | 01/14/2019 | 01/14/2019 | COOPER UNIVERSITY HOSPITAL |  |  | Moves | WOT00000001468764 | David Frye | Performance Verification | Completed |  | 01/14/2019 | 01/14/2019 | Performance Verification for CAREFUSION 11136090 15268442 | Initial Install of Performance Verification. Device is ready for patient use. |  |  | 01/14/2019 | 01/14/2019
|  | CAREFUSION | ALARIS 8100 | MODULE, INFUSION PUMP |  | SPD | Kelemen |  |  | 02/05/2019 |  | 2/5/29 |  |  | NO | YES |  |  |  |  | CAREFUSION 11136086 15269518 |  |  | Active |  | 99:99:99:99:99:99 |  | High Risk | 1Y:00-MFG | 02/05/2019 | 02/05/2019 | COOPER UNIVERSITY HOSPITAL |  |  | Moves | WOT00000001467353 | David Frye | Performance Verification | Completed |  | 02/05/2019 | 02/05/2019 | Performance Verification for CAREFUSION 11136086 15269518 | Initial Install of Performance Verification. Device is ready for patient use. |  |  | 02/05/2019 | 02/05/2019
|  | CAREFUSION | ALARIS 8100 | MODULE, INFUSION PUMP |  | SPD | Kelemen |  |  | 01/16/2019 |  | 1/16/29 |  |  | NO | YES |  |  |  |  | CAREFUSION 11136084 15266566 |  |  | Active |  | 99:99:99:99:99:99 |  | High Risk | 1Y:00-MFG | 01/16/2019 | 01/16/2019 | COOPER UNIVERSITY HOSPITAL |  |  | Moves | WOT00000001467150 | David Frye | Performance Verification | Completed |  | 01/16/2019 | 01/16/2019 | Performance Verification for CAREFUSION 11136084 15266566 | Initial Install of Performance Verification. Device is ready for patient use. |  |  | 01/16/2019 | 01/16/2019
|  | CAREFUSION | ALARIS 8100 | MODULE, INFUSION PUMP |  | SPD | Kelemen |  |  | 01/14/2019 |  | 1/14/29 |  |  | NO | YES |  |  |  |  | CAREFUSION 11136087 15269507 |  |  | Active |  | 99:99:99:99:99:99 |  | High Risk | 1Y:00-MFG | 01/14/2019 | 01/14/2019 | COOPER UNIVERSITY HOSPITAL |  |  | Moves | WOT00000001469078 | David Frye | Performance Verification | Completed |  | 01/14/2019 | 01/14/2019 | Performance Verification for CAREFUSION 11136087 15269507 | Initial Install of Performance Verification. Device is ready for patient use. |  |  | 01/14/2019 | 01/14/2019
|  | CAREFUSION | ALARIS 8100 | MODULE, INFUSION PUMP |  | SPD | Pavilion |  |  | 01/14/2019 |  | 1/14/29 |  |  | NO | YES |  |  |  |  | CAREFUSION 11136088 15269691 |  |  | Active |  | 99:99:99:99:99:99 |  | High Risk | 1Y:00-MFG | 01/14/2019 | 01/14/2019 | COOPER UNIVERSITY HOSPITAL |  |  | Moves | WOT00000001467687 | David Frye | Performance Verification | Completed |  | 01/14/2019 | 01/14/2019 | Performance Verification for CAREFUSION 11136088 15269691 | Initial Install of Performance Verification. Device is ready for patient use. |  |  | 01/14/2019 | 01/14/2019
|  | CAREFUSION | ALARIS 8100 | MODULE, INFUSION PUMP |  | SPD | Dorrance |  |  | 01/07/2019 |  | 1/7/29 |  |  | NO | YES |  |  |  |  | CAREFUSION 11136085 15266560 |  |  | Active |  | 99:99:99:99:99:99 |  | High Risk | 1Y:00-MFG | 01/07/2019 | 01/07/2019 | COOPER UNIVERSITY HOSPITAL |  |  | Moves | WOT00000001467146 | David Frye | Performance Verification | Completed |  | 01/07/2019 | 01/07/2019 | Performance Verification for CAREFUSION 11136085 15266560 | Initial Install of Performance Verification. Device is ready for patient use. |  |  | 01/07/2019 | 01/07/2019
|  | CAREFUSION | ALARIS 8100 | MODULE, INFUSION PUMP |  | SPD | Pavilion |  |  | 01/17/2019 |  | 1/17/29 |  |  | NO | YES |  |  |  |  | CAREFUSION 11136083 15269593 |  |  | Active |  | 99:99:99:99:99:99 |  | High Risk | 1Y:00-MFG | 01/17/2019 | 01/17/2019 | COOPER UNIVERSITY HOSPITAL |  |  | Moves | WOT00000001469334 | David Frye | Performance Verification | Completed |  | 01/17/2019 | 01/17/2019 | Performance Verification for CAREFUSION 11136083 15269593 | Initial Install of Performance Verification. Device is ready for patient use. |  |  | 01/17/2019 | 01/17/2019
|  | CAREFUSION | ALARIS 8100 | MODULE, INFUSION PUMP |  | SPD | Kelemen |  |  | 01/24/2019 |  | 1/24/29 |  |  | NO | YES |  |  |  |  | CAREFUSION 11136082 15269618 |  |  | Active |  | 99:99:99:99:99:99 |  | High Risk | 1Y:00-MFG | 01/24/2019 | 01/24/2019 | COOPER UNIVERSITY HOSPITAL |  |  | Moves | WOT00000001469479 | David Frye | Performance Verification | Completed |  | 01/24/2019 | 01/24/2019 | Performance Verification for CAREFUSION 11136082 15269618 | Initial Install of Performance Verification. Device is ready for patient use. |  |  | 01/24/2019 | 01/24/2019
|  | CAREFUSION | ALARIS 8100 | MODULE, INFUSION PUMP |  | SPD | Kelemen |  |  | 01/07/2019 |  | 1/7/29 |  |  | NO | YES |  |  |  |  | CAREFUSION 11136081 15267489 |  |  | Active |  | 99:99:99:99:99:99 |  | High Risk | 1Y:00-MFG | 01/07/2019 | 01/07/2019 | COOPER UNIVERSITY HOSPITAL |  |  | Moves | WOT00000001469792 | David Frye | Performance Verification | Completed |  | 01/07/2019 | 01/07/2019 | Performance Verification for CAREFUSION 11136081 15267489 | Initial Install of Performance Verification. Device is ready for patient use. |  |  | 01/07/2019 | 01/07/2019
|  | CAREFUSION | ALARIS 8100 | MODULE, INFUSION PUMP |  | SPD | Pavilion |  |  | 01/04/2019 |  | 1/4/29 |  |  | NO | YES |  |  |  |  | CAREFUSION 11136080 15270061 |  |  | Active |  | 99:99:99:99:99:99 |  | High Risk | 1Y:00-MFG | 01/04/2019 | 01/04/2019 | COOPER UNIVERSITY HOSPITAL |  |  | Moves | WOT00000001466840 | David Frye | Performance Verification | Completed |  | 01/04/2019 | 01/04/2019 | Performance Verification for CAREFUSION 11136080 15270061 | Initial Install of Performance Verification. Device is ready for patient use. |  |  | 01/04/2019 | 01/04/2019
|  | CAREFUSION | ALARIS 8100 | MODULE, INFUSION PUMP |  | SPD | Pavilion |  |  | 01/17/2019 |  | 1/17/29 |  |  | NO | YES |  |  |  |  | CAREFUSION 11136079 15269915 |  |  | Active |  | 99:99:99:99:99:99 |  | High Risk | 1Y:00-MFG | 01/17/2019 | 01/17/2019 | COOPER UNIVERSITY HOSPITAL |  |  | Moves | WOT00000001467785 | David Frye | Performance Verification | Completed |  | 01/17/2019 | 01/17/2019 | Performance Verification for CAREFUSION 11136079 15269915 | Initial Install of Performance Verification. Device is ready for patient use. |  |  | 01/17/2019 | 01/17/2019
|  | CAREFUSION | ALARIS 8100 | MODULE, INFUSION PUMP |  | SPD | Pavilion |  |  | 01/03/2019 |  | 1/3/29 |  |  | NO | YES |  |  |  |  | CAREFUSION 11136078 15269929 |  |  | Active |  | 99:99:99:99:99:99 |  | High Risk | 1Y:00-MFG | 01/03/2019 | 01/03/2019 | COOPER UNIVERSITY HOSPITAL |  |  | Moves | WOT00000001467794 | David Frye | Performance Verification | Completed |  | 01/03/2019 | 01/03/2019 | Performance Verification for CAREFUSION 11136078 15269929 | Initial Install of Performance Verification. Device is ready for patient use. |  |  | 01/03/2019 | 01/03/2019
|  | CAREFUSION | ALARIS 8100 | MODULE, INFUSION PUMP |  | SPD | Pavilion |  |  | 02/01/2019 |  | 2/1/29 |  |  | NO | YES |  |  |  |  | CAREFUSION 11136075 15269321 |  |  | Active |  | 99:99:99:99:99:99 |  | High Risk | 1Y:00-MFG | 02/01/2019 | 02/01/2019 | COOPER UNIVERSITY HOSPITAL |  |  | Moves | WOT00000001454795 | David Frye | Performance Verification | Completed |  | 02/01/2019 | 02/01/2019 | Performance Verification for CAREFUSION 11136075 15269321 | Initial Install of Performance Verification. Device is ready for patient use. |  |  | 02/01/2019 | 02/01/2019
|  | CAREFUSION | ALARIS 8100 | MODULE, INFUSION PUMP |  | SPD | Kelemen | BASEMENT |  | 01/09/2019 |  | 1/9/29 |  |  | NO | YES |  |  |  |  | CAREFUSION 11136076 15269254 |  |  | Active |  | 99:99:99:99:99:99 |  | High Risk | 1Y:00-MFG | 01/09/2019 | 01/09/2019 | COOPER UNIVERSITY HOSPITAL |  |  | Moves | WOT00000001469270 | David Frye | Performance Verification | Completed |  | 01/09/2019 | 01/09/2019 | Performance Verification for CAREFUSION 11136076 15269254 | Initial Install of Performance Verification. Device is ready for patient use. |  |  | 01/09/2019 | 01/09/2019
|  | CAREFUSION | ALARIS 8100 | MODULE, INFUSION PUMP |  | SPD | Kelemen |  |  | 01/16/2019 |  | 1/16/29 |  |  | NO | YES |  |  |  |  | CAREFUSION 11136077 15269891 |  |  | Active |  | 99:99:99:99:99:99 |  | High Risk | 1Y:00-MFG | 01/16/2019 | 01/16/2019 | COOPER UNIVERSITY HOSPITAL |  |  | Moves | WOT00000001467823 | David Frye | Performance Verification | Completed |  | 01/16/2019 | 01/16/2019 | Performance Verification for CAREFUSION 11136077 15269891 | Initial Install of Performance Verification. Device is ready for patient use. |  |  | 01/16/2019 | 01/16/2019
|  | CAREFUSION | ALARIS 8100 | MODULE, INFUSION PUMP |  | SPD | Kelemen |  |  | 01/21/2019 |  | 1/21/29 |  |  | NO | YES |  |  |  |  | CAREFUSION 11136074 15269324 |  |  | Active |  | 99:99:99:99:99:99 |  | High Risk | 1Y:00-MFG | 01/21/2019 | 01/21/2019 | COOPER UNIVERSITY HOSPITAL |  |  | Moves | WOT00000001454803 | David Frye | Performance Verification | Completed |  | 01/21/2019 | 01/21/2019 | Performance Verification for CAREFUSION 11136074 15269324 | Initial Install of Performance Verification. Device is ready for patient use. |  |  | 01/21/2019 | 01/21/2019
|  | CAREFUSION | ALARIS 8100 | MODULE, INFUSION PUMP |  | SPD | Kelemen |  |  | 02/26/2019 |  | 2/26/29 |  |  | NO | YES |  |  |  |  | CAREFUSION 11136073 15269535 |  |  | Active |  | 99:99:99:99:99:99 |  | High Risk | 1Y:00-MFG | 02/26/2019 | 02/26/2019 | COOPER UNIVERSITY HOSPITAL |  |  | Moves | WOT00000001467365 | David Frye | Performance Verification | Completed |  | 02/26/2019 | 02/26/2019 | Performance Verification for CAREFUSION 11136073 15269535 | Initial Install of Performance Verification. Device is ready for patient use. |  |  | 02/26/2019 | 02/26/2019
|  | CAREFUSION | ALARIS 8100 | MODULE, INFUSION PUMP |  | SPD |  |  |  | 02/19/2019 |  | 2/19/29 |  |  | NO | YES |  |  |  |  | CAREFUSION 11136072 15269515 |  |  | Active |  | 99:99:99:99:99:99 |  | High Risk | 1Y:00-MFG | 02/19/2019 | 02/19/2019 | COOPER UNIVERSITY HOSPITAL |  |  | Moves | WOT00000001467351 | David Frye | Performance Verification | Completed |  | 02/19/2019 | 02/19/2019 | Performance Verification for CAREFUSION 11136072 15269515 | Initial Install of Performance Verification. Device is ready for patient use. |  |  | 02/19/2019 | 02/19/2019
|  | CAREFUSION | ALARIS 8100 | MODULE, INFUSION PUMP |  | SPD | Kelemen |  |  | 01/23/2019 |  | 1/23/29 |  |  | NO | YES |  |  |  |  | CAREFUSION 11136071 15269462 |  |  | Active |  | 99:99:99:99:99:99 |  | High Risk | 1Y:00-MFG | 01/23/2019 | 01/23/2019 | COOPER UNIVERSITY HOSPITAL |  |  | Moves | WOT00000001469064 | David Frye | Performance Verification | Completed |  | 01/23/2019 | 01/23/2019 | Performance Verification for CAREFUSION 11136071 15269462 | Initial Install of Performance Verification. Device is ready for patient use. |  |  | 01/23/2019 | 01/23/2019
|  | CAREFUSION | ALARIS 8100 | MODULE, INFUSION PUMP |  | SPD | Pavilion |  |  | 01/16/2019 |  | 1/16/29 |  |  | NO | YES |  |  |  |  | CAREFUSION 11136070 15269138 |  |  | Active |  | 99:99:99:99:99:99 |  | High Risk | 1Y:00-MFG | 01/16/2019 | 01/16/2019 | COOPER UNIVERSITY HOSPITAL |  |  | Moves | WOT00000001469738 | David Frye | Performance Verification | Completed |  | 01/16/2019 | 01/16/2019 | Performance Verification for CAREFUSION 11136070 15269138 | Initial Install of Performance Verification. Device is ready for patient use. |  |  | 01/16/2019 | 01/16/2019
|  | CAREFUSION | ALARIS 8100 | MODULE, INFUSION PUMP |  | SPD | Kelemen |  |  | 01/04/2019 |  | 1/4/29 |  |  | NO | YES |  |  |  |  | CAREFUSION 11136067 15269592 |  |  | Active |  | 99:99:99:99:99:99 |  | High Risk | 1Y:00-MFG | 01/04/2019 | 01/04/2019 | COOPER UNIVERSITY HOSPITAL |  |  | Moves | WOT00000001469332 | David Frye | Performance Verification | Completed |  | 01/04/2019 | 01/04/2019 | Performance Verification for CAREFUSION 11136067 15269592 | Initial Install of Performance Verification. Device is ready for patient use. |  |  | 01/04/2019 | 01/04/2019
|  | CAREFUSION | ALARIS 8100 | MODULE, INFUSION PUMP |  | SPD | Pavilion |  |  | 01/14/2019 |  | 1/14/29 |  |  | NO | YES |  |  |  |  | CAREFUSION 11136068 15269672 |  |  | Active |  | 99:99:99:99:99:99 |  | High Risk | 1Y:00-MFG | 01/14/2019 | 01/14/2019 | COOPER UNIVERSITY HOSPITAL |  |  | Moves | WOT00000001467697 | David Frye | Performance Verification | Completed |  | 01/14/2019 | 01/14/2019 | Performance Verification for CAREFUSION 11136068 15269672 | Initial Install of Performance Verification. Device is ready for patient use. |  |  | 01/14/2019 | 01/14/2019
|  | CAREFUSION | ALARIS 8100 | MODULE, INFUSION PUMP |  | SPD | Kelemen |  |  | 01/28/2019 |  | 1/28/29 |  |  | NO | YES |  |  |  |  | CAREFUSION 11136069 15269675 |  |  | Active |  | 99:99:99:99:99:99 |  | High Risk | 1Y:00-MFG | 01/28/2019 | 01/28/2019 | COOPER UNIVERSITY HOSPITAL |  |  | Moves | WOT00000001467677 | David Frye | Performance Verification | Completed |  | 01/28/2019 | 01/28/2019 | Performance Verification for CAREFUSION 11136069 15269675 | Initial Install of Performance Verification. Device is ready for patient use. |  |  | 01/28/2019 | 01/28/2019
|  | CAREFUSION | ALARIS 8100 | MODULE, INFUSION PUMP |  | SPD | Kelemen |  |  | 02/21/2019 |  | 2/21/29 |  |  | NO | YES |  |  |  |  | CAREFUSION 11136066 15269497 |  |  | Active |  | 99:99:99:99:99:99 |  | High Risk | 1Y:00-MFG | 02/21/2019 | 02/21/2019 | COOPER UNIVERSITY HOSPITAL |  |  | Moves | WOT00000001469076 | David Frye | Performance Verification | Completed |  | 02/21/2019 | 02/21/2019 | Performance Verification for CAREFUSION 11136066 15269497 | Initial Install of Performance Verification. Device is ready for patient use. |  |  | 02/21/2019 | 02/21/2019
|  | CAREFUSION | ALARIS 8100 | MODULE, INFUSION PUMP |  | SPD | Kelemen |  |  | 01/21/2019 |  | 1/21/29 |  |  | NO | YES |  |  |  |  | CAREFUSION 11136064 15268507 |  |  | Active |  | 99:99:99:99:99:99 |  | High Risk | 1Y:00-MFG | 01/21/2019 | 01/21/2019 | COOPER UNIVERSITY HOSPITAL |  |  | Moves | WOT00000001468770 | David Frye | Performance Verification | Completed |  | 01/21/2019 | 01/21/2019 | Performance Verification for CAREFUSION 11136064 15268507 | Initial Install of Performance Verification. Device is ready for patient use. |  |  | 01/21/2019 | 01/21/2019
|  | CAREFUSION | ALARIS 8100 | MODULE, INFUSION PUMP |  | SPD | Kelemen |  |  | 01/15/2019 |  | 1/15/29 |  |  | NO | YES |  |  |  |  | CAREFUSION 11136065 15269146 |  |  | Active |  | 99:99:99:99:99:99 |  | High Risk | 1Y:00-MFG | 01/15/2019 | 01/15/2019 | COOPER UNIVERSITY HOSPITAL |  |  | Moves | WOT00000001469742 | David Frye | Performance Verification | Completed |  | 01/15/2019 | 01/15/2019 | Performance Verification for CAREFUSION 11136065 15269146 | Initial Install of Performance Verification. Device is ready for patient use. |  |  | 01/15/2019 | 01/15/2019
|  | CAREFUSION | ALARIS 8100 | MODULE, INFUSION PUMP |  | SPD | Kelemen |  |  | 01/14/2019 |  | 1/14/29 |  |  | NO | YES |  |  |  |  | CAREFUSION 11136055 15270814 |  |  | Active |  | 99:99:99:99:99:99 |  | High Risk | 1Y:00-MFG | 01/14/2019 | 01/14/2019 | COOPER UNIVERSITY HOSPITAL |  |  | Moves | WOT00000001467470 | David Frye | Performance Verification | Completed |  | 01/14/2019 | 01/14/2019 | Performance Verification for CAREFUSION 11136055 15270814 | Initial Install of Performance Verification. Device is ready for patient use. |  |  | 01/14/2019 | 01/14/2019
|  | CAREFUSION | ALARIS 8100 | MODULE, INFUSION PUMP |  | SPD | Pavilion |  |  | 01/29/2019 |  | 1/29/29 |  |  | NO | YES |  |  |  |  | CAREFUSION 11136053 15270831 |  |  | Active |  | 99:99:99:99:99:99 |  | High Risk | 1Y:00-MFG | 01/29/2019 | 01/29/2019 | COOPER UNIVERSITY HOSPITAL |  |  | Moves | WOT00000001458220 | David Frye | Performance Verification | Completed |  | 01/29/2019 | 01/29/2019 | Performance Verification for CAREFUSION 11136053 15270831 | Initial Install of Performance Verification. Device is ready for patient use. |  |  | 01/29/2019 | 01/29/2019
|  | CAREFUSION | ALARIS 8100 | MODULE, INFUSION PUMP |  | SPD | Kelemen |  |  | 01/08/2019 |  | 1/8/29 |  |  | NO | YES |  |  |  |  | CAREFUSION 11136054 15270791 |  |  | Active |  | 99:99:99:99:99:99 |  | High Risk | 1Y:00-MFG | 01/08/2019 | 01/08/2019 | COOPER UNIVERSITY HOSPITAL |  |  | Moves | WOT00000001467456 | David Frye | Performance Verification | Completed |  | 01/08/2019 | 01/08/2019 | Performance Verification for CAREFUSION 11136054 15270791 | Initial Install of Performance Verification. Device is ready for patient use. |  |  | 01/08/2019 | 01/08/2019
|  | CAREFUSION | ALARIS 8100 | MODULE, INFUSION PUMP |  | SPD | Kelemen |  |  | 02/11/2019 |  | 2/11/29 |  |  | NO | YES |  |  |  |  | CAREFUSION 11136047 15270772 |  |  | Active |  | 99:99:99:99:99:99 |  | High Risk | 1Y:00-MFG | 02/11/2019 | 02/11/2019 | COOPER UNIVERSITY HOSPITAL |  |  | Moves | WOT00000001467448 | David Frye | Performance Verification | Completed |  | 02/11/2019 | 02/11/2019 | Performance Verification for CAREFUSION 11136047 15270772 | Initial Install of Performance Verification. Device is ready for patient use. |  |  | 02/11/2019 | 02/11/2019
|  | CAREFUSION | ALARIS 8100 | MODULE, INFUSION PUMP |  | SPD | Kelemen |  |  | 02/19/2019 |  | 2/19/29 |  |  | NO | YES |  |  |  |  | CAREFUSION 11136052 15270236 |  |  | Active |  | 99:99:99:99:99:99 |  | High Risk | 1Y:00-MFG | 02/19/2019 | 02/19/2019 | COOPER UNIVERSITY HOSPITAL |  |  | Moves | WOT00000001467026 | David Frye | Performance Verification | Completed |  | 02/19/2019 | 02/19/2019 | Performance Verification for CAREFUSION 11136052 15270236 | Initial Install of Performance Verification. Device is ready for patient use. |  |  | 02/19/2019 | 02/19/2019
|  | CAREFUSION | ALARIS 8100 | MODULE, INFUSION PUMP |  | SPD | Pavilion |  |  | 01/17/2019 |  | 1/17/29 |  |  | NO | YES |  |  |  |  | CAREFUSION 11136051 15270829 |  |  | Active |  | 99:99:99:99:99:99 |  | High Risk | 1Y:00-MFG | 01/17/2019 | 01/17/2019 | COOPER UNIVERSITY HOSPITAL |  |  | Moves | WOT00000001458206 | David Frye | Performance Verification | Completed |  | 01/17/2019 | 01/17/2019 | Performance Verification for CAREFUSION 11136051 15270829 | Initial Install of Performance Verification. Device is ready for patient use. |  |  | 01/17/2019 | 01/17/2019
|  | CAREFUSION | ALARIS 8100 | MODULE, INFUSION PUMP |  | SPD | Kelemen |  |  | 01/21/2019 |  | 1/21/29 |  |  | NO | YES |  |  |  |  | CAREFUSION 11136050 15270264 |  |  | Active |  | 99:99:99:99:99:99 |  | High Risk | 1Y:00-MFG | 01/21/2019 | 01/21/2019 | COOPER UNIVERSITY HOSPITAL |  |  | Moves | WOT00000001467170 | David Frye | Performance Verification | Completed |  | 01/21/2019 | 01/21/2019 | Performance Verification for CAREFUSION 11136050 15270264 | Initial Install of Performance Verification. Device is ready for patient use. |  |  | 01/21/2019 | 01/21/2019
|  | CAREFUSION | ALARIS 8100 | MODULE, INFUSION PUMP |  | SPD | Kelemen |  |  | 01/08/2019 |  | 1/8/29 |  |  | NO | YES |  |  |  |  | CAREFUSION 11136048 15270833 |  |  | Active |  | 99:99:99:99:99:99 |  | High Risk | 1Y:00-MFG | 01/08/2019 | 01/08/2019 | COOPER UNIVERSITY HOSPITAL |  |  | Moves | WOT00000001458228 | David Frye | Performance Verification | Completed |  | 01/08/2019 | 01/08/2019 | Performance Verification for CAREFUSION 11136048 15270833 | Initial Install of Performance Verification. Device is ready for patient use. |  |  | 01/08/2019 | 01/08/2019
|  | CAREFUSION | ALARIS 8100 | MODULE, INFUSION PUMP |  | SPD | Pavilion |  |  | 02/11/2019 |  | 2/11/29 |  |  | NO | YES |  |  |  |  | CAREFUSION 11136046 15270571 |  |  | Active |  | 99:99:99:99:99:99 |  | High Risk | 1Y:00-MFG | 02/11/2019 | 02/11/2019 | COOPER UNIVERSITY HOSPITAL |  |  | Moves | WOT00000001469690 | David Frye | Performance Verification | Completed |  | 02/11/2019 | 02/11/2019 | Performance Verification for CAREFUSION 11136046 15270571 | Initial Install of Performance Verification. Device is ready for patient use. |  |  | 02/11/2019 | 02/11/2019
|  | CAREFUSION | ALARIS 8100 | MODULE, INFUSION PUMP |  | SPD | Kelemen |  |  | 01/16/2019 |  | 1/16/29 |  |  | NO | YES |  |  |  |  | CAREFUSION 11136043 15271031 |  |  | Active |  | 99:99:99:99:99:99 |  | High Risk | 1Y:00-MFG | 01/16/2019 | 01/16/2019 | COOPER UNIVERSITY HOSPITAL |  |  | Moves | WOT00000001467620 | David Frye | Performance Verification | Completed |  | 01/16/2019 | 01/16/2019 | Performance Verification for CAREFUSION 11136043 15271031 | Initial Install of Performance Verification. Device is ready for patient use. |  |  | 01/16/2019 | 01/16/2019
|  | CAREFUSION | ALARIS 8100 | MODULE, INFUSION PUMP |  | SPD | Kelemen |  |  | 01/14/2019 |  | 1/14/29 |  |  | NO | YES |  |  |  |  | CAREFUSION 11136044 15270714 |  |  | Active |  | 99:99:99:99:99:99 |  | High Risk | 1Y:00-MFG | 01/14/2019 | 01/14/2019 | COOPER UNIVERSITY HOSPITAL |  |  | Moves | WOT00000001469821 | David Frye | Performance Verification | Completed |  | 01/14/2019 | 01/14/2019 | Performance Verification for CAREFUSION 11136044 15270714 | Initial Install of Performance Verification. Device is ready for patient use. |  |  | 01/14/2019 | 01/14/2019
|  | CAREFUSION | ALARIS 8100 | MODULE, INFUSION PUMP |  | SPD | Pavilion |  |  | 02/12/2019 |  | 2/12/29 |  |  | NO | YES |  |  |  |  | CAREFUSION 11136045 15271016 |  |  | Active |  | 99:99:99:99:99:99 |  | High Risk | 1Y:00-MFG | 02/12/2019 | 02/12/2019 | COOPER UNIVERSITY HOSPITAL |  |  | Moves | WOT00000001467604 | David Frye | Performance Verification | Completed |  | 02/12/2019 | 02/12/2019 | Performance Verification for CAREFUSION 11136045 15271016 | Initial Install of Performance Verification. Device is ready for patient use. |  |  | 02/12/2019 | 02/12/2019
|  | CAREFUSION | ALARIS 8100 | MODULE, INFUSION PUMP |  | SPD | Kelemen |  |  | 01/15/2019 |  | 1/15/29 |  |  | NO | YES |  |  |  |  | CAREFUSION 11136036 15271029 |  |  | Active |  | 99:99:99:99:99:99 |  | High Risk | 1Y:00-MFG | 01/15/2019 | 01/15/2019 | COOPER UNIVERSITY HOSPITAL |  |  | Moves | WOT00000001467618 | David Frye | Performance Verification | Completed |  | 01/15/2019 | 01/15/2019 | Performance Verification for CAREFUSION 11136036 15271029 | Initial Install of Performance Verification. Device is ready for patient use. |  |  | 01/15/2019 | 01/15/2019
|  | CAREFUSION | ALARIS 8100 | MODULE, INFUSION PUMP |  | SPD | Kelemen |  |  | 01/03/2019 |  | 1/3/29 |  |  | NO | YES |  |  |  |  | CAREFUSION 11136037 15270318 |  |  | Active |  | 99:99:99:99:99:99 |  | High Risk | 1Y:00-MFG | 01/03/2019 | 01/03/2019 | COOPER UNIVERSITY HOSPITAL |  |  | Moves | WOT00000001467188 | David Frye | Performance Verification | Completed |  | 01/03/2019 | 01/03/2019 | Performance Verification for CAREFUSION 11136037 15270318 | Initial Install of Performance Verification. Device is ready for patient use. |  |  | 01/03/2019 | 01/03/2019
|  | CAREFUSION | ALARIS 8100 | MODULE, INFUSION PUMP |  | SPD | Pavilion |  |  | 01/24/2019 |  | 1/24/29 |  |  | NO | YES |  |  |  |  | CAREFUSION 11136038 15271043 |  |  | Active |  | 99:99:99:99:99:99 |  | High Risk | 1Y:00-MFG | 01/24/2019 | 01/24/2019 | COOPER UNIVERSITY HOSPITAL |  |  | Moves | WOT00000001467630 | David Frye | Performance Verification | Completed |  | 01/24/2019 | 01/24/2019 | Performance Verification for CAREFUSION 11136038 15271043 | Initial Install of Performance Verification. Device is ready for patient use. |  |  | 01/24/2019 | 01/24/2019
|  | CAREFUSION | ALARIS 8100 | MODULE, INFUSION PUMP |  | SPD | Kelemen |  |  | 01/14/2019 |  | 1/14/29 |  |  | NO | YES |  |  |  |  | CAREFUSION 11136039 15270483 |  |  | Active |  | 99:99:99:99:99:99 |  | High Risk | 1Y:00-MFG | 01/14/2019 | 01/14/2019 | COOPER UNIVERSITY HOSPITAL |  |  | Moves | WOT00000001468737 | David Frye | Performance Verification | Completed |  | 01/14/2019 | 01/14/2019 | Performance Verification for CAREFUSION 11136039 15270483 | Initial Install of Performance Verification. Device is ready for patient use. |  |  | 01/14/2019 | 01/14/2019
|  | CAREFUSION | ALARIS 8100 | MODULE, INFUSION PUMP |  | SPD | Kelemen |  |  | 01/14/2019 |  | 1/14/29 |  |  | NO | YES |  |  |  |  | CAREFUSION 11136040 15270633 |  |  | Active |  | 99:99:99:99:99:99 |  | High Risk | 1Y:00-MFG | 01/14/2019 | 01/14/2019 | COOPER UNIVERSITY HOSPITAL |  |  | Moves | WOT00000001467918 | David Frye | Performance Verification | Completed |  | 01/14/2019 | 01/14/2019 | Performance Verification for CAREFUSION 11136040 15270633 | Initial Install of Performance Verification. Device is ready for patient use. |  |  | 01/14/2019 | 01/14/2019
|  | CAREFUSION | ALARIS 8100 | MODULE, INFUSION PUMP |  | SPD | Pavilion |  |  | 01/02/2019 |  | 1/2/29 |  |  | NO | YES |  |  |  |  | CAREFUSION 11136041 15270237 |  |  | Active |  | 99:99:99:99:99:99 |  | High Risk | 1Y:00-MFG | 01/02/2019 | 01/02/2019 | COOPER UNIVERSITY HOSPITAL |  |  | Moves | WOT00000001467029 | David Frye | Performance Verification | Completed |  | 01/02/2019 | 01/02/2019 | Performance Verification for CAREFUSION 11136041 15270237 | Initial Install of Performance Verification. Device is ready for patient use. |  |  | 01/02/2019 | 01/02/2019
|  | CAREFUSION | ALARIS 8100 | MODULE, INFUSION PUMP |  | SPD | Kelemen |  |  | 01/15/2019 |  | 1/15/29 |  |  | NO | YES |  |  |  |  | CAREFUSION 11136042 15270827 |  |  | Active |  | 99:99:99:99:99:99 |  | High Risk | 1Y:00-MFG | 01/15/2019 | 01/15/2019 | COOPER UNIVERSITY HOSPITAL |  |  | Moves | WOT00000001458190 | David Frye | Performance Verification | Completed |  | 01/15/2019 | 01/15/2019 | Performance Verification for CAREFUSION 11136042 15270827 | Initial Install of Performance Verification. Device is ready for patient use. |  |  | 01/15/2019 | 01/15/2019
|  | CAREFUSION | ALARIS 8100 | MODULE, INFUSION PUMP |  | SPD | Kelemen |  |  | 02/01/2019 |  | 2/1/29 |  |  | NO | YES |  |  |  |  | CAREFUSION 11136032 15271018 |  |  | Active |  | 99:99:99:99:99:99 |  | High Risk | 1Y:00-MFG | 02/01/2019 | 02/01/2019 | COOPER UNIVERSITY HOSPITAL |  |  | Moves | WOT00000001467606 | David Frye | Performance Verification | Completed |  | 02/01/2019 | 02/01/2019 | Performance Verification for CAREFUSION 11136032 15271018 | Initial Install of Performance Verification. Device is ready for patient use. |  |  | 02/01/2019 | 02/01/2019
|  | CAREFUSION | ALARIS 8100 | MODULE, INFUSION PUMP |  | SPD | Pavilion |  |  | 01/15/2019 |  | 1/15/29 |  |  | NO | YES |  |  |  |  | CAREFUSION 11136033 15270401 |  |  | Active |  | 99:99:99:99:99:99 |  | High Risk | 1Y:00-MFG | 01/15/2019 | 01/15/2019 | COOPER UNIVERSITY HOSPITAL |  |  | Moves | WOT00000001468807 | David Frye | Performance Verification | Completed |  | 01/15/2019 | 01/15/2019 | Performance Verification for CAREFUSION 11136033 15270401 | Initial Install of Performance Verification. Device is ready for patient use. |  |  | 01/15/2019 | 01/15/2019
|  | CAREFUSION | ALARIS 8100 | MODULE, INFUSION PUMP |  | PAVILION 8 | Pavilion |  |  | 01/25/2019 |  | 1/25/29 |  |  | NO | YES |  |  |  |  | CAREFUSION 11136031 15270039 |  |  | Active |  | 99:99:99:99:99:99 |  | High Risk | 1Y:00-MFG | 01/25/2019 | 01/25/2019 | COOPER UNIVERSITY HOSPITAL |  |  | Moves | WOT00000001466834 | David Frye | Performance Verification | Completed |  | 01/25/2019 | 01/25/2019 | Performance Verification for CAREFUSION 11136031 15270039 | Initial Install of Performance Verification. Device is ready for patient use. |  |  | 01/25/2019 | 01/25/2019
|  | CAREFUSION | ALARIS 8100 | MODULE, INFUSION PUMP |  | SPD | Pavilion |  |  | 01/15/2019 |  | 1/15/29 |  |  | NO | YES |  |  |  |  | CAREFUSION 11136035 15271038 |  |  | Active |  | 99:99:99:99:99:99 |  | High Risk | 1Y:00-MFG | 01/15/2019 | 01/15/2019 | COOPER UNIVERSITY HOSPITAL |  |  | Moves | WOT00000001467626 | David Frye | Performance Verification | Completed |  | 01/15/2019 | 01/15/2019 | Performance Verification for CAREFUSION 11136035 15271038 | Initial Install of Performance Verification. Device is ready for patient use. |  |  | 01/15/2019 | 01/15/2019
|  | CAREFUSION | ALARIS 8100 | MODULE, INFUSION PUMP |  | SPD | Pavilion |  |  | 01/07/2019 |  | 1/7/29 |  |  | NO | YES |  |  |  |  | CAREFUSION 11136034 15270554 |  |  | Active |  | 99:99:99:99:99:99 |  | High Risk | 1Y:00-MFG | 01/07/2019 | 01/07/2019 | COOPER UNIVERSITY HOSPITAL |  |  | Moves | WOT00000001469677 | David Frye | Performance Verification | Completed |  | 01/07/2019 | 01/07/2019 | Performance Verification for CAREFUSION 11136034 15270554 | Initial Install of Performance Verification. Device is ready for patient use. |  |  | 01/07/2019 | 01/07/2019
|  | CAREFUSION | ALARIS 8100 | MODULE, INFUSION PUMP |  | SPD | Kelemen |  |  | 02/26/2019 |  | 2/26/29 |  |  | NO | YES |  |  |  |  | CAREFUSION 11136026 15270795 |  |  | Active |  | 99:99:99:99:99:99 |  | High Risk | 1Y:00-MFG | 02/26/2019 | 02/26/2019 | COOPER UNIVERSITY HOSPITAL |  |  | Moves | WOT00000001467457 | David Frye | Performance Verification | Completed |  | 02/26/2019 | 02/26/2019 | Performance Verification for CAREFUSION 11136026 15270795 | Initial Install of Performance Verification. Device is ready for patient use. |  |  | 02/26/2019 | 02/26/2019
|  | CAREFUSION | ALARIS 8100 | MODULE, INFUSION PUMP |  | SPD | Pavilion |  |  | 01/25/2019 |  | 1/25/29 |  |  | NO | YES |  |  |  |  | CAREFUSION 11136027 15270263 |  |  | Active |  | 99:99:99:99:99:99 |  | High Risk | 1Y:00-MFG | 01/25/2019 | 01/25/2019 | COOPER UNIVERSITY HOSPITAL |  |  | Moves | WOT00000001467167 | David Frye | Performance Verification | Completed |  | 01/25/2019 | 01/25/2019 | Performance Verification for CAREFUSION 11136027 15270263 | Initial Install of Performance Verification. Device is ready for patient use. |  |  | 01/25/2019 | 01/25/2019
|  | CAREFUSION | ALARIS 8100 | MODULE, INFUSION PUMP |  | SPD | Kelemen |  |  | 02/05/2019 |  | 2/5/29 |  |  | NO | YES |  |  |  |  | CAREFUSION 11136028 15270539 |  |  | Active |  | 99:99:99:99:99:99 |  | High Risk | 1Y:00-MFG | 02/05/2019 | 02/05/2019 | COOPER UNIVERSITY HOSPITAL |  |  | Moves | WOT00000001468743 | David Frye | Performance Verification | Completed |  | 02/05/2019 | 02/05/2019 | Performance Verification for CAREFUSION 11136028 15270539 | Initial Install of Performance Verification. Device is ready for patient use. |  |  | 02/05/2019 | 02/05/2019
|  | CAREFUSION | ALARIS 8100 | MODULE, INFUSION PUMP |  | SPD | Kelemen | Basement |  | 02/11/2019 |  | 2/11/29 |  |  | NO | YES |  |  |  |  | CAREFUSION 11136030 15271032 |  |  | Active |  | 99:99:99:99:99:99 |  | High Risk | 1Y:00-MFG | 02/11/2019 | 02/11/2019 | COOPER UNIVERSITY HOSPITAL |  |  | Moves | WOT00000001467622 | David Frye | Performance Verification | Completed |  | 02/11/2019 | 02/11/2019 | Performance Verification for CAREFUSION 11136030 15271032 | Initial Install of Performance Verification. Device is ready for patient use. |  |  | 02/11/2019 | 02/11/2019
|  | CAREFUSION | ALARIS 8100 | MODULE, INFUSION PUMP |  | SPD | Kelemen |  |  | 01/03/2019 |  | 1/3/29 |  |  | NO | YES |  |  |  |  | CAREFUSION 11136029 15271034 |  |  | Active |  | 99:99:99:99:99:99 |  | High Risk | 1Y:00-MFG | 01/03/2019 | 01/03/2019 | COOPER UNIVERSITY HOSPITAL |  |  | Moves | WOT00000001467624 | David Frye | Performance Verification | Completed |  | 01/03/2019 | 01/03/2019 | Performance Verification for CAREFUSION 11136029 15271034 | Initial Install of Performance Verification. Device is ready for patient use. |  |  | 01/03/2019 | 01/03/2019
|  | CAREFUSION | ALARIS 8100 | MODULE, INFUSION PUMP |  | SPD | Pavilion |  |  | 01/21/2019 |  | 1/21/29 |  |  | NO | YES |  |  |  |  | CAREFUSION 11136025 15270253 |  |  | Active |  | 99:99:99:99:99:99 |  | High Risk | 1Y:00-MFG | 01/21/2019 | 01/21/2019 | COOPER UNIVERSITY HOSPITAL |  |  | Moves | WOT00000001467037 | David Frye | Performance Verification | Completed |  | 01/21/2019 | 01/21/2019 | Performance Verification for CAREFUSION 11136025 15270253 | Initial Install of Performance Verification. Device is ready for patient use. |  |  | 01/21/2019 | 01/21/2019
|  | CAREFUSION | ALARIS 8100 | MODULE, INFUSION PUMP |  | SPD | Pavilion |  |  | 01/29/2019 |  | 1/29/29 |  |  | NO | YES |  |  |  |  | CAREFUSION 11136022 15270697 |  |  | Active |  | 99:99:99:99:99:99 |  | High Risk | 1Y:00-MFG | 01/29/2019 | 01/29/2019 | COOPER UNIVERSITY HOSPITAL |  |  | Moves | WOT00000001467934 | David Frye | Performance Verification | Completed |  | 01/29/2019 | 01/29/2019 | Performance Verification for CAREFUSION 11136022 15270697 | Initial Install of Performance Verification. Device is ready for patient use. |  |  | 01/29/2019 | 01/29/2019
|  | CAREFUSION | ALARIS 8100 | MODULE, INFUSION PUMP |  | SPD | Kelemen |  |  | 01/17/2019 |  | 1/17/29 |  |  | NO | YES |  |  |  |  | CAREFUSION 11136017 15271027 |  |  | Active |  | 99:99:99:99:99:99 |  | High Risk | 1Y:00-MFG | 01/17/2019 | 01/17/2019 | COOPER UNIVERSITY HOSPITAL |  |  | Moves | WOT00000001467616 | David Frye | Performance Verification | Completed |  | 01/17/2019 | 01/17/2019 | Performance Verification for CAREFUSION 11136017 15271027 | Initial Install of Performance Verification. Device is ready for patient use. |  |  | 01/17/2019 | 01/17/2019
|  | CAREFUSION | ALARIS 8100 | MODULE, INFUSION PUMP |  | SPD | Kelemen |  |  | 01/07/2019 |  | 1/7/29 |  |  | NO | YES |  |  |  |  | CAREFUSION 11136024 15269247 |  |  | Active |  | 99:99:99:99:99:99 |  | High Risk | 1Y:00-MFG | 01/07/2019 | 01/07/2019 | COOPER UNIVERSITY HOSPITAL |  |  | Moves | WOT00000001469262 | David Frye | Performance Verification | Completed |  | 01/07/2019 | 01/07/2019 | Performance Verification for CAREFUSION 11136024 15269247 | Initial Install of Performance Verification. Device is ready for patient use. |  |  | 01/07/2019 | 01/07/2019
|  | CAREFUSION | ALARIS 8100 | MODULE, INFUSION PUMP |  | SPD | Kelemen | BASEMENT |  | 02/21/2019 |  | 2/21/29 |  |  | NO | YES |  |  |  |  | CAREFUSION 11136019 15270707 |  |  | Active |  | 99:99:99:99:99:99 |  | High Risk | 1Y:00-MFG | 02/21/2019 | 02/21/2019 | COOPER UNIVERSITY HOSPITAL |  |  | Moves | WOT00000001469817 | David Frye | Performance Verification | Completed |  | 02/21/2019 | 02/21/2019 | Performance Verification for CAREFUSION 11136019 15270707 | Initial Install of Performance Verification. Device is ready for patient use. |  |  | 02/21/2019 | 02/21/2019
|  | CAREFUSION | ALARIS 8100 | MODULE, INFUSION PUMP |  | SPD | Kelemen |  |  | 01/22/2019 |  | 1/22/29 |  |  | NO | YES |  |  |  |  | CAREFUSION 11136023 15270617 |  |  | Active |  | 99:99:99:99:99:99 |  | High Risk | 1Y:00-MFG | 01/22/2019 | 01/22/2019 | COOPER UNIVERSITY HOSPITAL |  |  | Moves | WOT00000001467917 | David Frye | Performance Verification | Completed |  | 01/22/2019 | 01/22/2019 | Performance Verification for CAREFUSION 11136023 15270617 | Initial Install of Performance Verification. Device is ready for patient use. |  |  | 01/22/2019 | 01/22/2019
|  | CAREFUSION | ALARIS 8100 | MODULE, INFUSION PUMP |  | SPD | Pavilion |  |  | 02/19/2019 |  | 2/19/29 |  |  | NO | YES |  |  |  |  | CAREFUSION 11136021 15269277 |  |  | Active |  | 99:99:99:99:99:99 |  | High Risk | 1Y:00-MFG | 02/19/2019 | 02/19/2019 | COOPER UNIVERSITY HOSPITAL |  |  | Moves | WOT00000001469174 | David Frye | Performance Verification | Completed |  | 02/19/2019 | 02/19/2019 | Performance Verification for CAREFUSION 11136021 15269277 | Initial Install of Performance Verification. Device is ready for patient use. |  |  | 02/19/2019 | 02/19/2019
|  | CAREFUSION | ALARIS 8100 | MODULE, INFUSION PUMP |  | SPD | Kelemen |  |  | 02/25/2019 |  | 2/25/26 |  |  | NO | YES |  |  |  |  | CAREFUSION 11136003 15271021 |  |  | Active |  | 99:99:99:99:99:99 |  | High Risk | 1Y:00-MFG | 02/25/2019 | 02/25/2019 | COOPER UNIVERSITY HOSPITAL |  |  | Moves | WOT00000001467610 | David Frye | Performance Verification | Completed |  | 02/25/2019 | 02/25/2019 | Performance Verification for CAREFUSION 11136003 15271021 | Initial Install of Performance Verification. Device is ready for patient use. |  |  | 02/25/2019 | 02/25/2019
|  | CAREFUSION | ALARIS 8100 | MODULE, INFUSION PUMP |  | SPD | Pavilion |  |  | 01/24/2019 |  | 1/24/29 |  |  | NO | YES |  |  |  |  | CAREFUSION 11136020 15271015 |  |  | Active |  | 99:99:99:99:99:99 |  | High Risk | 1Y:00-MFG | 01/24/2019 | 01/24/2019 | COOPER UNIVERSITY HOSPITAL |  |  | Moves | WOT00000001467602 | David Frye | Performance Verification | Completed |  | 01/24/2019 | 01/24/2019 | Performance Verification for CAREFUSION 11136020 15271015 | Initial Install of Performance Verification. Device is ready for patient use. |  |  | 01/24/2019 | 01/24/2019
|  | CAREFUSION | ALARIS 8100 | MODULE, INFUSION PUMP |  | SPD | Pavilion |  |  | 01/14/2019 |  | 1/14/29 |  |  | NO | YES |  |  |  |  | CAREFUSION 11136018 15270542 |  |  | Active |  | 99:99:99:99:99:99 |  | High Risk | 1Y:00-MFG | 01/14/2019 | 01/14/2019 | COOPER UNIVERSITY HOSPITAL |  |  | Moves | WOT00000001468745 | David Frye | Performance Verification | Completed |  | 01/14/2019 | 01/14/2019 | Performance Verification for CAREFUSION 11136018 15270542 | Initial Install of Performance Verification. Device is ready for patient use. |  |  | 01/14/2019 | 01/14/2019
|  | CAREFUSION | ALARIS 8100 | MODULE, INFUSION PUMP |  | SPD | Pavilion |  |  | 01/14/2019 |  | 1/14/29 |  |  | NO | YES |  |  |  |  | CAREFUSION 11136014 15270716 |  |  | Active |  | 99:99:99:99:99:99 |  | High Risk | 1Y:00-MFG | 01/14/2019 | 01/14/2019 | COOPER UNIVERSITY HOSPITAL |  |  | Moves | WOT00000001469822 | David Frye | Performance Verification | Completed |  | 01/14/2019 | 01/14/2019 | Performance Verification for CAREFUSION 11136014 15270716 | Initial Install of Performance Verification. Device is ready for patient use. |  |  | 01/14/2019 | 01/14/2019
|  | CAREFUSION | ALARIS 8100 | MODULE, INFUSION PUMP |  | SPD | Pavilion |  |  | 01/22/2019 |  | 1/22/29 |  |  | NO | YES |  |  |  |  | CAREFUSION 11136015 15270723 |  |  | Active |  | 99:99:99:99:99:99 |  | High Risk | 1Y:00-MFG | 01/22/2019 | 01/22/2019 | COOPER UNIVERSITY HOSPITAL |  |  | Moves | WOT00000001469828 | David Frye | Performance Verification | Completed |  | 01/22/2019 | 01/22/2019 | Performance Verification for CAREFUSION 11136015 15270723 | Initial Install of Performance Verification. Device is ready for patient use. |  |  | 01/22/2019 | 01/22/2019
|  | CAREFUSION | ALARIS 8100 | MODULE, INFUSION PUMP |  | SPD | Kelemen |  |  | 02/12/2019 |  | 2/12/29 |  |  | NO | YES |  |  |  |  | CAREFUSION 11136016 15270254 |  |  | Active |  | 99:99:99:99:99:99 |  | High Risk | 1Y:00-MFG | 02/12/2019 | 02/12/2019 | COOPER UNIVERSITY HOSPITAL |  |  | Moves | WOT00000001467039 | David Frye | Performance Verification | Completed |  | 02/12/2019 | 02/12/2019 | Performance Verification for CAREFUSION 11136016 15270254 | Initial Install of Performance Verification. Device is ready for patient use. |  |  | 02/12/2019 | 02/12/2019
|  | CAREFUSION | ALARIS 8100 | MODULE, INFUSION PUMP |  | SPD | Kelemen |  |  | 01/25/2019 |  | 1/25/29 |  |  | NO | YES |  |  |  |  | CAREFUSION 11136012 15271026 |  |  | Active |  | 99:99:99:99:99:99 |  | High Risk | 1Y:00-MFG | 01/25/2019 | 01/25/2019 | COOPER UNIVERSITY HOSPITAL |  |  | Moves | WOT00000001467614 | David Frye | Performance Verification | Completed |  | 01/25/2019 | 01/25/2019 | Performance Verification for CAREFUSION 11136012 15271026 | Initial Install of Performance Verification. Device is ready for patient use. |  |  | 01/25/2019 | 01/25/2019
|  | CAREFUSION | ALARIS 8100 | MODULE, INFUSION PUMP |  | SPD | Pavilion |  |  | 01/14/2019 |  | 1/14/29 |  |  | NO | YES |  |  |  |  | CAREFUSION 11136011 15270402 |  |  | Active |  | 99:99:99:99:99:99 |  | High Risk | 1Y:00-MFG | 01/14/2019 | 01/14/2019 | COOPER UNIVERSITY HOSPITAL |  |  | Moves | WOT00000001468810 | David Frye | Performance Verification | Completed |  | 01/14/2019 | 01/14/2019 | Performance Verification for CAREFUSION 11136011 15270402 | Initial Install of Performance Verification. Device is ready for patient use. |  |  | 01/14/2019 | 01/14/2019
|  | CAREFUSION | ALARIS 8100 | MODULE, INFUSION PUMP |  | SPD | Kelemen |  |  | 02/19/2019 |  | 2/19/29 |  |  | NO | YES |  |  |  |  | CAREFUSION 11136008 15270867 |  |  | Active |  | 99:99:99:99:99:99 |  | High Risk | 1Y:00-MFG | 02/19/2019 | 02/19/2019 | COOPER UNIVERSITY HOSPITAL |  |  | Moves | WOT00000001469217 | David Frye | Performance Verification | Completed |  | 02/19/2019 | 02/19/2019 | Performance Verification for CAREFUSION 11136008 15270867 | Initial Install of Performance Verification. Device is ready for patient use. |  |  | 02/19/2019 | 02/19/2019
|  | CAREFUSION | ALARIS 8100 | MODULE, INFUSION PUMP |  | SPD | Kelemen |  |  | 01/14/2019 |  | 1/14/29 |  |  | NO | YES |  |  |  |  | CAREFUSION 11136009 15270664 |  |  | Active |  | 99:99:99:99:99:99 |  | High Risk | 1Y:00-MFG | 01/14/2019 | 01/14/2019 | COOPER UNIVERSITY HOSPITAL |  |  | Moves | WOT00000001467926 | David Frye | Performance Verification | Completed |  | 01/14/2019 | 01/14/2019 | Performance Verification for CAREFUSION 11136009 15270664 | Initial Install of Performance Verification. Device is ready for patient use. |  |  | 01/14/2019 | 01/14/2019
|  | CAREFUSION | ALARIS 8100 | MODULE, INFUSION PUMP |  | SPD | Pavilion |  |  | 02/01/2019 |  | 2/1/29 |  |  | NO | YES |  |  |  |  | CAREFUSION 11136010 15270710 |  |  | Active |  | 99:99:99:99:99:99 |  | High Risk | 1Y:00-MFG | 02/01/2019 | 02/01/2019 | COOPER UNIVERSITY HOSPITAL |  |  | Moves | WOT00000001469818 | David Frye | Performance Verification | Completed |  | 02/01/2019 | 02/01/2019 | Performance Verification for CAREFUSION 11136010 15270710 | Initial Install of Performance Verification. Device is ready for patient use. |  |  | 02/01/2019 | 02/01/2019
|  | CAREFUSION | ALARIS 8100 | MODULE, INFUSION PUMP |  | SPD | Pavilion |  |  | 01/15/2019 |  | 1/15/29 |  |  | NO | YES |  |  |  |  | CAREFUSION 11136006 15270567 |  |  | Active |  | 99:99:99:99:99:99 |  | High Risk | 1Y:00-MFG | 01/15/2019 | 01/15/2019 | COOPER UNIVERSITY HOSPITAL |  |  | Moves | WOT00000001469683 | David Frye | Performance Verification | Completed |  | 01/15/2019 | 01/15/2019 | Performance Verification for CAREFUSION 11136006 15270567 | Initial Install of Performance Verification. Device is ready for patient use. |  |  | 01/15/2019 | 01/15/2019
|  | CAREFUSION | ALARIS 8100 | MODULE, INFUSION PUMP |  | SPD | Kelemen |  |  | 01/04/2019 |  | 1/4/29 |  |  | NO | YES |  |  |  |  | CAREFUSION 11136007 15270680 |  |  | Active |  | 99:99:99:99:99:99 |  | High Risk | 1Y:00-MFG | 01/04/2019 | 01/04/2019 | COOPER UNIVERSITY HOSPITAL |  |  | Moves | WOT00000001467933 | David Frye | Performance Verification | Completed |  | 01/04/2019 | 01/04/2019 | Performance Verification for CAREFUSION 11136007 15270680 | Initial Install of Performance Verification. Device is ready for patient use. |  |  | 01/04/2019 | 01/04/2019
|  | CAREFUSION | ALARIS 8100 | MODULE, INFUSION PUMP |  | SPD | Pavilion |  |  | 02/13/2019 |  | 2/13/29 |  |  | NO | YES |  |  |  |  | CAREFUSION 11136005 15270817 |  |  | Active |  | 99:99:99:99:99:99 |  | High Risk | 1Y:00-MFG | 02/13/2019 | 02/13/2019 | COOPER UNIVERSITY HOSPITAL |  |  | Moves | WOT00000001467473 | David Frye | Performance Verification | Completed |  | 02/13/2019 | 02/13/2019 | Performance Verification for CAREFUSION 11136005 15270817 | Initial Install of Performance Verification. Device is ready for patient use. |  |  | 02/13/2019 | 02/13/2019
|  | CAREFUSION | ALARIS 8100 | MODULE, INFUSION PUMP |  | SPD | Kelemen |  |  | 01/07/2019 |  | 1/7/29 |  |  | NO | YES |  |  |  |  | CAREFUSION 11136004 15270557 |  |  | Active |  | 99:99:99:99:99:99 |  | High Risk | 1Y:00-MFG | 01/07/2019 | 01/07/2019 | COOPER UNIVERSITY HOSPITAL |  |  | Moves | WOT00000001469681 | David Frye | Performance Verification | Completed |  | 01/07/2019 | 01/07/2019 | Performance Verification for CAREFUSION 11136004 15270557 | Initial Install of Performance Verification. Device is ready for patient use. |  |  | 01/07/2019 | 01/07/2019
|  | CAREFUSION | ALARIS 8100 | MODULE, INFUSION PUMP |  | VOORHEES SURGERY CENTER-HEM/ONC | 900 Centennial Blvd | 2 New Suite |  | 08/21/2019 |  | 8/21/29 |  |  | NO | YES |  |  |  |  | CAREFUSION 11135783 15598992 |  |  | Active |  |  |  | High Risk | 1Y:00-MFG | 08/21/2019 | 08/21/2019 | COOPER AMBULATORY OFF-SITES |  |  | Suite F | WOT00000003482182 | MEGAN MCCAFFERTY | Performance Verification | Closed | Kirk Lis | 08/21/2019 | 08/21/2019 | Performance Verification for CAREFUSION 11135783 15598992 | Initial Install of Performance Verification. Device is ready for patient use. |  |  | 08/21/2019 | 08/21/2019
|  | CAREFUSION | ALARIS 8100 | MODULE, INFUSION PUMP |  | VOORHEES SURGERY CENTER-HEM/ONC | 900 Centennial Blvd | 2 New Suite |  | 08/21/2019 |  | 8/21/29 |  |  | NO | YES |  |  |  |  | CAREFUSION 11135782 15598976 |  |  | Active |  |  |  | High Risk | 1Y:00-MFG | 08/21/2019 | 08/21/2019 | COOPER AMBULATORY OFF-SITES |  |  | Suite F | WOT00000003482181 | MEGAN MCCAFFERTY | Performance Verification | Closed | Kirk Lis | 08/21/2019 | 08/21/2019 | CEID Record Completion for CAREFUSION 11135782 15598976 | Inventoried new unit. | EXP3740920 | Labor | 08/21/2019 | 08/21/2019 | Josh Harris
|  | CAREFUSION | ALARIS 8100 | MODULE, INFUSION PUMP |  | VOORHEES SURGERY CENTER-HEM/ONC | 900 Centennial Blvd | 2 New Suite |  | 08/21/2019 |  | 8/21/29 |  |  | NO | YES |  |  |  |  | CAREFUSION 11135780 15598923 |  |  | Active |  |  |  | High Risk | 1Y:00-MFG | 08/21/2019 | 08/21/2019 | COOPER AMBULATORY OFF-SITES |  |  | Suite F | WOT00000003482171 | MEGAN MCCAFFERTY | Performance Verification | Closed | Kirk Lis | 08/21/2019 | 08/21/2019 | Performance Verification for CAREFUSION 11135780 15598923 | Initial Install of Performance Verification. Device is ready for patient use. |  |  | 08/21/2019 | 08/21/2019
|  | CAREFUSION | ALARIS 8100 | MODULE, INFUSION PUMP |  | VOORHEES SURGERY CENTER-HEM/ONC | 900 Centennial Blvd | 2 New Suite |  | 08/21/2019 |  | 8/21/29 |  |  | NO | YES |  |  |  |  | CAREFUSION 11135781 15598973 |  |  | Active |  |  |  | High Risk | 1Y:00-MFG | 08/21/2019 | 08/21/2019 | COOPER AMBULATORY OFF-SITES |  |  | Suite F | WOT00000003482175 | MEGAN MCCAFFERTY | Performance Verification | Closed | Kirk Lis | 08/21/2019 | 08/21/2019 | Performance Verification for CAREFUSION 11135781 15598973 | Initial Install of Performance Verification. Device is ready for patient use. |  |  | 08/21/2019 | 08/21/2019
|  | CAREFUSION | ALARIS 8100 | MODULE, INFUSION PUMP |  | VOORHEES SURGERY CENTER-HEM/ONC | 900 Centennial Blvd | 2 New Suite |  | 08/21/2019 |  | 8/21/29 |  |  | NO | YES |  |  |  |  | CAREFUSION 11135777 15599039 |  |  | Active |  |  |  | High Risk | 1Y:00-MFG | 08/21/2019 | 08/21/2019 | COOPER AMBULATORY OFF-SITES |  |  | Suite F | WOT00000003482161 | MEGAN MCCAFFERTY | Performance Verification | Closed | Kirk Lis | 08/21/2019 | 08/21/2019 | CEID Record Completion for CAREFUSION 11135777 15599039 | Inventoried new unit. | EXP3740869 | Labor | 08/21/2019 | 08/21/2019 | Josh Harris
|  | CAREFUSION | ALARIS 8100 | MODULE, INFUSION PUMP |  | VOORHEES SURGERY CENTER-HEM/ONC | 900 Centennial Blvd | 2 New Suite |  | 08/21/2019 |  | 8/21/29 |  |  | NO | YES |  |  |  |  | CAREFUSION 11135778 15598912 |  |  | Active |  |  |  | High Risk | 1Y:00-MFG | 08/21/2019 | 08/21/2019 | COOPER AMBULATORY OFF-SITES |  |  | Suite F | WOT00000003482165 | MEGAN MCCAFFERTY | Performance Verification | Closed | Kirk Lis | 08/21/2019 | 08/21/2019 | Performance Verification for CAREFUSION 11135778 15598912 | Initial Install of Performance Verification. Device is ready for patient use. |  |  | 08/21/2019 | 08/21/2019
|  | CAREFUSION | ALARIS 8100 | MODULE, INFUSION PUMP |  | VOORHEES SURGERY CENTER-HEM/ONC | 900 Centennial Blvd | 2 New Suite |  | 08/21/2019 |  | 8/21/29 |  |  | NO | YES |  |  |  |  | CAREFUSION 11135776 15599062 |  |  | Active |  |  |  | High Risk | 1Y:00-MFG | 08/21/2019 | 08/21/2019 | COOPER AMBULATORY OFF-SITES |  |  | Suite F | WOT00000003482158 | MEGAN MCCAFFERTY | Performance Verification | Closed | Kirk Lis | 08/21/2019 | 08/21/2019 | Performance Verification for CAREFUSION 11135776 15599062 | Initial Install of Performance Verification. Device is ready for patient use. |  |  | 08/21/2019 | 08/21/2019
|  | CAREFUSION | ALARIS 8100 | MODULE, INFUSION PUMP |  | VOORHEES SURGERY CENTER-HEM/ONC | 900 Centennial Blvd | 2 New Suite |  | 08/21/2019 |  | 8/21/29 |  |  | NO | YES |  |  |  |  | CAREFUSION 11135771 15599035 |  |  | Active |  |  |  | High Risk | 1Y:00-MFG | 08/21/2019 | 08/21/2019 | COOPER AMBULATORY OFF-SITES |  |  | Suite F | WOT00000003482137 | MEGAN MCCAFFERTY | Performance Verification | Closed | Kirk Lis | 08/21/2019 | 08/21/2019 | CEID Record Completion for CAREFUSION 11135771 15599035 | Inventoried new unit. | EXP3740783 | Labor | 08/21/2019 | 08/21/2019 | Josh Harris
|  | CAREFUSION | ALARIS 8100 | MODULE, INFUSION PUMP |  | VOORHEES SURGERY CENTER-HEM/ONC | 900 Centennial Blvd | 2 New Suite |  | 08/21/2019 |  | 8/21/29 |  |  | NO | YES |  |  |  |  | CAREFUSION 11135772 15599031 |  |  | Active |  |  |  | High Risk | 1Y:00-MFG | 08/21/2019 | 08/21/2019 | COOPER AMBULATORY OFF-SITES |  |  | Suite F | WOT00000003482141 | MEGAN MCCAFFERTY | Performance Verification | Closed | Kirk Lis | 08/21/2019 | 08/21/2019 | Performance Verification for CAREFUSION 11135772 15599031 | Initial Install of Performance Verification. Device is ready for patient use. |  |  | 08/21/2019 | 08/21/2019
|  | CAREFUSION | ALARIS 8100 | MODULE, INFUSION PUMP |  | VOORHEES SURGERY CENTER-HEM/ONC | 900 Centennial Blvd | 2 New Suite |  | 08/21/2019 |  | 8/21/29 |  |  | NO | YES |  |  |  |  | CAREFUSION 11135773 15599037 |  |  | Active |  |  |  | High Risk | 1Y:00-MFG | 08/21/2019 | 08/21/2019 | COOPER AMBULATORY OFF-SITES |  |  | Suite F | WOT00000003482144 | MEGAN MCCAFFERTY | Performance Verification | Closed | Kirk Lis | 08/21/2019 | 08/21/2019 | Performance Verification for CAREFUSION 11135773 15599037 | Initial Install of Performance Verification. Device is ready for patient use. |  |  | 08/21/2019 | 08/21/2019
|  | CAREFUSION | ALARIS 8100 | MODULE, INFUSION PUMP |  | VOORHEES SURGERY CENTER-HEM/ONC | 900 Centennial Blvd | 2 New Suite |  | 08/21/2019 |  | 8/21/29 |  |  | NO | YES |  |  |  |  | CAREFUSION 11135774 15599080 |  |  | Active |  |  |  | High Risk | 1Y:00-MFG | 08/21/2019 | 08/21/2019 | COOPER AMBULATORY OFF-SITES |  |  | Suite F | WOT00000003482147 | MEGAN MCCAFFERTY | Performance Verification | Closed | Kirk Lis | 08/21/2019 | 08/21/2019 | Performance Verification for CAREFUSION 11135774 15599080 | Initial Install of Performance Verification. Device is ready for patient use. |  |  | 08/21/2019 | 08/21/2019
|  | CAREFUSION | ALARIS 8100 | MODULE, INFUSION PUMP |  | VOORHEES SURGERY CENTER-HEM/ONC | 900 Centennial Blvd | 2 New Suite |  | 08/21/2019 |  | 8/21/29 |  |  | NO | YES |  |  |  |  | CAREFUSION 11135769 15598898 |  |  | Active |  |  |  | High Risk | 1Y:00-MFG | 08/21/2019 | 08/21/2019 | COOPER AMBULATORY OFF-SITES |  |  | Suite F | WOT00000003482131 | MEGAN MCCAFFERTY | Performance Verification | Closed | Kirk Lis | 08/21/2019 | 08/21/2019 | Performance Verification for CAREFUSION 11135769 15598898 | Initial Install of Performance Verification. Device is ready for patient use. |  |  | 08/21/2019 | 08/21/2019
|  | CAREFUSION | ALARIS 8100 | MODULE, INFUSION PUMP |  | VOORHEES SURGERY CENTER-HEM/ONC | 900 Centennial Blvd | 2 New Suite |  | 08/21/2019 |  | 8/21/29 |  |  | NO | YES |  |  |  |  | CAREFUSION 11135770 15599043 |  |  | Active |  |  |  | High Risk | 1Y:00-MFG | 08/21/2019 | 08/21/2019 | COOPER AMBULATORY OFF-SITES |  |  | Suite F | WOT00000003482133 | MEGAN MCCAFFERTY | Performance Verification | Closed | Kirk Lis | 08/21/2019 | 08/21/2019 | Performance Verification for CAREFUSION 11135770 15599043 | Initial Install of Performance Verification. Device is ready for patient use. |  |  | 08/21/2019 | 08/21/2019
|  | CAREFUSION | ALARIS 8100 | MODULE, INFUSION PUMP |  | VOORHEES SURGERY CENTER-HEM/ONC | 900 Centennial Blvd | 2 New Suite |  | 08/21/2019 |  | 8/21/29 |  |  | NO | YES |  |  |  |  | CAREFUSION 11135768 15598901 |  |  | Active |  |  |  | High Risk | 1Y:00-MFG | 08/21/2019 | 08/21/2019 | COOPER AMBULATORY OFF-SITES |  |  | Suite F | WOT00000003482128 | MEGAN MCCAFFERTY | Performance Verification | Closed | Kirk Lis | 08/21/2019 | 08/21/2019 | CEID Record Completion for CAREFUSION 11135768 15598901 | Inventoried new unit. | EXP3740787 | Labor | 08/21/2019 | 08/21/2019 | Josh Harris
|  | CAREFUSION | ALARIS 8100 | MODULE, INFUSION PUMP |  | VOORHEES SURGERY CENTER-HEM/ONC | 900 Centennial Blvd | 2 New Suite |  | 08/21/2019 |  | 8/21/29 |  |  | NO | YES |  |  |  |  | CAREFUSION 11135765 15598988 |  |  | Active |  |  |  | High Risk | 1Y:00-MFG | 08/21/2019 | 08/21/2019 | COOPER AMBULATORY OFF-SITES |  |  | Suite F | WOT00000003482116 | MEGAN MCCAFFERTY | Performance Verification | Closed | Kirk Lis | 08/21/2019 | 08/21/2019 | Performance Verification for CAREFUSION 11135765 15598988 | Initial Install of Performance Verification. Device is ready for patient use. |  |  | 08/21/2019 | 08/21/2019
|  | CAREFUSION | ALARIS 8100 | MODULE, INFUSION PUMP |  | VOORHEES SURGERY CENTER-HEM/ONC | 900 Centennial Blvd | 2 New Suite |  | 08/21/2019 |  | 8/21/29 |  |  | NO | YES |  |  |  |  | CAREFUSION 11135766 15598989 |  |  | Active |  |  |  | High Risk | 1Y:00-MFG | 08/21/2019 | 08/21/2019 | COOPER AMBULATORY OFF-SITES |  |  | Suite F | WOT00000003482120 | MEGAN MCCAFFERTY | Performance Verification | Closed | Kirk Lis | 08/21/2019 | 08/21/2019 | CEID Record Completion for CAREFUSION 11135766 15598989 | Inventoried new unit. | EXP3740734 | Labor | 08/21/2019 | 08/21/2019 | Josh Harris
|  | CAREFUSION | ALARIS 8100 | MODULE, INFUSION PUMP |  | VOORHEES SURGERY CENTER-HEM/ONC | 900 Centennial Blvd | 2 New Suite |  | 08/21/2019 |  | 8/21/29 |  |  | NO | YES |  |  |  |  | CAREFUSION 11135762 15599057 |  |  | Active |  |  |  | High Risk | 1Y:00-MFG | 08/21/2019 | 08/21/2019 | COOPER AMBULATORY OFF-SITES |  |  | Suite F | WOT00000003482109 | MEGAN MCCAFFERTY | Performance Verification | Closed | Kirk Lis | 08/21/2019 | 08/21/2019 | Performance Verification for CAREFUSION 11135762 15599057 | Initial Install of Performance Verification. Device is ready for patient use. |  |  | 08/21/2019 | 08/21/2019
|  | CAREFUSION | ALARIS 8100 | MODULE, INFUSION PUMP |  | VOORHEES SURGERY CENTER-HEM/ONC | 900 Centennial Blvd | 2 New Suite |  | 08/21/2019 |  | 8/21/29 |  |  | NO | YES |  |  |  |  | CAREFUSION 11135767 15598991 |  |  | Active |  |  |  | High Risk | 1Y:00-MFG | 08/21/2019 | 08/21/2019 | COOPER AMBULATORY OFF-SITES |  |  | Suite F | WOT00000003482123 | MEGAN MCCAFFERTY | Performance Verification | Closed | Kirk Lis | 08/21/2019 | 08/21/2019 | Performance Verification for CAREFUSION 11135767 15598991 | Initial Install of Performance Verification. Device is ready for patient use. |  |  | 08/21/2019 | 08/21/2019
|  | CAREFUSION | ALARIS 8100 | MODULE, INFUSION PUMP |  | VOORHEES SURGERY CENTER-HEM/ONC | 900 Centennial Blvd | 2 New Suite |  | 08/21/2019 |  | 8/21/29 |  |  | NO | YES |  |  |  |  | CAREFUSION 11135764 15599067 |  |  | Active |  |  |  | High Risk | 1Y:00-MFG | 08/21/2019 | 08/21/2019 | COOPER AMBULATORY OFF-SITES |  |  | Suite F | WOT00000003482114 | MEGAN MCCAFFERTY | Performance Verification | Closed | Kirk Lis | 08/21/2019 | 08/21/2019 | Performance Verification for CAREFUSION 11135764 15599067 | Initial Install of Performance Verification. Device is ready for patient use. |  |  | 08/21/2019 | 08/21/2019
|  | CAREFUSION | ALARIS 8100 | MODULE, INFUSION PUMP |  | VOORHEES SURGERY CENTER-HEM/ONC | 900 Centennial Blvd | 2 New Suite |  | 08/21/2019 |  | 8/21/29 |  |  | NO | YES |  |  |  |  | CAREFUSION 11135763 15599052 |  |  | Active |  |  |  | High Risk | 1Y:00-MFG | 08/21/2019 | 08/21/2019 | COOPER AMBULATORY OFF-SITES |  |  | Suite F | WOT00000003482111 | MEGAN MCCAFFERTY | Performance Verification | Closed | Kirk Lis | 08/21/2019 | 08/21/2019 | Performance Verification for CAREFUSION 11135763 15599052 | Initial Install of Performance Verification. Device is ready for patient use. |  |  | 08/21/2019 | 08/21/2019
|  | CAREFUSION | ALARIS 8100 | MODULE, INFUSION PUMP |  | VOORHEES SURGERY CENTER-HEM/ONC | 900 Centennial Blvd | 2 New Suite |  | 08/21/2019 |  | 8/21/29 |  |  | NO | YES |  |  |  |  | CAREFUSION 11135759 15599044 |  |  | Active |  |  |  | High Risk | 1Y:00-MFG | 08/21/2019 | 08/21/2019 | COOPER AMBULATORY OFF-SITES |  |  | Suite F | WOT00000003482098 | MEGAN MCCAFFERTY | Performance Verification | Closed | Kirk Lis | 08/21/2019 | 08/21/2019 | Performance Verification for CAREFUSION 11135759 15599044 | Initial Install of Performance Verification. Device is ready for patient use. |  |  | 08/21/2019 | 08/21/2019
|  | CAREFUSION | ALARIS 8100 | MODULE, INFUSION PUMP |  | VOORHEES SURGERY CENTER-HEM/ONC | 900 Centennial Blvd | 2 New Suite |  | 08/21/2019 |  | 8/21/29 |  |  | NO | YES |  |  |  |  | CAREFUSION 11135760 15599040 |  |  | Active |  |  |  | High Risk | 1Y:00-MFG | 08/21/2019 | 08/21/2019 | COOPER AMBULATORY OFF-SITES |  |  | Suite F | WOT00000003482100 | MEGAN MCCAFFERTY | Performance Verification | Closed | Kirk Lis | 08/21/2019 | 08/21/2019 | Performance Verification for CAREFUSION 11135760 15599040 | Initial Install of Performance Verification. Device is ready for patient use. |  |  | 08/21/2019 | 08/21/2019
|  | CAREFUSION | ALARIS 8100 | MODULE, INFUSION PUMP |  | VOORHEES SURGERY CENTER-HEM/ONC | 900 Centennial Blvd | 2 New Suite |  | 08/21/2019 |  | 8/21/29 |  |  | NO | YES |  |  |  |  | CAREFUSION 11135761 15599033 |  |  | Active |  |  |  | High Risk | 1Y:00-MFG | 08/21/2019 | 08/21/2019 | COOPER AMBULATORY OFF-SITES |  |  | Suite F | WOT00000003482103 | MEGAN MCCAFFERTY | Performance Verification | Closed | Kirk Lis | 08/21/2019 | 08/21/2019 | Performance Verification for CAREFUSION 11135761 15599033 | Initial Install of Performance Verification. Device is ready for patient use. |  |  | 08/21/2019 | 08/21/2019
|  | CAREFUSION | ALARIS 8100 | MODULE, INFUSION PUMP |  | VOORHEES SURGERY CENTER-HEM/ONC | 900 Centennial Blvd | 2 New Suite |  | 08/21/2019 |  | 8/21/29 |  |  | NO | YES |  |  |  |  | CAREFUSION 11135749 15599023 |  |  | Active |  |  |  | High Risk | 1Y:00-MFG | 08/21/2019 | 08/21/2019 | COOPER AMBULATORY OFF-SITES |  |  | Suite F | WOT00000003482070 | MEGAN MCCAFFERTY | Performance Verification | Closed | Kirk Lis | 08/21/2019 | 08/21/2019 | Performance Verification for CAREFUSION 11135749 15599023 | Initial Install of Performance Verification. Device is ready for patient use. |  |  | 08/21/2019 | 08/21/2019
|  | CAREFUSION | ALARIS 8100 | MODULE, INFUSION PUMP |  | VOORHEES SURGERY CENTER-HEM/ONC | 900 Centennial Blvd | 2 New Suite |  | 08/21/2019 |  | 8/21/29 |  |  | NO | YES |  |  |  |  | CAREFUSION 11135758 15599042 |  |  | Active |  |  |  | High Risk | 1Y:00-MFG | 08/21/2019 | 08/21/2019 | COOPER AMBULATORY OFF-SITES |  |  | Suite F | WOT00000003482094 | MEGAN MCCAFFERTY | Performance Verification | Closed | Kirk Lis | 08/21/2019 | 08/21/2019 | Performance Verification for CAREFUSION 11135758 15599042 | Initial Install of Performance Verification. Device is ready for patient use. |  |  | 08/21/2019 | 08/21/2019
|  | CAREFUSION | ALARIS 8100 | MODULE, INFUSION PUMP |  | VOORHEES SURGERY CENTER-HEM/ONC | 900 Centennial Blvd | 2 New Suite |  | 08/21/2019 |  | 8/21/29 |  |  | NO | YES |  |  |  |  | CAREFUSION 11135752 15599041 |  |  | Active |  |  |  | High Risk | 1Y:00-MFG | 08/21/2019 | 08/21/2019 | COOPER AMBULATORY OFF-SITES |  |  | Suite F | WOT00000003482077 | MEGAN MCCAFFERTY | Performance Verification | Closed | Kirk Lis | 08/21/2019 | 08/21/2019 | Performance Verification for CAREFUSION 11135752 15599041 | Initial Install of Performance Verification. Device is ready for patient use. |  |  | 08/21/2019 | 08/21/2019
|  | CAREFUSION | ALARIS 8100 | MODULE, INFUSION PUMP |  | VOORHEES SURGERY CENTER-HEM/ONC | 900 Centennial Blvd | 2 New Suite |  | 08/21/2019 |  | 8/21/29 |  |  | NO | YES |  |  |  |  | CAREFUSION 11135755 15599051 |  |  | Active |  |  |  | High Risk | 1Y:00-MFG | 08/21/2019 | 08/21/2019 | COOPER AMBULATORY OFF-SITES |  |  | Suite F | WOT00000003482088 | MEGAN MCCAFFERTY | Performance Verification | Closed | Kirk Lis | 08/21/2019 | 08/21/2019 | Performance Verification for CAREFUSION 11135755 15599051 | Initial Install of Performance Verification. Device is ready for patient use. |  |  | 08/21/2019 | 08/21/2019
|  | CAREFUSION | ALARIS 8100 | MODULE, INFUSION PUMP |  | VOORHEES SURGERY CENTER-HEM/ONC | 900 Centennial Blvd | 2 New Suite |  | 08/21/2019 |  | 8/21/29 |  |  | NO | YES |  |  |  |  | CAREFUSION 11135753 15599053 |  |  | Active |  |  |  | High Risk | 1Y:00-MFG | 08/21/2019 | 08/21/2019 | COOPER AMBULATORY OFF-SITES |  |  | Suite F | WOT00000003482082 | MEGAN MCCAFFERTY | Performance Verification | Closed | Kirk Lis | 08/21/2019 | 08/21/2019 | Performance Verification for CAREFUSION 11135753 15599053 | Initial Install of Performance Verification. Device is ready for patient use. |  |  | 08/21/2019 | 08/21/2019
|  | CAREFUSION | ALARIS 8100 | MODULE, INFUSION PUMP |  | VOORHEES SURGERY CENTER-HEM/ONC | 900 Centennial Blvd | 2 New Suite |  | 08/21/2019 |  | 8/21/29 |  |  | NO | YES |  |  |  |  | CAREFUSION 11135751 15599038 |  |  | Active |  |  |  | High Risk | 1Y:00-MFG | 08/21/2019 | 08/21/2019 | COOPER AMBULATORY OFF-SITES |  |  | Suite F | WOT00000003482075 | MEGAN MCCAFFERTY | Performance Verification | Closed | Kirk Lis | 08/21/2019 | 08/21/2019 | Performance Verification for CAREFUSION 11135751 15599038 | Initial Install of Performance Verification. Device is ready for patient use. |  |  | 08/21/2019 | 08/21/2019
|  | CAREFUSION | ALARIS 8100 | MODULE, INFUSION PUMP |  | VOORHEES SURGERY CENTER-HEM/ONC | 900 Centennial Blvd | 2 New Suite |  | 08/21/2019 |  | 8/21/29 |  |  | NO | YES |  |  |  |  | CAREFUSION 11135750 15599046 |  |  | Active |  |  |  | High Risk | 1Y:00-MFG | 08/21/2019 | 08/21/2019 | COOPER AMBULATORY OFF-SITES |  |  | Suite F | WOT00000003482072 | MEGAN MCCAFFERTY | Performance Verification | Closed | Kirk Lis | 08/21/2019 | 08/21/2019 | Performance Verification for CAREFUSION 11135750 15599046 | Initial Install of Performance Verification. Device is ready for patient use. |  |  | 08/21/2019 | 08/21/2019
|  | CAREFUSION | ALARIS 8100 | MODULE, INFUSION PUMP |  | VOORHEES SURGERY CENTER-HEM/ONC | 900 Centennial Blvd | 2 New Suite |  | 08/21/2019 |  | 8/21/29 |  |  | NO | YES |  |  |  |  | CAREFUSION 11135748 15599048 |  |  | Active |  |  |  | High Risk | 1Y:00-MFG | 08/21/2019 | 08/21/2019 | COOPER AMBULATORY OFF-SITES |  |  | Suite F | WOT00000003482065 | MEGAN MCCAFFERTY | Performance Verification | Closed | Kirk Lis | 08/21/2019 | 08/21/2019 | Performance Verification for CAREFUSION 11135748 15599048 | Initial Install of Performance Verification. Device is ready for patient use. |  |  | 08/21/2019 | 08/21/2019
|  | CAREFUSION | ALARIS 8100 | MODULE, INFUSION PUMP |  | VOORHEES SURGERY CENTER-HEM/ONC | 900 Centennial Blvd | 2 New Suite |  | 08/21/2019 |  | 8/21/29 |  |  | NO | YES |  |  |  |  | CAREFUSION 11135747 15599036 |  |  | Active |  |  |  | High Risk | 1Y:00-MFG | 08/21/2019 | 08/21/2019 | COOPER AMBULATORY OFF-SITES |  |  | Suite F | WOT00000003482063 | MEGAN MCCAFFERTY | Performance Verification | Closed | Kirk Lis | 08/21/2019 | 08/21/2019 | Performance Verification for CAREFUSION 11135747 15599036 | Initial Install of Performance Verification. Device is ready for patient use. |  |  | 08/21/2019 | 08/21/2019
|  | CAREFUSION | ALARIS 8100 | MODULE, INFUSION PUMP |  |  | Kelemen | [7 empty] | NO | YES
|  | CAREFUSION | ALARIS 8100 | MODULE, INFUSION PUMP |  | SPD | Pavilion |  |  | 11/01/2019 |  | 11/1/29 |  |  | NO | YES |  |  |  |  | CAREFUSION 11135521 15273660 |  |  | Active | dup11135521 | 00:17:23:34:BA:7A |  | High Risk | 1Y:00-MFG 2Y:00-BAT | 11/01/2019 | 11/01/2019 | COOPER UNIVERSITY HOSPITAL |  |  | Moves | WOT00000001468913 | David Frye | Performance Verification | Completed |  | 11/01/2019 | 11/01/2019 | Performance Verification for CAREFUSION 11135521 15273660 | Initial Install of Performance Verification. Device is ready for patient use. |  |  | 11/01/2019 | 11/01/2019
|  | CAREFUSION | ALARIS 8100 | MODULE, INFUSION PUMP |  | VOORHEES SURGERY CENTER-HEM/ONC | 900 Cenntenial | Suite F |  | 01/03/2018 |  | 1/3/28 |  |  | NO | YES |  |  |  |  | CAREFUSION 10752998 15058046 |  |  | Active |  | 99:99:99:99:99:99 |  | High Risk | 1Y:00-MFG | 08/14/2019 | 09/01/2020 | COOPER AMBULATORY OFF-SITES |  |  | SUITE F | 0012599181 | MEGAN MCCAFFERTY | Performance Verification | Closed | Josh Harris | 01/03/2018 | 01/03/2018 | INCOMING INVENTORY | DEVICE INVENTORIED | 463CD1E3-57FB-4BB0-AE7C-0EC432A3716B | Labor | 01/03/2018 | 01/03/2018 | Josh Harris
|  | CAREFUSION | ALARIS 8100 | MODULE, INFUSION PUMP |  |  | 900 Centennial Blvd | 2 New Suite | [6 empty] | NO | YES
|  | CAREFUSION | ALARIS 8100 | MODULE, INFUSION PUMP |  | VOORHEES SURGERY CENTER-HEM/ONC | 900 Cenntenial | Suite F |  | 01/03/2018 |  | 1/3/28 |  |  | NO | YES |  |  |  |  | CAREFUSION 10752997 15058923 |  |  | Active |  | 99:99:99:99:99:99 |  | High Risk | 1Y:00-MFG | 08/14/2019 | 09/01/2020 | COOPER AMBULATORY OFF-SITES |  |  | SUITE M | 0012599188 | MEGAN MCCAFFERTY | Performance Verification | Closed | Josh Harris | 01/03/2018 | 01/03/2018 | INCOMING INVENTORY | DEVICE INVENTORIED | 50C59B00-64F7-451A-B522-618D1781587A | Labor | 01/03/2018 | 01/03/2018 | Josh Harris
|  | CAREFUSION | ALARIS 8100 | MODULE, INFUSION PUMP |  | VOORHEES SURGERY CENTER-HEM/ONC | 900 Centennial Blvd | Suite M |  | 12/28/2017 |  | 12/28/27 |  |  | NO | YES |  |  |  |  | CAREFUSION 10752987 15098458 |  |  | Active |  | 99:99:99:99:99:99 |  | High Risk | 1Y:00-MFG | 08/14/2019 | 09/01/2020 | COOPER AMBULATORY OFF-SITES |  |  | SUITE F | 0012589056 | MEGAN MCCAFFERTY | Performance Verification | Closed | Josh Harris | 12/28/2017 | 12/28/2017 | INCOMING INVENTORY | DEVICE INVENTORIED | 63CA1727-73F9-4DDD-926C-3475753906A6 | Labor | 12/28/2017 | 12/28/2017 | Josh Harris
|  | CAREFUSION | ALARIS 8100 | MODULE, INFUSION PUMP |  | VOORHEES SURGERY CENTER-HEM/ONC | 900 Centennial Blvd | Suite M |  | 12/28/2017 |  | 12/28/27 |  |  | NO | YES |  |  |  |  | CAREFUSION 10752986 15098515 |  |  | Active |  | 99:99:99:99:99:99 |  | High Risk | 1Y:00-MFG | 08/14/2019 | 09/01/2020 | COOPER AMBULATORY OFF-SITES |  |  | SUITE F | 0012589054 | MEGAN MCCAFFERTY | Preventative Maintenance | Closed | Josh Harris | 12/28/2017 | 12/28/2017 | PERFORMANCE ASSURANCE AT INVENTORY | INVENTORIED DEVICE AND ENSURED DEVICE WAS FUNCTIONING PROPERLY. | AC185431-6E45-4AFE-AF6A-247C43D18F0A | Labor | 12/28/2017 | 12/28/2017 | Josh Harris
|  | CAREFUSION | ALARIS 8100 | MODULE, INFUSION PUMP |  | VOORHEES SURGERY CENTER-OPERATING ROOM | 900 Centennial Blvd | Suite E |  | 12/28/2017 |  | 12/28/27 |  |  | NO | YES |  |  |  |  | CAREFUSION 10752982 15098774 |  |  | Active |  | 99:99:99:99:99:99 |  | High Risk | 1Y:00-MFG | 08/14/2019 | 09/01/2020 | COOPER AMBULATORY OFF-SITES |  |  | SUITE E | 0012589042 | JENNIFER BOMBARO | Performance Verification | Closed | Josh Harris | 12/28/2017 | 12/28/2017 | INCOMING INVENTORY | DEVICE INVENTORIED | 3FA9ECF1-1C78-44AC-B8B0-CFEB794FAA8A | Labor | 12/28/2017 | 12/28/2017 | Josh Harris
|  | CAREFUSION | ALARIS 8100 | MODULE, INFUSION PUMP |  | COOPER CANCER CENTER | MD Anderson Cancer Center |  |  | 12/28/2017 |  | 12/28/27 |  |  | NO | YES |  |  |  |  | CAREFUSION 10752983 15098770 |  |  | Active |  | 99:99:99:99:99:99 |  | High Risk | 1Y:00-MFG | 08/27/2019 | 09/01/2020 | COOPER AMBULATORY OFF-SITES |  |  |  | 0012589045 | COLLEEN TEGELER | Preventative Maintenance | Closed | Josh Harris | 12/28/2017 | 12/28/2017 | PERFORMANCE ASSURANCE AT INVENTORY | INVENTORIED DEVICE AND ENSURED DEVICE WAS FUNCTIONING PROPERLY. | 8B4B89F3-C352-4452-8F64-B9B3055276C6 | Labor | 12/28/2017 | 12/28/2017 | Josh Harris
|  | CAREFUSION | ALARIS 8100 | MODULE, INFUSION PUMP |  | VOORHEES SURGERY CENTER-HEM/ONC | 900 Centennial Blvd | Suite M |  | 12/28/2017 |  | 12/28/27 |  |  | NO | YES |  |  |  |  | CAREFUSION 10752984 15094740 |  |  | Active |  | 99:99:99:99:99:99 |  | High Risk | 1Y:00-MFG | 08/14/2019 | 09/01/2020 | COOPER AMBULATORY OFF-SITES |  |  | SUITE F | 0012589047 | MEGAN MCCAFFERTY | Performance Verification | Closed | Josh Harris | 12/28/2017 | 12/28/2017 | INCOMING INVENTORY | DEVICE INVENTORIED | B70235AE-95E4-4AAE-A5E0-85BAA26BD33A | Labor | 12/28/2017 | 12/28/2017 | Josh Harris
|  | CAREFUSION | ALARIS 8100 | MODULE, INFUSION PUMP |  | VOORHEES SURGERY CENTER-HEM/ONC | 900 Centennial Blvd | Suite M |  | 12/28/2017 |  | 12/28/27 |  |  | NO | YES |  |  |  |  | CAREFUSION 10752985 15098463 |  |  | Active |  | 99:99:99:99:99:99 |  | High Risk | 1Y:00-MFG | 08/14/2019 | 09/01/2020 | COOPER AMBULATORY OFF-SITES |  |  | SUITE F | 0012589050 | MEGAN MCCAFFERTY | Preventative Maintenance | Closed | Josh Harris | 12/28/2017 | 12/28/2017 | PERFORMANCE ASSURANCE AT INVENTORY | INVENTORIED DEVICE AND ENSURED DEVICE WAS FUNCTIONING PROPERLY. | 01536CB5-9F4E-4805-A702-8A2B409A6CD5 | Labor | 12/28/2017 | 12/28/2017 | Josh Harris
|  | CAREFUSION | ALARIS 8100 | MODULE, INFUSION PUMP |  | SPD | Kelemen |  |  | 01/03/2018 |  | 1/3/28 |  |  | NO | YES |  |  |  |  | CAREFUSION 10752969 15065031 |  |  | Active |  | 99:99:99:99:99:99 |  | High Risk | 1Y:00-MFG | 01/22/2019 | 02/01/2020 | COOPER UNIVERSITY HOSPITAL |  |  |  | 0012599322 | David Frye | Performance Verification | Closed | Josh Harris | 01/03/2018 | 01/03/2018 | INCOMING INVENTORY | DEVICE INVENTORIED | E7280E82-80CF-414E-A9AF-0F6F850D4C19 | Labor | 01/03/2018 | 01/03/2018 | Josh Harris
|  | CAREFUSION | ALARIS 8100 | MODULE, INFUSION PUMP |  | COOPER CANCER CENTER | MD Anderson Cancer Center |  |  | 01/03/2018 |  | 1/3/28 |  |  | NO | YES |  |  |  |  | CAREFUSION 10752970 15065040 |  |  | Active |  | 99:99:99:99:99:99 |  | High Risk | 1Y:00-MFG | 08/27/2019 | 09/01/2020 | COOPER AMBULATORY OFF-SITES |  |  |  | 0012599325 | COLLEEN TEGELER | Performance Verification | Closed | Josh Harris | 01/03/2018 | 01/03/2018 | INCOMING INVENTORY | DEVICE INVENTORIED | FB08AD00-D186-4BF2-BB28-5AF50F9F32A7 | Labor | 01/03/2018 | 01/03/2018 | Josh Harris
|  | CAREFUSION | ALARIS 8100 | MODULE, INFUSION PUMP |  | COOPER CANCER CENTER | MD Anderson Cancer Center |  |  | 01/03/2018 |  | 1/3/28 |  |  | NO | YES |  |  |  |  | CAREFUSION 10752968 15064891 |  |  | Active |  | 99:99:99:99:99:99 |  | High Risk | 1Y:00-MFG | 08/27/2019 | 09/01/2020 | COOPER AMBULATORY OFF-SITES |  |  |  | 0012599321 | COLLEEN TEGELER | Preventative Maintenance | Closed | Josh Harris | 01/03/2018 | 01/03/2018 | PERFORMANCE ASSURANCE AT INVENTORY | INVENTORIED DEVICE AND ENSURED DEVICE WAS FUNCTIONING PROPERLY. | BD62C69F-BDAE-4158-8AEC-91A85A44F293 | Labor | 01/02/2018 | 01/02/2018 | Josh Harris
|  | CAREFUSION | ALARIS 8100 | MODULE, INFUSION PUMP |  | WILLINGBORO HEMATOLOGY/ONCOLOGY | 1000 Salem Rd |  |  | 01/03/2018 |  | 1/3/28 |  |  | NO | YES |  |  |  |  | CAREFUSION 10752967 15065021 |  |  | Active |  | 99:99:99:99:99:99 |  | High Risk | 1Y:00-MFG | 09/17/2019 | 09/01/2020 | COOPER AMBULATORY OFF-SITES |  |  |  | 0012599318 | ANN DENTON | Performance Verification | Closed | Josh Harris | 01/03/2018 | 01/03/2018 | INCOMING INVENTORY | DEVICE INVENTORIED | 3D215CB9-94F4-4CA9-92D9-C8AAAF448CEB | Labor | 01/03/2018 | 01/03/2018 | Josh Harris
|  | CAREFUSION | ALARIS 8100 | MODULE, INFUSION PUMP |  | COOPER CANCER CENTER | MD Anderson Cancer Center |  |  | 01/03/2018 |  | 1/3/28 |  |  | NO | YES |  |  |  |  | CAREFUSION 10752966 15064901 |  |  | Active |  | 99:99:99:99:99:99 |  | High Risk | 1Y:00-MFG | 08/27/2019 | 09/01/2020 | COOPER AMBULATORY OFF-SITES |  |  |  | 0012599317 | COLLEEN TEGELER | Preventative Maintenance | Closed | Josh Harris | 01/03/2018 | 01/03/2018 | PERFORMANCE ASSURANCE AT INVENTORY | INVENTORIED DEVICE AND ENSURED DEVICE WAS FUNCTIONING PROPERLY. | F60EA5E2-FA78-4E8D-BA55-CC86B1920F8D | Labor | 01/02/2018 | 01/02/2018 | Josh Harris
|  | CAREFUSION | ALARIS 8100 | MODULE, INFUSION PUMP |  | VOORHEES SURGERY CENTER-OPERATING ROOM | 900 Centennial Blvd | Suite E |  | 01/03/2018 |  | 1/3/28 |  |  | NO | YES |  |  |  |  | CAREFUSION 10752965 15058918 |  |  | Active |  | 99:99:99:99:99:99 |  | High Risk | 1Y:00-MFG | 08/14/2019 | 09/01/2020 | COOPER AMBULATORY OFF-SITES |  |  | SUITE E | 0012599315 | JENNIFER BOMBARO | Preventative Maintenance | Closed | Josh Harris | 01/03/2018 | 01/03/2018 | PERFORMANCE ASSURANCE AT INVENTORY | INVENTORIED DEVICE AND ENSURED DEVICE WAS FUNCTIONING PROPERLY. | 098FC985-84BF-4CD5-B7CF-55389AC49774 | Labor | 01/02/2018 | 01/02/2018 | Josh Harris
|  | CAREFUSION | ALARIS 8100 | MODULE, INFUSION PUMP |  | COOPER CANCER CENTER | MD Anderson Cancer Center |  |  | 01/03/2018 |  | 1/3/28 |  |  | NO | YES |  |  |  |  | CAREFUSION 10752964 15057999 |  |  | Active |  | 99:99:99:99:99:99 |  | High Risk | 1Y:00-MFG | 08/27/2019 | 09/01/2020 | COOPER AMBULATORY OFF-SITES |  |  |  | 0012599309 | COLLEEN TEGELER | Performance Verification | Closed | Josh Harris | 01/03/2018 | 01/03/2018 | INCOMING INVENTORY | DEVICE INVENTORIED | 10250ACC-C252-4ACA-A3D3-9D46BF0E4157 | Labor | 01/03/2018 | 01/03/2018 | Josh Harris
|  | CAREFUSION | ALARIS 8100 | MODULE, INFUSION PUMP |  | WILLINGBORO HEMATOLOGY/ONCOLOGY | 1000 Salem Rd |  |  | 01/03/2018 |  | 1/3/28 |  |  | NO | YES |  |  |  |  | CAREFUSION 10752963 15058038 |  |  | Active |  | 99:99:99:99:99:99 |  | High Risk | 1Y:00-MFG | 09/17/2019 | 09/01/2020 | COOPER AMBULATORY OFF-SITES |  |  |  | 0012599307 | ANN DENTON | Performance Verification | Closed | Josh Harris | 01/03/2018 | 01/03/2018 | INCOMING INVENTORY | DEVICE INVENTORIED | 99AB13BC-7FCA-44C1-81F3-089AF938D4FE | Labor | 01/03/2018 | 01/03/2018 | Josh Harris
|  | CAREFUSION | ALARIS 8100 | MODULE, INFUSION PUMP |  | COOPER CANCER CENTER | MD Anderson Cancer Center |  |  | 01/03/2018 |  | 1/3/28 |  |  | NO | YES |  |  |  |  | CAREFUSION 10752962 15058005 |  |  | Active |  | 99:99:99:99:99:99 |  | High Risk | 1Y:00-MFG | 08/27/2019 | 09/01/2020 | COOPER AMBULATORY OFF-SITES |  |  |  | 0012599305 | COLLEEN TEGELER | Performance Verification | Closed | Josh Harris | 01/03/2018 | 01/03/2018 | INCOMING INVENTORY | DEVICE INVENTORIED | C2A96D2B-4865-4098-85D8-AF8EFA730A29 | Labor | 01/03/2018 | 01/03/2018 | Josh Harris
|  | CAREFUSION | ALARIS 8100 | MODULE, INFUSION PUMP |  | COOPER CANCER CENTER | MD Anderson Cancer Center |  |  | 01/03/2018 |  | 1/3/28 |  |  | NO | YES |  |  |  |  | CAREFUSION 10752961 15058916 |  |  | Active |  | 99:99:99:99:99:99 |  | High Risk | 1Y:00-MFG | 08/27/2019 | 09/01/2020 | COOPER AMBULATORY OFF-SITES |  |  |  | 0012599301 | COLLEEN TEGELER | Performance Verification | Closed | Josh Harris | 01/03/2018 | 01/03/2018 | INCOMING INVENTORY | DEVICE INVENTORIED | 7FC71E04-A2B7-47C3-9CEE-4FDD11E1C6B8 | Labor | 01/03/2018 | 01/03/2018 | Josh Harris
|  | CAREFUSION | ALARIS 8100 | MODULE, INFUSION PUMP |  | VOORHEES SURGERY CENTER-HEM/ONC | 900 Centennial Blvd | Suite M |  | 01/03/2018 |  | 1/3/28 |  |  | NO | YES |  |  |  |  | CAREFUSION 10752958 15065033 |  |  | Active |  | 99:99:99:99:99:99 |  | High Risk | 1Y:00-MFG | 08/14/2019 | 09/01/2020 | COOPER AMBULATORY OFF-SITES |  |  | SUITE F | 0012599290 | MEGAN MCCAFFERTY | Performance Verification | Closed | Josh Harris | 01/03/2018 | 01/03/2018 | INCOMING INVENTORY | DEVICE INVENTORIED | 72300CB3-2EC9-486A-9AC3-311C62485DDC | Labor | 01/03/2018 | 01/03/2018 | Josh Harris
|  | CAREFUSION | ALARIS 8100 | MODULE, INFUSION PUMP |  | VOORHEES SURGERY CENTER-OPERATING ROOM | 900 Centennial Blvd | Suite E |  | 01/03/2018 |  | 1/3/28 |  |  | NO | YES |  |  |  |  | CAREFUSION 10752959 15065060 |  |  | Active |  | 99:99:99:99:99:99 |  | High Risk | 1Y:00-MFG | 08/14/2019 | 09/01/2020 | COOPER AMBULATORY OFF-SITES |  |  | SUITE E | 0012599294 | JENNIFER BOMBARO | Performance Verification | Closed | Josh Harris | 01/03/2018 | 01/03/2018 | INCOMING INVENTORY | DEVICE INVENTORIED | C4E9D9C2-C87D-47B8-A8FA-414189447CAB | Labor | 01/03/2018 | 01/03/2018 | Josh Harris
|  | CAREFUSION | ALARIS 8100 | MODULE, INFUSION PUMP |  | COOPER CANCER CENTER | MD Anderson Cancer Center |  |  | 01/03/2018 |  | 1/3/28 |  |  | NO | YES |  |  |  |  | CAREFUSION 10752956 15064908 |  |  | Active |  | 99:99:99:99:99:99 |  | High Risk | 1Y:00-MFG | 08/27/2019 | 09/01/2020 | COOPER AMBULATORY OFF-SITES |  |  |  | 0012599284 | COLLEEN TEGELER | Performance Verification | Closed | Josh Harris | 01/03/2018 | 01/03/2018 | INCOMING INVENTORY | DEVICE INVENTORIED | 582C7D12-F3C1-4A3C-BE7F-36CB4CB513D1 | Labor | 01/03/2018 | 01/03/2018 | Josh Harris
|  | CAREFUSION | ALARIS 8100 | MODULE, INFUSION PUMP |  | VOORHEES SURGERY CENTER-HEM/ONC | 900 Centennial Blvd | Suite M |  | 01/03/2018 |  | 1/3/28 |  |  | NO | YES |  |  |  |  | CAREFUSION 10752957 15065057 |  |  | Active |  | 99:99:99:99:99:99 |  | High Risk | 1Y:00-MFG | 08/14/2019 | 09/01/2020 | COOPER AMBULATORY OFF-SITES |  |  | SUITE F | 0012599287 | MEGAN MCCAFFERTY | Performance Verification | Closed | Josh Harris | 01/03/2018 | 01/03/2018 | INCOMING INVENTORY | DEVICE INVENTORIED | A8F0D182-DD6F-4C46-8C66-A88641FB19BE | Labor | 01/03/2018 | 01/03/2018 | Josh Harris
|  | CAREFUSION | ALARIS 8100 | MODULE, INFUSION PUMP |  | VOORHEES SURGERY CENTER-HEM/ONC | 900 Centennial Blvd | Suite F |  | 01/03/2018 |  | 1/3/28 |  |  | NO | YES |  |  |  |  | CAREFUSION 10752954 15065043 |  |  | Active |  | 99:99:99:99:99:99 |  | High Risk | 1Y:00-MFG | 08/14/2019 | 09/01/2020 | COOPER AMBULATORY OFF-SITES |  |  | SUITE F | 0012599281 | MEGAN MCCAFFERTY | Preventative Maintenance | Closed | Josh Harris | 01/03/2018 | 01/03/2018 | PERFORMANCE ASSURANCE AT INVENTORY | INVENTORIED DEVICE AND ENSURED DEVICE WAS FUNCTIONING PROPERLY. | AE6EEF9D-F7DD-4673-8030-958805ECE75F | Labor | 01/02/2018 | 01/02/2018 | Josh Harris
|  | CAREFUSION | ALARIS 8100 | MODULE, INFUSION PUMP |  | VOORHEES SURGERY CENTER-HEM/ONC | 900 Centennial Blvd | Suite M |  | 01/03/2018 |  | 1/3/28 |  |  | NO | YES |  |  |  |  | CAREFUSION 10752955 15065110 |  |  | Active |  | 99:99:99:99:99:99 |  | High Risk | 1Y:00-MFG | 08/14/2019 | 09/01/2020 | COOPER AMBULATORY OFF-SITES |  |  | SUITE F | 0012599282 | MEGAN MCCAFFERTY | Performance Verification | Closed | Josh Harris | 01/03/2018 | 01/03/2018 | INCOMING INVENTORY | DEVICE INVENTORIED | AD5B4BA8-40D9-40A0-8CDD-C1F04754F1E9 | Labor | 01/03/2018 | 01/03/2018 | Josh Harris
|  | CAREFUSION | ALARIS 8100 | MODULE, INFUSION PUMP |  | COOPER CANCER CENTER | MD Anderson Cancer Center |  |  | 01/03/2018 |  | 1/3/28 |  |  | NO | YES |  |  |  |  | CAREFUSION 10752953 15065050 |  |  | Active |  | 99:99:99:99:99:99 |  | High Risk | 1Y:00-MFG | 08/27/2019 | 09/01/2020 | COOPER AMBULATORY OFF-SITES |  |  |  | 0012599277 | COLLEEN TEGELER | Performance Verification | Closed | Josh Harris | 01/03/2018 | 01/03/2018 | INCOMING INVENTORY | DEVICE INVENTORIED | C4D02A05-0B85-4658-98E2-4909E76A5513 | Labor | 01/03/2018 | 01/03/2018 | Josh Harris
|  | CAREFUSION | ALARIS 8100 | MODULE, INFUSION PUMP |  | SPD | Pavilion |  |  | 01/03/2018 |  | 1/3/28 |  |  | NO | YES |  |  |  |  | CAREFUSION 10752952 15065049 |  |  | Active |  | 99:99:99:99:99:99 |  | High Risk | 1Y:00-MFG | 01/31/2019 | 02/01/2020 | COOPER UNIVERSITY HOSPITAL |  |  |  | 0012599274 | David Frye | Performance Verification | Closed | Josh Harris | 01/03/2018 | 01/03/2018 | INCOMING INVENTORY | DEVICE INVENTORIED | 75DC9C70-5849-4239-A24A-9632271D97D2 | Labor | 01/03/2018 | 01/03/2018 | Josh Harris
|  | CAREFUSION | ALARIS 8100 | MODULE, INFUSION PUMP |  | COOPER CANCER CENTER | MD Anderson Cancer Center |  |  | 01/03/2018 |  | 1/3/28 |  |  | NO | YES |  |  |  |  | CAREFUSION 10752951 15064847 |  |  | Active |  | 99:99:99:99:99:99 |  | High Risk | 1Y:00-MFG | 08/27/2019 | 09/01/2020 | COOPER AMBULATORY OFF-SITES |  |  |  | 0012599272 | COLLEEN TEGELER | Performance Verification | Closed | Josh Harris | 01/03/2018 | 01/03/2018 | INCOMING INVENTORY | DEVICE INVENTORIED | 5D328F99-3933-4103-8040-4F254A40F9D6 | Labor | 01/03/2018 | 01/03/2018 | Josh Harris
|  | CAREFUSION | ALARIS 8100 | MODULE, INFUSION PUMP |  | VOORHEES SURGERY CENTER-HEM/ONC | 900 Centennial Blvd | Suite M |  | 01/03/2018 |  | 1/3/28 |  |  | NO | YES |  |  |  |  | CAREFUSION 10752950 15058081 |  |  | Active |  | 99:99:99:99:99:99 |  | High Risk | 1Y:00-MFG | 08/14/2019 | 09/01/2020 | COOPER AMBULATORY OFF-SITES |  |  | SUITE F | 0012599271 | MEGAN MCCAFFERTY | Preventative Maintenance | Closed | Josh Harris | 01/03/2018 | 01/03/2018 | PERFORMANCE ASSURANCE AT INVENTORY | INVENTORIED DEVICE AND ENSURED DEVICE WAS FUNCTIONING PROPERLY. | 43B9C88F-7A52-4810-AE6D-8AE89A130E7A | Labor | 01/02/2018 | 01/02/2018 | Josh Harris
|  | CAREFUSION | ALARIS 8100 | MODULE, INFUSION PUMP |  | COOPER CANCER CENTER | MD Anderson Cancer Center |  |  | 01/03/2018 |  | 1/3/28 |  |  | NO | YES |  |  |  |  | CAREFUSION 10752949 15058912 |  |  | Active |  | 99:99:99:99:99:99 |  | High Risk | 1Y:00-MFG | 08/27/2019 | 09/01/2020 | COOPER AMBULATORY OFF-SITES |  |  |  | 0012599269 | COLLEEN TEGELER | Preventative Maintenance | Closed | Josh Harris | 01/03/2018 | 01/03/2018 | PERFORMANCE ASSURANCE AT INVENTORY | INVENTORIED DEVICE AND ENSURED DEVICE WAS FUNCTIONING PROPERLY. | 8E725987-3AA7-468A-83A7-F7EB0D1619B1 | Labor | 01/02/2018 | 01/02/2018 | Josh Harris
|  | CAREFUSION | ALARIS 8100 | MODULE, INFUSION PUMP |  | COOPER CANCER CENTER | MD Anderson Cancer Center |  |  | 01/03/2018 |  | 1/3/28 |  |  | NO | YES |  |  |  |  | CAREFUSION 10752947 15058915 |  |  | Active |  | 99:99:99:99:99:99 |  | High Risk | 1Y:00-MFG | 08/27/2019 | 09/01/2020 | COOPER AMBULATORY OFF-SITES |  |  |  | 0012599264 | COLLEEN TEGELER | Performance Verification | Closed | Josh Harris | 01/03/2018 | 01/03/2018 | INCOMING INVENTORY | DEVICE INVENTORIED | B0D535D2-ECBE-4133-88AB-F91B21FF478C | Labor | 01/03/2018 | 01/03/2018 | Josh Harris
|  | CAREFUSION | ALARIS 8100 | MODULE, INFUSION PUMP |  | COOPER CANCER CENTER | MD Anderson Cancer Center |  |  | 01/03/2018 |  | 1/3/28 |  |  | NO | YES |  |  |  |  | CAREFUSION 10752948 15058050 |  |  | Active |  | 99:99:99:99:99:99 |  | High Risk | 1Y:00-MFG | 08/27/2019 | 09/01/2020 | COOPER AMBULATORY OFF-SITES |  |  |  | 0012599267 | COLLEEN TEGELER | Preventative Maintenance | Closed | Josh Harris | 01/03/2018 | 01/03/2018 | PERFORMANCE ASSURANCE AT INVENTORY | INVENTORIED DEVICE AND ENSURED DEVICE WAS FUNCTIONING PROPERLY. | C2ED4B92-0C8C-42F9-B530-564ED258E409 | Labor | 01/02/2018 | 01/02/2018 | Josh Harris
|  | CAREFUSION | ALARIS 8100 | MODULE, INFUSION PUMP |  | COOPER CANCER CENTER | MD Anderson Cancer Center |  |  | 01/03/2018 |  | 1/3/28 |  |  | NO | YES |  |  |  |  | CAREFUSION 10752945 15058930 |  |  | Active |  | 99:99:99:99:99:99 |  | High Risk | 1Y:00-MFG | 08/27/2019 | 09/01/2020 | COOPER AMBULATORY OFF-SITES |  |  |  | 0012599259 | COLLEEN TEGELER | Preventative Maintenance | Closed | Josh Harris | 01/03/2018 | 01/03/2018 | PERFORMANCE ASSURANCE AT INVENTORY | INVENTORIED DEVICE AND ENSURED DEVICE WAS FUNCTIONING PROPERLY. | 8CB1696C-6306-45D9-A6B7-BC7E32244236 | Labor | 01/02/2018 | 01/02/2018 | Josh Harris
|  | CAREFUSION | ALARIS 8100 | MODULE, INFUSION PUMP |  | VOORHEES SURGERY CENTER-OPERATING ROOM | 900 Centennial Blvd | Suite E |  | 01/03/2018 |  | 1/3/28 |  |  | NO | YES |  |  |  |  | CAREFUSION 10752944 15058944 |  |  | Active |  | 99:99:99:99:99:99 |  | High Risk | 1Y:00-MFG | 08/14/2019 | 09/01/2020 | COOPER AMBULATORY OFF-SITES |  |  | SUITE E | 0012599256 | JENNIFER BOMBARO | Preventative Maintenance | Closed | Josh Harris | 01/03/2018 | 01/03/2018 | PERFORMANCE ASSURANCE AT INVENTORY | INVENTORIED DEVICE AND ENSURED DEVICE WAS FUNCTIONING PROPERLY. | 320E6FB6-3E58-4928-BDFB-301E21029A7C | Labor | 01/02/2018 | 01/02/2018 | Josh Harris
|  | CAREFUSION | ALARIS 8100 | MODULE, INFUSION PUMP |  | VOORHEES SURGERY CENTER-HEM/ONC | 900 Centennial Blvd | Suite M |  | 01/03/2018 |  | 1/3/28 |  |  | NO | YES |  |  |  |  | CAREFUSION 10752943 15058970 |  |  | Active |  | 99:99:99:99:99:99 |  | High Risk | 1Y:00-MFG | 08/14/2019 | 09/01/2020 | COOPER AMBULATORY OFF-SITES |  |  | SUITE F | 0012599253 | MEGAN MCCAFFERTY | Performance Verification | Closed | Josh Harris | 01/03/2018 | 01/03/2018 | INCOMING INVENTORY | DEVICE INVENTORIED | 15F4D046-8578-434C-B8F1-B159A4BDEDD0 | Labor | 01/03/2018 | 01/03/2018 | Josh Harris
|  | CAREFUSION | ALARIS 8100 | MODULE, INFUSION PUMP |  | COOPER CANCER CENTER | MD Anderson Cancer Center |  |  | 01/03/2018 |  | 1/3/28 |  |  | NO | YES |  |  |  |  | CAREFUSION 10752942 15058950 |  |  | Active |  | 99:99:99:99:99:99 |  | High Risk | 1Y:00-MFG | 08/27/2019 | 09/01/2020 | COOPER AMBULATORY OFF-SITES |  |  |  | 0012599249 | COLLEEN TEGELER | Performance Verification | Closed | Josh Harris | 01/03/2018 | 01/03/2018 | INCOMING INVENTORY | DEVICE INVENTORIED | 916F5371-F1A3-4F68-80B1-95E3852FA18B | Labor | 01/03/2018 | 01/03/2018 | Josh Harris
|  | CAREFUSION | ALARIS 8100 | MODULE, INFUSION PUMP |  | COOPER CANCER CENTER | MD Anderson Cancer Center |  |  | 01/03/2018 |  | 1/3/28 |  |  | NO | YES |  |  |  |  | CAREFUSION 10752941 15058958 |  |  | Active |  | 99:99:99:99:99:99 |  | High Risk | 1Y:00-MFG | 08/27/2019 | 09/01/2020 | COOPER AMBULATORY OFF-SITES |  |  |  | 0012599248 | COLLEEN TEGELER | Preventative Maintenance | Closed | Josh Harris | 01/03/2018 | 01/03/2018 | PERFORMANCE ASSURANCE AT INVENTORY | INVENTORIED DEVICE AND ENSURED DEVICE WAS FUNCTIONING PROPERLY. | 5F70DCDF-1A77-4217-9299-69D99011822F | Labor | 01/02/2018 | 01/02/2018 | Josh Harris
|  | CAREFUSION | ALARIS 8100 | MODULE, INFUSION PUMP |  | COOPER CANCER CENTER | MD Anderson Cancer Center |  |  | 01/03/2018 |  | 1/3/28 |  |  | NO | YES |  |  |  |  | CAREFUSION 10752940 15058802 |  |  | Active |  | 99:99:99:99:99:99 |  | High Risk | 1Y:00-MFG | 08/26/2019 | 09/01/2020 | COOPER AMBULATORY OFF-SITES |  |  |  | 0012599242 | COLLEEN TEGELER | Preventative Maintenance | Closed | Josh Harris | 01/03/2018 | 01/03/2018 | PERFORMANCE ASSURANCE AT INVENTORY | INVENTORIED DEVICE AND ENSURED DEVICE WAS FUNCTIONING PROPERLY. | 561B671F-3D92-47C7-B22D-3217083F3BD3 | Labor | 01/02/2018 | 01/02/2018 | Josh Harris
|  | CAREFUSION | ALARIS 8100 | MODULE, INFUSION PUMP |  | VOORHEES SURGERY CENTER-HEM/ONC | 900 Centennial Blvd | Suite M |  | 01/03/2018 |  | 1/3/28 |  |  | NO | YES |  |  |  |  | CAREFUSION 10752938 15058804 |  |  | Active |  | 99:99:99:99:99:99 |  | High Risk | 1Y:00-MFG | 08/14/2019 | 09/01/2020 | COOPER AMBULATORY OFF-SITES |  |  | SUITE M | 0012599217 | MEGAN MCCAFFERTY | Performance Verification | Closed | Josh Harris | 01/03/2018 | 01/03/2018 | INCOMING INVENTORY | DEVICE INVENTORIED | 182535A2-BB78-427C-B023-EB21210298D5 | Labor | 01/03/2018 | 01/03/2018 | Josh Harris
|  | CAREFUSION | ALARIS 8100 | MODULE, INFUSION PUMP |  | COOPER CANCER CENTER | MD Anderson Cancer Center |  |  | 01/03/2018 |  | 1/3/28 |  |  | NO | YES |  |  |  |  | CAREFUSION 10752939 15058581 |  |  | Active |  | 99:99:99:99:99:99 |  | High Risk | 1Y:00-MFG | 08/26/2019 | 09/01/2020 | COOPER AMBULATORY OFF-SITES |  |  |  | 0012599239 | COLLEEN TEGELER | Performance Verification | Closed | Josh Harris | 01/03/2018 | 01/03/2018 | INCOMING INVENTORY | DEVICE INVENTORIED | BAB2257C-8095-40DF-81C0-32843C719FCE | Labor | 01/03/2018 | 01/03/2018 | Josh Harris
|  | CAREFUSION | ALARIS 8100 | MODULE, INFUSION PUMP |  | VOORHEES SURGERY CENTER-HEM/ONC | 900 Centennial | Suite F |  | 01/03/2018 |  | 1/3/28 |  |  | NO | YES |  |  |  |  | CAREFUSION 10752937 15058874 |  |  | Active |  | 99:99:99:99:99:99 |  | High Risk | 1Y:00-MFG | 08/14/2019 | 09/01/2020 | COOPER AMBULATORY OFF-SITES |  |  | SUITE M | 0012599210 | MEGAN MCCAFFERTY | Performance Verification | Closed | Josh Harris | 01/03/2018 | 01/03/2018 | INCOMING INVENTORY | DEVICE INVENTORIED | 0CFC45B2-F36D-4705-8C22-0DCC88A78895 | Labor | 01/03/2018 | 01/03/2018 | Josh Harris
|  | CAREFUSION | ALARIS 8100 | MODULE, INFUSION PUMP |  | COOPER CANCER CENTER | MD Anderson Cancer Center |  |  | 01/03/2018 |  | 1/3/28 |  |  | NO | YES |  |  |  |  | CAREFUSION 10752936 15054021 |  |  | Active |  | 99:99:99:99:99:99 |  | High Risk | 1Y:00-MFG | 08/26/2019 | 09/01/2020 | COOPER AMBULATORY OFF-SITES |  |  |  | 0012599208 | COLLEEN TEGELER | Preventative Maintenance | Closed | Josh Harris | 01/03/2018 | 01/03/2018 | PERFORMANCE ASSURANCE AT INVENTORY | INVENTORIED DEVICE AND ENSURED DEVICE WAS FUNCTIONING PROPERLY. | 46AB3DCA-F68B-47CF-A7CB-050C2EFFDE84 | Labor | 01/02/2018 | 01/02/2018 | Josh Harris
|  | CAREFUSION | ALARIS 8100 | MODULE, INFUSION PUMP |  | VOORHEES SURGERY CENTER-HEM/ONC | 900 Centennial Blvd | Suite F |  | 01/03/2018 |  | 1/3/28 |  |  | NO | YES |  |  |  |  | CAREFUSION 10752932 15064799 |  |  | Active |  | 99:99:99:99:99:99 |  | High Risk | 1Y:00-MFG | 08/14/2019 | 09/01/2020 | COOPER AMBULATORY OFF-SITES |  |  | SUITE M | 0012599196 | MEGAN MCCAFFERTY | Preventative Maintenance | Closed | Josh Harris | 01/03/2018 | 01/03/2018 | PERFORMANCE ASSURANCE AT INVENTORY | INVENTORIED DEVICE AND ENSURED DEVICE WAS FUNCTIONING PROPERLY. | 013D5465-5C02-41E1-AF8C-42EE2840C607 | Labor | 01/03/2018 | 01/03/2018 | Josh Harris
|  | CAREFUSION | ALARIS 8100 | MODULE, INFUSION PUMP |  | VOORHEES SURGERY CENTER-HEM/ONC | 900 Centennial Blvd | Suite F |  | 01/03/2018 |  | 1/3/28 |  |  | NO | YES |  |  |  |  | CAREFUSION 10752934 15065017 |  |  | Active |  | 99:99:99:99:99:99 |  | High Risk | 1Y:00-MFG | 08/14/2019 | 09/01/2020 | COOPER AMBULATORY OFF-SITES |  |  | SUITE M | 0012599202 | MEGAN MCCAFFERTY | Performance Verification | Closed | Josh Harris | 01/03/2018 | 01/03/2018 | INCOMING INVENTORY | DEVICE INVENTORIED | 58739222-1EEF-42EA-929C-A1139CE88A59 | Labor | 01/03/2018 | 01/03/2018 | Josh Harris
|  | CAREFUSION | ALARIS 8100 | MODULE, INFUSION PUMP |  | VOORHEES SURGERY CENTER-OPERATING ROOM | 900 Centennial Blvd | Suite E |  | 01/03/2018 |  | 1/3/28 |  |  | NO | YES |  |  |  |  | CAREFUSION 10752933 15064899 |  |  | Active |  | 99:99:99:99:99:99 |  | High Risk | 1Y:00-MFG | 08/14/2019 | 09/01/2020 | COOPER AMBULATORY OFF-SITES |  |  | SUITE E | 0012599200 | JENNIFER BOMBARO | Preventative Maintenance | Closed | Josh Harris | 01/03/2018 | 01/03/2018 | PERFORMANCE ASSURANCE AT INVENTORY | INVENTORIED DEVICE AND ENSURED DEVICE WAS FUNCTIONING PROPERLY. | 3C12FD1B-EFC4-485B-B25A-3B6051433226 | Labor | 01/03/2018 | 01/03/2018 | Josh Harris
|  | CAREFUSION | ALARIS 8100 | MODULE, INFUSION PUMP |  | COOPER CANCER CENTER | MD Anderson Cancer Center |  |  | 01/03/2018 |  | 1/3/28 |  |  | NO | YES |  |  |  |  | CAREFUSION 10752930 15058928 |  |  | Active |  | 99:99:99:99:99:99 |  | High Risk | 1Y:00-MFG | 08/26/2019 | 09/01/2020 | COOPER AMBULATORY OFF-SITES |  |  |  | 0012599191 | COLLEEN TEGELER | Performance Verification | Closed | Josh Harris | 01/03/2018 | 01/03/2018 | INCOMING INVENTORY | DEVICE INVENTORIED | D2EAE17F-CF28-4D6E-A87B-47C302814795 | Labor | 01/03/2018 | 01/03/2018 | Josh Harris
|  | CAREFUSION | ALARIS 8100 | MODULE, INFUSION PUMP |  | VOORHEES SURGERY CENTER-HEM/ONC | 900 Centennial Blvd | Suite M |  | 01/03/2018 |  | 1/3/28 |  |  | NO | YES |  |  |  |  | CAREFUSION 10752925 15059027 |  |  | Active |  | 99:99:99:99:99:99 |  | High Risk | 1Y:00-MFG | 08/14/2019 | 09/01/2020 | COOPER AMBULATORY OFF-SITES |  |  | SUITE F | 0012599177 | MEGAN MCCAFFERTY | Preventative Maintenance | Closed | Josh Harris | 01/03/2018 | 01/03/2018 | PERFORMANCE ASSURANCE AT INVENTORY | INVENTORIED DEVICE AND ENSURED DEVICE WAS FUNCTIONING PROPERLY. | B4ACC76B-3977-4622-82D6-E08A943A4333 | Labor | 01/03/2018 | 01/03/2018 | Josh Harris
|  | CAREFUSION | ALARIS 8100 | MODULE, INFUSION PUMP |  | VOORHEES SURGERY CENTER-HEM/ONC | 900 Cenntenial | Suite F |  | 01/03/2018 |  | 1/3/28 |  |  | NO | YES |  |  |  |  | CAREFUSION 10752928 15058919 |  |  | Active |  | 99:99:99:99:99:99 |  | High Risk | 1Y:00-MFG | 08/14/2019 | 09/01/2020 | COOPER AMBULATORY OFF-SITES |  |  | SUITE M | 0012599187 | MEGAN MCCAFFERTY | Preventative Maintenance | Closed | Josh Harris | 01/03/2018 | 01/03/2018 | PERFORMANCE ASSURANCE AT INVENTORY | INVENTORIED DEVICE AND ENSURED DEVICE WAS FUNCTIONING PROPERLY. | B0A463BE-1DB4-4D27-8760-E6FCA3B7C310 | Labor | 01/03/2018 | 01/03/2018 | Josh Harris
|  | CAREFUSION | ALARIS 8100 | MODULE, INFUSION PUMP |  | COOPER CANCER CENTER | MD Anderson Cancer Center |  |  | 01/03/2018 |  | 1/3/28 |  |  | NO | YES |  |  |  |  | CAREFUSION 10752927 15058929 |  |  | Active |  | 99:99:99:99:99:99 |  | High Risk | 1Y:00-MFG | 08/27/2019 | 09/01/2020 | COOPER AMBULATORY OFF-SITES |  |  |  | 0012599185 | COLLEEN TEGELER | Preventative Maintenance | Closed | Josh Harris | 01/03/2018 | 01/03/2018 | PERFORMANCE ASSURANCE AT INVENTORY | INVENTORIED DEVICE AND ENSURED DEVICE WAS FUNCTIONING PROPERLY. | 2A50250D-467F-44AE-B652-429091299F24 | Labor | 01/03/2018 | 01/03/2018 | Josh Harris
|  | CAREFUSION | ALARIS 8100 | MODULE, INFUSION PUMP |  | COOPER CANCER CENTER | MD Anderson Cancer Center |  |  | 01/03/2018 |  | 1/3/28 |  |  | NO | YES |  |  |  |  | CAREFUSION 10752924 15059010 |  |  | Active |  | 99:99:99:99:99:99 |  | High Risk | 1Y:00-MFG | 08/26/2019 | 09/01/2020 | COOPER AMBULATORY OFF-SITES |  |  |  | 0012599175 | COLLEEN TEGELER | Preventative Maintenance | Closed | Josh Harris | 01/03/2018 | 01/03/2018 | PERFORMANCE ASSURANCE AT INVENTORY | INVENTORIED DEVICE AND ENSURED DEVICE WAS FUNCTIONING PROPERLY. | 21609A3F-597C-4AAA-92FE-3D43E325D102 | Labor | 01/03/2018 | 01/03/2018 | Josh Harris
|  | CAREFUSION | ALARIS 8100 | MODULE, INFUSION PUMP |  | COOPER CANCER CENTER | MD Anderson Cancer Center |  |  | 01/03/2018 |  | 1/3/28 |  |  | NO | YES |  |  |  |  | CAREFUSION 10752917 15058751 |  |  | Active |  | 99:99:99:99:99:99 |  | High Risk | 1Y:00-MFG | 08/26/2019 | 09/01/2020 | COOPER AMBULATORY OFF-SITES |  |  |  | 0012599151 | COLLEEN TEGELER | Preventative Maintenance | Closed | Josh Harris | 01/03/2018 | 01/03/2018 | PERFORMANCE ASSURANCE AT INVENTORY | INVENTORIED DEVICE AND ENSURED DEVICE WAS FUNCTIONING PROPERLY. | FF9EE268-C226-421F-ABCE-AEF82368C591 | Labor | 01/03/2018 | 01/03/2018 | Josh Harris
|  | CAREFUSION | ALARIS 8100 | MODULE, INFUSION PUMP |  | COOPER CANCER CENTER | MD Anderson Cancer Center |  |  | 01/03/2018 |  | 1/3/28 |  |  | NO | YES |  |  |  |  | CAREFUSION 10752922 15059024 |  |  | Active |  | 99:99:99:99:99:99 |  | High Risk | 1Y:00-MFG | 08/26/2019 | 09/01/2020 | COOPER AMBULATORY OFF-SITES |  |  |  | 0012599166 | COLLEEN TEGELER | Performance Verification | Closed | Josh Harris | 01/03/2018 | 01/03/2018 | INCOMING INVENTORY | DEVICE INVENTORIED | A94CBA84-4922-4323-B141-E6A5A9D0661A | Labor | 01/03/2018 | 01/03/2018 | Josh Harris
|  | CAREFUSION | ALARIS 8100 | MODULE, INFUSION PUMP |  | WILLINGBORO HEMATOLOGY/ONCOLOGY | 1000 Salem Rd |  |  | 01/03/2018 |  | 1/3/28 |  |  | NO | YES |  |  |  |  | CAREFUSION 10752921 15059026 |  |  | Active |  | 99:99:99:99:99:99 |  | High Risk | 1Y:00-MFG | 09/17/2019 | 09/01/2020 | COOPER AMBULATORY OFF-SITES |  |  |  | 0012599165 | ANN DENTON | Preventative Maintenance | Closed | Josh Harris | 01/03/2018 | 01/03/2018 | PERFORMANCE ASSURANCE AT INVENTORY | INVENTORIED DEVICE AND ENSURED DEVICE WAS FUNCTIONING PROPERLY. | 9F61CDFE-8C60-4EB2-85D7-4CCACFC53855 | Labor | 01/03/2018 | 01/03/2018 | Josh Harris
|  | CAREFUSION | ALARIS 8100 | MODULE, INFUSION PUMP |  | WILLINGBORO HEMATOLOGY/ONCOLOGY | 1000 Salem Rd |  |  | 01/03/2018 |  | 1/3/28 |  |  | NO | YES |  |  |  |  | CAREFUSION 10752923 15059028 |  |  | Active |  | 99:99:99:99:99:99 |  | High Risk | 1Y:00-MFG | 09/17/2019 | 09/01/2020 | COOPER AMBULATORY OFF-SITES |  |  |  | 0012599172 | ANN DENTON | Performance Verification | Closed | Josh Harris | 01/03/2018 | 01/03/2018 | INCOMING INVENTORY | DEVICE INVENTORIED | B5C6BAE4-C4CF-4DEA-B6AE-3E4689C308F1 | Labor | 01/03/2018 | 01/03/2018 | Josh Harris
|  | CAREFUSION | ALARIS 8100 | MODULE, INFUSION PUMP |  | VOORHEES SURGERY CENTER-HEM/ONC | 900 Centennial Blvd | Suite M |  | 01/03/2018 |  | 1/3/28 |  |  | NO | YES |  |  |  |  | CAREFUSION 10752920 15058845 |  |  | Active |  | 99:99:99:99:99:99 |  | High Risk | 1Y:00-MFG | 08/14/2019 | 09/01/2020 | COOPER AMBULATORY OFF-SITES |  |  | SUITE F | 0012599163 | MEGAN MCCAFFERTY | Preventative Maintenance | Closed | Josh Harris | 01/03/2018 | 01/03/2018 | PERFORMANCE ASSURANCE AT INVENTORY | INVENTORIED DEVICE AND ENSURED DEVICE WAS FUNCTIONING PROPERLY. | 24BE7C1E-3BDD-4C41-8E11-902FEAD0C024 | Labor | 01/03/2018 | 01/03/2018 | Josh Harris
|  | CAREFUSION | ALARIS 8100 | MODULE, INFUSION PUMP |  | SPD | Kelemen |  |  | 01/03/2018 |  | 1/3/28 |  |  | NO | YES |  |  |  |  | CAREFUSION 10752919 15058849 |  |  | Active |  | 99:99:99:99:99:99 |  | High Risk | 1Y:00-MFG | 04/16/2019 | 02/01/2020 | COOPER UNIVERSITY HOSPITAL |  |  |  | 0012599157 | David Frye | Preventative Maintenance | Closed | Josh Harris | 01/03/2018 | 01/03/2018 | PERFORMANCE ASSURANCE AT INVENTORY | INVENTORIED DEVICE AND ENSURED DEVICE WAS FUNCTIONING PROPERLY. | 7F4725B4-2DBF-4B47-83DB-2C6F48EF5CB1 | Labor | 01/03/2018 | 01/03/2018 | Josh Harris
|  | CAREFUSION | ALARIS 8100 | MODULE, INFUSION PUMP |  | VOORHEES SURGERY CENTER-HEM/ONC | 900 Centennial | Suite F |  | 01/03/2018 |  | 1/3/28 |  |  | NO | YES |  |  |  |  | CAREFUSION 10752918 15058828 |  |  | Active |  | 99:99:99:99:99:99 |  | High Risk | 1Y:00-MFG | 08/14/2019 | 09/01/2020 | COOPER AMBULATORY OFF-SITES |  |  | SUITE F | 0012599154 | MEGAN MCCAFFERTY | Performance Verification | Closed | Josh Harris | 01/03/2018 | 01/03/2018 | INCOMING INVENTORY | DEVICE INVENTORIED | B96BC441-B234-4DE8-8EC9-8D7B0A21BEF0 | Labor | 01/03/2018 | 01/03/2018 | Josh Harris
|  | CAREFUSION | ALARIS 8100 | MODULE, INFUSION PUMP |  | VOORHEES SURGERY CENTER-HEM/ONC | 900 Centennial Blvd | Suite M |  | 01/03/2018 |  | 1/3/28 |  |  | NO | YES |  |  |  |  | CAREFUSION 10752916 15053987 |  |  | Active |  | 99:99:99:99:99:99 |  | High Risk | 1Y:00-MFG | 08/14/2019 | 09/01/2020 | COOPER AMBULATORY OFF-SITES |  |  | SUITE F | 0012599141 | MEGAN MCCAFFERTY | Performance Verification | Closed | Josh Harris | 01/03/2018 | 01/03/2018 | INCOMING INVENTORY | DEVICE INVENTORIED | 649F6C26-834A-43C4-8F77-E7A405857C33 | Labor | 01/03/2018 | 01/03/2018 | Josh Harris
|  | CAREFUSION | ALARIS 8100 | MODULE, INFUSION PUMP |  | VOORHEES SURGERY CENTER-HEM/ONC | 900 Centennial Blvd | Suite M |  | 01/03/2018 |  | 1/3/28 |  |  | NO | YES |  |  |  |  | CAREFUSION 10752915 15058830 |  |  | Active |  | 99:99:99:99:99:99 |  | High Risk | 1Y:00-MFG | 08/14/2019 | 09/01/2020 | COOPER AMBULATORY OFF-SITES |  |  | SUITE F | 0012599140 | MEGAN MCCAFFERTY | Preventative Maintenance | Closed | Josh Harris | 01/03/2018 | 01/03/2018 | PERFORMANCE ASSURANCE AT INVENTORY | INVENTORIED DEVICE AND ENSURED DEVICE WAS FUNCTIONING PROPERLY. | 01474B81-C898-4A54-A81A-1A7607AD1186 | Labor | 01/03/2018 | 01/03/2018 | Josh Harris
|  | CAREFUSION | ALARIS 8100 | MODULE, INFUSION PUMP |  | VOORHEES SURGERY CENTER-HEM/ONC | 900 Centennial Blvd | Suite M |  | 01/03/2018 |  | 1/3/28 |  |  | NO | YES |  |  |  |  | CAREFUSION 10752914 15058876 |  |  | Active |  | 99:99:99:99:99:99 |  | High Risk | 1Y:00-MFG | 08/14/2019 | 09/01/2020 | COOPER AMBULATORY OFF-SITES |  |  | SUITE M | 0012599135 | MEGAN MCCAFFERTY | Preventative Maintenance | Closed | Josh Harris | 01/03/2018 | 01/03/2018 | PERFORMANCE ASSURANCE AT INVENTORY | INVENTORIED DEVICE AND ENSURED DEVICE WAS FUNCTIONING PROPERLY. | 34ED8F79-CC2B-443E-9641-A74D3145ACCE | Labor | 01/03/2018 | 01/03/2018 | Josh Harris
|  | CAREFUSION | ALARIS 8100 | MODULE, INFUSION PUMP |  | COOPER CANCER CENTER | MD Anderson Cancer Center |  |  | 01/03/2018 |  | 1/3/28 |  |  | NO | YES |  |  |  |  | CAREFUSION 10752913 15058867 |  |  | Active |  | 99:99:99:99:99:99 |  | High Risk | 1Y:00-MFG | 08/26/2019 | 09/01/2020 | COOPER AMBULATORY OFF-SITES |  |  |  | 0012599133 | COLLEEN TEGELER | Preventative Maintenance | Closed | Josh Harris | 01/03/2018 | 01/03/2018 | PERFORMANCE ASSURANCE AT INVENTORY | INVENTORIED DEVICE AND ENSURED DEVICE WAS FUNCTIONING PROPERLY. | 56B86855-054A-4B15-93A0-25BAC9829A5E | Labor | 01/03/2018 | 01/03/2018 | Josh Harris
|  | CAREFUSION | ALARIS 8100 | MODULE, INFUSION PUMP |  | VOORHEES SURGERY CENTER-HEM/ONC | 900 Centennial Blvd | Suite M |  | 01/03/2018 |  | 1/3/28 |  |  | NO | YES |  |  |  |  | CAREFUSION 10752912 15058868 |  |  | Active |  | 99:99:99:99:99:99 |  | High Risk | 1Y:00-MFG | 08/14/2019 | 09/01/2020 | COOPER AMBULATORY OFF-SITES |  |  | SUITE F | 0012599130 | MEGAN MCCAFFERTY | Preventative Maintenance | Closed | Josh Harris | 01/03/2018 | 01/03/2018 | PERFORMANCE ASSURANCE AT INVENTORY | INVENTORIED DEVICE AND ENSURED DEVICE WAS FUNCTIONING PROPERLY. | 9EABF316-5502-43F7-ACA9-094C9552DB24 | Labor | 01/03/2018 | 01/03/2018 | Josh Harris
|  | CAREFUSION | ALARIS 8100 | MODULE, INFUSION PUMP |  | WILLINGBORO HEMATOLOGY/ONCOLOGY | 1000 Salem Rd |  |  | 01/03/2018 |  | 1/3/28 |  |  | NO | YES |  |  |  |  | CAREFUSION 10752911 15058003 |  |  | Active |  | 99:99:99:99:99:99 |  | High Risk | 1Y:00-MFG | 09/17/2019 | 09/01/2020 | COOPER AMBULATORY OFF-SITES |  |  |  | 0012599127 | ANN DENTON | Performance Verification | Closed | Josh Harris | 01/03/2018 | 01/03/2018 | INCOMING INVENTORY | DEVICE INVENTORIED | 589108B8-4A83-40FE-A3B4-E393BB4F4927 | Labor | 01/03/2018 | 01/03/2018 | Josh Harris
|  | CAREFUSION | ALARIS 8100 | MODULE, INFUSION PUMP |  | VOORHEES SURGERY CENTER-HEM/ONC | 900 Centennial Blvd | Suite M |  | 01/03/2018 |  | 1/3/28 |  |  | NO | YES |  |  |  |  | CAREFUSION 10752910 15058976 |  |  | Active |  | 99:99:99:99:99:99 |  | High Risk | 1Y:00-MFG | 08/14/2019 | 09/01/2020 | COOPER AMBULATORY OFF-SITES |  |  | SUITE F | 0012599126 | MEGAN MCCAFFERTY | Preventative Maintenance | Closed | Josh Harris | 01/03/2018 | 01/03/2018 | PERFORMANCE ASSURANCE AT INVENTORY | INVENTORIED DEVICE AND ENSURED DEVICE WAS FUNCTIONING PROPERLY. | 85F7110B-4FE4-4A88-A5C4-726A5EC9B2B8 | Labor | 01/03/2018 | 01/03/2018 | Josh Harris
|  | CAREFUSION | ALARIS 8100 | MODULE, INFUSION PUMP |  | COOPER CANCER CENTER | MD Anderson Cancer Center |  |  | 01/03/2018 |  | 1/3/28 |  |  | NO | YES |  |  |  |  | CAREFUSION 10752908 15058942 |  |  | Active |  | 99:99:99:99:99:99 |  | High Risk | 1Y:00-MFG | 08/26/2019 | 09/01/2020 | COOPER AMBULATORY OFF-SITES |  |  |  | 0012599121 | COLLEEN TEGELER | Performance Verification | Closed | Josh Harris | 01/03/2018 | 01/03/2018 | INCOMING INVENTORY | DEVICE INVENTORIED | 0B9EA792-AFEC-4F1D-9CCB-88A49FD6BD31 | Labor | 01/03/2018 | 01/03/2018 | Josh Harris
|  | CAREFUSION | ALARIS 8100 | MODULE, INFUSION PUMP |  | COOPER CANCER CENTER | MD Anderson Cancer Center |  |  | 01/03/2018 |  | 1/3/28 |  |  | NO | YES |  |  |  |  | CAREFUSION 10752909 15058939 |  |  | Active |  | 99:99:99:99:99:99 |  | High Risk | 1Y:00-MFG | 08/26/2019 | 09/01/2020 | COOPER AMBULATORY OFF-SITES |  |  |  | 0012599123 | COLLEEN TEGELER | Performance Verification | Closed | Josh Harris | 01/03/2018 | 01/03/2018 | INCOMING INVENTORY | DEVICE INVENTORIED | 6ACC408A-CBC1-4FD5-A0DD-468E617AC02A | Labor | 01/03/2018 | 01/03/2018 | Josh Harris
|  | CAREFUSION | ALARIS 8100 | MODULE, INFUSION PUMP |  | VOORHEES SURGERY CENTER-HEM/ONC | 900 Centennial Blvd | Suite M |  | 01/03/2018 |  | 1/3/28 |  |  | NO | YES |  |  |  |  | CAREFUSION 10752906 15058961 |  |  | Active |  | 99:99:99:99:99:99 |  | High Risk | 1Y:00-MFG | 08/14/2019 | 09/01/2020 | COOPER AMBULATORY OFF-SITES |  |  | SUITE M | 0012599118 | MEGAN MCCAFFERTY | Preventative Maintenance | Closed | Josh Harris | 01/03/2018 | 01/03/2018 | PERFORMANCE ASSURANCE AT INVENTORY | INVENTORIED DEVICE AND ENSURED DEVICE WAS FUNCTIONING PROPERLY. | D1D69595-942F-4917-9C36-1B442DE52ED0 | Labor | 01/03/2018 | 01/03/2018 | Josh Harris
|  | CAREFUSION | ALARIS 8100 | MODULE, INFUSION PUMP |  | VOORHEES SURGERY CENTER-OPERATING ROOM | 900 Centennial Blvd | Suite E |  | 01/03/2018 |  | 1/3/28 |  |  | NO | YES |  |  |  |  | CAREFUSION 10752907 15058925 |  |  | Active |  | 99:99:99:99:99:99 |  | High Risk | 1Y:00-MFG | 08/14/2019 | 09/01/2020 | COOPER AMBULATORY OFF-SITES |  |  | SUITE E | 0012599120 | JENNIFER BOMBARO | Preventative Maintenance | Closed | Josh Harris | 01/03/2018 | 01/03/2018 | PERFORMANCE ASSURANCE AT INVENTORY | INVENTORIED DEVICE AND ENSURED DEVICE WAS FUNCTIONING PROPERLY. | 6DC6ED7E-D0AC-43AC-8E78-D94149358797 | Labor | 01/03/2018 | 01/03/2018 | Josh Harris
|  | CAREFUSION | ALARIS 8100 | MODULE, INFUSION PUMP |  | COOPER CANCER CENTER | MD Anderson Cancer Center |  |  | 01/03/2018 |  | 1/3/28 |  |  | NO | YES |  |  |  |  | CAREFUSION 10752903 15053490 |  |  | Active |  | 99:99:99:99:99:99 |  | High Risk | 1Y:00-MFG | 08/26/2019 | 09/01/2020 | COOPER AMBULATORY OFF-SITES |  |  |  | 0012599111 | COLLEEN TEGELER | Performance Verification | Closed | Josh Harris | 01/03/2018 | 01/03/2018 | INCOMING INVENTORY | DEVICE INVENTORIED | 7309B0CA-AEAA-41D4-BD12-3F2560CA78CB | Labor | 01/03/2018 | 01/03/2018 | Josh Harris
|  | CAREFUSION | ALARIS 8100 | MODULE, INFUSION PUMP |  | COOPER CANCER CENTER | MD Anderson Cancer Center |  |  | 01/03/2018 |  | 1/3/28 |  |  | NO | YES |  |  |  |  | CAREFUSION 10752904 15053241 |  |  | Active |  | 99:99:99:99:99:99 |  | High Risk | 1Y:00-MFG | 08/26/2019 | 09/01/2020 | COOPER AMBULATORY OFF-SITES |  |  |  | 0012599113 | COLLEEN TEGELER | Performance Verification | Closed | Josh Harris | 01/03/2018 | 01/03/2018 | INCOMING INVENTORY | DEVICE INVENTORIED | 4658EA97-923C-4A6B-84A6-AA5D7AB2EAD2 | Labor | 01/03/2018 | 01/03/2018 | Josh Harris
|  | CAREFUSION | ALARIS 8100 | MODULE, INFUSION PUMP |  | COOPER CANCER CENTER | MD Anderson Cancer Center |  |  | 01/03/2018 |  | 1/3/28 |  |  | NO | YES |  |  |  |  | CAREFUSION 10752905 15052976 |  |  | Active |  | 99:99:99:99:99:99 |  | High Risk | 1Y:00-MFG | 08/26/2019 | 09/01/2020 | COOPER AMBULATORY OFF-SITES |  |  |  | 0012599115 | COLLEEN TEGELER | Performance Verification | Closed | Josh Harris | 01/03/2018 | 01/03/2018 | INCOMING INVENTORY | DEVICE INVENTORIED | E6A0D34A-9A44-4F30-84C7-7986A7010CF6 | Labor | 01/03/2018 | 01/03/2018 | Josh Harris
|  | CAREFUSION | ALARIS 8100 | MODULE, INFUSION PUMP |  | SPD | Pavilion |  |  | 01/03/2018 |  | 1/3/28 |  |  | NO | YES |  |  |  |  | CAREFUSION 10752902 15053233 |  |  | Active |  | 99:99:99:99:99:99 |  | High Risk | 1Y:00-MFG | 02/27/2019 | 02/01/2020 | COOPER UNIVERSITY HOSPITAL |  |  |  | 0012599110 | David Frye | Preventative Maintenance | Closed | Josh Harris | 01/03/2018 | 01/03/2018 | PERFORMANCE ASSURANCE AT INVENTORY | INVENTORIED DEVICE AND ENSURED DEVICE WAS FUNCTIONING PROPERLY. | DA5B106E-7D13-455B-A048-9489033706EE | Labor | 01/03/2018 | 01/03/2018 | Josh Harris
|  | CAREFUSION | ALARIS 8100 | MODULE, INFUSION PUMP |  | VOORHEES SURGERY CENTER-HEM/ONC | 900 Centennial Blvd | Suite M |  | 01/03/2018 |  | 1/3/28 |  |  | NO | YES |  |  |  |  | CAREFUSION 10752901 15053482 |  |  | Active |  | 99:99:99:99:99:99 |  | High Risk | 1Y:00-MFG | 08/14/2019 | 09/01/2020 | COOPER AMBULATORY OFF-SITES |  |  | SUITE F | 0012599107 | MEGAN MCCAFFERTY | Performance Verification | Closed | Josh Harris | 01/03/2018 | 01/03/2018 | INCOMING INVENTORY | DEVICE INVENTORIED | BD30CB24-8627-4329-ACE7-B62573426C36 | Labor | 01/03/2018 | 01/03/2018 | Josh Harris
|  | CAREFUSION | ALARIS 8100 | MODULE, INFUSION PUMP |  | COOPER CANCER CENTER | MD Anderson Cancer Center |  |  | 01/03/2018 |  | 1/3/28 |  |  | NO | YES |  |  |  |  | CAREFUSION 10752899 15059021 |  |  | Active |  | 99:99:99:99:99:99 |  | High Risk | 1Y:00-MFG | 08/26/2019 | 09/01/2020 | COOPER AMBULATORY OFF-SITES |  |  |  | 0012599104 | COLLEEN TEGELER | Performance Verification | Closed | Josh Harris | 01/03/2018 | 01/03/2018 | INCOMING INVENTORY | DEVICE INVENTORIED | 7D8D8785-5B04-4888-8111-FAC8A139B6B0 | Labor | 01/03/2018 | 01/03/2018 | Josh Harris
|  | CAREFUSION | ALARIS 8100 | MODULE, INFUSION PUMP |  | COOPER CANCER CENTER | MD Anderson Cancer Center |  |  | 01/03/2018 |  | 1/3/28 |  |  | NO | YES |  |  |  |  | CAREFUSION 10752900 15059030 |  |  | Active |  | 99:99:99:99:99:99 |  | High Risk | 1Y:00-MFG | 08/26/2019 | 09/01/2020 | COOPER AMBULATORY OFF-SITES |  |  |  | 0012602791 | COLLEEN TEGELER | Performance Verification | Closed | Josh Harris | 01/04/2018 | 01/04/2018 | INCOMING INVENTORY | DEVICE INVENTORIED | 2D2CE8B6-F57F-49DA-82F4-AA876C51EE99 | Labor | 01/04/2018 | 01/04/2018 | Josh Harris
|  | CAREFUSION | ALARIS 8100 | MODULE, INFUSION PUMP |  | VOORHEES SURGERY CENTER-HEM/ONC | 900 Centennial Blvd | Suite M |  | 01/03/2018 |  | 1/3/28 |  |  | NO | YES |  |  |  |  | CAREFUSION 10752898 15058881 |  |  | Active |  | 99:99:99:99:99:99 |  | High Risk | 1Y:00-MFG | 08/14/2019 | 09/01/2020 | COOPER AMBULATORY OFF-SITES |  |  | SUITE F | 0012599101 | MEGAN MCCAFFERTY | Performance Verification | Closed | Josh Harris | 01/03/2018 | 01/03/2018 | INCOMING INVENTORY | DEVICE INVENTORIED | 5DFB9E99-A703-48C4-B721-2CC68AC81450 | Labor | 01/03/2018 | 01/03/2018 | Josh Harris
|  | CAREFUSION | ALARIS 8100 | MODULE, INFUSION PUMP |  | COOPER CANCER CENTER | MD Anderson Cancer Center |  |  | 01/03/2018 |  | 1/3/28 |  |  | NO | YES |  |  |  |  | CAREFUSION 10752897 15059018 |  |  | Active |  | 99:99:99:99:99:99 |  | High Risk | 1Y:00-MFG | 08/26/2019 | 09/01/2020 | COOPER AMBULATORY OFF-SITES |  |  |  | 0012599099 | COLLEEN TEGELER | Preventative Maintenance | Closed | Josh Harris | 01/03/2018 | 01/03/2018 | PERFORMANCE ASSURANCE AT INVENTORY | INVENTORIED DEVICE AND ENSURED DEVICE WAS FUNCTIONING PROPERLY. | 65CDA808-CF07-441B-9897-192311EBE41B | Labor | 01/03/2018 | 01/03/2018 | Josh Harris
|  | CAREFUSION | ALARIS 8100 | MODULE, INFUSION PUMP |  | VOORHEES SURGERY CENTER-OPERATING ROOM | 900 Centennial Blvd | Suite E |  | 01/03/2018 |  | 1/3/28 |  |  | NO | YES |  |  |  |  | CAREFUSION 10752894 15059022 |  |  | Active |  | 99:99:99:99:99:99 |  | High Risk | 1Y:00-MFG | 08/14/2019 | 09/01/2020 | COOPER AMBULATORY OFF-SITES |  |  | SUITE E | 0012599091 | JENNIFER BOMBARO | Preventative Maintenance | Closed | Josh Harris | 01/03/2018 | 01/03/2018 | PERFORMANCE ASSURANCE AT INVENTORY | INVENTORIED DEVICE AND ENSURED DEVICE WAS FUNCTIONING PROPERLY. | 91033DEB-4519-4148-8643-866F18E0BEB8 | Labor | 01/03/2018 | 01/03/2018 | Josh Harris
|  | CAREFUSION | ALARIS 8100 | MODULE, INFUSION PUMP |  | WILLINGBORO HEMATOLOGY/ONCOLOGY | 1000 Salem Rd |  |  | 01/03/2018 |  | 1/3/28 |  |  | NO | YES |  |  |  |  | CAREFUSION 10752896 15058956 |  |  | Active |  | 99:99:99:99:99:99 |  | High Risk | 1Y:00-MFG | 09/17/2019 | 09/01/2020 | COOPER AMBULATORY OFF-SITES |  |  |  | 0012599097 | ANN DENTON | Preventative Maintenance | Closed | Josh Harris | 01/03/2018 | 01/03/2018 | PERFORMANCE ASSURANCE AT INVENTORY | INVENTORIED DEVICE AND ENSURED DEVICE WAS FUNCTIONING PROPERLY. | AAE5C715-0CCD-4C69-8955-BFC4B6289B74 | Labor | 01/03/2018 | 01/03/2018 | Josh Harris
|  | CAREFUSION | ALARIS 8100 | MODULE, INFUSION PUMP |  | VOORHEES SURGERY CENTER-HEM/ONC | 900 Centennial Blvd | Suite M |  | 01/03/2018 |  | 1/3/28 |  |  | NO | YES |  |  |  |  | CAREFUSION 10752895 15058936 |  |  | Active |  | 99:99:99:99:99:99 |  | High Risk | 1Y:00-MFG | 08/14/2019 | 09/01/2020 | COOPER AMBULATORY OFF-SITES |  |  | SUITE M | 0012599092 | MEGAN MCCAFFERTY | Performance Verification | Closed | Josh Harris | 01/03/2018 | 01/03/2018 | INCOMING INVENTORY | DEVICE INVENTORIED | 7B601BE3-2D84-40CD-8235-60CB76A0D989 | Labor | 01/03/2018 | 01/03/2018 | Josh Harris
|  | CAREFUSION | ALARIS 8100 | MODULE, INFUSION PUMP |  | COOPER CANCER CENTER | MD Anderson Cancer Center |  |  | 01/03/2018 |  | 1/3/28 |  |  | NO | YES |  |  |  |  | CAREFUSION 10752892 15059016 |  |  | Active |  | 99:99:99:99:99:99 |  | High Risk | 1Y:00-MFG | 08/26/2019 | 09/01/2020 | COOPER AMBULATORY OFF-SITES |  |  |  | 0012599087 | COLLEEN TEGELER | Preventative Maintenance | Closed | Josh Harris | 01/03/2018 | 01/03/2018 | PERFORMANCE ASSURANCE AT INVENTORY | INVENTORIED DEVICE AND ENSURED DEVICE WAS FUNCTIONING PROPERLY. | 73CD21F4-8833-468D-B91E-74B869527F09 | Labor | 01/03/2018 | 01/03/2018 | Josh Harris
|  | CAREFUSION | ALARIS 8100 | MODULE, INFUSION PUMP |  | COOPER CANCER CENTER | MD Anderson Cancer Center |  |  | 01/03/2018 |  | 1/3/28 |  |  | NO | YES |  |  |  |  | CAREFUSION 10752890 15065022 |  |  | Active |  | 99:99:99:99:99:99 |  | High Risk | 1Y:00-MFG | 08/27/2019 | 09/01/2020 | COOPER AMBULATORY OFF-SITES |  |  |  | 0012599080 | COLLEEN TEGELER | Performance Verification | Closed | Josh Harris | 01/03/2018 | 01/03/2018 | INCOMING INVENTORY | DEVICE INVENTORIED | 4D5822F5-4774-44E5-B906-94DA66C2EA7A | Labor | 01/03/2018 | 01/03/2018 | Josh Harris
|  | CAREFUSION | ALARIS 8100 | MODULE, INFUSION PUMP |  | COOPER CANCER CENTER | MD Anderson Cancer Center |  |  | 01/03/2018 |  | 1/3/28 |  |  | NO | YES |  |  |  |  | CAREFUSION 10752891 15059017 |  |  | Active |  | 99:99:99:99:99:99 |  | High Risk | 1Y:00-MFG | 08/26/2019 | 09/01/2020 | COOPER AMBULATORY OFF-SITES |  |  |  | 0012599082 | COLLEEN TEGELER | Performance Verification | Closed | Josh Harris | 01/03/2018 | 01/03/2018 | INCOMING INVENTORY | DEVICE INVENTORIED | 92E4DFEB-0E36-408C-B129-0E8B536ECC13 | Labor | 01/03/2018 | 01/03/2018 | Josh Harris
|  | CAREFUSION | ALARIS 8100 | MODULE, INFUSION PUMP |  | VOORHEES SURGERY CENTER-OPERATING ROOM | 900 Centennial Blvd | Suite E |  | 01/03/2018 |  | 1/3/28 |  |  | NO | YES |  |  |  |  | CAREFUSION 10752889 15064819 |  |  | Active |  | 99:99:99:99:99:99 |  | High Risk | 1Y:00-MFG | 08/14/2019 | 09/01/2020 | COOPER AMBULATORY OFF-SITES |  |  | SUITE E | 0012599078 | JENNIFER BOMBARO | Preventative Maintenance | Closed | Josh Harris | 01/03/2018 | 01/03/2018 | PERFORMANCE ASSURANCE AT INVENTORY | INVENTORIED DEVICE AND ENSURED DEVICE WAS FUNCTIONING PROPERLY. | 104752B8-6119-40CB-B23C-1F8C8154F3F4 | Labor | 01/03/2018 | 01/03/2018 | Josh Harris
|  | CAREFUSION | ALARIS 8100 | MODULE, INFUSION PUMP |  | VOORHEES SURGERY CENTER-HEM/ONC | 900 Centennial Blvd | Suite F |  | 01/03/2018 |  | 1/3/28 |  |  | NO | YES |  |  |  |  | CAREFUSION 10752887 15064904 |  |  | Active |  | 99:99:99:99:99:99 |  | High Risk | 1Y:00-MFG | 08/14/2019 | 09/01/2020 | COOPER AMBULATORY OFF-SITES |  |  | SUITE F | 0012599071 | MEGAN MCCAFFERTY | Performance Verification | Closed | Josh Harris | 01/03/2018 | 01/03/2018 | INCOMING INVENTORY | DEVICE INVENTORIED | 90662592-B240-4E53-8D0E-A405FB9FFED8 | Labor | 01/03/2018 | 01/03/2018 | Josh Harris
|  | CAREFUSION | ALARIS 8100 | MODULE, INFUSION PUMP |  | VOORHEES SURGERY CENTER-HEM/ONC | 900 Centennial Blvd | Suite M |  | 01/03/2018 |  | 1/3/28 |  |  | NO | YES |  |  |  |  | CAREFUSION 10752888 15064916 |  |  | Active |  | 99:99:99:99:99:99 |  | High Risk | 1Y:00-MFG | 08/14/2019 | 09/01/2020 | COOPER AMBULATORY OFF-SITES |  |  | SUITE F | 0012599073 | MEGAN MCCAFFERTY | Performance Verification | Closed | Josh Harris | 01/03/2018 | 01/03/2018 | INCOMING INVENTORY | DEVICE INVENTORIED | E4145379-64A1-4BF1-B5DA-A73299E76539 | Labor | 01/03/2018 | 01/03/2018 | Josh Harris
|  | CAREFUSION | ALARIS 8100 | MODULE, INFUSION PUMP |  | COOPER CANCER CENTER | MD Anderson Cancer Center |  |  | 01/03/2018 |  | 1/3/28 |  |  | NO | YES |  |  |  |  | CAREFUSION 10752884 15058971 |  |  | Active |  | 99:99:99:99:99:99 |  | High Risk | 1Y:00-MFG | 08/26/2019 | 09/01/2020 | COOPER AMBULATORY OFF-SITES |  |  |  | 0012599063 | COLLEEN TEGELER | Performance Verification | Closed | Josh Harris | 01/03/2018 | 01/03/2018 | INCOMING INVENTORY | DEVICE INVENTORIED | 0B5D9E39-7264-49EF-AF8B-44F981B1AF93 | Labor | 01/03/2018 | 01/03/2018 | Josh Harris
|  | CAREFUSION | ALARIS 8100 | MODULE, INFUSION PUMP |  | VOORHEES SURGERY CENTER-HEM/ONC | 900 Centennial Blvd | Suite F |  | 01/03/2018 |  | 1/3/28 |  |  | NO | YES |  |  |  |  | CAREFUSION 10752886 15065027 |  |  | Active |  | 99:99:99:99:99:99 |  | High Risk | 1Y:00-MFG | 08/14/2019 | 09/01/2020 | COOPER AMBULATORY OFF-SITES |  |  | SUITE M | 0012599067 | MEGAN MCCAFFERTY | Performance Verification | Closed | Josh Harris | 01/03/2018 | 01/03/2018 | INCOMING INVENTORY | DEVICE INVENTORIED | F6B6BD58-68CF-43EB-B34D-17CF38D489B5 | Labor | 01/03/2018 | 01/03/2018 | Josh Harris
|  | CAREFUSION | ALARIS 8100 | MODULE, INFUSION PUMP |  | COOPER CANCER CENTER | MD Anderson Cancer Center |  |  | 01/03/2018 |  | 1/3/28 |  |  | NO | YES |  |  |  |  | CAREFUSION 10752885 15058935 |  |  | Active |  | 99:99:99:99:99:99 |  | High Risk | 1Y:00-MFG | 08/26/2019 | 09/01/2020 | COOPER AMBULATORY OFF-SITES |  |  |  | 0012599066 | COLLEEN TEGELER | Preventative Maintenance | Closed | Josh Harris | 01/03/2018 | 01/03/2018 | PERFORMANCE ASSURANCE AT INVENTORY | INVENTORIED DEVICE AND ENSURED DEVICE WAS FUNCTIONING PROPERLY. | D14BB990-FF4A-4ECC-A740-FDE7C6E204AB | Labor | 01/03/2018 | 01/03/2018 | Josh Harris
|  | CAREFUSION | ALARIS 8100 | MODULE, INFUSION PUMP |  | VOORHEES SURGERY CENTER-HEM/ONC | 900 Centennial Blvd | Suite M |  | 01/03/2018 |  | 1/3/28 |  |  | NO | YES |  |  |  |  | CAREFUSION 10752881 15058933 |  |  | Active |  | 99:99:99:99:99:99 |  | High Risk | 1Y:00-MFG | 08/14/2019 | 09/01/2020 | COOPER AMBULATORY OFF-SITES |  |  | SUITE F | 0012599056 | MEGAN MCCAFFERTY | Preventative Maintenance | Closed | Josh Harris | 01/03/2018 | 01/03/2018 | PERFORMANCE ASSURANCE AT INVENTORY | INVENTORIED DEVICE AND ENSURED DEVICE WAS FUNCTIONING PROPERLY. | 11F59075-8514-4167-9856-156035C48FF4 | Labor | 01/03/2018 | 01/03/2018 | Josh Harris
|  | CAREFUSION | ALARIS 8100 | MODULE, INFUSION PUMP |  | VOORHEES SURGERY CENTER-OPERATING ROOM | 900 Centennial Blvd | Suite E |  | 01/03/2018 |  | 1/3/28 |  |  | NO | YES |  |  |  |  | CAREFUSION 10752882 15058931 |  |  | Active |  | 99:99:99:99:99:99 |  | High Risk | 1Y:00-MFG | 08/14/2019 | 09/01/2020 | COOPER AMBULATORY OFF-SITES |  |  | SUITE E | 0012599057 | JENNIFER BOMBARO | Performance Verification | Closed | Josh Harris | 01/03/2018 | 01/03/2018 | INCOMING INVENTORY | DEVICE INVENTORIED | 8E2961C6-6024-4781-8EA3-FFAF17F79AB7 | Labor | 01/03/2018 | 01/03/2018 | Josh Harris
|  | CAREFUSION | ALARIS 8100 | MODULE, INFUSION PUMP |  | COOPER CANCER CENTER | MD Anderson Cancer Center |  |  | 01/03/2018 |  | 1/3/28 |  |  | NO | YES |  |  |  |  | CAREFUSION 10752883 15058967 |  |  | Active |  | 99:99:99:99:99:99 |  | High Risk | 1Y:00-MFG | 08/26/2019 | 09/01/2020 | COOPER AMBULATORY OFF-SITES |  |  |  | 0012599060 | COLLEEN TEGELER | Preventative Maintenance | Closed | Josh Harris | 01/03/2018 | 01/03/2018 | PERFORMANCE ASSURANCE AT INVENTORY | INVENTORIED DEVICE AND ENSURED DEVICE WAS FUNCTIONING PROPERLY. | 3FA4C182-919D-41B1-AA48-BCE02B1613AF | Labor | 01/03/2018 | 01/03/2018 | Josh Harris
|  | CAREFUSION | ALARIS 8100 | MODULE, INFUSION PUMP |  | COOPER CANCER CENTER | MD Anderson Cancer Center |  |  | 01/03/2018 |  | 1/3/28 |  |  | NO | YES |  |  |  |  | CAREFUSION 10752880 15058910 |  |  | Active |  | 99:99:99:99:99:99 |  | High Risk | 1Y:00-MFG | 08/26/2019 | 09/01/2020 | COOPER AMBULATORY OFF-SITES |  |  |  | 0012599019 | COLLEEN TEGELER | Performance Verification | Closed | Josh Harris | 01/03/2018 | 01/03/2018 | INCOMING INVENTORY | DEVICE INVENTORIED | 5640D510-6F30-43B3-BA37-3A37E4BF4AE3 | Labor | 01/03/2018 | 01/03/2018 | Josh Harris
|  | CAREFUSION | ALARIS 8100 | MODULE, INFUSION PUMP |  | WILLINGBORO HEMATOLOGY/ONCOLOGY | 1000 Salem Rd |  |  | 01/03/2018 |  | 1/3/28 |  |  | NO | YES |  |  |  |  | CAREFUSION 10752879 15058920 |  |  | Active |  | 99:99:99:99:99:99 |  | High Risk | 1Y:00-MFG | 09/17/2019 | 09/01/2020 | COOPER AMBULATORY OFF-SITES |  |  |  | 0012599015 | ANN DENTON | Performance Verification | Closed | Josh Harris | 01/03/2018 | 01/03/2018 | INCOMING INVENTORY | DEVICE INVENTORIED | E933900B-BAE6-4BF0-8AE7-16EB3E08441C | Labor | 01/03/2018 | 01/03/2018 | Josh Harris
|  | CAREFUSION | ALARIS 8100 | MODULE, INFUSION PUMP |  | VOORHEES SURGERY CENTER-HEM/ONC | 900 Centennial Blvd | Suite F |  | 01/03/2018 |  | 1/3/28 |  |  | NO | YES |  |  |  |  | CAREFUSION 10752878 15058913 |  |  | Active |  | 99:99:99:99:99:99 |  | High Risk | 1Y:00-MFG | 08/14/2019 | 09/01/2020 | COOPER AMBULATORY OFF-SITES |  |  | SUITE M | 0012599013 | MEGAN MCCAFFERTY | Performance Verification | Closed | Josh Harris | 01/03/2018 | 01/03/2018 | INCOMING INVENTORY | DEVICE INVENTORIED | 0FB157AF-B1A6-4ED3-A806-5BC5207CAB89 | Labor | 01/03/2018 | 01/03/2018 | Josh Harris
|  | CAREFUSION | ALARIS 8100 | MODULE, INFUSION PUMP |  | VOORHEES SURGERY CENTER-HEM/ONC | 900 Centennial Blvd | Suite M |  | 01/03/2018 |  | 1/3/28 |  |  | NO | YES |  |  |  |  | CAREFUSION 10752877 15058909 |  |  | Active |  | 99:99:99:99:99:99 |  | High Risk | 1Y:00-MFG | 08/14/2019 | 09/01/2020 | COOPER AMBULATORY OFF-SITES |  |  | SUITE F | 0012599009 | MEGAN MCCAFFERTY | Performance Verification | Closed | Josh Harris | 01/03/2018 | 01/03/2018 | INCOMING INVENTORY | DEVICE INVENTORIED | 71858BC0-7E58-4E0D-A5FD-92E1E9364EE7 | Labor | 01/03/2018 | 01/03/2018 | Josh Harris
|  | CAREFUSION | ALARIS 8100 | MODULE, INFUSION PUMP |  | COOPER CANCER CENTER | MD Anderson Cancer Center |  |  | 01/03/2018 |  | 1/3/28 |  |  | NO | YES |  |  |  |  | CAREFUSION 10752875 15058817 |  |  | Active |  | 99:99:99:99:99:99 |  | High Risk | 1Y:00-MFG | 08/26/2019 | 09/01/2020 | COOPER AMBULATORY OFF-SITES |  |  |  | 0012602789 | COLLEEN TEGELER | Performance Verification | Closed | Josh Harris | 01/04/2018 | 01/04/2018 | INCOMING INVENTORY | DEVICE INVENTORIED | 0D91B6A2-F6C7-483C-B34B-213C784A2203 | Labor | 01/04/2018 | 01/04/2018 | Josh Harris
|  | CAREFUSION | ALARIS 8100 | MODULE, INFUSION PUMP |  | WILLINGBORO HEMATOLOGY/ONCOLOGY | 1000 Salem Rd |  |  | 01/03/2018 |  | 1/3/28 |  |  | NO | YES |  |  |  |  | CAREFUSION 10752876 15058922 |  |  | Active |  | 99:99:99:99:99:99 |  | High Risk | 1Y:00-MFG | 09/17/2019 | 09/01/2020 | COOPER AMBULATORY OFF-SITES |  |  |  | 0012599007 | ANN DENTON | Preventative Maintenance | Closed | Josh Harris | 01/03/2018 | 01/03/2018 | PERFORMANCE ASSURANCE AT INVENTORY | INVENTORIED DEVICE AND ENSURED DEVICE WAS FUNCTIONING PROPERLY. | B30D5877-5E0A-485C-A150-A1C538BAE11B | Labor | 01/03/2018 | 01/03/2018 | Josh Harris
|  | CAREFUSION | ALARIS 8100 | MODULE, INFUSION PUMP |  | VOORHEES SURGERY CENTER-OPERATING ROOM | 900 Centennial Blvd | Suite E |  | 01/03/2018 |  | 1/3/28 |  |  | NO | YES |  |  |  |  | CAREFUSION 10752871 15058831 |  |  | Active |  | 99:99:99:99:99:99 |  | High Risk | 1Y:00-MFG | 08/14/2019 | 09/01/2020 | COOPER AMBULATORY OFF-SITES |  |  | SUITE E | 0012598994 | JENNIFER BOMBARO | Performance Verification | Closed | Josh Harris | 01/03/2018 | 01/03/2018 | INCOMING INVENTORY | DEVICE INVENTORIED | 2F1124CE-1735-4C14-943F-BB1111935FBC | Labor | 01/03/2018 | 01/03/2018 | Josh Harris
|  | CAREFUSION | ALARIS 8100 | MODULE, INFUSION PUMP |  | COOPER CANCER CENTER | MD Anderson Cancer Center |  |  | 01/03/2018 |  | 1/3/28 |  |  | NO | YES |  |  |  |  | CAREFUSION 10752872 15058858 |  |  | Active |  | 99:99:99:99:99:99 |  | High Risk | 1Y:00-MFG | 08/26/2019 | 09/01/2020 | COOPER AMBULATORY OFF-SITES |  |  |  | 0012598998 | COLLEEN TEGELER | Performance Verification | Closed | Josh Harris | 01/03/2018 | 01/03/2018 | INCOMING INVENTORY | DEVICE INVENTORIED | 0243DFB9-BD73-41F7-8576-0B56F93C3D40 | Labor | 01/03/2018 | 01/03/2018 | Josh Harris
|  | CAREFUSION | ALARIS 8100 | MODULE, INFUSION PUMP |  | SPD | Kelemen |  |  | 01/03/2018 |  | 1/3/28 |  |  | NO | YES |  |  |  |  | CAREFUSION 10752873 15058824 |  |  | Active |  | 99:99:99:99:99:99 |  | High Risk | 1Y:00-MFG | 01/22/2019 | 02/01/2020 | COOPER UNIVERSITY HOSPITAL |  |  |  | 0012599001 | David Frye | Performance Verification | Closed | Josh Harris | 01/03/2018 | 01/03/2018 | INCOMING INVENTORY | DEVICE INVENTORIED | 2AEEE590-F7F4-4A4A-A255-B58CAE7EC601 | Labor | 01/03/2018 | 01/03/2018 | Josh Harris
|  | CAREFUSION | ALARIS 8100 | MODULE, INFUSION PUMP |  | COOPER CANCER CENTER | MD Anderson Cancer Center |  |  | 01/03/2018 |  | 1/3/28 |  |  | NO | YES |  |  |  |  | CAREFUSION 10752874 15058763 |  |  | Active |  | 99:99:99:99:99:99 |  | High Risk | 1Y:00-MFG | 08/27/2019 | 09/01/2020 | COOPER AMBULATORY OFF-SITES |  |  |  | 0012599003 | COLLEEN TEGELER | Performance Verification | Closed | Josh Harris | 01/03/2018 | 01/03/2018 | INCOMING INVENTORY | DEVICE INVENTORIED | 3A1D1904-EBF1-4EF8-95F6-365A8BB4F457 | Labor | 01/03/2018 | 01/03/2018 | Josh Harris
|  | CAREFUSION | ALARIS 8100 | MODULE, INFUSION PUMP |  |  | MD Anderson Cancer Center | [7 empty] | NO | YES
|  | CAREFUSION | ALARIS 8100 | MODULE, INFUSION PUMP |  |  | 900 Cenntenial | Suite F | [6 empty] | NO | YES
|  | CAREFUSION | ALARIS 8100 | MODULE, INFUSION PUMP |  | SPD | Kelemen |  |  | 07/25/2013 |  | 7/25/23 |  |  | NO | YES |  |  |  |  | CAREFUSION 10752712 13930539 |  |  | Active |  | 99:99:99:99:99:99 |  | High Risk | 1Y:00-MFG | 01/23/2019 | 02/01/2020 | COOPER UNIVERSITY HOSPITAL |  |  |  |  | David Frye
|  | CAREFUSION | ALARIS 8100 | MODULE, INFUSION PUMP |  | VOORHEES SURGERY CENTER-HEM/ONC | 900 Centennial Blvd | Suite M |  | 01/29/2018 |  | 1/29/28 |  |  | NO | YES |  |  |  |  | CAREFUSION 10752582 15122267 |  |  | Active |  | 99:99:99:99:99:99 |  | High Risk | 1Y:00-MFG | 08/14/2019 | 09/01/2020 | COOPER AMBULATORY OFF-SITES |  |  |  | 0012739597 | MEGAN MCCAFFERTY | Performance Verification | Closed | Josh Harris | 01/30/2018 | 01/30/2018 | INCOMING INVENTORY | DEVICE INVENTORIED | BE546799-6593-436A-9729-51AF1A84310C | Labor | 01/30/2018 | 01/30/2018 | Josh Harris
|  | CAREFUSION | ALARIS 8100 | MODULE, INFUSION PUMP |  | VOORHEES SURGERY CENTER-HEM/ONC | 900 Centennial Blvd | Suite M |  | 01/29/2018 |  | 1/29/28 |  |  | NO | YES |  |  |  |  | CAREFUSION 10752583 15122871 |  |  | Active |  | 99:99:99:99:99:99 |  | High Risk | 1Y:00-MFG | 08/14/2019 | 09/01/2020 | COOPER AMBULATORY OFF-SITES |  |  | SUITE F | 0012739602 | MEGAN MCCAFFERTY | Performance Verification | Closed | Josh Harris | 01/30/2018 | 01/30/2018 | INCOMING INVENTORY | DEVICE INVENTORIED | 9300C93E-564D-4817-A31A-5687BA5C89EC | Labor | 01/30/2018 | 01/30/2018 | Josh Harris
|  | CAREFUSION | ALARIS 8100 | MODULE, INFUSION PUMP |  | VOORHEES SURGERY CENTER-OPERATING ROOM | 900 Centennial Blvd | Suite E |  | 01/29/2018 |  | 1/29/28 |  |  | NO | YES |  |  |  |  | CAREFUSION 10752579 15122883 |  |  | Active |  | 99:99:99:99:99:99 |  | High Risk | 1Y:00-MFG | 08/14/2019 | 09/01/2020 | COOPER AMBULATORY OFF-SITES |  |  | SUITE E | 0012739588 | JENNIFER BOMBARO | Performance Verification | Closed | Josh Harris | 01/30/2018 | 01/30/2018 | INCOMING INVENTORY | DEVICE INVENTORIED | 8C9259E8-B67E-4912-A20D-B162B3AA6D37 | Labor | 01/30/2018 | 01/30/2018 | Josh Harris
|  | CAREFUSION | ALARIS 8100 | MODULE, INFUSION PUMP |  | COOPER CANCER CENTER | MD Anderson Cancer Center |  |  | 01/29/2018 |  | 1/29/28 |  |  | NO | YES |  |  |  |  | CAREFUSION 10752585 15123000 |  |  | Active |  | 99:99:99:99:99:99 |  | High Risk | 1Y:00-MFG | 08/26/2019 | 09/01/2020 | COOPER AMBULATORY OFF-SITES |  |  |  | 0012739606 | COLLEEN TEGELER | Performance Verification | Closed | Josh Harris | 01/30/2018 | 01/30/2018 | INCOMING INVENTORY | DEVICE INVENTORIED | F6D2BAD3-3F2D-4AC3-A32C-C9552D744828 | Labor | 01/30/2018 | 01/30/2018 | Josh Harris
|  | CAREFUSION | ALARIS 8100 | MODULE, INFUSION PUMP |  | VOORHEES SURGERY CENTER-HEM/ONC | 900 Centennial Blvd | Suite F |  | 01/29/2018 |  | 1/29/28 |  |  | NO | YES |  |  |  |  | CAREFUSION 10752580 15122903 |  |  | Active |  | 99:99:99:99:99:99 |  | High Risk | 1Y:00-MFG | 08/14/2019 | 09/01/2020 | COOPER AMBULATORY OFF-SITES |  |  | SUITE M | 0012739592 | MEGAN MCCAFFERTY | Preventative Maintenance | Closed | Josh Harris | 01/30/2018 | 01/30/2018 | PERFORMANCE ASSURANCE AT INVENTORY | INVENTORIED DEVICE AND ENSURED DEVICE WAS FUNCTIONING PROPERLY. | 5CB55622-418C-49F9-9020-D600DE352286 | Labor | 01/29/2018 | 01/29/2018 | Josh Harris
|  | CAREFUSION | ALARIS 8100 | MODULE, INFUSION PUMP |  | COOPER CANCER CENTER | MD Anderson Cancer Center |  |  | 01/29/2018 |  | 1/29/28 |  |  | NO | YES |  |  |  |  | CAREFUSION 10752584 15122231 |  |  | Active |  | 99:99:99:99:99:99 |  | High Risk | 1Y:00-MFG | 08/27/2019 | 09/01/2020 | COOPER AMBULATORY OFF-SITES |  |  |  | 0012739605 | COLLEEN TEGELER | Preventative Maintenance | Closed | Josh Harris | 01/30/2018 | 01/30/2018 | PERFORMANCE ASSURANCE AT INVENTORY | INVENTORIED DEVICE AND ENSURED DEVICE WAS FUNCTIONING PROPERLY. | 8E7ACA91-9FDE-432B-96C8-17C7B0227459 | Labor | 01/29/2018 | 01/29/2018 | Josh Harris
|  | CAREFUSION | ALARIS 8100 | MODULE, INFUSION PUMP |  | COOPER CANCER CENTER | MD Anderson Cancer Center |  |  | 01/29/2018 |  | 1/29/28 |  |  | NO | YES |  |  |  |  | CAREFUSION 10752581 15122878 |  |  | Active |  | 99:99:99:99:99:99 |  | High Risk | 1Y:00-MFG | 08/26/2019 | 09/01/2020 | COOPER AMBULATORY OFF-SITES |  |  |  | 0012739595 | COLLEEN TEGELER | Performance Verification | Closed | Josh Harris | 01/30/2018 | 01/30/2018 | INCOMING INVENTORY | DEVICE INVENTORIED | 0A497A69-8092-495E-869B-335C9BD366CA | Labor | 01/30/2018 | 01/30/2018 | Josh Harris
|  | CAREFUSION | ALARIS 8100 | MODULE, INFUSION PUMP |  | VOORHEES SURGERY CENTER-HEM/ONC | 900 Centennial Blvd | Suite M |  | 01/29/2018 |  | 1/29/28 |  |  | NO | YES |  |  |  |  | CAREFUSION 10752578 15122889 |  |  | Active |  | 99:99:99:99:99:99 |  | High Risk | 1Y:00-MFG | 08/14/2019 | 09/01/2020 | COOPER AMBULATORY OFF-SITES |  |  | SUITE F | 0012739585 | MEGAN MCCAFFERTY | Performance Verification | Closed | Josh Harris | 01/30/2018 | 01/30/2018 | INCOMING INVENTORY | DEVICE INVENTORIED | 3A5371D7-EB41-4FE5-A171-212E19758E51 | Labor | 01/30/2018 | 01/30/2018 | Josh Harris
|  | CAREFUSION | ALARIS 8100 | MODULE, INFUSION PUMP |  | VOORHEES SURGERY CENTER-HEM/ONC | 900 Centennial | Suite F |  | 01/29/2018 |  | 1/29/28 |  |  | NO | YES |  |  |  |  | CAREFUSION 10752576 15122885 |  |  | Active |  | 99:99:99:99:99:99 |  | High Risk | 1Y:00-MFG | 08/14/2019 | 09/01/2020 | COOPER AMBULATORY OFF-SITES |  |  | SUITE M | 0012739580 | MEGAN MCCAFFERTY | Performance Verification | Closed | Josh Harris | 01/30/2018 | 01/30/2018 | INCOMING INVENTORY | DEVICE INVENTORIED | 6EDA0C25-94DF-4290-80F9-FB4415AE4E1E | Labor | 01/30/2018 | 01/30/2018 | Josh Harris
|  | CAREFUSION | ALARIS 8100 | MODULE, INFUSION PUMP |  | VOORHEES SURGERY CENTER-HEM/ONC | 900 Centennial Blvd | Suite F |  | 01/29/2018 |  | 1/29/28 |  |  | NO | YES |  |  |  |  | CAREFUSION 10752577 15122277 |  |  | Active |  | 99:99:99:99:99:99 |  | High Risk | 1Y:00-MFG | 08/14/2019 | 09/01/2020 | COOPER AMBULATORY OFF-SITES |  |  | SUITE M | 0012739583 | MEGAN MCCAFFERTY | Preventative Maintenance | Closed | Josh Harris | 01/30/2018 | 01/30/2018 | PERFORMANCE ASSURANCE AT INVENTORY | INVENTORIED DEVICE AND ENSURED DEVICE WAS FUNCTIONING PROPERLY. | 03975BBB-CBE4-43B6-95BB-5535F12AFBE4 | Labor | 01/29/2018 | 01/29/2018 | Josh Harris
|  | CAREFUSION | ALARIS 8100 | MODULE, INFUSION PUMP |  | COOPER CANCER CENTER | MD Anderson Cancer Center |  |  | 01/29/2018 |  | 1/29/28 |  |  | NO | YES |  |  |  |  | CAREFUSION 10752570 15122960 |  |  | Active |  | 99:99:99:99:99:99 |  | High Risk | 1Y:00-MFG | 08/27/2019 | 09/01/2020 | COOPER AMBULATORY OFF-SITES |  |  |  | 0012739556 | COLLEEN TEGELER | Preventative Maintenance | Closed | Josh Harris | 01/30/2018 | 01/30/2018 | PERFORMANCE ASSURANCE AT INVENTORY | INVENTORIED DEVICE AND ENSURED DEVICE WAS FUNCTIONING PROPERLY. | 0C0371FF-8C77-4AD5-B9A8-F99B4C3EE14A | Labor | 01/29/2018 | 01/29/2018 | Josh Harris
|  | CAREFUSION | ALARIS 8100 | MODULE, INFUSION PUMP |  | VOORHEES SURGERY CENTER-HEM/ONC | 900 Centennial Blvd | Suite M |  | 01/29/2018 |  | 1/29/28 |  |  | NO | YES |  |  |  |  | CAREFUSION 10752571 15122962 |  |  | Active |  | 99:99:99:99:99:99 |  | High Risk | 1Y:00-MFG | 08/14/2019 | 09/01/2020 | COOPER AMBULATORY OFF-SITES |  |  | SUITE F | 0012739563 | MEGAN MCCAFFERTY | Performance Verification | Closed | Josh Harris | 01/30/2018 | 01/30/2018 | INCOMING INVENTORY | DEVICE INVENTORIED | 28D88B3B-B5B5-4C11-A07D-7BAD9F7375E7 | Labor | 01/30/2018 | 01/30/2018 | Josh Harris
|  | CAREFUSION | ALARIS 8100 | MODULE, INFUSION PUMP |  | COOPER CANCER CENTER | MD Anderson Cancer Center |  |  | 01/29/2018 |  | 1/29/28 |  |  | NO | YES |  |  |  |  | CAREFUSION 10752572 15122949 |  |  | Active |  | 99:99:99:99:99:99 |  | High Risk | 1Y:00-MFG | 08/27/2019 | 09/01/2020 | COOPER AMBULATORY OFF-SITES |  |  |  | 0012739567 | COLLEEN TEGELER | Preventative Maintenance | Closed | Josh Harris | 01/30/2018 | 01/30/2018 | PERFORMANCE ASSURANCE AT INVENTORY | INVENTORIED DEVICE AND ENSURED DEVICE WAS FUNCTIONING PROPERLY. | 218B7052-9252-4B56-A669-276289AFBE39 | Labor | 01/29/2018 | 01/29/2018 | Josh Harris
|  | CAREFUSION | ALARIS 8100 | MODULE, INFUSION PUMP |  | VOORHEES SURGERY CENTER-OPERATING ROOM | 900 Centennial Blvd | Suite E |  | 01/29/2018 |  | 1/29/28 |  |  | NO | YES |  |  |  |  | CAREFUSION 10752565 15122909 |  |  | Active |  | 99:99:99:99:99:99 |  | High Risk | 1Y:00-MFG | 08/14/2019 | 09/01/2020 | COOPER AMBULATORY OFF-SITES |  |  | SUITE E | 0012739534 | JENNIFER BOMBARO | Performance Verification | Closed | Josh Harris | 01/30/2018 | 01/30/2018 | INCOMING INVENTORY | DEVICE INVENTORIED | FBA356E0-5195-442F-A638-3EAD319F689A | Labor | 01/30/2018 | 01/30/2018 | Josh Harris
|  | CAREFUSION | ALARIS 8100 | MODULE, INFUSION PUMP |  | COOPER CANCER CENTER | MD Anderson Cancer Center |  |  | 01/29/2018 |  | 1/29/28 |  |  | NO | YES |  |  |  |  | CAREFUSION 10752575 15122875 |  |  | Active |  | 99:99:99:99:99:99 |  | High Risk | 1Y:00-MFG | 08/26/2019 | 09/01/2020 | COOPER AMBULATORY OFF-SITES |  |  |  | 0012739573 | COLLEEN TEGELER | Performance Verification | Closed | Josh Harris | 01/30/2018 | 01/30/2018 | INCOMING INVENTORY | DEVICE INVENTORIED | 0F12EAF9-C75A-49F5-B009-4A33979F157A | Labor | 01/30/2018 | 01/30/2018 | Josh Harris
|  | CAREFUSION | ALARIS 8100 | MODULE, INFUSION PUMP |  | VOORHEES SURGERY CENTER-HEM/ONC | 900 Centennial Blvd | Suite M |  | 01/29/2018 |  | 1/29/28 |  |  | NO | YES |  |  |  |  | CAREFUSION 10752574 15122956 |  |  | Active |  | 99:99:99:99:99:99 |  | High Risk | 1Y:00-MFG | 08/14/2019 | 09/01/2020 | COOPER AMBULATORY OFF-SITES |  |  | SUITE F | 0012739571 | MEGAN MCCAFFERTY | Performance Verification | Closed | Josh Harris | 01/30/2018 | 01/30/2018 | INCOMING INVENTORY | DEVICE INVENTORIED | 85EB1132-478D-4219-977B-5D171F47047F | Labor | 01/30/2018 | 01/30/2018 | Josh Harris
|  | CAREFUSION | ALARIS 8100 | MODULE, INFUSION PUMP |  | COOPER CANCER CENTER | MD Anderson Cancer Center |  |  | 01/29/2018 |  | 1/29/28 |  |  | NO | YES |  |  |  |  | CAREFUSION 10752573 15122961 |  |  | Active |  | 99:99:99:99:99:99 |  | High Risk | 1Y:00-MFG | 08/26/2019 | 09/01/2020 | COOPER AMBULATORY OFF-SITES |  |  |  | 0012739570 | COLLEEN TEGELER | Preventative Maintenance | Closed | Josh Harris | 01/30/2018 | 01/30/2018 | PERFORMANCE ASSURANCE AT INVENTORY | INVENTORIED DEVICE AND ENSURED DEVICE WAS FUNCTIONING PROPERLY. | CDC040C1-873D-4DA6-844B-E35034C0FCE6 | Labor | 01/29/2018 | 01/29/2018 | Josh Harris
|  | CAREFUSION | ALARIS 8100 | MODULE, INFUSION PUMP |  | VOORHEES SURGERY CENTER-HEM/ONC | 900 Centennial Blvd | Suite M |  | 01/29/2018 |  | 1/29/28 |  |  | NO | YES |  |  |  |  | CAREFUSION 10752569 15122305 |  |  | Active |  | 99:99:99:99:99:99 |  | High Risk | 1Y:00-MFG | 08/14/2019 | 09/01/2020 | COOPER AMBULATORY OFF-SITES |  |  | SUITE M | 0012739552 | MEGAN MCCAFFERTY | Preventative Maintenance | Closed | Josh Harris | 01/30/2018 | 01/30/2018 | PERFORMANCE ASSURANCE AT INVENTORY | INVENTORIED DEVICE AND ENSURED DEVICE WAS FUNCTIONING PROPERLY. | E75F65C6-D6BB-473B-B6D7-D5BD81F4387B | Labor | 01/29/2018 | 01/29/2018 | Josh Harris
|  | CAREFUSION | ALARIS 8100 | MODULE, INFUSION PUMP |  | VOORHEES SURGERY CENTER-OPERATING ROOM | 900 Centennial Blvd | Suite E |  | 01/29/2018 |  | 1/29/28 |  |  | NO | YES |  |  |  |  | CAREFUSION 10752567 15122905 |  |  | Active |  | 99:99:99:99:99:99 |  | High Risk | 1Y:00-MFG | 08/14/2019 | 09/01/2020 | COOPER AMBULATORY OFF-SITES |  |  | SUITE E | 0012739541 | JENNIFER BOMBARO | Performance Verification | Closed | Josh Harris | 01/30/2018 | 01/30/2018 | INCOMING INVENTORY | DEVICE INVENTORIED | 4219C25D-FF35-42E6-B665-3F8753A73FBD | Labor | 01/30/2018 | 01/30/2018 | Josh Harris
|  | CAREFUSION | ALARIS 8100 | MODULE, INFUSION PUMP |  | VOORHEES SURGERY CENTER-HEM/ONC | 900 Centennial Blvd | Suite F |  | 01/29/2018 |  | 1/29/28 |  |  | NO | YES |  |  |  |  | CAREFUSION 10752568 15122929 |  |  | Active |  | 99:99:99:99:99:99 |  | High Risk | 1Y:00-MFG | 08/14/2019 | 09/01/2020 | COOPER AMBULATORY OFF-SITES |  |  | SUITE F | 0012739547 | MEGAN MCCAFFERTY | Preventative Maintenance | Closed | Josh Harris | 01/30/2018 | 01/30/2018 | PERFORMANCE ASSURANCE AT INVENTORY | INVENTORIED DEVICE AND ENSURED DEVICE WAS FUNCTIONING PROPERLY. | 1FE1F6F8-4668-4B28-8A51-48D10452C565 | Labor | 01/29/2018 | 01/29/2018 | Josh Harris
|  | CAREFUSION | ALARIS 8100 | MODULE, INFUSION PUMP |  | VOORHEES SURGERY CENTER-OPERATING ROOM | 900 Centennial Blvd | Suite E |  | 01/29/2018 |  | 1/29/28 |  |  | NO | YES |  |  |  |  | CAREFUSION 10752564 15122299 |  |  | Active |  | 99:99:99:99:99:99 |  | High Risk | 1Y:00-MFG | 08/14/2019 | 09/01/2020 | COOPER AMBULATORY OFF-SITES |  |  | SUITE E | 0012739528 | JENNIFER BOMBARO | Preventative Maintenance | Closed | Josh Harris | 01/30/2018 | 01/30/2018 | PERFORMANCE ASSURANCE AT INVENTORY | INVENTORIED DEVICE AND ENSURED DEVICE WAS FUNCTIONING PROPERLY. | 4C076951-1D3E-4EE9-97A0-C83D3B0AA111 | Labor | 01/29/2018 | 01/29/2018 | Josh Harris
|  | CAREFUSION | ALARIS 8100 | MODULE, INFUSION PUMP |  | WILLINGBORO HEMATOLOGY/ONCOLOGY | 1000 Salem Rd |  |  | 01/29/2018 |  | 1/29/28 |  |  | NO | YES |  |  |  |  | CAREFUSION 10752566 15122285 |  |  | Active |  | 99:99:99:99:99:99 |  | High Risk | 1Y:00-MFG | 09/17/2019 | 09/01/2020 | COOPER AMBULATORY OFF-SITES |  |  |  | 0012739539 | ANN DENTON | Performance Verification | Closed | Josh Harris | 01/30/2018 | 01/30/2018 | INCOMING INVENTORY | DEVICE INVENTORIED | DB688A32-48AC-4B88-9B75-97B1095D56E4 | Labor | 01/30/2018 | 01/30/2018 | Josh Harris
|  | CAREFUSION | ALARIS 8100 | MODULE, INFUSION PUMP |  | VOORHEES SURGERY CENTER-HEM/ONC | 900 Centennial Blvd | Suite M |  | 01/29/2018 |  | 1/29/28 |  |  | NO | YES |  |  |  |  | CAREFUSION 10752562 15122879 |  |  | Active |  | 99:99:99:99:99:99 |  | High Risk | 1Y:00-MFG | 08/14/2019 | 09/01/2020 | COOPER AMBULATORY OFF-SITES |  |  | SUITE M | 0012739521 | MEGAN MCCAFFERTY | Performance Verification | Closed | Josh Harris | 01/30/2018 | 01/30/2018 | INCOMING INVENTORY | DEVICE INVENTORIED | 598ECC25-3CC9-42E1-A0E1-E73B7626A0AF | Labor | 01/30/2018 | 01/30/2018 | Josh Harris
|  | CAREFUSION | ALARIS 8100 | MODULE, INFUSION PUMP |  | VOORHEES SURGERY CENTER-HEM/ONC | 900 Centennial Blvd | Suite M |  | 01/29/2018 |  | 1/29/28 |  |  | NO | YES |  |  |  |  | CAREFUSION 10752563 15122289 |  |  | Active |  | 99:99:99:99:99:99 |  | High Risk | 1Y:00-MFG | 08/14/2019 | 09/01/2020 | COOPER AMBULATORY OFF-SITES |  |  | SUITE F | 0012739523 | MEGAN MCCAFFERTY | Performance Verification | Closed | Josh Harris | 01/30/2018 | 01/30/2018 | INCOMING INVENTORY | DEVICE INVENTORIED | 58A81272-D977-47C8-916C-D9F6176CDD9E | Labor | 01/30/2018 | 01/30/2018 | Josh Harris
|  | CAREFUSION | ALARIS 8100 | MODULE, INFUSION PUMP |  | COOPER CANCER CENTER | MD Anderson Cancer Center |  |  | 01/29/2018 |  | 1/29/28 |  |  | NO | YES |  |  |  |  | CAREFUSION 10752558 15122928 |  |  | Active |  | 99:99:99:99:99:99 |  | High Risk | 1Y:00-MFG | 08/26/2019 | 09/01/2020 | COOPER AMBULATORY OFF-SITES |  |  |  | 0012739496 | COLLEEN TEGELER | Performance Verification | Closed | Josh Harris | 01/30/2018 | 01/30/2018 | INCOMING INVENTORY | DEVICE INVENTORIED | 38258233-3A28-4592-B949-CE5E9B7B2E61 | Labor | 01/30/2018 | 01/30/2018 | Josh Harris
|  | CAREFUSION | ALARIS 8100 | MODULE, INFUSION PUMP |  | WILLINGBORO HEMATOLOGY/ONCOLOGY | 1000 Salem Rd |  |  | 01/29/2018 |  | 1/29/28 |  |  | NO | YES |  |  |  |  | CAREFUSION 10752556 15122255 |  |  | Active |  | 99:99:99:99:99:99 |  | High Risk | 1Y:00-MFG | 09/17/2019 | 09/01/2020 | COOPER AMBULATORY OFF-SITES |  |  |  | 0012739489 | ANN DENTON | Preventative Maintenance | Closed | Josh Harris | 01/30/2018 | 01/30/2018 | PERFORMANCE ASSURANCE AT INVENTORY | INVENTORIED DEVICE AND ENSURED DEVICE WAS FUNCTIONING PROPERLY. | 04DB3A7E-B5DC-4A8E-BA36-F30B45671220 | Labor | 01/29/2018 | 01/29/2018 | Josh Harris
|  | CAREFUSION | ALARIS 8100 | MODULE, INFUSION PUMP |  | BRACHFIELD MEDICAL ASSOCIATES-MEDICINE | 218 Sunset Rd |  |  | 01/29/2018 |  | 1/29/28 |  |  | NO | YES |  |  |  |  | CAREFUSION 10752560 15122998 |  |  | Active |  | 99:99:99:99:99:99 |  | High Risk | 1Y:00-MFG | 09/11/2019 | 09/01/2020 | COOPER AMBULATORY OFF-SITES |  |  |  | 0012739519 | CATHY CRAWFORD | Performance Verification | Closed | Josh Harris | 01/30/2018 | 01/30/2018 | INCOMING INVENTORY | DEVICE INVENTORIED | 2F474A83-02A0-478E-8167-7C7CB126BE1C | Labor | 01/30/2018 | 01/30/2018 | Josh Harris
|  | CAREFUSION | ALARIS 8100 | MODULE, INFUSION PUMP |  | COOPER CANCER CENTER | MD Anderson Cancer Center |  |  | 01/29/2018 |  | 1/29/28 |  |  | NO | YES |  |  |  |  | CAREFUSION 10752559 15122992 |  |  | Active |  | 99:99:99:99:99:99 |  | High Risk | 1Y:00-MFG | 08/26/2019 | 09/01/2020 | COOPER AMBULATORY OFF-SITES |  |  |  | 0012739517 | COLLEEN TEGELER | Performance Verification | Closed | Josh Harris | 01/30/2018 | 01/30/2018 | INCOMING INVENTORY | DEVICE INVENTORIED | 1005E785-74FD-4036-83DC-4213791209FF | Labor | 01/30/2018 | 01/30/2018 | Josh Harris
|  | CAREFUSION | ALARIS 8100 | MODULE, INFUSION PUMP |  | VOORHEES SURGERY CENTER-OPERATING ROOM | 900 Centennial Blvd | Suite E |  | 01/29/2018 |  | 1/29/28 |  |  | NO | YES |  |  |  |  | CAREFUSION 10752557 15122955 |  |  | Active |  | 99:99:99:99:99:99 |  | High Risk | 1Y:00-MFG | 08/14/2019 | 09/01/2020 | COOPER AMBULATORY OFF-SITES |  |  | SUITE E | 0012739494 | JENNIFER BOMBARO | Preventative Maintenance | Closed | Josh Harris | 01/30/2018 | 01/30/2018 | PERFORMANCE ASSURANCE AT INVENTORY | INVENTORIED DEVICE AND ENSURED DEVICE WAS FUNCTIONING PROPERLY. | B7298984-43BA-4808-850D-7E9D960EFC3C | Labor | 01/29/2018 | 01/29/2018 | Josh Harris
|  | CAREFUSION | ALARIS 8100 | MODULE, INFUSION PUMP |  | VOORHEES SURGERY CENTER-HEM/ONC | 900 Cenntenial | Suite F |  | 01/29/2018 |  | 1/29/28 |  |  | NO | YES |  |  |  |  | CAREFUSION 10752555 15122252 |  |  | Active |  | 99:99:99:99:99:99 |  | High Risk | 1Y:00-MFG | 08/14/2019 | 09/01/2020 | COOPER AMBULATORY OFF-SITES |  |  | SUITE M | 0012739484 | MEGAN MCCAFFERTY | Preventative Maintenance | Closed | Josh Harris | 01/30/2018 | 01/30/2018 | PERFORMANCE ASSURANCE AT INVENTORY | INVENTORIED DEVICE AND ENSURED DEVICE WAS FUNCTIONING PROPERLY. | AAED773C-F0E9-4B80-9A07-BB19AC2BD9F8 | Labor | 01/29/2018 | 01/29/2018 | Josh Harris
|  | CAREFUSION | ALARIS 8100 | MODULE, INFUSION PUMP |  | COOPER CANCER CENTER | MD Anderson Cancer Center |  |  | 01/29/2018 |  | 1/29/28 |  |  | NO | YES |  |  |  |  | CAREFUSION 10752553 15124060 |  |  | Active |  | 99:99:99:99:99:99 |  | High Risk | 1Y:00-MFG | 08/26/2019 | 09/01/2020 | COOPER AMBULATORY OFF-SITES |  |  |  | 0012739477 | COLLEEN TEGELER | Preventative Maintenance | Closed | Josh Harris | 01/30/2018 | 01/30/2018 | PERFORMANCE ASSURANCE AT INVENTORY | INVENTORIED DEVICE AND ENSURED DEVICE WAS FUNCTIONING PROPERLY. | 8D00D3E2-6B4F-41C4-A13E-8BB4A59A5BF9 | Labor | 01/29/2018 | 01/29/2018 | Josh Harris
|  | CAREFUSION | ALARIS 8100 | MODULE, INFUSION PUMP |  | COOPER CANCER CENTER | MD Anderson Cancer Center |  |  | 01/29/2018 |  | 1/29/28 |  |  | NO | YES |  |  |  |  | CAREFUSION 10752554 15124084 |  |  | Active |  | 99:99:99:99:99:99 |  | High Risk | 1Y:00-MFG | 08/26/2019 | 09/01/2020 | COOPER AMBULATORY OFF-SITES |  |  |  | 0012739478 | COLLEEN TEGELER | Performance Verification | Closed | Josh Harris | 01/30/2018 | 01/30/2018 | INCOMING INVENTORY | DEVICE INVENTORIED | 01C4DBCB-2742-4AB9-AD05-0C36241C8DD4 | Labor | 01/30/2018 | 01/30/2018 | Josh Harris
|  | CAREFUSION | ALARIS 8100 | MODULE, INFUSION PUMP |  |  | Kelemen | [7 empty] | NO | YES
|  | CAREFUSION | ALARIS 8100 | MODULE, INFUSION PUMP |  |  | Pavilion | [7 empty] | NO | YES
|  | CAREFUSION | ALARIS 8100 | MODULE, INFUSION PUMP |  |  | Kelemen | [7 empty] | NO | YES
|  | CAREFUSION | ALARIS 8100 | MODULE, INFUSION PUMP |  |  | Kelemen | [7 empty] | NO | YES
|  | CAREFUSION | ALARIS 8100 | MODULE, INFUSION PUMP |  | VOORHEES SURGERY CENTER-HEM/ONC | 900 Cenntenial | Suite F |  | 06/16/2016 |  | 6/16/26 |  |  | NO | YES |  |  |  |  | CAREFUSION 10505228 14647127 |  |  | Active |  | 99:99:99:99:99:99 |  | High Risk | 1Y:00-MFG | 08/14/2019 | 09/01/2020 | COOPER AMBULATORY OFF-SITES |  |  | SUITE F |  | MEGAN MCCAFFERTY
|  | CAREFUSION | ALARIS 8100 | MODULE, INFUSION PUMP |  | VOORHEES SURGERY CENTER-HEM/ONC | 900 Centennial Blvd | Suite M |  | 06/16/2016 |  | 6/16/26 |  |  | NO | YES |  |  |  |  | CAREFUSION 10505226 14647116 |  |  | Active |  | 99:99:99:99:99:99 |  | High Risk | 1Y:00-MFG | 08/14/2019 | 09/01/2020 | COOPER AMBULATORY OFF-SITES |  |  | SUITE M |  | MEGAN MCCAFFERTY
|  | CAREFUSION | ALARIS 8100 | MODULE, INFUSION PUMP |  | VOORHEES SURGERY CENTER-HEM/ONC | 900 Centennial Blvd | Suite M |  | 06/16/2016 |  | 6/16/26 |  |  | NO | YES |  |  |  |  | CAREFUSION 10505213 14647126 |  |  | Active |  | 99:99:99:99:99:99 |  | High Risk | 1Y:00-MFG | 08/14/2019 | 09/01/2020 | COOPER AMBULATORY OFF-SITES |  |  | SUITE M |  | MEGAN MCCAFFERTY
|  | CAREFUSION | ALARIS 8100 | MODULE, INFUSION PUMP |  | VOORHEES SURGERY CENTER-HEM/ONC | 900 Cenntenial | Suite F |  | 06/16/2016 |  | 6/16/26 |  |  | NO | YES |  |  |  |  | CAREFUSION 10505220 14647110 |  |  | Active |  | 99:99:99:99:99:99 |  | High Risk | 1Y:00-MFG | 08/14/2019 | 09/01/2020 | COOPER AMBULATORY OFF-SITES |  |  | SUITE F |  | MEGAN MCCAFFERTY
|  | CAREFUSION | ALARIS 8100 | MODULE, INFUSION PUMP |  | COOPER CANCER CENTER | MD Anderson Cancer Center |  |  | 06/16/2016 |  | 6/16/26 |  |  | NO | YES |  |  |  |  | CAREFUSION 10505222 14644478 |  |  | Active |  | 99:99:99:99:99:99 |  | High Risk | 1Y:00-MFG | 08/26/2019 | 09/01/2020 | COOPER AMBULATORY OFF-SITES |  |  |  |  | COLLEEN TEGELER
|  | CAREFUSION | ALARIS 8100 | MODULE, INFUSION PUMP |  | COOPER CANCER CENTER | MD Anderson Cancer Center |  |  | 06/16/2016 |  | 6/16/26 |  |  | NO | YES |  |  |  |  | CAREFUSION 10505219 14647121 |  |  | Active |  | 99:99:99:99:99:99 |  | High Risk | 1Y:00-MFG | 08/26/2019 | 09/01/2020 | COOPER AMBULATORY OFF-SITES |  |  |  |  | COLLEEN TEGELER
|  | CAREFUSION | ALARIS 8100 | MODULE, INFUSION PUMP |  | COOPER CANCER CENTER | MD Anderson Cancer Center |  |  | 06/16/2016 |  | 6/16/26 |  |  | NO | YES |  |  |  |  | CAREFUSION 10505217 14644471 |  |  | Active |  | 99:99:99:99:99:99 |  | High Risk | 1Y:00-MFG | 08/26/2019 | 09/01/2020 | COOPER AMBULATORY OFF-SITES |  |  |  |  | COLLEEN TEGELER
|  | CAREFUSION | ALARIS 8100 | MODULE, INFUSION PUMP |  | VOORHEES SURGERY CENTER-HEM/ONC | 900 Centennial Blvd | Suite M |  | 06/16/2016 |  | 6/16/26 |  |  | NO | YES |  |  |  |  | CAREFUSION 10505216 14647026 |  |  | Active |  | 99:99:99:99:99:99 |  | High Risk | 1Y:00-MFG | 08/14/2019 | 09/01/2020 | COOPER AMBULATORY OFF-SITES |  |  | SUITE M |  | MEGAN MCCAFFERTY
|  | CAREFUSION | ALARIS 8100 | MODULE, INFUSION PUMP |  | COOPER CANCER CENTER | MD Anderson Cancer Center |  |  | 06/16/2016 |  | 6/16/26 |  |  | NO | YES |  |  |  |  | CAREFUSION 10505214 14647150 |  |  | Active |  | 99:99:99:99:99:99 |  | High Risk | 1Y:00-MFG | 08/26/2019 | 09/01/2020 | COOPER AMBULATORY OFF-SITES |  |  |  |  | COLLEEN TEGELER
|  | CAREFUSION | ALARIS 8100 | MODULE, INFUSION PUMP |  | COOPER CANCER CENTER | MD Anderson Cancer Center |  |  | 06/16/2016 |  | 6/16/26 |  |  | NO | YES |  |  |  |  | CAREFUSION 10505211 14647120 |  |  | Active |  | 99:99:99:99:99:99 |  | High Risk | 1Y:00-MFG | 08/26/2019 | 09/01/2020 | COOPER AMBULATORY OFF-SITES |  |  |  |  | COLLEEN TEGELER
|  | CAREFUSION | ALARIS 8100 | MODULE, INFUSION PUMP |  | COOPER CANCER CENTER | MD Anderson Cancer Center |  |  | 06/16/2016 |  | 6/16/26 |  |  | NO | YES |  |  |  |  | CAREFUSION 10505207 14647111 |  |  | Active |  | 99:99:99:99:99:99 |  | High Risk | 1Y:00-MFG | 08/26/2019 | 09/01/2020 | COOPER AMBULATORY OFF-SITES |  |  |  |  | COLLEEN TEGELER
|  | CAREFUSION | ALARIS 8100 | MODULE, INFUSION PUMP |  | VOORHEES SURGERY CENTER-HEM/ONC | 900 Centennial Blvd | Suite F |  | 06/16/2016 |  | 6/16/26 |  |  | NO | YES |  |  |  |  | CAREFUSION 10505208 14647018 |  |  | Active |  | 99:99:99:99:99:99 |  | High Risk | 1Y:00-MFG | 08/14/2019 | 09/01/2020 | COOPER AMBULATORY OFF-SITES |  |  | SUITE M |  | MEGAN MCCAFFERTY
|  | CAREFUSION | ALARIS 8100 | MODULE, INFUSION PUMP |  | VOORHEES SURGERY CENTER-OPERATING ROOM | 900 Centennial Blvd | Suite E |  | 06/16/2016 |  | 6/16/26 |  |  | NO | YES |  |  |  |  | CAREFUSION 10505205 14647113 |  |  | Active |  | 99:99:99:99:99:99 |  | High Risk | 1Y:00-MFG | 08/14/2019 | 09/01/2020 | COOPER AMBULATORY OFF-SITES |  |  | SUITE E |  | JENNIFER BOMBARO
|  | CAREFUSION | ALARIS 8100 | MODULE, INFUSION PUMP |  | WILLINGBORO HEMATOLOGY/ONCOLOGY | 1000 Salem Rd |  |  | 06/16/2016 |  | 6/16/26 |  |  | NO | YES |  |  |  |  | CAREFUSION 10505204 14647145 |  |  | Active |  | 99:99:99:99:99:99 |  | High Risk | 1Y:00-MFG | 09/17/2019 | 09/01/2020 | COOPER AMBULATORY OFF-SITES |  |  |  |  | ANN DENTON
|  | CAREFUSION | ALARIS 8100 | MODULE, INFUSION PUMP |  | SPD | Kelemen |  |  | 06/16/2016 |  | 6/16/26 |  |  | NO | YES |  |  |  |  | CAREFUSION 10505201 14647118 |  |  | Active |  | 99:99:99:99:99:99 |  | High Risk | 1Y:00-MFG | 02/07/2019 | 02/01/2020 | COOPER UNIVERSITY HOSPITAL |  |  | Performance Verification |  | David Frye
|  | CAREFUSION | ALARIS 8100 | MODULE, INFUSION PUMP |  | VOORHEES SURGERY CENTER-HEM/ONC | 900 Centennial Blvd | Suite M |  | 06/16/2016 |  | 6/16/26 |  |  | NO | YES |  |  |  |  | CAREFUSION 10505198 14647117 |  |  | Active |  | 99:99:99:99:99:99 |  | High Risk | 1Y:00-MFG | 08/14/2019 | 09/01/2020 | COOPER AMBULATORY OFF-SITES |  |  | SUITE M |  | MEGAN MCCAFFERTY
|  | CAREFUSION | ALARIS 8100 | MODULE, INFUSION PUMP |  | COOPER CANCER CENTER | MD Anderson Cancer Center |  |  | 06/16/2016 |  | 6/16/26 |  |  | NO | YES |  |  |  |  | CAREFUSION 10505199 14647149 |  |  | Active |  | 99:99:99:99:99:99 |  | High Risk | 1Y:00-MFG | 08/26/2019 | 09/01/2020 | COOPER AMBULATORY OFF-SITES |  |  |  |  | COLLEEN TEGELER
|  | CAREFUSION | ALARIS 8100 | MODULE, INFUSION PUMP |  | COOPER CANCER CENTER | MD Anderson Cancer Center |  |  | 06/16/2016 |  | 6/16/26 |  |  | NO | YES |  |  |  |  | CAREFUSION 10505196 14647114 |  |  | Active |  | 99:99:99:99:99:99 |  | High Risk | 1Y:00-MFG | 08/26/2019 | 09/01/2020 | COOPER AMBULATORY OFF-SITES |  |  |  |  | COLLEEN TEGELER
|  | CAREFUSION | ALARIS 8100 | MODULE, INFUSION PUMP |  | COOPER CANCER CENTER | MD Anderson Cancer Center |  |  | 06/16/2016 |  | 6/16/26 |  |  | NO | YES |  |  |  |  | CAREFUSION 10505195 14647125 |  |  | Active |  | 99:99:99:99:99:99 |  | High Risk | 1Y:00-MFG | 08/26/2019 | 09/01/2020 | COOPER AMBULATORY OFF-SITES |  |  |  |  | COLLEEN TEGELER
|  | CAREFUSION | ALARIS 8100 | MODULE, INFUSION PUMP |  | VOORHEES SURGERY CENTER-OPERATING ROOM | 900 Centennial Blvd | Suite E |  | 06/16/2016 |  | 6/16/26 |  |  | NO | YES |  |  |  |  | CAREFUSION 10505193 14643232 |  |  | Active |  | 99:99:99:99:99:99 |  | High Risk | 1Y:00-MFG | 08/14/2019 | 09/01/2020 | COOPER AMBULATORY OFF-SITES |  |  | SUITE E |  | JENNIFER BOMBARO
|  | CAREFUSION | ALARIS 8100 | MODULE, INFUSION PUMP |  | COOPER DIGESTIVE HEALTH-ENDOSCOPY | 501 Fellowship Rd |  |  | 06/16/2016 |  | 6/16/26 |  |  | NO | YES |  |  |  |  | CAREFUSION 10505191 14641438 |  |  | Active |  | 99:99:99:99:99:99 |  | High Risk | 1Y:00-MFG | 09/26/2019 | 09/01/2020 | COOPER AMBULATORY OFF-SITES |  |  |  |  | JEANNE GREER
|  | CAREFUSION | ALARIS 8100 | MODULE, INFUSION PUMP |  | COOPER DIGESTIVE HEALTH-ENDOSCOPY | 501 Fellowship Rd |  |  | 06/16/2016 |  | 6/16/26 |  |  | NO | YES |  |  |  |  | CAREFUSION 10505192 14641417 |  |  | Active |  | 99:99:99:99:99:99 |  | High Risk | 1Y:00-MFG | 09/26/2019 | 09/01/2020 | COOPER AMBULATORY OFF-SITES |  |  |  |  | JEANNE GREER
|  | CAREFUSION | ALARIS 8100 | MODULE, INFUSION PUMP |  | SPD | Kelemen |  |  | 06/16/2016 |  | 6/16/26 |  |  | NO | YES |  |  |  |  | CAREFUSION 10505187 14640920 |  |  | Active |  | 99:99:99:99:99:99 |  | High Risk | 1Y:00-MFG | 01/21/2019 | 02/01/2020 | COOPER UNIVERSITY HOSPITAL |  |  |  |  | David Frye
|  | CAREFUSION | ALARIS 8100 | MODULE, INFUSION PUMP |  | SPD | Pavilion |  |  | 06/16/2016 |  | 6/16/26 |  |  | NO | YES |  |  |  |  | CAREFUSION 10505188 14641453 |  |  | Active |  | 99:99:99:99:99:99 |  | High Risk | 1Y:00-MFG | 01/25/2019 | 02/01/2020 | COOPER UNIVERSITY HOSPITAL |  |  |  |  | David Frye
|  | CAREFUSION | ALARIS 8100 | MODULE, INFUSION PUMP |  | SPD | Pavilion |  |  | 06/16/2016 |  | 6/16/26 |  |  | NO | YES |  |  |  |  | CAREFUSION 10505189 14641455 |  |  | Active |  | 99:99:99:99:99:99 |  | High Risk | 1Y:00-MFG | 02/13/2019 | 02/01/2020 | COOPER UNIVERSITY HOSPITAL |  |  |  |  | David Frye
|  | CAREFUSION | ALARIS 8100 | MODULE, INFUSION PUMP |  | COOPER CANCER CENTER | Kelemen |  |  | 06/16/2016 |  | 6/16/26 |  |  | NO | YES |  |  |  |  | CAREFUSION 10505190 14641410 |  |  | Active |  | 99:99:99:99:99:99 |  | High Risk | 1Y:00-MFG | 09/01/2019 | 09/01/2020 | COOPER AMBULATORY OFF-SITES |  |  |  |  | COLLEEN TEGELER
|  | CAREFUSION | ALARIS 8100 | MODULE, INFUSION PUMP |  | COOPER DIGESTIVE HEALTH-ENDOSCOPY | 501 Fellowship Rd |  |  | 06/16/2016 |  | 6/16/26 |  |  | NO | YES |  |  |  |  | CAREFUSION 10505186 14640943 |  |  | Active |  | 99:99:99:99:99:99 |  | High Risk | 1Y:00-MFG | 09/26/2019 | 09/01/2020 | COOPER AMBULATORY OFF-SITES |  |  | L3-INFUSION |  | JEANNE GREER
|  | CAREFUSION | ALARIS 8100 | MODULE, INFUSION PUMP |  | BRACHFIELD MEDICAL ASSOCIATES-MEDICINE | 218 Sunset Rd |  |  | 06/16/2016 |  | 6/16/26 |  |  | NO | YES |  |  |  |  | CAREFUSION 10505185 14640919 |  |  | Active |  | 99:99:99:99:99:99 |  | High Risk | 1Y:00-MFG | 09/11/2019 | 09/01/2020 | COOPER AMBULATORY OFF-SITES |  |  |  |  | CATHY CRAWFORD
|  | CAREFUSION | ALARIS 8100 | MODULE, INFUSION PUMP |  | SPD | Pavilion |  |  | 06/16/2016 |  | 6/16/26 |  |  | NO | YES |  |  |  |  | CAREFUSION 10505181 14640948 |  |  | Active |  | 99:99:99:99:99:99 |  | High Risk | 1Y:00-MFG | 01/21/2019 | 02/01/2020 | COOPER UNIVERSITY HOSPITAL |  |  |  |  | David Frye
|  | CAREFUSION | ALARIS 8100 | MODULE, INFUSION PUMP |  | SPD | Kelemen |  |  | 06/16/2016 |  | 6/16/26 |  |  | NO | YES |  |  |  |  | CAREFUSION 10505182 14641352 |  |  | Active |  | 99:99:99:99:99:99 |  | High Risk | 1Y:00-MFG | 01/21/2019 | 02/01/2020 | COOPER UNIVERSITY HOSPITAL |  |  |  |  | David Frye
|  | CAREFUSION | ALARIS 8100 | MODULE, INFUSION PUMP |  | COOPER DIGESTIVE HEALTH-ENDOSCOPY | 501 Fellowship Rd |  |  | 06/16/2016 |  | 6/16/26 |  |  | NO | YES |  |  |  |  | CAREFUSION 10505183 14641210 |  |  | Active |  | 99:99:99:99:99:99 |  | High Risk | 1Y:00-MFG | 09/26/2019 | 09/01/2020 | COOPER AMBULATORY OFF-SITES |  |  |  |  | JEANNE GREER
|  | CAREFUSION | ALARIS 8100 | MODULE, INFUSION PUMP |  | VOORHEES SURGERY CENTER-HEM/ONC | 900 Centennial Blvd | Suite M |  | 06/16/2016 |  | 6/16/26 |  |  | NO | YES |  |  |  |  | CAREFUSION 10505180 14640951 |  |  | Active |  | 99:99:99:99:99:99 |  | High Risk | 1Y:00-MFG | 08/14/2019 | 09/01/2020 | COOPER AMBULATORY OFF-SITES |  |  | SUITE F |  | MEGAN MCCAFFERTY
|  | CAREFUSION | ALARIS 8100 | MODULE, INFUSION PUMP |  | SPD | Kelemen |  |  | 06/16/2016 |  | 6/16/26 |  |  | NO | YES |  |  |  |  | CAREFUSION 10505178 14640936 |  |  | Active |  | 99:99:99:99:99:99 |  | High Risk | 1Y:00-MFG | 03/01/2019 | 02/01/2020 | COOPER UNIVERSITY HOSPITAL |  |  |  |  | David Frye
|  | CAREFUSION | ALARIS 8100 | MODULE, INFUSION PUMP |  | SPD | Dorrance |  |  | 06/16/2016 |  | 6/16/26 |  |  | NO | YES |  |  |  |  | CAREFUSION 10505179 14641358 |  |  | Active |  | 99:99:99:99:99:99 |  | High Risk | 1Y:00-MFG | 02/26/2019 | 02/01/2020 | COOPER UNIVERSITY HOSPITAL |  |  |  |  | David Frye
|  | CAREFUSION | ALARIS 8100 | MODULE, INFUSION PUMP |  | SPD | Kelemen |  |  | 06/16/2016 |  | 6/16/26 |  |  | NO | YES |  |  |  |  | CAREFUSION 10505177 14640922 |  |  | Active |  | 99:99:99:99:99:99 |  | High Risk | 1Y:00-MFG | 02/06/2019 | 02/01/2020 | COOPER UNIVERSITY HOSPITAL |  |  |  |  | David Frye
|  | CAREFUSION | ALARIS 8100 | MODULE, INFUSION PUMP |  | SPD | Kelemen |  |  | 06/16/2016 |  | 6/16/26 |  |  | NO | YES |  |  |  |  | CAREFUSION 10505176 14640933 |  |  | Active |  | 99:99:99:99:99:99 |  | High Risk | 1Y:00-MFG | 01/16/2019 | 02/01/2020 | COOPER UNIVERSITY HOSPITAL |  |  |  |  | David Frye
|  | CAREFUSION | ALARIS 8100 | MODULE, INFUSION PUMP |  | SPD | Kelemen |  |  | 06/16/2016 |  | 6/16/26 |  |  | NO | YES |  |  |  |  | CAREFUSION 10505175 14640929 |  |  | Active |  | 99:99:99:99:99:99 |  | High Risk | 1Y:00-MFG | 01/23/2019 | 02/01/2020 | COOPER UNIVERSITY HOSPITAL |  |  |  |  | David Frye
|  | CAREFUSION | ALARIS 8100 | MODULE, INFUSION PUMP |  | SPD | Kelemen |  |  | 06/16/2016 |  | 6/16/26 |  |  | NO | YES |  |  |  |  | CAREFUSION 10505172 14604823 |  |  | Active |  | 99:99:99:99:99:99 |  | High Risk | 1Y:00-MFG | 01/07/2019 | 02/01/2020 | COOPER UNIVERSITY HOSPITAL |  |  |  |  | David Frye
|  | CAREFUSION | ALARIS 8100 | MODULE, INFUSION PUMP |  | SPD | Kelemen | Basement |  | 06/16/2016 |  | 6/16/26 |  |  | NO | YES |  |  |  |  | CAREFUSION 10505173 14640935 |  |  | Active |  | 99:99:99:99:99:99 |  | High Risk | 1Y:00-MFG | 02/14/2019 | 02/01/2020 | COOPER UNIVERSITY HOSPITAL |  |  |  |  | David Frye
|  | CAREFUSION | ALARIS 8100 | MODULE, INFUSION PUMP |  | SPD | Kelemen |  |  | 06/16/2016 |  | 6/16/26 |  |  | NO | YES |  |  |  |  | CAREFUSION 10505168 14641204 |  |  | Active |  | 99:99:99:99:99:99 |  | High Risk | 1Y:00-MFG | 01/14/2019 | 02/01/2020 | COOPER UNIVERSITY HOSPITAL |  |  | Performance Verification |  | David Frye
|  | CAREFUSION | ALARIS 8100 | MODULE, INFUSION PUMP |  | COOPER CANCER CENTER | MD Anderson Cancer Center |  |  | 06/16/2016 |  | 6/16/26 |  |  | NO | YES |  |  |  |  | CAREFUSION 10505169 14640930 |  |  | Active |  | 99:99:99:99:99:99 |  | High Risk | 1Y:00-MFG | 08/26/2019 | 09/01/2020 | COOPER AMBULATORY OFF-SITES |  |  |  |  | COLLEEN TEGELER
|  | CAREFUSION | ALARIS 8100 | MODULE, INFUSION PUMP |  | SPD | Pavilion |  |  | 06/16/2016 |  | 6/16/26 |  |  | NO | YES |  |  |  |  | CAREFUSION 10505170 14640913 |  |  | Active |  | 99:99:99:99:99:99 |  | High Risk | 1Y:00-MFG | 02/07/2019 | 02/01/2020 | COOPER UNIVERSITY HOSPITAL |  |  | Performance Verification |  | David Frye
|  | CAREFUSION | ALARIS 8100 | MODULE, INFUSION PUMP |  | SPD | Pavilion |  |  | 06/16/2016 |  | 6/16/26 |  |  | NO | YES |  |  |  |  | CAREFUSION 10505167 14640911 |  |  | Active |  | 99:99:99:99:99:99 |  | High Risk | 1Y:00-MFG | 01/28/2019 | 02/01/2020 | COOPER UNIVERSITY HOSPITAL |  |  | Performance Verification |  | David Frye
|  | CAREFUSION | ALARIS 8100 | MODULE, INFUSION PUMP |  | SPD | Dorrance |  |  | 06/16/2016 |  | 6/16/26 |  |  | NO | YES |  |  |  |  | CAREFUSION 10505166 14640878 |  |  | Active |  | 99:99:99:99:99:99 |  | High Risk | 1Y:00-MFG | 01/17/2019 | 02/01/2020 | COOPER UNIVERSITY HOSPITAL |  |  | Performance Verification |  | David Frye
|  | CAREFUSION | ALARIS 8100 | MODULE, INFUSION PUMP |  | SPD | Pavilion |  |  | 06/16/2016 |  | 6/16/26 |  |  | NO | YES |  |  |  |  | CAREFUSION 10505165 14640941 |  |  | Active |  | 99:99:99:99:99:99 |  | High Risk | 1Y:00-MFG | 09/25/2018 | 12/01/2019 | COOPER UNIVERSITY HOSPITAL |  |  |  |  | David Frye
|  | CAREFUSION | ALARIS 8100 | MODULE, INFUSION PUMP |  | SPD | Kelemen |  |  | 06/16/2016 |  | 6/16/26 |  |  | NO | YES |  |  |  |  | CAREFUSION 10505164 14640944 |  |  | Active |  | 99:99:99:99:99:99 |  | High Risk | 1Y:00-MFG | 02/04/2019 | 02/01/2020 | COOPER UNIVERSITY HOSPITAL |  |  |  |  | David Frye
|  | CAREFUSION | ALARIS 8100 | MODULE, INFUSION PUMP |  | SPD | Kelemen |  |  | 06/16/2016 |  | 6/16/26 |  |  | NO | YES |  |  |  |  | CAREFUSION 10505161 14641416 |  |  | Active |  | 99:99:99:99:99:99 |  | High Risk | 1Y:00-MFG | 02/19/2019 | 02/01/2020 | COOPER UNIVERSITY HOSPITAL |  |  |  |  | David Frye
|  | CAREFUSION | ALARIS 8100 | MODULE, INFUSION PUMP |  | SPD | Pavilion |  |  | 06/16/2016 |  | 6/16/26 |  |  | NO | YES |  |  |  |  | CAREFUSION 10505162 14641419 |  |  | Active |  | 99:99:99:99:99:99 |  | High Risk | 1Y:00-MFG | 02/06/2019 | 02/01/2020 | COOPER UNIVERSITY HOSPITAL |  |  |  |  | David Frye
|  | CAREFUSION | ALARIS 8100 | MODULE, INFUSION PUMP |  | VOORHEES SURGERY CENTER-HEM/ONC | 900 Centennial Blvd | Suite F |  | 11/06/2015 |  | 11/6/25 |  |  | NO | YES |  |  |  |  | CAREFUSION 10480069 14479402 |  |  | Active |  | 99:99:99:99:99:99 |  | High Risk | 1Y:00-MFG | 08/14/2019 | 09/01/2020 | COOPER AMBULATORY OFF-SITES |  |  | SUITE F |  | MEGAN MCCAFFERTY
|  | CAREFUSION | ALARIS 8100 | MODULE, INFUSION PUMP |  | COOPER CANCER CENTER | MD Anderson Cancer Center |  |  | 11/06/2015 |  | 11/6/25 |  |  | NO | YES |  |  |  |  | CAREFUSION 10480067 14479380 |  |  | Active |  | 99:99:99:99:99:99 |  | High Risk | 1Y:00-MFG | 08/26/2019 | 09/01/2020 | COOPER AMBULATORY OFF-SITES |  |  |  |  | COLLEEN TEGELER
|  | CAREFUSION | ALARIS 8100 | MODULE, INFUSION PUMP |  | COOPER CANCER CENTER | MD Anderson Cancer Center |  |  | 11/06/2015 |  | 11/6/25 |  |  | NO | YES |  |  |  |  | CAREFUSION 10480068 14479452 |  |  | Active |  | 99:99:99:99:99:99 |  | High Risk | 1Y:00-MFG | 08/26/2019 | 09/01/2020 | COOPER AMBULATORY OFF-SITES |  |  |  |  | COLLEEN TEGELER
|  | CAREFUSION | ALARIS 8100 | MODULE, INFUSION PUMP |  | SPD | Kelemen |  |  | 11/06/2015 |  | 11/6/25 |  |  | NO | YES |  |  |  |  | CAREFUSION 10480059 14479497 |  |  | Active |  | 99:99:99:99:99:99 |  | High Risk | 1Y:00-MFG | 01/24/2019 | 02/01/2020 | COOPER UNIVERSITY HOSPITAL |  |  |  |  | David Frye
|  | CAREFUSION | ALARIS 8100 | MODULE, INFUSION PUMP |  | VOORHEES SURGERY CENTER-HEM/ONC | 900 Centennial Blvd | Suite M |  | 11/06/2015 |  | 11/6/25 |  |  | NO | YES |  |  |  |  | CAREFUSION 10480056 14479506 |  |  | Active |  | 99:99:99:99:99:99 |  | High Risk | 1Y:00-MFG | 08/14/2019 | 09/01/2020 | COOPER AMBULATORY OFF-SITES |  |  | SUITE M |  | MEGAN MCCAFFERTY
|  | CAREFUSION | ALARIS 8100 | MODULE, INFUSION PUMP |  | WILLINGBORO HEMATOLOGY/ONCOLOGY | 1000 Salem Rd |  |  | 11/06/2015 |  | 11/6/25 |  |  | NO | YES |  |  |  |  | CAREFUSION 10480054 14479379 |  |  | Active |  | 99:99:99:99:99:99 |  | High Risk | 1Y:00-MFG | 09/17/2019 | 09/01/2020 | COOPER AMBULATORY OFF-SITES |  |  |  |  | ANN DENTON
|  | CAREFUSION | ALARIS 8100 | MODULE, INFUSION PUMP |  | VOORHEES SURGERY CENTER-HEM/ONC | 900 Centennial Blvd | Suite F |  | 11/06/2015 |  | 11/6/25 |  |  | NO | YES |  |  |  |  | CAREFUSION 10480055 14479507 |  |  | Active |  | 99:99:99:99:99:99 |  | High Risk | 1Y:00-MFG | 08/14/2019 | 09/01/2020 | COOPER AMBULATORY OFF-SITES |  |  | SUITE F |  | MEGAN MCCAFFERTY
|  | CAREFUSION | ALARIS 8100 | MODULE, INFUSION PUMP |  | WILLINGBORO HEMATOLOGY/ONCOLOGY | 1000 Salem Rd |  |  | 11/06/2015 |  | 11/6/25 |  |  | NO | YES |  |  |  |  | CAREFUSION 10480053 14479366 |  |  | Active |  | 99:99:99:99:99:99 |  | High Risk | 1Y:00-MFG | 09/17/2019 | 09/01/2020 | COOPER AMBULATORY OFF-SITES |  |  |  |  | ANN DENTON
|  | CAREFUSION | ALARIS 8100 | MODULE, INFUSION PUMP |  | COOPER CANCER CENTER | MD Anderson Cancer Center |  |  | 11/06/2015 |  | 11/6/25 |  |  | NO | YES |  |  |  |  | CAREFUSION 10480052 14479467 |  |  | Active |  | 99:99:99:99:99:99 |  | High Risk | 1Y:00-MFG | 08/26/2019 | 09/01/2020 | COOPER AMBULATORY OFF-SITES |  |  |  |  | COLLEEN TEGELER
|  | CAREFUSION | ALARIS 8100 | MODULE, INFUSION PUMP |  | COOPER CANCER CENTER | MD Anderson Cancer Center |  |  | 11/06/2015 |  | 11/6/25 |  |  | NO | YES |  |  |  |  | CAREFUSION 10480048 14479539 |  |  | Active |  | 99:99:99:99:99:99 |  | High Risk | 1Y:00-MFG | 08/26/2019 | 09/01/2020 | COOPER AMBULATORY OFF-SITES |  |  |  |  | COLLEEN TEGELER
|  | CAREFUSION | ALARIS 8100 | MODULE, INFUSION PUMP |  | SPD | Pavilion |  |  | 11/06/2015 |  | 11/6/25 |  |  | NO | YES |  |  |  |  | CAREFUSION 10480047 14479469 |  |  | Active |  | 99:99:99:99:99:99 |  | High Risk | 1Y:00-MFG | 01/16/2019 | 02/01/2020 | COOPER UNIVERSITY HOSPITAL |  |  | Performance Verification |  | David Frye
|  | CAREFUSION | ALARIS 8100 | MODULE, INFUSION PUMP |  | VOORHEES SURGERY CENTER-OPERATING ROOM | 900 Centennial Blvd | Suite E |  | 11/06/2015 |  | 11/6/25 |  |  | NO | YES |  |  |  |  | CAREFUSION 10480045 14479592 |  |  | Active |  | 99:99:99:99:99:99 |  | High Risk | 1Y:00-MFG | 08/14/2019 | 09/01/2020 | COOPER AMBULATORY OFF-SITES |  |  | SUITE E |  | JENNIFER BOMBARO
|  | CAREFUSION | ALARIS 8100 | MODULE, INFUSION PUMP |  | VOORHEES SURGERY CENTER-HEM/ONC | 900 Centennial Blvd | Suite F |  | 11/06/2015 |  | 11/6/25 |  |  | NO | YES |  |  |  |  | CAREFUSION 10480044 14479479 |  |  | Active |  | 99:99:99:99:99:99 |  | High Risk | 1Y:00-MFG | 08/14/2019 | 09/01/2020 | COOPER AMBULATORY OFF-SITES |  |  | SUITE F |  | MEGAN MCCAFFERTY
|  | CAREFUSION | ALARIS 8100 | MODULE, INFUSION PUMP |  | COOPER CANCER CENTER | MD Anderson Cancer Center |  |  | 11/06/2015 |  | 11/6/25 |  |  | NO | YES |  |  |  |  | CAREFUSION 10480043 14479582 |  |  | Active |  | 99:99:99:99:99:99 |  | High Risk | 1Y:00-MFG | 08/26/2019 | 09/01/2020 | COOPER AMBULATORY OFF-SITES |  |  |  |  | COLLEEN TEGELER
|  | CAREFUSION | ALARIS 8100 | MODULE, INFUSION PUMP |  | VOORHEES SURGERY CENTER-HEM/ONC | 900 Centennial Blvd | Suite F |  | 11/06/2015 |  | 11/6/25 |  |  | NO | YES |  |  |  |  | CAREFUSION 10480041 14479344 |  |  | Active |  | 99:99:99:99:99:99 |  | High Risk | 1Y:00-MFG | 08/14/2019 | 09/01/2020 | COOPER AMBULATORY OFF-SITES |  |  | SUITE F |  | MEGAN MCCAFFERTY
|  | CAREFUSION | ALARIS 8100 | MODULE, INFUSION PUMP |  |  | Pavilion | [7 empty] | NO | YES
|  | CAREFUSION | ALARIS 8100 | MODULE, INFUSION PUMP |  |  | Kelemen |  |  | 07/25/2013 |  | 7/25/23 |  |  | NO | YES |  |  |  |  | CAREFUSION 10365621 1391749 |  |  | Active |  | 99:99:99:99:99:99 |  | High Risk | 1Y:00-MFG | 01/16/2019 | 02/01/2020 | COOPER UNIVERSITY HOSPITAL |  |  |  |  | David Frye
|  | CAREFUSION | ALARIS 8100 | MODULE, INFUSION PUMP |  | SPD | Kelemen |  |  | 07/25/2013 |  | 7/25/23 |  |  | NO | YES |  |  |  |  | CAREFUSION 10365619 13930271 |  |  | Active |  | 99:99:99:99:99:99 |  | High Risk | 1Y:00-MFG | 01/07/2019 | 02/01/2020 | COOPER UNIVERSITY HOSPITAL |  |  |  |  | David Frye
|  | CAREFUSION | ALARIS 8100 | MODULE, INFUSION PUMP |  | SPD | Kelemen |  |  | 07/25/2013 |  | 7/25/23 |  |  | NO | YES |  |  |  |  | CAREFUSION 10365602 13930814 |  |  | Active |  | 99:99:99:99:99:99 |  | High Risk | 1Y:00-MFG | 01/28/2019 | 02/01/2020 | COOPER UNIVERSITY HOSPITAL |  |  |  |  | David Frye
|  | CAREFUSION | ALARIS 8100 | MODULE, INFUSION PUMP |  | SPD | Dorrance |  |  | 07/25/2013 |  | 7/25/23 |  |  | NO | YES |  |  |  |  | CAREFUSION 10365599 13930803 |  |  | Active |  | 99:99:99:99:99:99 |  | High Risk | 1Y:00-MFG | 01/23/2019 | 02/01/2020 | COOPER UNIVERSITY HOSPITAL |  |  |  |  | David Frye
|  | CAREFUSION | ALARIS 8100 | MODULE, INFUSION PUMP |  | SPD | Pavilion |  |  | 07/25/2013 |  | 7/25/23 |  |  | NO | YES |  |  |  |  | CAREFUSION 10365594 13930730 |  |  | Active |  | 99:99:99:99:99:99 |  | High Risk | 1Y:00-MFG | 01/21/2019 | 02/01/2020 | COOPER UNIVERSITY HOSPITAL |  |  |  |  | David Frye
|  | CAREFUSION | ALARIS 8100 | MODULE, INFUSION PUMP |  | SPD | Dorrance |  |  | 07/25/2013 |  | 7/25/23 |  |  | NO | YES |  |  |  |  | CAREFUSION 10365590 13930811 |  |  | Active |  | 99:99:99:99:99:99 |  | High Risk | 1Y:00-MFG | 02/01/2019 | 02/01/2020 | COOPER UNIVERSITY HOSPITAL |  |  |  |  | David Frye
|  | CAREFUSION | ALARIS 8100 | MODULE, INFUSION PUMP |  | SPD | Kelemen |  |  | 07/25/2013 |  | 7/25/23 |  |  | NO | YES |  |  |  |  | CAREFUSION 10365585 13931227 |  |  | Active |  | 99:99:99:99:99:99 |  | High Risk | 1Y:00-MFG | 01/29/2019 | 02/01/2020 | COOPER UNIVERSITY HOSPITAL |  |  |  |  | David Frye
|  | CAREFUSION | ALARIS 8100 | MODULE, INFUSION PUMP |  | SPD | Kelemen |  |  | 07/25/2013 |  | 7/25/23 |  |  | NO | YES |  |  |  |  | CAREFUSION 10365583 13930672 |  |  | Active |  | 99:99:99:99:99:99 |  | High Risk | 1Y:00-MFG | 01/08/2019 | 02/01/2020 | COOPER UNIVERSITY HOSPITAL |  |  |  |  | David Frye
|  | CAREFUSION | ALARIS 8100 | MODULE, INFUSION PUMP |  | SPD | Kelemen |  |  | 07/25/2013 |  | 7/25/23 |  |  | NO | YES |  |  |  |  | CAREFUSION 10365574 13930573 |  |  | Active |  | 99:99:99:99:99:99 |  | High Risk | 1Y:00-MFG | 01/03/2019 | 02/01/2020 | COOPER UNIVERSITY HOSPITAL |  |  |  |  | David Frye
|  | CAREFUSION | ALARIS 8100 | MODULE, INFUSION PUMP |  | SPD |  |  |  | 07/25/2013 |  | 7/25/23 |  |  | NO | YES |  |  |  |  | CAREFUSION 10365578 13930729 |  |  | Active |  | 99:99:99:99:99:99 |  | High Risk | 1Y:00-MFG | 04/15/2019 | 02/01/2020 | COOPER UNIVERSITY HOSPITAL |  |  |  |  | David Frye
|  | CAREFUSION | ALARIS 8100 | MODULE, INFUSION PUMP |  | SPD | Pavilion |  |  | 07/25/2013 |  | 7/25/23 |  |  | NO | YES |  |  |  |  | CAREFUSION 10365567 13930785 |  |  | Active |  | 99:99:99:99:99:99 |  | High Risk | 1Y:00-MFG | 02/22/2019 | 02/01/2020 | COOPER UNIVERSITY HOSPITAL |  |  |  |  | David Frye
|  | CAREFUSION | ALARIS 8100 | MODULE, INFUSION PUMP |  | SPD | Pavilion |  |  | 07/25/2013 |  | 7/25/23 |  |  | NO | YES |  |  |  |  | CAREFUSION 10365560 13930631 |  |  | Disposition |  | 99:99:99:99:99:99 |  | High Risk | 1Y:00-MFG | 06/07/2019 | 02/01/2020 | COOPER UNIVERSITY HOSPITAL |  |  |  |  | David Frye
|  | CAREFUSION | ALARIS 8100 | MODULE, INFUSION PUMP |  | SPD | Kelemen |  |  | 07/25/2013 |  | 7/25/23 |  |  | NO | YES |  |  |  |  | CAREFUSION 10365557 13930537 |  |  | Active |  | 99:99:99:99:99:99 |  | High Risk | 1Y:00-MFG | 02/11/2019 | 02/01/2020 | COOPER UNIVERSITY HOSPITAL |  |  |  |  | David Frye
|  | CAREFUSION | ALARIS 8100 | MODULE, INFUSION PUMP |  |  | Pavilion | [7 empty] | NO | YES
|  | CAREFUSION | ALARIS 8100 | MODULE, INFUSION PUMP |  | SPD | Kelemen |  |  | 05/01/2013 |  | 5/1/23 |  |  | NO | YES |  |  |  |  | CAREFUSION 10355512 13846368 |  |  | Active |  | 99:99:99:99:99:99 |  | High Risk | 1Y:00-MFG | 11/06/2018 | 12/01/2019 | COOPER UNIVERSITY HOSPITAL |  |  |  |  | David Frye
|  | CAREFUSION | ALARIS 8100 | MODULE, INFUSION PUMP |  | COOPER CANCER CENTER | MD Anderson Cancer Center |  |  | 06/30/2010 |  | 6/30/20 |  |  | NO | YES |  |  |  |  | CAREFUSION 10349152 13111516 |  |  | Active |  | 99:99:99:99:99:99 |  | High Risk | 1Y:00-MFG | 08/26/2019 | 09/01/2020 | COOPER AMBULATORY OFF-SITES |  |  |  |  | COLLEEN TEGELER
|  | CAREFUSION | ALARIS 8100 | MODULE, INFUSION PUMP |  | COOPER CANCER CENTER | MD Anderson Cancer Center |  |  | 08/27/2019 |  | 8/27/29 |  |  | NO | YES |  |  |  |  | CAREFUSION 30149652 14476286 |  |  | Active |  | 99:99:99:99:99:99 |  | High Risk | 1Y:00-MFG | 08/27/2019 | 08/27/2019 | COOPER AMBULATORY OFF-SITES |  |  | SUITE F |  | COLLEEN TEGELER |  |  |  | 08/27/2019 | 08/27/2019 |  |  |  |  | 08/27/2019 | 08/27/2019
|  | CAREFUSION | ALARIS 8100 | MODULE, INFUSION PUMP |  | COOPER CANCER CENTER | MD Anderson Cancer Center |  |  | 08/27/2019 |  | 8/27/29 |  |  | NO | YES |  |  |  |  | CAREFUSION 30149651 14463306 |  |  | Active |  | 99:99:99:99:99:99 |  | High Risk | 1Y:00-MFG | 08/27/2019 | 08/27/2019 | COOPER AMBULATORY OFF-SITES |  |  | SUITE F |  | COLLEEN TEGELER |  |  |  | 08/27/2019 | 08/27/2019 |  |  |  |  | 08/27/2019 | 08/27/2019
|  | CAREFUSION | ALARIS 8100 | MODULE, INFUSION PUMP |  | COOPER CANCER CENTER | MD Anderson Cancer Center |  |  | 08/27/2019 |  | 8/27/29 |  |  | NO | YES |  |  |  |  | CAREFUSION 30149650 14463302 |  |  | Active |  | 99:99:99:99:99:99 |  | High Risk | 1Y:00-MFG | 08/27/2019 | 08/27/2019 | COOPER AMBULATORY OFF-SITES |  |  | SUITE F |  | COLLEEN TEGELER |  |  |  | 08/27/2019 | 08/27/2019 |  |  |  |  | 08/27/2019 | 08/27/2019
|  | CAREFUSION | ALARIS 8100 | MODULE, INFUSION PUMP |  | COOPER CANCER CENTER | MD Anderson Cancer Center |  |  | 08/27/2019 |  | 8/27/29 |  |  | NO | YES |  |  |  |  | CAREFUSION 30149648 14476288 |  |  | Active |  | 99:99:99:99:99:99 |  | High Risk | 1Y:00-MFG | 08/27/2019 | 08/27/2019 | COOPER AMBULATORY OFF-SITES |  |  | SUITE F |  | COLLEEN TEGELER |  |  |  | 08/27/2019 | 08/27/2019 |  |  |  |  | 08/27/2019 | 08/27/2019
|  | CAREFUSION | ALARIS 8100 | MODULE, INFUSION PUMP |  | COOPER CANCER CENTER | MD Anderson Cancer Center |  |  | 08/27/2019 |  | 8/27/29 |  |  | NO | YES |  |  |  |  | CAREFUSION 30149649 14476295 |  |  | Active |  | 99:99:99:99:99:99 |  | High Risk | 1Y:00-MFG | 08/27/2019 | 08/27/2019 | COOPER AMBULATORY OFF-SITES |  |  | SUITE F |  | COLLEEN TEGELER |  |  |  | 08/27/2019 | 08/27/2019 |  |  |  |  | 08/27/2019 | 08/27/2019
|  | CAREFUSION | ALARIS 8100 | MODULE, INFUSION PUMP |  | COOPER CANCER CENTER | MD Anderson Cancer Center |  |  | 08/27/2019 |  | 8/27/29 |  |  | NO | YES |  |  |  |  | CAREFUSION 30149647 14463286 |  |  | Active |  | 99:99:99:99:99:99 |  | High Risk | 1Y:00-MFG | 08/27/2019 | 08/27/2019 | COOPER AMBULATORY OFF-SITES |  |  | SUITE F |  | COLLEEN TEGELER |  |  |  | 08/27/2019 | 08/27/2019 |  |  |  |  | 08/27/2019 | 08/27/2019
|  | CAREFUSION | ALARIS 8100 | MODULE, INFUSION PUMP |  | COOPER CANCER CENTER | MD Anderson Cancer Center |  |  | 08/27/2019 |  | 8/27/29 |  |  | NO | YES |  |  |  |  | CAREFUSION 30149646 14460523 |  |  | Active |  | 99:99:99:99:99:99 |  | High Risk | 1Y:00-MFG | 08/27/2019 | 08/27/2019 | COOPER AMBULATORY OFF-SITES |  |  | SUITE F |  | COLLEEN TEGELER |  |  |  | 08/27/2019 | 08/27/2019 |  |  |  |  | 08/27/2019 | 08/27/2019
|  | CAREFUSION | ALARIS 8100 | MODULE, INFUSION PUMP |  | COOPER CANCER CENTER | MD Anderson Cancer Center |  |  | 08/27/2019 |  | 8/27/29 |  |  | NO | YES |  |  |  |  | CAREFUSION 30149645 14463220 |  |  | Active |  | 99:99:99:99:99:99 |  | High Risk | 1Y:00-MFG | 08/27/2019 | 08/27/2019 | COOPER AMBULATORY OFF-SITES |  |  |  |  | COLLEEN TEGELER |  |  |  | 08/27/2019 | 08/27/2019 |  |  |  |  | 08/27/2019 | 08/27/2019
|  | CAREFUSION | ALARIS 8100 | MODULE, INFUSION PUMP |  |  | Kelemen | [7 empty] | NO | YES
|  | CODMAN &amp; SHURTLEFF, INC. | MALIS 1000 | MODULE, IRRIGATION | 80-10776-13 | OPERATING ROOM - PAVILION | Pavilion |  |  | 02/12/2009 |  | 2/12/14 |  |  | NO | YES |  |  |  |  | CODMAN & SHURTLEFF, INC. 10368291 80-10776-13 |  |  | Active |  | 99:99:99:99:99:99 |  | Equipment | PAAR:00-PVAR | 11/02/2019 |  | COOPER UNIVERSITY HOSPITAL |  |  | P4 | WOT00000002201191 | DOMINIC VENDETTA | Disposition | Closed | Salvatore Bombara | 02/14/2019 | 05/17/2019 | Bulk Disposition CNL
|  | CODMAN &amp; SHURTLEFF, INC. | MALIS 1000 | MODULE, IRRIGATION | IR1211141 | OR - KELEMEN 3 | Kelemen |  |  | 04/22/2013 |  | 4/22/18 |  |  | NO | YES |  |  |  |  | CODMAN & SHURTLEFF, INC. 10356162 IR1211141 |  |  | Active |  | 99:99:99:99:99:99 |  | Equipment | PAAR:00-PVAR | 11/02/2019 |  | COOPER UNIVERSITY HOSPITAL |  |  | OR-KELEMEN K6 | WOT00000002202627 | DOMINIC VENDETTA | Disposition | Closed | Salvatore Bombara | 02/14/2019 | 05/17/2019 | Bulk Disposition CNL
|  | CODMAN &amp; SHURTLEFF, INC. | MALIS 1000 | MODULE, IRRIGATION | RP18021 | OPERATING ROOM - PAVILION | Kelemen |  |  | 12/29/2008 |  | 12/29/13 |  |  | NO | YES |  |  |  |  | CODMAN & SHURTLEFF, INC. 10346556 RP18021 |  |  | Active |  | 99:99:99:99:99:99 |  | Equipment | PAAR:00-PVAR | 11/02/2019 |  | COOPER UNIVERSITY HOSPITAL |  |  | OR P04 |  | DOMINIC VENDETTA
|  | STORZ | IMAGE 1 S CONNECT II TC201 | MODULE, LINK | Tq809344-p | OPERATING ROOM - PAVILION | Pavilion |  |  | 10/31/2019 |  | 10/31/24 |  |  | NO | YES |  |  |  |  | STORZ 11239486 Tq809344-p |  |  | Active |  |  |  | Equipment | PAAR:00-PVAR | 10/31/2019 | 10/31/2019 | COOPER UNIVERSITY HOSPITAL |  |  |  | WOT00000003688767 | DOMINIC VENDETTA | Performance Verification | Completed | Salvatore Bombara | 10/31/2019 | 10/31/2019 | Performance Verification for STORZ 11239486 Tq809344-p | Initial Install of Performance Verification. Device is ready for patient use. |  |  | 10/31/2019 | 10/31/2019
|  | STORZ | IMAGE 1 X-LINK TC301 | MODULE, LINK | YR796855-P | OR - KELEMEN 3 | Pavilion |  |  | 10/31/2019 |  | 10/31/24 |  |  | NO | YES |  |  |  |  | STORZ 11239422 YR796855-P |  |  | Active |  |  |  | Equipment | PAAR:00-PVAR | 10/31/2019 | 10/31/2019 | COOPER UNIVERSITY HOSPITAL |  |  |  | WOT00000002005647 | DOMINIC VENDETTA | Performance Verification | Closed | Salvatore Bombara | 10/31/2019 | 10/31/2019 | Performance Verification for STORZ 11239422 YR796855-P | Initial Install of Performance Verification. Device is ready for patient use. |  |  | 10/31/2019 | 10/31/2019
|  | STORZ | IMAGE 1S H3-LINK TC 300 | MODULE, LINK | QU810356-P | OPERATING ROOM - PAVILION | Pavilion |  |  | 09/09/2019 |  | 9/9/24 |  |  | NO | YES |  |  |  |  | STORZ 11239487 QU810356-P |  |  | Active |  |  |  | Equipment | 1Y:00-MFG | 09/09/2019 | 09/09/2019 | COOPER UNIVERSITY HOSPITAL |  |  |  | WOT00000003688905 | DOMINIC VENDETTA | Performance Verification | Completed | Salvatore Bombara | 09/09/2019 | 09/09/2019 | Performance Verification for STORZ 11239487 QU810356-P | Initial Install of Performance Verification. Device is ready for patient use. |  |  | 09/09/2019 | 09/09/2019
|  | STORZ | IMAGE 1S H3-LINK TC 300 | MODULE, LINK | OQ802787-P | OPERATING ROOM - PAVILION | Kelemen |  |  | 03/26/2019 |  | 3/26/24 |  |  | NO | YES |  |  |  |  | STORZ 11239438 OQ802787-P |  |  | Active |  |  |  | Equipment | 1Y:00-MFG | 03/26/2019 | 03/26/2019 | COOPER UNIVERSITY HOSPITAL |  |  | Storz Tower | WOT00000002405561 | DOMINIC VENDETTA | Performance Verification | Closed | Salvatore Bombara | 03/26/2019 | 03/26/2019 | Performance Verification for UNMATCHED 11239438 OQ802787-P | Initial Install of Performance Verification. Device is ready for patient use. |  |  | 03/26/2019 | 03/26/2019
|  | STORZ | IMAGE 1S H3-LINK TC 300 | MODULE, LINK | YS775722-P | OPERATING ROOM - PAVILION | Pavilion |  |  | 12/06/2017 |  | 12/6/22 |  |  | NO | YES |  |  |  |  | STORZ 10725728 YS775722-P |  |  | Active |  | 99:99:99:99:99:99 |  | Equipment | PAAR:00-PVAR | 10/31/2019 |  | COOPER UNIVERSITY HOSPITAL |  |  |  | 0012586509 | DOMINIC VENDETTA | Preventative Maintenance | Closed | Josh Harris | 12/27/2017 | 12/27/2017 | PERFORMANCE ASSURANCE AT INVENTORY | INVENTORIED DEVICE AND ENSURED DEVICE WAS FUNCTIONING PROPERLY. | B0B4222E-858D-45E9-B633-68C1BABDECB2 | Labor | 12/06/2017 | 12/06/2017 | Michael Youch
|  | STORZ | IMAGE 1S H3-LINK TC 300 | MODULE, LINK | RS765402-P |  | Kelemen | [7 empty] | NO | YES | Serial Number RS765402-P
|  | STORZ | IMAGE 1S H3-LINK TC300 | MODULE, LINK | RS765402-P | OR - KELEMEN 3 | Kelemen |  |  | 10/31/2019 |  | 10/31/24 |  |  | NO | YES | Serial Number RS765402-P |  |  |  | STORZ 10769720 RS765402-P |  |  | Active |  | 99:99:99:99:99:99 |  | Equipment | PAAR:00-PVAR | 10/31/2019 | 10/31/2019 | COOPER UNIVERSITY HOSPITAL |  |  |  | 0012141478 | DOMINIC VENDETTA | Performance Verification | Closed | Salvatore Bombara | 10/31/2019 | 10/31/2019 | INCOMING INVENTORY | DEVICE INVENTORIED | 9CE4F082-DF80-44F0-9C4B-A133AA582A14 | Labor | 10/31/2019 | 10/31/2019 | Bonnie Aichroth
|  | STORZ | IMAGE 1S H3-LINK TC300 | MODULE, LINK | YT757834-P | OPERATING ROOM - PAVILION | Kelemen |  |  | 01/12/2017 |  | 1/12/22 |  |  | NO | YES |  |  |  |  | STORZ 10769267 YT757834-P |  |  | Active |  | 99:99:99:99:99:99 |  | Equipment | PAAR:00-PVAR | 10/31/2019 |  | COOPER UNIVERSITY HOSPITAL |  |  |  | 0011488906 | DOMINIC VENDETTA | Performance Verification | Closed | Bonnie Aichroth | 04/17/2017 | 04/17/2017 | INCOMING INVENTORY | DEVICE INVENTORIED | BCF1A7ED-C9FB-40FE-9E06-18F54E2739D3 | Labor | 04/17/2017 | 04/17/2017 | Bonnie Aichroth
|  | STORZ | IMAGE 1S H3-LINK TC300 | MODULE, LINK | YT758607-P | OPERATING ROOM - PAVILION | Kelemen |  |  | 01/12/2017 |  | 1/12/22 |  |  | NO | YES |  |  |  |  | STORZ 10769266 YT758607-P |  |  | Active |  | 99:99:99:99:99:99 |  | Equipment | PAAR:00-PVAR | 10/31/2019 |  | COOPER UNIVERSITY HOSPITAL |  |  |  | 0011488899 | DOMINIC VENDETTA | Performance Verification | Closed | Bonnie Aichroth | 04/17/2017 | 04/17/2017 | INCOMING INVENTORY | DEVICE INVENTORIED | B4748212-963A-4087-B521-C791CF411F48 | Labor | 04/17/2017 | 04/17/2017 | Bonnie Aichroth
|  | GE HEALTHCARE | CARESCAPE E-SCAIO-00 | MODULE, MEDICAL GAS | SGV15510198HA | ANESTHESIOLOGY | Pavilion |  |  | 01/04/2019 |  | 1/4/27 |  |  | NO | YES |  |  |  |  | GE MEDICAL SYSTEMS 30126208 SGV15510198HA |  |  | Active |  | 99:99:99:99:99:99 |  | High Risk | 1Y:00-MFG 4Y:00-RPLC | 01/04/2019 | 01/04/2019 | COOPER UNIVERSITY HOSPITAL |  |  | Pav Anes Work room |  | GIACINTA ROUPAS |  |  |  | 01/04/2019 | 01/04/2019 |  |  |  |  | 01/04/2019 | 01/04/2019
|  | GE HEALTHCARE | CARESCAPE E-SCAIO-00 | MODULE, MEDICAL GAS | SGV18120083HA |  | Pavilion | [7 empty] | NO | YES
|  | GE HEALTHCARE | CARESCAPE E-SCAIO-00 | MODULE, MEDICAL GAS | SGV18220025HA | VOORHEES SURGERY CENTER-OPERATING ROOM | 900 Centennial Blvd | Suite E |  | 04/18/2019 |  | 4/18/27 |  |  | NO | YES |  |  |  |  | GE MEDICAL SYSTEMS 30294964 SGV18220025HA |  |  | Active |  | 99:99:99:99:99:99 |  | High Risk | 1Y:00-MFG 4Y:00-RPLC | 04/18/2019 | 04/18/2019 | COOPER AMBULATORY OFF-SITES |  |  | Proceedure Room | WOT00000001194776 | JENNIFER BOMBARO | Performance Verification | Closed | Salvatore Bombara | 04/18/2019 | 04/18/2019 | Performance Verification for GE MEDICAL SYSTEMS 30294964 SGV18220025HA | Initial Install of Performance Verification. Device is ready for patient use. |  |  | 04/18/2019 | 04/18/2019
|  | GE HEALTHCARE | CARESCAPE E-SCAIO-00 | MODULE, MEDICAL GAS | SGV17500264HA | ANESTHESIOLOGY | Pavilion |  |  | 01/07/2019 |  | 1/7/27 |  |  | NO | YES |  |  |  |  | GE MEDICAL SYSTEMS 30294949 SGV17500264HA |  |  | Active |  | 99:99:99:99:99:99 |  | High Risk | 1Y:00-MFG 4Y:00-RPLC | 01/07/2019 | 01/07/2019 | COOPER UNIVERSITY HOSPITAL |  |  | SD OR 5 | WOT00000000616738 | GIACINTA ROUPAS | Performance Verification | Closed | Salvatore Bombara | 01/07/2019 | 01/07/2019 | Performance Verification for GE MEDICAL SYSTEMS 30294949 SGV17500264HA | Initial Install of Performance Verification. Device is ready for patient use. |  |  | 01/07/2019 | 01/07/2019
|  | GE HEALTHCARE | CARESCAPE E-SCAIO-00 | MODULE, MEDICAL GAS | SGV17500263HA | ANESTHESIOLOGY | Pavilion |  |  | 01/07/2019 |  | 1/7/27 |  |  | NO | YES |  |  |  |  | GE MEDICAL SYSTEMS 30294947 SGV17500263HA |  |  | Active |  | 99:99:99:99:99:99 |  | High Risk | 1Y:00-MFG 4Y:00-RPLC | 01/07/2019 | 01/07/2019 | COOPER UNIVERSITY HOSPITAL |  |  | SD OR 8 | WOT00000000616573 | GIACINTA ROUPAS | Performance Verification | Closed | Salvatore Bombara | 01/07/2019 | 01/07/2019 | Performance Verification for GE MEDICAL SYSTEMS 30294947 SGV17500263HA | Initial Install of Performance Verification. Device is ready for patient use. |  |  | 01/07/2019 | 01/07/2019
|  | GE HEALTHCARE | CARESCAPE E-SCAIO-00 | MODULE, MEDICAL GAS | SGV17500228HA | EMERGENCY ROOM | Kelemen |  |  | 01/21/2019 |  | 1/21/27 |  |  | NO | YES |  |  |  |  | GE MEDICAL SYSTEMS 30294943 SGV17500228HA |  |  | Active |  | 99:99:99:99:99:99 |  | High Risk | 1Y:00-MFG 4Y:00-RPLC | 01/21/2019 | 01/21/2019 | COOPER UNIVERSITY HOSPITAL |  |  | ER Rm 9 A/B | WOT00000000564325 | KAREN GRUBER | Performance Verification | Closed | Salvatore Bombara | 01/21/2019 | 01/21/2019 | Performance Verification for GE MEDICAL SYSTEMS 30294943 SGV17500228HA | Initial Install of Performance Verification. Device is ready for patient use. |  |  | 01/21/2019 | 01/21/2019
|  | GE HEALTHCARE | CARESCAPE E-SCAIO-00 | MODULE, MEDICAL GAS | SGV17500257HA | ANESTHESIOLOGY | Pavilion |  |  | 01/08/2019 |  | 1/8/27 |  |  | NO | YES |  |  |  |  | GE MEDICAL SYSTEMS 30294941 SGV17500257HA |  |  | Active |  | 99:99:99:99:99:99 |  | High Risk | 1Y:00-MFG 4Y:00-RPLC | 01/08/2019 | 01/08/2019 | COOPER UNIVERSITY HOSPITAL |  |  | SD OR 03 | WOT00000000559008 | GIACINTA ROUPAS | Performance Verification | Closed | Salvatore Bombara | 01/08/2019 | 01/08/2019 | Performance Verification for GE MEDICAL SYSTEMS 30294941 SGV17500257HA | Initial Install of Performance Verification. Device is ready for patient use. |  |  | 01/08/2019 | 01/08/2019
|  | GE HEALTHCARE | CARESCAPE E-SCAIO-00 | MODULE, MEDICAL GAS | SGV17500256HA | ANESTHESIOLOGY | Pavilion |  |  | 01/08/2019 |  | 1/8/27 |  |  | NO | YES |  |  |  |  | GE MEDICAL SYSTEMS 30294939 SGV17500256HA |  |  | Active |  | 99:99:99:99:99:99 |  | High Risk | 1Y:00-MFG 4Y:00-RPLC | 01/08/2019 | 01/08/2019 | COOPER UNIVERSITY HOSPITAL |  |  | Pav OR 4 | WOT00000000558667 | GIACINTA ROUPAS | Performance Verification | Closed | Salvatore Bombara | 01/08/2019 | 01/08/2019 | Performance Verification for GE MEDICAL SYSTEMS 30294939 SGV17500256HA | Initial Install of Performance Verification. Device is ready for patient use. |  |  | 01/08/2019 | 01/08/2019
|  | GE HEALTHCARE | CARESCAPE E-SCAIO-00 | MODULE, MEDICAL GAS | SGV17500258HA | ANESTHESIOLOGY | Pavilion |  |  | 01/07/2019 |  | 1/7/27 |  |  | NO | YES |  |  |  |  | GE MEDICAL SYSTEMS 30294937 SGV17500258HA |  |  | Active |  | 99:99:99:99:99:99 |  | High Risk | 1Y:00-MFG 4Y:00-RPLC | 01/07/2019 | 01/07/2019 | COOPER UNIVERSITY HOSPITAL |  |  | SD OR 1 | WOT00000000556177 | GIACINTA ROUPAS | Performance Verification | Closed | Salvatore Bombara | 01/07/2019 | 01/07/2019 | Performance Verification for GE MEDICAL SYSTEMS 30294937 SGV17500258HA | Initial Install of Performance Verification. Device is ready for patient use. |  |  | 01/07/2019 | 01/07/2019
|  | GE HEALTHCARE | CARESCAPE E-SCAIO-00 | MODULE, MEDICAL GAS | SGV17490077HA | ANESTHESIOLOGY | Pavilion |  |  | 01/07/2019 |  | 1/7/27 |  |  | NO | YES |  |  |  |  | GE MEDICAL SYSTEMS 30294930 SGV17490077HA |  |  | Active |  | 99:99:99:99:99:99 |  | High Risk | 1Y:00-MFG 4Y:00-RPLC | 01/07/2019 | 01/07/2019 | COOPER UNIVERSITY HOSPITAL |  |  | L | WOT00000000551939 | GIACINTA ROUPAS | Performance Verification | Closed | Salvatore Bombara | 01/07/2019 | 01/07/2019 | Performance Verification for GE MEDICAL SYSTEMS 30294930 SGV17490077HA | Initial Install of Performance Verification. Device is ready for patient use. |  |  | 01/07/2019 | 01/07/2019
|  | GE HEALTHCARE | CARESCAPE E-SCAIO-00 | MODULE, MEDICAL GAS | SGV17500250HA | ANESTHESIOLOGY | Pavilion |  |  | 01/07/2019 |  | 1/7/27 |  |  | NO | YES |  |  |  |  | GE MEDICAL SYSTEMS 30294927 SGV17500250HA |  |  | Active |  | 99:99:99:99:99:99 |  | High Risk | 1Y:00-MFG 4Y:00-RPLC | 01/07/2019 | 01/07/2019 | COOPER UNIVERSITY HOSPITAL |  |  | SD7 | WOT00000000551791 | GIACINTA ROUPAS | Performance Verification | Closed | Salvatore Bombara | 01/07/2019 | 01/07/2019 | Performance Verification for GE MEDICAL SYSTEMS 30294927 SGV17500250HA | Initial Install of Performance Verification. Device is ready for patient use. |  |  | 01/07/2019 | 01/07/2019
|  | GE HEALTHCARE | CARESCAPE E-SCAIO-00 | MODULE, MEDICAL GAS | SGV16330015HA | EMERGENCY ROOM | Kelemen |  |  | 01/21/2019 |  | 1/21/27 |  |  | NO | YES |  |  |  |  | GE MEDICAL SYSTEMS 30294794 SGV16330015HA |  |  | Active |  | 99:99:99:99:99:99 |  | High Risk | 1Y:00-MFG 4Y:00-RPLC | 01/21/2019 | 01/21/2019 | COOPER UNIVERSITY HOSPITAL |  |  |  | 0012526966 | KAREN GRUBER | Performance Verification | Closed | Josh Harris | 01/21/2019 | 01/21/2019 | INCOMING INVENTORY | DEVICE INVENTORIED | D8CC39E7-3C44-417C-9166-8415E0F6C670 | Labor | 01/21/2019 | 01/21/2019 | Josh Harris
|  | GE HEALTHCARE | CARESCAPE E-SCAIO-00 | MODULE, MEDICAL GAS | SGV16330116HA | ANESTHESIOLOGY | Pavilion |  |  | 01/09/2019 |  | 1/9/27 |  |  | NO | YES |  |  |  |  | GE MEDICAL SYSTEMS 30294789 SGV16330116HA |  |  | Active |  | 99:99:99:99:99:99 |  | High Risk | 1Y:00-MFG 4Y:00-RPLC | 01/09/2019 | 01/09/2019 | COOPER UNIVERSITY HOSPITAL |  |  | Anes Trav 2 | 0012526979 | GIACINTA ROUPAS | Performance Verification | Closed | Josh Harris | 01/09/2019 | 01/09/2019 | INCOMING INVENTORY | DEVICE INVENTORIED | 85FCC9B6-0324-42BB-817F-1A6D3118319E | Labor | 01/09/2019 | 01/09/2019 | Josh Harris
|  | GE HEALTHCARE | CARESCAPE E-SCAIO-00 | MODULE, MEDICAL GAS | SGV16330177HA | ANESTHESIOLOGY | Pavilion |  |  | 01/07/2019 |  | 1/7/27 |  |  | NO | YES |  |  |  |  | GE MEDICAL SYSTEMS 30294791 SGV16330177HA |  |  | Active |  | 99:99:99:99:99:99 |  | High Risk | 1Y:00-MFG 4Y:00-RPLC | 01/07/2019 | 01/07/2019 | COOPER UNIVERSITY HOSPITAL |  |  | Pav Anes Work Room | 0012526959 | GIACINTA ROUPAS | Performance Verification | Closed | Josh Harris | 01/07/2019 | 01/07/2019 | INCOMING INVENTORY | DEVICE INVENTORIED | 03D51962-AE83-414E-8091-1DA36D170996 | Labor | 01/07/2019 | 01/07/2019 | Josh Harris
|  | GE HEALTHCARE | CARESCAPE E-SCAIO-00 | MODULE, MEDICAL GAS | SGV16330013HA | ANESTHESIOLOGY | Pavilion |  |  | 01/07/2019 |  | 1/7/27 |  |  | NO | YES |  |  |  |  | GE MEDICAL SYSTEMS 30294790 SGV16330013HA |  |  | Active |  | 99:99:99:99:99:99 |  | High Risk | 1Y:00-MFG 4Y:00-RPLC | 01/07/2019 | 01/07/2019 | COOPER UNIVERSITY HOSPITAL |  |  | Pav Anes Work Room | 0012395583 | GIACINTA ROUPAS | Performance Verification | Closed | Josh Harris | 01/07/2019 | 01/07/2019 | INCOMING INVENTORY | DEVICE INVENTORIED | 3394A192-5CB0-46F8-823A-713BD47E8F02 | Labor | 01/07/2019 | 01/07/2019 | Josh Harris
|  | GE HEALTHCARE | CARESCAPE E-SCAIO-00 | MODULE, MEDICAL GAS | SGV16330173HA | ANESTHESIOLOGY | Kelemen |  |  | 01/08/2019 |  | 1/8/27 |  |  | NO | YES |  |  |  |  | GE MEDICAL SYSTEMS 30294788 SGV16330173HA |  |  | Active |  | 99:99:99:99:99:99 |  | High Risk | 1Y:00-MFG 4Y:00-RPLC | 01/08/2019 | 01/08/2019 | COOPER UNIVERSITY HOSPITAL |  |  | K12 | 0012526963 | GIACINTA ROUPAS | Performance Verification | Closed | Josh Harris | 01/08/2019 | 01/08/2019 | INCOMING INVENTORY | DEVICE INVENTORIED | 54A103A8-FAC3-4AC4-BF55-FDC82E87BADE | Labor | 01/08/2019 | 01/08/2019 | Josh Harris
|  | GE HEALTHCARE | CARESCAPE E-SCAIO-00 | MODULE, MEDICAL GAS | SGV16280058HA | ANESTHESIOLOGY | Pavilion |  |  | 01/07/2019 |  | 1/7/27 |  |  | NO | YES |  |  |  |  | GE MEDICAL SYSTEMS 30294786 SGV16280058HA |  |  | Active |  | 99:99:99:99:99:99 |  | High Risk | 1Y:00-MFG 4Y:00-RPLC | 01/07/2019 | 01/07/2019 | COOPER UNIVERSITY HOSPITAL |  |  | Pav Anes Work Room | 0012526958 | GIACINTA ROUPAS | Preventative Maintenance | Closed | Josh Harris | 01/07/2019 | 01/07/2019 | PERFORMANCE ASSURANCE AT INVENTORY | INVENTORIED DEVICE AND ENSURED DEVICE WAS FUNCTIONING PROPERLY. | 09DA1E16-85AE-41F0-831E-3266B0FAF872 | Labor | 01/07/2019 | 01/07/2019 | Salvatore Bombara
|  | GE HEALTHCARE | CARESCAPE E-SCAIO-00 | MODULE, MEDICAL GAS | SGV16330145HA | ANESTHESIOLOGY | Kelemen |  |  | 01/07/2019 |  | 1/7/27 |  |  | NO | YES |  |  |  |  | GE MEDICAL SYSTEMS 30294785 SGV16330145HA |  |  | Active |  | 99:99:99:99:99:99 |  | High Risk | 1Y:00-MFG 4Y:00-RPLC | 01/07/2019 | 01/07/2019 | COOPER UNIVERSITY HOSPITAL |  |  | Pav anes work room | 0012526976 | GIACINTA ROUPAS | Performance Verification | Closed | Josh Harris | 01/07/2019 | 01/07/2019 | INCOMING INVENTORY | DEVICE INVENTORIED | 63FD40A2-D4A3-4661-8995-1B1786DE0E19 | Labor | 01/07/2019 | 01/07/2019 | Josh Harris
|  | GE HEALTHCARE | CARESCAPE E-SCAIO-00 | MODULE, MEDICAL GAS | SGV16330055HA | EMERGENCY ROOM | Kelemen |  |  | 01/04/2019 |  | 1/4/27 |  |  | NO | YES |  |  |  |  | GE MEDICAL SYSTEMS 30294784 SGV16330055HA |  |  | Active |  | 99:99:99:99:99:99 |  | High Risk | 1Y:00-MFG 4Y:00-RPLC | 01/04/2019 | 01/04/2019 | COOPER UNIVERSITY HOSPITAL |  |  | my desk | 0012395565 | KAREN GRUBER | Performance Verification | Closed | Josh Harris | 01/04/2019 | 01/04/2019 | INCOMING INVENTORY | DEVICE INVENTORIED | B78D01A2-4F6E-432A-85C3-A214C4646F72 | Labor | 01/04/2019 | 01/04/2019 | Josh Harris
|  | GE HEALTHCARE | CARESCAPE E-SCAIO-00 | MODULE, MEDICAL GAS | SGV16330042HA | ANESTHESIOLOGY | Kelemen |  |  | 01/08/2019 |  | 1/8/27 |  |  | NO | YES |  |  |  |  | GE MEDICAL SYSTEMS 30294780 SGV16330042HA |  |  | Active |  | 99:99:99:99:99:99 |  | High Risk | 1Y:00-MFG 4Y:00-RPLC | 01/08/2019 | 01/08/2019 | COOPER UNIVERSITY HOSPITAL |  |  | Kel 5Fl Short Procedure | 0012037179 | GIACINTA ROUPAS | Performance Verification | Closed | Salvatore Bombara | 01/08/2019 | 01/08/2019 | INCOMING INVENTORY | DEVICE INVENTORIED | 824DEBE9-F304-4D1B-9A57-DE24EACF4FC2 | Labor | 01/08/2019 | 01/08/2019 | Bonnie Aichroth
|  | GE HEALTHCARE | CARESCAPE E-SCAIO-00 | MODULE, MEDICAL GAS | SGV16330183HA | EMERGENCY ROOM | Kelemen |  |  | 01/22/2019 |  | 1/22/27 |  |  | NO | YES |  |  |  |  | GE MEDICAL SYSTEMS 30294781 SGV16330183HA |  |  | Active |  | 99:99:99:99:99:99 |  | High Risk | 1Y:00-MFG 4Y:00-RPLC | 01/22/2019 | 01/22/2019 | COOPER UNIVERSITY HOSPITAL |  |  |  | 0012395579 | KAREN GRUBER | Performance Verification | Closed | Josh Harris | 01/22/2019 | 01/22/2019 | INCOMING INVENTORY | DEVICE INVENTORIED | 96CCE48D-4A4F-4107-830E-7AC0322BA747 | Labor | 01/22/2019 | 01/22/2019 | Josh Harris
|  | GE HEALTHCARE | CARESCAPE E-SCAIO-00 | MODULE, MEDICAL GAS | SGV16330110HA | ANESTHESIOLOGY | Pavilion |  |  | 01/08/2019 |  | 1/8/27 |  |  | NO | YES |  |  |  |  | GE MEDICAL SYSTEMS 30294768 SGV16330110HA |  |  | Active |  | 99:99:99:99:99:99 |  | High Risk | 1Y:00-MFG 4Y:00-RPLC | 01/08/2019 | 01/08/2019 | COOPER UNIVERSITY HOSPITAL |  |  | K5 | 0011171837 | GIACINTA ROUPAS | Preventative Maintenance | Closed | Bonnie Aichroth | 01/08/2019 | 01/08/2019 | PERFORMANCE ASSURANCE AT INVENTORY | INVENTORIED DEVICE AND ENSURED DEVICE WAS FUNCTIONING PROPERLY. | 9C774963-8180-43B5-8D03-9DC70B1F0C4C | Labor | 01/08/2019 | 01/08/2019 | Salvatore Bombara
|  | GE HEALTHCARE | CARESCAPE E-SCAIO-00 | MODULE, MEDICAL GAS | SGV16330017HA | ANESTHESIOLOGY | Kelemen |  |  | 01/08/2019 |  | 1/8/27 |  |  | NO | YES |  |  |  |  | GE MEDICAL SYSTEMS 30294765 SGV16330017HA |  |  | Active |  | 99:99:99:99:99:99 |  | High Risk | 1Y:00-MFG 4Y:00-RPLC | 01/08/2019 | 01/08/2019 | COOPER UNIVERSITY HOSPITAL |  |  | K1 | 0011171830 | GIACINTA ROUPAS | Preventative Maintenance | Closed | Bonnie Aichroth | 01/08/2019 | 01/08/2019 | PERFORMANCE ASSURANCE AT INVENTORY | INVENTORIED DEVICE AND ENSURED DEVICE WAS FUNCTIONING PROPERLY. | 1FFB412F-584E-45F2-A0D7-11EDC8E0131E | Labor | 01/08/2019 | 01/08/2019 | Salvatore Bombara
|  | GE HEALTHCARE | CARESCAPE E-SCAIO-00 | MODULE, MEDICAL GAS | SGV16330113HA | ANESTHESIOLOGY | Kelemen |  |  | 01/08/2019 |  | 1/8/27 |  |  | NO | YES |  |  |  |  | GE MEDICAL SYSTEMS 30294759 SGV16330113HA |  |  | Active |  | 99:99:99:99:99:99 |  | High Risk | 1Y:00-MFG 4Y:00-RPLC | 01/08/2019 | 01/08/2019 | COOPER UNIVERSITY HOSPITAL |  |  | K2 | 0011171824 | GIACINTA ROUPAS | Preventative Maintenance | Closed | Bonnie Aichroth | 01/08/2019 | 01/08/2019 | PERFORMANCE ASSURANCE AT INVENTORY | INVENTORIED DEVICE AND ENSURED DEVICE WAS FUNCTIONING PROPERLY. | 835BD0CE-7B0C-47B2-BE7B-EC5B25C2B75D | Labor | 01/08/2019 | 01/08/2019 | Salvatore Bombara
|  | GE HEALTHCARE | CARESCAPE E-SCAIO-00 | MODULE, MEDICAL GAS | SGV16330114HA | ANESTHESIOLOGY | Pavilion |  |  | 01/08/2019 |  | 1/8/27 |  |  | NO | YES |  |  |  |  | GE MEDICAL SYSTEMS 30294756 SGV16330114HA |  |  | Active |  | 99:99:99:99:99:99 |  | High Risk | 1Y:00-MFG 4Y:00-RPLC | 01/08/2019 | 01/08/2019 | COOPER UNIVERSITY HOSPITAL |  |  | P10 | 0011171819 | GIACINTA ROUPAS | Preventative Maintenance | Closed | Bonnie Aichroth | 01/08/2019 | 01/08/2019 | PERFORMANCE ASSURANCE AT INVENTORY | INVENTORIED DEVICE AND ENSURED DEVICE WAS FUNCTIONING PROPERLY. | 387EB338-9522-4E5B-8239-4FF47AC8D745 | Labor | 01/08/2019 | 01/08/2019 | Salvatore Bombara
|  | GE HEALTHCARE | CARESCAPE E-SCAIO-00 | MODULE, MEDICAL GAS | SGV16330001HA | ANESTHESIOLOGY | Pavilion |  |  | 04/30/2019 |  | 4/30/27 |  |  | NO | YES |  |  |  |  | GE MEDICAL SYSTEMS 30294752 SGV16330001HA |  |  | Disposition |  | 99:99:99:99:99:99 |  | High Risk | 1Y:00-MFG | 04/30/2019 | 04/30/2019 | COOPER UNIVERSITY HOSPITAL |  |  | K6 | 0011171815 | GIACINTA ROUPAS | Preventative Maintenance | Closed | Bonnie Aichroth | 04/30/2019 | 04/30/2019 | PERFORMANCE ASSURANCE AT INVENTORY | INVENTORIED DEVICE AND ENSURED DEVICE WAS FUNCTIONING PROPERLY. | DE6C0365-B79D-4CA7-B40E-2E38F1DDD2DE | Labor | 04/30/2019 | 04/30/2019 | Salvatore Bombara
|  | GE HEALTHCARE | CARESCAPE E-SCAIO-00 | MODULE, MEDICAL GAS | SGV18100491HA | ANESTHESIOLOGY | Pavilion |  |  | 02/23/2019 |  | 2/23/27 |  |  | NO | YES |  |  |  |  | GE MEDICAL SYSTEMS 30286024 SGV18100491HA |  |  | Active |  | 99:99:99:99:99:99 |  | High Risk | 1Y:00-MFG 4Y:00-RPLC | 02/23/2019 | 02/23/2019 | COOPER UNIVERSITY HOSPITAL |  |  | SD OR 4 | WOT00000001058759 | GIACINTA ROUPAS | Performance Verification | Closed | Salvatore Bombara | 02/23/2019 | 02/23/2019 | Performance Verification for GE MEDICAL SYSTEMS 30286024 SGV18100491HA | Initial Install of Performance Verification. Device is ready for patient use. |  |  | 02/23/2019 | 02/23/2019
|  | GE HEALTHCARE | CARESCAPE E-SCAIO-00 | MODULE, MEDICAL GAS | SGS15170081HA | VOORHEES SURGERY CENTER-OPERATING ROOM | 900 Centennial Blvd | Suite E |  | 06/19/2015 |  | 6/19/23 |  |  | NO | YES |  |  |  |  | GE MEDICAL SYSTEMS 10347737 SGS15170081HA |  |  | Disposition |  |  |  | High Risk | 6M:00-MFG | 04/25/2016 | 04/01/2020 | COOPER AMBULATORY OFF-SITES |  |  |  |  | JENNIFER BOMBARO
|  | GE HEALTHCARE | CARESCAPE E-SCAIO-00 | MODULE, MEDICAL GAS | SVG15155975HA | VOORHEES SURGERY CENTER-OPERATING ROOM | 900 Centennial Blvd | Suite E |  | 06/19/2015 |  | 6/19/23 |  |  | NO | YES |  |  |  |  | GE MEDICAL SYSTEMS 10347740 SVG15155975HA |  |  | Active |  | 99:99:99:99:99:99 |  | High Risk | 1Y:00-MFG | 09/25/2019 | 09/01/2020 | COOPER AMBULATORY OFF-SITES |  |  | or2 |  | JENNIFER BOMBARO
|  | GE HEALTHCARE | CARESCAPE E-SCAIO-00 | MODULE, MEDICAL GAS | SGV15077850HA | VOORHEES SURGERY CENTER-OPERATING ROOM | 900 Centennial Blvd | Suite E |  | 06/19/2015 |  | 6/19/23 |  |  | NO | YES |  |  |  |  | GE MEDICAL SYSTEMS 10347731 SGV15077850HA |  |  | Active |  | 99:99:99:99:99:99 |  | High Risk | 1Y:00-MFG | 09/25/2019 | 09/01/2020 | COOPER AMBULATORY OFF-SITES |  |  | OR 1 |  | JENNIFER BOMBARO
|  | GE HEALTHCARE | CARESCAPE E-SCAIO-00 | MODULE, MEDICAL GAS | SGV15167037HA | VOORHEES SURGERY CENTER-OPERATING ROOM | 900 Centennial Blvd | Suite E |  | 09/25/2019 |  | 9/25/27 |  |  | NO | YES |  |  |  |  | GE MEDICAL SYSTEMS 30149580 SGV15167037HA |  |  | Active |  | 99:99:99:99:99:99 |  | High Risk | 1Y:00-MFG | 09/25/2019 | 09/25/2019 | COOPER AMBULATORY OFF-SITES |  |  | OR 3 |  | JENNIFER BOMBARO |  |  |  | 09/25/2019 | 09/25/2019 |  |  |  |  | 09/25/2019 | 09/25/2019
|  | GE HEALTHCARE | CARESCAPE E-SCAIO-00 | MODULE, MEDICAL GAS | SGV16330175HA | ANESTHESIOLOGY | Kelemen |  |  | 01/07/2019 |  | 1/7/27 |  |  | NO | YES |  |  |  |  | GE MEDICAL SYSTEMS 30146500 SGV16330175HA |  |  | Active |  | 99:99:99:99:99:99 |  | High Risk | 1Y:00-MFG 4Y:00-RPLC | 01/07/2019 | 01/07/2019 | COOPER UNIVERSITY HOSPITAL |  |  |  | 0011171810 | GIACINTA ROUPAS | Performance Verification | Closed | Bonnie Aichroth | 01/07/2019 | 01/07/2019 | INCOMING INVENTORY | DEVICE INVENTORIED | 6B258CE7-B3C0-40BB-AFA3-7399EF970480 | Labor | 01/07/2019 | 01/07/2019 | Bonnie Aichroth
|  | GE HEALTHCARE | CARESCAPE E-SCAIO-00 | MODULE, MEDICAL GAS | SGV1633012HA | ANESTHESIOLOGY | Kelemen |  |  | 02/23/2019 |  | 2/23/27 |  |  | NO | YES |  |  |  |  | GE MEDICAL SYSTEMS 30146497 SGV1633012HA |  |  | Active |  | 99:99:99:99:99:99 |  | High Risk | 1Y:00-MFG 4Y:00-RPLC | 02/23/2019 | 02/23/2019 | COOPER UNIVERSITY HOSPITAL |  |  | P2 | 0011171806 | GIACINTA ROUPAS | Preventative Maintenance | Closed | Bonnie Aichroth | 02/23/2019 | 02/23/2019 | PERFORMANCE ASSURANCE AT INVENTORY | INVENTORIED DEVICE AND ENSURED DEVICE WAS FUNCTIONING PROPERLY. | 86BC246F-3183-4584-9211-31C097470BE9 | Labor | 02/23/2019 | 02/23/2019 | Salvatore Bombara
|  | GE HEALTHCARE | CARESCAPE E-SCAIO-00 | MODULE, MEDICAL GAS | SGV16140125HA | ANESTHESIOLOGY | Pavilion |  |  | 01/09/2019 |  | 1/9/27 |  |  | NO | YES |  |  |  |  | GE MEDICAL SYSTEMS 30146477 SGV16140125HA |  |  | Active |  | 99:99:99:99:99:99 |  | High Risk | 1Y:00-MFG 4Y:00-RPLC | 01/09/2019 | 01/09/2019 | COOPER UNIVERSITY HOSPITAL |  |  | Anes Trav 3 | 0011475596 | GIACINTA ROUPAS | Preventative Maintenance | Closed | Bonnie Aichroth | 01/09/2019 | 01/09/2019 | PERFORMANCE ASSURANCE AT INVENTORY | INVENTORIED DEVICE AND ENSURED DEVICE WAS FUNCTIONING PROPERLY. | 42691C91-8CD3-4042-B4FC-2411CA9B8D82 | Labor | 01/09/2019 | 01/09/2019 | Salvatore Bombara
|  | GE HEALTHCARE | CARESCAPE E-SCAIO-00 | MODULE, MEDICAL GAS | SGV15520003HA | ANESTHESIOLOGY | Kelemen |  |  | 01/08/2019 |  | 1/8/27 |  |  | NO | YES |  |  |  |  | GE MEDICAL SYSTEMS 30146343 SNHSGV15520003HA |  |  | Active |  | 99:99:99:99:99:99 |  | High Risk | 1Y:00-MFG 4Y:00-RPLC | 01/08/2019 | 01/08/2019 | COOPER UNIVERSITY HOSPITAL |  |  | ROOM 8 OR KELEMEN |  | GIACINTA ROUPAS |  |  |  | 01/08/2019 | 01/08/2019 |  |  |  |  | 01/08/2019 | 01/08/2019
|  | GE HEALTHCARE | CARESCAPE E-SCAIO-00 | MODULE, MEDICAL GAS | SGV15490172HA | ANESTHESIOLOGY | Kelemen |  |  | 01/08/2019 |  | 1/8/27 |  |  | NO | YES |  |  |  |  | GE MEDICAL SYSTEMS 30146336 SGV15490172HA |  |  | Active |  | 99:99:99:99:99:99 |  | High Risk | 1Y:00-MFG 4Y:00-RPLC | 01/08/2019 | 01/08/2019 | COOPER UNIVERSITY HOSPITAL |  |  | OPERATING ROOM K10 |  | GIACINTA ROUPAS |  |  |  | 01/08/2019 | 01/08/2019 |  |  |  |  | 01/08/2019 | 01/08/2019
|  | GE HEALTHCARE | CARESCAPE E-SCAIO-00 | MODULE, MEDICAL GAS | SGV1552036HA | ANESTHESIOLOGY | Pavilion |  |  | 01/07/2019 |  | 1/7/27 |  |  | NO | YES |  |  |  |  | GE MEDICAL SYSTEMS 30146331 SGV1552036HA |  |  | Active |  | 99:99:99:99:99:99 |  | High Risk | 1Y:00-MFG 4Y:00-RPLC | 01/07/2019 | 01/07/2019 | COOPER UNIVERSITY HOSPITAL |  |  | Pav Anes Work Room |  | GIACINTA ROUPAS |  |  |  | 01/07/2019 | 01/07/2019 |  |  |  |  | 01/07/2019 | 01/07/2019
|  | GE HEALTHCARE | CARESCAPE E-SCAIO-00 | MODULE, MEDICAL GAS | SGV16020082HA | ANESTHESIOLOGY | Kelemen |  |  | 01/08/2019 |  | 1/8/27 |  |  | NO | YES |  |  |  |  | GE MEDICAL SYSTEMS 30146325 SGV16020082HA |  |  | Active |  | 99:99:99:99:99:99 |  | High Risk | 1Y:00-MFG 4Y:00-RPLC | 01/08/2019 | 01/08/2019 | COOPER UNIVERSITY HOSPITAL |  |  | ROOM K9 |  | GIACINTA ROUPAS |  |  |  | 01/08/2019 | 01/08/2019 |  |  |  |  | 01/08/2019 | 01/08/2019
|  | GE HEALTHCARE | CARESCAPE E-SCAIO-00 | MODULE, MEDICAL GAS | SGV1534011111A | ANESTHESIOLOGY | Pavilion |  |  | 01/07/2019 |  | 1/7/27 |  |  | NO | YES |  |  |  |  | GE MEDICAL SYSTEMS 30144491 SGV1534011111A |  |  | Active |  | 99:99:99:99:99:99 |  | High Risk | 1Y:00-MFG 4Y:00-RPLC | 01/07/2019 | 01/07/2019 | COOPER UNIVERSITY HOSPITAL |  |  |  |  | GIACINTA ROUPAS |  |  |  | 01/07/2019 | 01/07/2019 |  |  |  |  | 01/07/2019 | 01/07/2019
|  | GE HEALTHCARE | CARESCAPE E-SCAIO-00 | MODULE, MEDICAL GAS | SGV15380069HA | ANESTHESIOLOGY | Pavilion |  |  | 01/04/2019 |  | 1/4/27 |  |  | NO | YES |  |  |  |  | GE MEDICAL SYSTEMS 30144489 SGV15380069HA |  |  | Active |  | 99:99:99:99:99:99 |  | High Risk | 1Y:00-MFG 4Y:00-RPLC | 01/04/2019 | 01/04/2019 | COOPER UNIVERSITY HOSPITAL |  |  | Pav Anes Work Room |  | GIACINTA ROUPAS |  |  |  | 01/04/2019 | 01/04/2019 |  |  |  |  | 01/04/2019 | 01/04/2019
|  | GE HEALTHCARE | TRAM 451N | MODULE, MULTI-PARAMATER | SBB06523711GA |  | Pavilion | [7 empty] | NO | YES
|  | GE HEALTHCARE | TRAM 451N | MODULE, MULTI-PARAMATER | SBB07023857GA | INTENSIVE CARE UNIT | Kelemen |  |  | 04/24/2007 |  | 4/24/14 |  |  | NO | YES |  |  |  |  | GE MEDICAL SYSTEMS 10346460 SBB07023857GA |  |  | Active |  | 99:99:99:99:99:99 |  | Equipment | PAAR:00-PVAR | 11/02/2019 |  | COOPER UNIVERSITY HOSPITAL |  |  | TICU-BED09 | WOT00000000533999 | CAROLYN RUMELL | Disposition | Closed | Richard Jolly | 02/08/2018 | 05/17/2019 | Bulk Disposition CNL
|  | GE HEALTHCARE | TRAM 451N | MODULE, MULTI-PARAMATER | SBB07013795GA |  | Pavilion |  |  | 04/18/2007 |  | 4/18/14 |  |  | NO | YES |  |  |  |  | GE MEDICAL SYSTEMS 10346401 SBB07013795GA |  |  | Active |  | 99:99:99:99:99:99 |  | Equipment | PAAR:00-PVAR | 11/02/2019 |  | COOPER UNIVERSITY HOSPITAL |  |  | PAVILION-3 BED 5 | WOT00000000533981 | CAROLYN RUMELL | Disposition | Closed | Richard Jolly | 02/08/2018 | 05/15/2019 | Bulk Disposition CNL
|  | GE HEALTHCARE | TRAM 451N | MODULE, MULTI-PARAMATER | SBB08377388GA | INTENSIVE CARE UNIT | Pavilion |  |  | 11/03/2008 |  | 11/3/15 |  |  | NO | YES |  |  |  |  | GE MEDICAL SYSTEMS 10346393 SBB08377388GA |  |  | Active |  | 99:99:99:99:99:99 |  | Equipment | PAAR:00-PVAR | 11/02/2019 |  | COOPER UNIVERSITY HOSPITAL |  |  | PAVILION-3 BED 6 |  | FRANK OBRIEN
|  | GE HEALTHCARE | TRAM 451N | MODULE, MULTI-PARAMATER | RT106024427GR |  | Pavilion |  |  | 04/24/2007 |  | 4/24/14 |  |  | NO | YES |  |  |  |  | GE MEDICAL SYSTEMS 10346380 RT106024427GR |  |  | Active |  | 99:99:99:99:99:99 |  | Equipment | PAAR:00-PVAR | 11/02/2019 |  | COOPER UNIVERSITY HOSPITAL |  |  | PAVILION-3RD BED 3 | WOT00000000533445 | FRANK OBRIEN | Disposition | Closed | Richard Jolly | 02/08/2018 | 05/15/2019 | Bulk Disposition CNL
|  | GE HEALTHCARE | TRAM 451N | MODULE, MULTI-PARAMATER | SBB08337214GA |  | Kelemen |  |  | 11/03/2008 |  | 11/3/15 |  |  | NO | YES |  |  |  |  | GE MEDICAL SYSTEMS 10346375 SBB08337214GA |  |  | Active |  | 99:99:99:99:99:99 |  | Equipment | PAAR:00-PVAR | 11/02/2019 |  | COOPER UNIVERSITY HOSPITAL |  |  | PAVILION 3RD FLOOR |  | FRANK OBRIEN
|  | DATEX OHMEDA | E-PRESTN | MODULE, MULTI-PARAMETER |  | ANESTHESIOLOGY | Kelemen |  |  | 02/23/2009 |  | 2/23/16 |  |  | NO | YES |  |  |  |  | DATEX OHMEDA 10368123 6419766 |  |  | Disposition |  | 99:99:99:99:99:99 |  | Alarm | PAAR:00-PVAR | 11/02/2019 |  | COOPER UNIVERSITY HOSPITAL |  |  | ANESTH WK RM |  | GIACINTA ROUPAS
|  | DATEX OHMEDA | E-PRESTN | MODULE, MULTI-PARAMETER |  | ANESTHESIOLOGY | 900 Centennial Blvd | Suite E |  | 11/02/2019 |  | 11/2/26 |  |  | NO | YES |  |  |  |  | DATEX OHMEDA 30142935 6419753 |  |  | Active |  | 99:99:99:99:99:99 |  | Alarm | PAAR:00-PVAR | 11/02/2019 | 11/02/2019 | COOPER UNIVERSITY HOSPITAL |  |  | OR K3 |  | GIACINTA ROUPAS |  |  |  | 11/02/2019 | 11/02/2019 |  |  |  |  | 11/02/2019 | 11/02/2019
|  | DATEX OHMEDA | M-EST-00-01 | MODULE, MULTI-PARAMETER |  |  | Pavilion |  |  | 01/01/1900 |  |  |  |  | NO | YES |  |  |  |  | DATEX OHMEDA 10346390 114024 |  |  | Active |  | 99:99:99:99:99:99 |  | Equipment | PAAR:00-PVAR | 11/02/2019 |  | COOPER UNIVERSITY HOSPITAL |  |  | SDS - 3 KELEMEN BED 37 | WOT00000002199975 | Lisa Geoghegan | Disposition | Closed | Zhan Kiselev | 02/14/2019 | 05/25/2019 | Bulk Disposition CNL
|  | DATEX OHMEDA | M-ETP-00-03 | MODULE, MULTI-PARAMETER |  | SURGICAL CARE UNIT | Pavilion |  |  | 01/01/1900 |  |  |  |  | NO | YES |  |  |  |  | DATEX OHMEDA 10347515 112081 |  |  | Active |  | 99:99:99:99:99:99 |  | Equipment | PAAR:00-PVAR | 11/02/2019 |  | COOPER UNIVERSITY HOSPITAL |  |  | BED 40 | WOT00000002200398 | Lisa Geoghegan | Disposition | Closed | Zhan Kiselev | 02/14/2019 | 05/25/2019 | Bulk Disposition CNL
|  | DATEX OHMEDA | M-NESTPR..01 | MODULE, MULTI-PARAMETER |  |  | Pavilion |  |  | 06/01/2003 |  | 6/1/10 |  |  | NO | YES |  |  |  |  | DATEX OHMEDA 10368562 4687244 |  |  | Active |  | 99:99:99:99:99:99 |  | Equipment | PAAR:00-PVAR | 11/02/2019 |  | COOPER UNIVERSITY HOSPITAL |  |  | BED 36 | WOT00000002201791 | Lisa Geoghegan | Disposition | Closed | Zhan Kiselev | 02/14/2019 | 05/25/2019 | Bulk Disposition CNL
|  | DATEX OHMEDA | M-NESTPR..01 | MODULE, MULTI-PARAMETER |  |  | Pavilion |  |  | 01/01/1900 |  |  |  |  | NO | YES |  |  |  |  | DATEX OHMEDA 10368552 4865184 |  |  | Active |  | 99:99:99:99:99:99 |  | Equipment | PAAR:00-PVAR | 11/02/2019 |  | COOPER UNIVERSITY HOSPITAL |  |  | BED 32 | WOT00000002201741 | Lisa Geoghegan | Disposition | Closed | Zhan Kiselev | 02/14/2019 | 05/25/2019 | Bulk Disposition CNL
|  | DATEX OHMEDA | M-PRESTN | MODULE, MULTI-PARAMETER |  | ANESTHESIOLOGY | Pavilion |  |  | 06/20/2015 |  | 6/20/22 |  |  | NO | YES |  |  |  |  | DATEX OHMEDA 10369427 5178464 |  |  | Active |  | 99:99:99:99:99:99 |  | Alarm | PAAR:00-PVAR | 10/31/2019 |  | COOPER UNIVERSITY HOSPITAL |  |  |  | 0012527485 | Lisa Geoghegan | Preventative Maintenance | Closed | Josh Harris | 12/26/2017 | 12/26/2017 | PERFORMANCE ASSURANCE AT INVENTORY | INVENTORIED DEVICE AND ENSURED DEVICE WAS FUNCTIONING PROPERLY. | 593011FF-E957-45CC-AA50-31ECF56669EA | Labor | 11/21/2017 | 11/21/2017 | Zhan Kiselev
|  | DATEX OHMEDA | M-PRESTN | MODULE, MULTI-PARAMETER |  |  | Pavilion |  |  | 10/18/2005 |  | 10/18/12 |  |  | NO | YES |  |  |  |  | DATEX OHMEDA 10368574 5186763 |  |  | Active |  | 99:99:99:99:99:99 |  | Equipment | PAAR:00-PVAR | 11/02/2019 |  | COOPER UNIVERSITY HOSPITAL |  |  | BED 38 | WOT00000002201811 | DOMINIC VENDETTA | Disposition | Closed | Salvatore Bombara | 02/14/2019 | 05/21/2019 | Bulk Disposition CNL
|  | DATEX OHMEDA | M-PRESTN | MODULE, MULTI-PARAMETER |  |  | Pavilion |  |  | 03/10/2005 |  | 3/10/12 |  |  | NO | YES |  |  |  |  | DATEX OHMEDA 10368557 5133225 |  |  | Active |  | 99:99:99:99:99:99 |  | Equipment | PAAR:00-PVAR | 11/02/2019 |  | COOPER UNIVERSITY HOSPITAL |  |  | BED 31 | WOT00000002201759 | Lisa Geoghegan | Disposition | Closed | Zhan Kiselev | 02/14/2019 | 05/25/2019 | Bulk Disposition CNL
|  | DATEX OHMEDA | M-PRESTN | MODULE, MULTI-PARAMETER |  |  | Pavilion |  |  | 01/26/2005 |  | 1/26/12 |  |  | NO | YES |  |  |  |  | DATEX OHMEDA 10368547 5172108 |  |  | Active |  | 99:99:99:99:99:99 |  | Equipment | PAAR:00-PVAR | 11/02/2019 |  | COOPER UNIVERSITY HOSPITAL |  |  | Bed 29 | WOT00000002201718 | Lisa Geoghegan | Disposition | Closed | Zhan Kiselev | 02/14/2019 | 05/25/2019 | Bulk Disposition CNL
|  | DATEX OHMEDA | M-PRESTN | MODULE, MULTI-PARAMETER |  |  | Pavilion |  |  | 09/15/2005 |  | 9/15/12 |  |  | NO | YES |  |  |  |  | DATEX OHMEDA 10368543 5178478 |  |  | Disposition |  | 99:99:99:99:99:99 |  | Equipment | PAAR:00-PVAR | 11/02/2019 |  | COOPER UNIVERSITY HOSPITAL |  |  | BED 31 | WOT00000002201695 | Lisa Geoghegan | Disposition | Closed | Zhan Kiselev | 02/14/2019 | 05/25/2019 | Bulk Disposition CNL | Device no longer in the hospital | EXP3009451 | Labor | 05/24/2019 | 05/24/2019 | Zhan Kiselev
|  | DATEX OHMEDA | M-PRESTN | MODULE, MULTI-PARAMETER |  |  | Pavilion |  |  | 03/10/2005 |  | 3/10/12 |  |  | NO | YES |  |  |  |  | DATEX OHMEDA 10347510 5165484 |  |  | Active |  | 99:99:99:99:99:99 |  | Equipment | PAAR:00-PVAR | 11/02/2019 |  | COOPER UNIVERSITY HOSPITAL |  |  | BED 41 | WOT00000001324861 | Lisa Geoghegan | Repair | Closed | Michael Youch | 08/27/2018 | 11/06/2018 | BP hose cuff connector leaks | repaired BP hose cuff connector, verified, RTS. | EXP1268272 | Labor | 08/27/2018 | 08/27/2018 | Michael Youch
|  | DATEX OHMEDA | M-PRESTN | MODULE, MULTI-PARAMETER |  |  | Pavilion |  |  | 01/26/2005 |  | 1/26/12 |  |  | NO | YES |  |  |  |  | DATEX OHMEDA 10347503 5124719 |  |  | Active |  | 99:99:99:99:99:99 |  | Equipment | PAAR:00-PVAR | 11/02/2019 |  | COOPER UNIVERSITY HOSPITAL |  |  | Bed 28 | WOT00000002200353 | FRANK OBRIEN | Disposition | Closed | Richard Jolly | 02/14/2019 | 07/19/2019 | Bulk Disposition CNL
|  | GE HEALTHCARE | CARESCAPE PDM 2016793-002 | MODULE, MULTI-PARAMETER | SPX19410369SA | TRAUMA ICU | Kelemen |  |  | 11/19/2019 |  | 11/19/26 |  |  | NO | YES |  |  |  |  | GE MEDICAL SYSTEMS 11222275 SPX19410369SA |  |  | Active |  |  |  | Alarm | PAAR:00-PVAR | 11/19/2019 | 11/19/2019 | COOPER UNIVERSITY HOSPITAL |  |  |  | WOT00000004342544 | Diane Floyd | Performance Verification | Completed | Richard Jolly | 11/19/2019 | 11/19/2019 | Performance Verification for GE MEDICAL SYSTEMS 11222275 SPX19410369SA | Initial Install of Performance Verification. Device is ready for patient use. |  |  | 11/19/2019 | 11/19/2019
|  | GE HEALTHCARE | CARESCAPE PDM 2016793-002 | MODULE, MULTI-PARAMETER | SPX19420072SA | TRAUMA ICU | Kelemen |  |  | 11/19/2019 |  | 11/19/26 |  |  | NO | YES |  |  |  |  | GE MEDICAL SYSTEMS 11222272 SPX19420072SA |  |  | Active |  |  |  | Alarm | PAAR:00-PVAR | 11/19/2019 | 11/19/2019 | COOPER UNIVERSITY HOSPITAL |  |  |  | WOT00000004342680 | Diane Floyd | Performance Verification | Completed | Richard Jolly | 11/19/2019 | 11/19/2019 | Performance Verification for GE MEDICAL SYSTEMS 11222272 SPX19420072SA | Initial Install of Performance Verification. Device is ready for patient use. |  |  | 11/19/2019 | 11/19/2019
|  | GE Healthcare | CARESCAPE PDM 2016793-002 | MODULE, MULTI-PARAMETER | SA316310186SA | CDU - CLINICAL DECISION UNIT-9 KELEMEN | Kelemen |  |  | 10/31/2019 |  | 10/31/26 |  |  | NO | YES |  |  |  |  | GE MEDICAL SYSTEMS 30146421 SA316310186SA |  |  | Active |  | 99:99:99:99:99:99 |  | Alarm | PAAR:00-PVAR | 10/31/2019 | 10/31/2019 | COOPER UNIVERSITY HOSPITAL |  |  |  | 0011470305 | KAREN GRUBER | Performance Verification | Closed | Bonnie Aichroth | 10/31/2019 | 10/31/2019 | INCOMING INVENTORY | DEVICE INVENTORIED | 635704F2-2B21-4EDF-AB59-D1F27E10A016 | Labor | 10/31/2019 | 10/31/2019 | Bonnie Aichroth
|  | GE HEALTHCARE | CARESCAPE PDM 2016793-003 | MODULE, MULTI-PARAMETER | SA318200676SA | EMERGENCY ROOM | Kelemen |  |  | 10/31/2019 |  | 10/31/26 |  |  | NO | YES |  |  |  |  | GE MEDICAL SYSTEMS 11239375 SA318200676SA |  |  | Active |  | 99:99:99:99:99:99 |  | Alarm | PAAR:00-PVAR | 10/31/2019 | 10/31/2019 | COOPER UNIVERSITY HOSPITAL |  |  | Performance Verification | WOT00000001327390 | KAREN GRUBER | Performance Verification | Closed | Richard Jolly | 10/31/2019 | 10/31/2019 | Performance Verification for GE MEDICAL SYSTEMS 11239375 SA318200676SA | Initial Install of Performance Verification. Device is ready for patient use. |  |  | 10/31/2019 | 10/31/2019
|  | GE HEALTHCARE | CARESCAPE PDM 2016793-003 | MODULE, MULTI-PARAMETER | SA318200663SA | EMERGENCY ROOM | Kelemen |  |  | 10/31/2019 |  | 10/31/26 |  |  | NO | YES |  |  |  |  | GE MEDICAL SYSTEMS 11239374 SA318200663SA |  |  | Active |  | 99:99:99:99:99:99 |  | Alarm | PAAR:00-PVAR | 10/31/2019 | 10/31/2019 | COOPER UNIVERSITY HOSPITAL |  |  | Performance Verification | WOT00000001327418 | KAREN GRUBER | Performance Verification | Closed | Richard Jolly | 10/31/2019 | 10/31/2019 | Performance Verification for GE MEDICAL SYSTEMS 11239374 SA318200663SA | Initial Install of Performance Verification. Device is ready for patient use. |  |  | 10/31/2019 | 10/31/2019
|  | GE HEALTHCARE | CARESCAPE PDM 2016793-003 | MODULE, MULTI-PARAMETER | SA318200654SA | EMERGENCY ROOM | Kelemen |  |  | 10/31/2019 |  | 10/31/26 |  |  | NO | YES |  |  |  |  | GE MEDICAL SYSTEMS 11239366 SA318200654SA |  |  | Active |  | 99:99:99:99:99:99 |  | Alarm | PAAR:00-PVAR | 10/31/2019 | 10/31/2019 | COOPER UNIVERSITY HOSPITAL |  |  | Performance Verification | WOT00000001326266 | KAREN GRUBER | Performance Verification | Closed | Josh Harris | 10/31/2019 | 10/31/2019 | CEID Record Completion for GE MEDICAL SYSTEMS 11239366 SA318200654SA | Inventoried unit. | EXP3390019 | Labor | 10/31/2019 | 10/31/2019 | Josh Harris
|  | GE HEALTHCARE | CARESCAPE PDM 2016793-003 | MODULE, MULTI-PARAMETER | SA318200599SA | EMERGENCY ROOM | Kelemen |  |  | 10/31/2019 |  | 10/31/26 |  |  | NO | YES |  |  |  |  | GE MEDICAL SYSTEMS 11239365 SA318200599SA |  |  | Active |  | 99:99:99:99:99:99 |  | Alarm | PAAR:00-PVAR | 10/31/2019 | 10/31/2019 | COOPER UNIVERSITY HOSPITAL |  |  | Performance Verification | WOT00000001326301 | KAREN GRUBER | Performance Verification | Closed | Richard Jolly | 10/31/2019 | 10/31/2019 | Performance Verification for GE MEDICAL SYSTEMS 11239365 SA318200599SA | Initial Install of Performance Verification. Device is ready for patient use. |  |  | 10/31/2019 | 10/31/2019
|  | GE HEALTHCARE | CARESCAPE PDM 2016793-003 | MODULE, MULTI-PARAMETER | SA318200383SA | EMERGENCY ROOM | Kelemen |  |  | 10/31/2019 |  | 10/31/26 |  |  | NO | YES |  |  |  |  | GE MEDICAL SYSTEMS 11239367 SA318200383SA |  |  | Active |  | 99:99:99:99:99:99 |  | Alarm | PAAR:00-PVAR | 10/31/2019 | 10/31/2019 | COOPER UNIVERSITY HOSPITAL |  |  | Performance Verification | WOT00000001326183 | KAREN GRUBER | Performance Verification | Closed | Richard Jolly | 10/31/2019 | 10/31/2019 | Performance Verification for GE MEDICAL SYSTEMS 11239367 SA318200383SA | Initial Install of Performance Verification. Device is ready for patient use. |  |  | 10/31/2019 | 10/31/2019
|  | GE HEALTHCARE | CARESCAPE PDM 2016793-003 | MODULE, MULTI-PARAMETER | SA318240017SA | VOORHEES SURGERY CENTER-SURGERY DEPT | 900 Centennial Blvd | Suite E |  | 10/31/2019 |  | 10/31/26 |  |  | NO | YES |  |  |  |  | GE MEDICAL SYSTEMS 11239358 SA318240017SA |  |  | Active |  | 99:99:99:99:99:99 |  | Alarm | PAAR:00-PVAR | 10/31/2019 | 10/31/2019 | COOPER AMBULATORY OFF-SITES |  |  | Performance Verification | WOT00000001194753 | Theresa Megali | Performance Verification | Closed | Salvatore Bombara | 10/31/2019 | 10/31/2019 | Performance Verification for GE MEDICAL SYSTEMS 11239358 SA318240017SA | Initial Install of Performance Verification. Device is ready for patient use. |  |  | 10/31/2019 | 10/31/2019
|  | GE HEALTHCARE | CARESCAPE PDM 2016793-003 | MODULE, MULTI-PARAMETER | SA318210131SA | ANESTHESIOLOGY | Pavilion |  |  | 10/31/2019 |  | 10/31/26 |  |  | NO | YES |  |  |  |  | GE MEDICAL SYSTEMS 11239343 SA318210131SA |  |  | Active |  | 99:99:99:99:99:99 |  | Alarm | PAAR:00-PVAR | 10/31/2019 | 10/31/2019 | COOPER UNIVERSITY HOSPITAL |  |  | SD OR 4 | WOT00000001058725 | GIACINTA ROUPAS | Performance Verification | Closed | Salvatore Bombara | 10/31/2019 | 10/31/2019 | Performance Verification for GE MEDICAL SYSTEMS 11239343 SA318210131SA | Initial Install of Performance Verification. Device is ready for patient use. |  |  | 10/31/2019 | 10/31/2019
|  | GE HEALTHCARE | CARESCAPE PDM 2016793-003 | MODULE, MULTI-PARAMETER | SA318200454SA | ANESTHESIOLOGY | Pavilion |  |  | 10/31/2019 |  | 10/31/26 |  |  | NO | YES |  |  |  |  | GE MEDICAL SYSTEMS 11239341 SA318200454SA |  |  | Active |  | 99:99:99:99:99:99 |  | Alarm | PAAR:00-PVAR | 10/31/2019 | 10/31/2019 | COOPER UNIVERSITY HOSPITAL |  |  | SD OR Travel | WOT00000001058550 | GIACINTA ROUPAS | Performance Verification | Closed | Salvatore Bombara | 10/31/2019 | 10/31/2019 | Performance Verification for GE MEDICAL SYSTEMS 11239341 SA318200454SA | Initial Install of Performance Verification. Device is ready for patient use. |  |  | 10/31/2019 | 10/31/2019
|  | GE HEALTHCARE | CARESCAPE PDM 2016793-003 | MODULE, MULTI-PARAMETER | SA317470036SA | ANESTHESIOLOGY | Pavilion |  |  | 10/31/2019 |  | 10/31/26 |  |  | NO | YES |  |  |  |  | GE MEDICAL SYSTEMS 11239153 SA317470036SA |  |  | Active |  | 99:99:99:99:99:99 |  | Alarm | PAAR:00-PVAR | 10/31/2019 | 10/31/2019 | COOPER UNIVERSITY HOSPITAL |  |  | SD OR 5 | WOT00000000616714 | GIACINTA ROUPAS | Performance Verification | Closed | Salvatore Bombara | 10/31/2019 | 10/31/2019 | Performance Verification for GE MEDICAL SYSTEMS 11239153 SA317470036SA | Initial Install of Performance Verification. Device is ready for patient use. |  |  | 10/31/2019 | 10/31/2019
|  | GE HEALTHCARE | CARESCAPE PDM 2016793-003 | MODULE, MULTI-PARAMETER | SA317470048SA |  | Kelemen |  |  | 10/31/2019 |  | 10/31/26 |  |  | NO | YES |  |  |  |  | GE MEDICAL SYSTEMS 11239131 SA317470048SA |  |  | Active |  | 99:99:99:99:99:99 |  | Alarm | PAAR:00-PVAR | 10/31/2019 | 10/31/2019 | COOPER UNIVERSITY HOSPITAL |  |  | SD OR 4 | WOT00000000564299 | GIACINTA ROUPAS | Performance Verification | Closed | Salvatore Bombara | 10/31/2019 | 10/31/2019 | Performance Verification for GE MEDICAL SYSTEMS 11239131 SA317470048SA | Initial Install of Performance Verification. Device is ready for patient use. |  |  | 10/31/2019 | 10/31/2019
|  | GE HEALTHCARE | CARESCAPE PDM 2016793-003 | MODULE, MULTI-PARAMETER | SA317470032SA | ANESTHESIOLOGY | Pavilion |  |  | 10/31/2019 |  | 10/31/26 |  |  | NO | YES |  |  |  |  | GE MEDICAL SYSTEMS 11239079 SA317470032SA |  |  | Active |  | 99:99:99:99:99:99 |  | Alarm | PAAR:00-PVAR | 10/31/2019 | 10/31/2019 | COOPER UNIVERSITY HOSPITAL |  |  | SD OR 2 | WOT00000000558645 | GIACINTA ROUPAS | Performance Verification | Closed | Salvatore Bombara | 10/31/2019 | 10/31/2019 | Performance Verification for GE MEDICAL SYSTEMS 11239079 SA317470032SA | Initial Install of Performance Verification. Device is ready for patient use. |  |  | 10/31/2019 | 10/31/2019
|  | GE HEALTHCARE | CARESCAPE PDM 2016793-003 | MODULE, MULTI-PARAMETER | SA317470128SA | ANESTHESIOLOGY | Pavilion |  |  | 10/31/2019 |  | 10/31/26 |  |  | NO | YES |  |  |  |  | GE MEDICAL SYSTEMS 11239056 SA317470128SA |  |  | Active |  | 99:99:99:99:99:99 |  | Alarm | PAAR:00-PVAR | 10/31/2019 | 10/31/2019 | COOPER UNIVERSITY HOSPITAL |  |  | Sd OR 1 | WOT00000000554114 | GIACINTA ROUPAS | Performance Verification | Closed | Salvatore Bombara | 10/31/2019 | 10/31/2019 | Performance Verification for GE MEDICAL SYSTEMS 11239056 SA317470128SA | Initial Install of Performance Verification. Device is ready for patient use. |  |  | 10/31/2019 | 10/31/2019
|  | GE HEALTHCARE | CARESCAPE PDM 2016793-003 | MODULE, MULTI-PARAMETER | Sa309517728gr |  | Pavilion | [7 empty] | NO | YES
|  | GE HEALTHCARE | CARESCAPE PDM 2016793-003 | MODULE, MULTI-PARAMETER | SA317470102SA | ANESTHESIOLOGY | Pavilion |  |  | 10/31/2019 |  | 10/31/26 |  |  | NO | YES |  |  |  |  | GE MEDICAL SYSTEMS 11239007 SA317470102SA |  |  | Active |  | 99:99:99:99:99:99 |  | Alarm | PAAR:00-PVAR | 10/31/2019 | 10/31/2019 | COOPER UNIVERSITY HOSPITAL |  |  | SD6 | WOT00000000551873 | GIACINTA ROUPAS | Performance Verification | Closed | Salvatore Bombara | 10/31/2019 | 10/31/2019 | Performance Verification for GE MEDICAL SYSTEMS 11239007 SA317470102SA | Initial Install of Performance Verification. Device is ready for patient use. |  |  | 10/31/2019 | 10/31/2019
|  | GE HEALTHCARE | CARESCAPE PDM 2016793-003 | MODULE, MULTI-PARAMETER | SA310331222GR | TRAUMA ICU | Kelemen |  |  | 11/21/2019 |  | 11/21/26 |  |  | NO | YES |  |  |  |  | GE MEDICAL SYSTEMS 11222276 SA310331222GR |  |  | Active |  |  |  | Alarm | PAAR:00-PVAR | 11/21/2019 | 11/21/2019 | COOPER UNIVERSITY HOSPITAL |  |  |  | WOT00000004358680 | Diane Floyd | Performance Verification | Completed | Richard Jolly | 11/21/2019 | 11/21/2019 | Performance Verification for GE MEDICAL SYSTEMS 11222276 SA310331222GR | Initial Install of Performance Verification. Device is ready for patient use. |  |  | 11/21/2019 | 11/21/2019
|  | GE HEALTHCARE | CARESCAPE PDM 2016793-003 | MODULE, MULTI-PARAMETER | SPX19420079SA |  | Kelemen |  |  | 11/19/2019 |  | 11/19/26 |  |  | NO | YES |  |  |  |  | GE MEDICAL SYSTEMS 11222273 SPX19420079SA |  |  | Active |  |  |  | Alarm | PAAR:00-PVAR | 11/19/2019 | 11/19/2019 | COOPER UNIVERSITY HOSPITAL |  |  |  | WOT00000004342645 | Diane Floyd | Performance Verification | Completed | Richard Jolly | 11/19/2019 | 11/19/2019 | Performance Verification for GE MEDICAL SYSTEMS 11222273 SPX19420079SA | Initial Install of Performance Verification. Device is ready for patient use. |  |  | 11/19/2019 | 11/19/2019
|  | GE HEALTHCARE | CARESCAPE PDM 2016793-003 | MODULE, MULTI-PARAMETER | SPX19420083SA | TRAUMA ICU | Kelemen |  |  | 11/19/2019 |  | 11/19/26 |  |  | NO | YES |  |  |  |  | GE MEDICAL SYSTEMS 11222274 SPX19420083SA |  |  | Active |  |  |  | Alarm | PAAR:00-PVAR | 11/19/2019 | 11/19/2019 | COOPER UNIVERSITY HOSPITAL |  |  |  | WOT00000004342593 | Diane Floyd | Performance Verification | Completed | Richard Jolly | 11/19/2019 | 11/19/2019 | Performance Verification for GE MEDICAL SYSTEMS 11222274 SPX19420083SA | Initial Install of Performance Verification. Device is ready for patient use. |  |  | 11/19/2019 | 11/19/2019
|  | GE HEALTHCARE | CARESCAPE PDM 2016793-003 | MODULE, MULTI-PARAMETER | SPX19410071SA | TSDU - KELEMEN S7 | Kelemen |  |  | 11/19/2019 |  | 11/19/26 |  |  | NO | YES |  |  |  |  | GE MEDICAL SYSTEMS 11222271 SPX19410071SA |  |  | Active |  |  |  | Alarm | PAAR:00-PVAR | 11/19/2019 | 11/19/2019 | COOPER UNIVERSITY HOSPITAL |  |  |  | WOT00000004342744 | JEN VANDER HORN | Performance Verification | Completed | Richard Jolly | 11/19/2019 | 11/19/2019 | Performance Verification for GE MEDICAL SYSTEMS 11222271 SPX19410071SA | Initial Install of Performance Verification. Device is ready for patient use. |  |  | 11/19/2019 | 11/19/2019
|  | GE HEALTHCARE | CARESCAPE PDM 2016793-003 | MODULE, MULTI-PARAMETER | SPX19420084SA | TRAUMA ICU | Kelemen |  |  | 11/19/2019 |  | 11/19/26 |  |  | NO | YES |  |  |  |  | GE MEDICAL SYSTEMS 11222270 SPX19420084SA |  |  | Active |  |  |  | Alarm | PAAR:00-PVAR | 11/19/2019 | 11/19/2019 | COOPER UNIVERSITY HOSPITAL |  |  |  | WOT00000004339686 | Diane Floyd | Performance Verification | Completed | Richard Jolly | 11/19/2019 | 11/19/2019 | Performance Verification for GE MEDICAL SYSTEMS 11222270 SPX19420084SA | Initial Install of Performance Verification. Device is ready for patient use. |  |  | 11/19/2019 | 11/19/2019
|  | GE HEALTHCARE | CARESCAPE PDM 2016793-003 | MODULE, MULTI-PARAMETER | SPX19420085SA | INCU - KELEMEN S10 | Kelemen |  |  | 11/18/2019 |  | 11/18/26 |  |  | NO | YES |  |  |  |  | GE MEDICAL SYSTEMS 11222269 SPX19420085SA |  |  | Active |  |  |  | Alarm | PAAR:00-PVAR | 11/18/2019 | 11/18/2019 | COOPER UNIVERSITY HOSPITAL |  |  |  | WOT00000004334918 | Lisa Brooks | Performance Verification | Completed | Zhan Kiselev | 11/18/2019 | 11/18/2019 | Performance Verification for GE MEDICAL SYSTEMS 11222269 SPX19420085SA | Initial Install of Performance Verification. Device is ready for patient use. |  |  | 11/18/2019 | 11/18/2019
|  | GE HEALTHCARE | CARESCAPE PDM 2016793-003 | MODULE, MULTI-PARAMETER | SPX19410311SA | KELEMEN N10 | Kelemen |  |  | 11/18/2019 |  | 11/18/26 |  |  | NO | YES |  |  |  |  | GE MEDICAL SYSTEMS 11222267 SPX19410311SA |  |  | Active |  |  |  | Alarm | PAAR:00-PVAR | 11/18/2019 | 11/18/2019 | COOPER UNIVERSITY HOSPITAL |  |  |  | WOT00000004334792 | Lisa Brooks | Performance Verification | Completed | Zhan Kiselev | 11/18/2019 | 11/18/2019 | Performance Verification for GE MEDICAL SYSTEMS 11222267 SPX19410311SA | Initial Install of Performance Verification. Device is ready for patient use. |  |  | 11/18/2019 | 11/18/2019
|  | GE HEALTHCARE | CARESCAPE PDM 2016793-003 | MODULE, MULTI-PARAMETER | SA318240164SA | INTENSIVE CARE NURSERY | Dorrance |  |  | 10/31/2019 |  | 10/31/26 |  |  | NO | YES |  |  |  |  | GE MEDICAL SYSTEMS 11222161 SA318240164SA |  |  | Active |  | 99:99:99:99:99:99 |  | Alarm | PAAR:00-PVAR | 10/31/2019 | 10/31/2019 | COOPER UNIVERSITY HOSPITAL |  |  |  | WOT00000001619483 | JOANNE FOX | Performance Verification | Closed | Richard Jolly | 10/31/2019 | 10/31/2019 | CEID Record Completion for GE MEDICAL SYSTEMS 11222161 SA318240164SA | new equipment Install | EXP1653293 | Labor | 10/31/2019 | 10/31/2019 | Richard Jolly
|  | GE HEALTHCARE | CARESCAPE PDM 2016793-003 | MODULE, MULTI-PARAMETER | SA318240132SA | INTENSIVE CARE NURSERY | Dorrance |  |  | 10/31/2019 |  | 10/31/26 |  |  | NO | YES |  |  |  |  | GE MEDICAL SYSTEMS 11222157 SA318240132SA |  |  | Active |  | 99:99:99:99:99:99 |  | Alarm | PAAR:00-PVAR | 10/31/2019 | 10/31/2019 | COOPER UNIVERSITY HOSPITAL |  |  |  | WOT00000001619289 | JOANNE FOX | Performance Verification | Closed | Richard Jolly | 10/31/2019 | 10/31/2019 | Performance Verification for GE MEDICAL SYSTEMS 11222157 SA318240132SA | Initial Install of Performance Verification. Device is ready for patient use. |  |  | 10/31/2019 | 10/31/2019
|  | GE HEALTHCARE | CARESCAPE PDM 2016793-003 | MODULE, MULTI-PARAMETER | SA318200596SA | EMERGENCY ROOM | 900 Centennial Blvd | Suite E |  | 10/31/2019 |  | 10/31/26 |  |  | NO | YES |  |  |  |  | GE MEDICAL SYSTEMS 11222140 SA318200596SA |  |  | Active |  | 99:99:99:99:99:99 |  | Alarm | PAAR:00-PVAR | 10/31/2019 | 10/31/2019 | COOPER UNIVERSITY HOSPITAL |  |  |  | WOT00000001447862 | KAREN GRUBER | Performance Verification | Closed | Richard Jolly | 10/31/2019 | 10/31/2019 | Performance Verification for GE MEDICAL SYSTEMS 11222140 SA318200596SA | Initial Install of Performance Verification. Device is ready for patient use. |  |  | 10/31/2019 | 10/31/2019
|  | GE HEALTHCARE | CARESCAPE PDM 2016793-003 | MODULE, MULTI-PARAMETER | SPX19420092SA | KELEMEN 8 PCU | Kelemen |  |  | 11/14/2019 |  | 11/14/26 |  |  | NO | YES |  |  |  |  | GE MEDICAL SYSTEMS 11208488 SPX19420092SA |  |  | Active |  |  |  | Alarm | PAAR:00-PVAR | 11/14/2019 | 11/14/2019 | COOPER UNIVERSITY HOSPITAL |  |  | Kelemen 8 TP 2 | WOT00000004318252 | BYRON WELLS | Performance Verification | Completed | Michael Youch | 11/14/2019 | 11/14/2019 | Performance Verification for GE MEDICAL SYSTEMS 11208488 SPX19420092SA | Initial Install of Performance Verification. Device is ready for patient use. |  |  | 11/14/2019 | 11/14/2019
|  | GE HEALTHCARE | CARESCAPE PDM 2016793-003 | MODULE, MULTI-PARAMETER | SPX19420093SA | KELEMEN 8 PCU | Kelemen |  |  | 11/14/2019 |  | 11/14/26 |  |  | NO | YES |  |  |  |  | GE MEDICAL SYSTEMS 11208487 SPX19420093SA |  |  | Active |  |  |  | Alarm | PAAR:00-PVAR | 11/14/2019 | 11/14/2019 | COOPER UNIVERSITY HOSPITAL |  |  | PAV 056 | WOT00000004318374 | BYRON WELLS | Performance Verification | Completed | Michael Youch | 11/14/2019 | 11/14/2019 | Performance Verification for GE MEDICAL SYSTEMS 11208487 SPX19420093SA | Initial Install of Performance Verification. Device is ready for patient use. |  |  | 11/14/2019 | 11/14/2019
|  | GE HEALTHCARE | CARESCAPE PDM 2016793-003 | MODULE, MULTI-PARAMETER | SA311060325GR |  | Pavilion | [7 empty] | NO | YES
|  | GE HEALTHCARE | CARESCAPE PDM 2016793-003 | MODULE, MULTI-PARAMETER | SA312059562GR |  | Dorrance | [7 empty] | NO | YES
|  | GE HEALTHCARE | CARESCAPE PDM 2016793-003 | MODULE, MULTI-PARAMETER | SA314201516GA |  | Kelemen | [7 empty] | NO | YES
|  | GE HEALTHCARE | CARESCAPE PDM 2016793-003 | MODULE, MULTI-PARAMETER | SA312069742GR |  | Pavilion | [7 empty] | NO | YES
|  | GE HEALTHCARE | CARESCAPE PDM 2016793-003 | MODULE, MULTI-PARAMETER | SA317330021SA |  | Kelemen | [7 empty] | NO | YES
|  | GE HEALTHCARE | CARESCAPE PDM 2016793-003 | MODULE, MULTI-PARAMETER | SA309173147GA |  | Dorrance | [7 empty] | NO | YES
|  | GE HEALTHCARE | CARESCAPE PDM 2016793-003 | MODULE, MULTI-PARAMETER | SA310159454GR |  | Pavilion | [7 empty] | NO | YES
|  | GE HEALTHCARE | CARESCAPE PDM 2016793-003 | MODULE, MULTI-PARAMETER | Sa317470120sa | ANESTHESIOLOGY | Pavilion |  |  | 10/31/2019 |  | 10/31/26 |  |  | NO | YES |  |  |  |  | GE MEDICAL SYSTEMS 10769706 Sa317470120sa |  |  | Active |  | 99:99:99:99:99:99 |  | Alarm | PAAR:00-PVAR | 10/31/2019 | 10/31/2019 | COOPER UNIVERSITY HOSPITAL |  |  | SD Or 8 | WOT00000000544473 | GIACINTA ROUPAS | Performance Verification | Closed | Josh Harris | 10/31/2019 | 10/31/2019 | CEID Record Completion for GE MEDICAL SYSTEMS 10769706 Sa317470120sa | New equipment new equipment | EXP0126674 | Labor | 10/31/2019 | 10/31/2019 | Richard Jolly
|  | GE HEALTHCARE | CARESCAPE PDM 2016793-003 | MODULE, MULTI-PARAMETER | SA317470105SA | SAME DAY PREOP -2ND FL PAVILION | Pavilion |  |  | 10/31/2019 |  | 10/31/26 |  |  | NO | YES |  |  |  |  | GE MEDICAL SYSTEMS 10769704 SA317470105SA |  |  | Active |  | 99:99:99:99:99:99 |  | Alarm | PAAR:00-PVAR | 10/31/2019 | 10/31/2019 | COOPER UNIVERSITY HOSPITAL |  |  | Performance Verification | WOT00000000545545 | JOE DRUCTOR | Performance Verification | Closed | Richard Jolly | 10/31/2019 | 10/31/2019 | Performance Verification for GE MEDICAL SYSTEMS 10769704 SA317470105SA | Initial Install of Performance Verification. Device is ready for patient use. |  |  | 10/31/2019 | 10/31/2019
|  | GE HEALTHCARE | CARESCAPE PDM 2016793-003 | MODULE, MULTI-PARAMETER | SA317470055SA | SAME DAY PREOP -2ND FL PAVILION | Kelemen |  |  | 10/31/2019 |  | 10/31/26 |  |  | NO | YES |  |  |  |  | GE MEDICAL SYSTEMS 10769705 SA317470055SA |  |  | Active |  | 99:99:99:99:99:99 |  | Alarm | PAAR:00-PVAR | 10/31/2019 | 10/31/2019 | COOPER UNIVERSITY HOSPITAL |  |  |  | WOT00000000545539 | JOE DRUCTOR | Performance Verification | Closed | Richard Jolly | 10/31/2019 | 10/31/2019 | Performance Verification for GE MEDICAL SYSTEMS 10769705 SA317470055SA | Initial Install of Performance Verification. Device is ready for patient use. |  |  | 10/31/2019 | 10/31/2019
|  | GE HEALTHCARE | CARESCAPE PDM 2016793-003 | MODULE, MULTI-PARAMETER | SA317470085SA | SAME DAY OR-2ND FL PAVILION | Pavilion |  |  | 10/31/2019 |  | 10/31/26 |  |  | NO | YES |  |  |  |  | GE MEDICAL SYSTEMS 10769703 SA317470085SA |  |  | Active |  | 99:99:99:99:99:99 |  | Alarm | PAAR:00-PVAR | 10/31/2019 | 10/31/2019 | COOPER UNIVERSITY HOSPITAL |  |  | 2nd floor pavilion | WOT00000000545558 | JOE DRUCTOR | Performance Verification | Closed | Richard Jolly | 10/31/2019 | 10/31/2019 | Performance Verification for GE MEDICAL SYSTEMS 10769703 SA317470085SA | Initial Install of Performance Verification. Device is ready for patient use. |  |  | 10/31/2019 | 10/31/2019
|  | GE HEALTHCARE | CARESCAPE PDM 2016793-003 | MODULE, MULTI-PARAMETER | SA317470084SA | SAME DAY PREOP -2ND FL PAVILION | Pavilion |  |  | 10/31/2019 |  | 10/31/26 |  |  | NO | YES |  |  |  |  | GE MEDICAL SYSTEMS 10769702 SA317470084SA |  |  | Active |  | 99:99:99:99:99:99 |  | Alarm | PAAR:00-PVAR | 10/31/2019 | 10/31/2019 | COOPER UNIVERSITY HOSPITAL |  |  | PAV 923 | WOT00000000545565 | JOE DRUCTOR | Performance Verification | Closed | Josh Harris | 10/31/2019 | 10/31/2019 | CEID Record Completion for GE MEDICAL SYSTEMS 10769702 SA317470084SA | Inventoried unit. | EXP3409789 | Labor | 10/31/2019 | 10/31/2019 | Josh Harris
|  | GE HEALTHCARE | CARESCAPE PDM 2016793-003 | MODULE, MULTI-PARAMETER | SA317470125SA | SAME DAY PREOP -2ND FL PAVILION | Pavilion |  |  | 10/31/2019 |  | 10/31/26 |  |  | NO | YES |  |  |  |  | GE MEDICAL SYSTEMS 10769700 SA317470125SA |  |  | Active |  | 99:99:99:99:99:99 |  | Alarm | PAAR:00-PVAR | 10/31/2019 | 10/31/2019 | COOPER UNIVERSITY HOSPITAL |  |  | Performance Verification | WOT00000000545612 | JOE DRUCTOR | Performance Verification | Closed | Richard Jolly | 10/31/2019 | 10/31/2019 | Performance Verification for GE MEDICAL SYSTEMS 10769700 SA317470125SA | Initial Install of Performance Verification. Device is ready for patient use. |  |  | 10/31/2019 | 10/31/2019
|  | GE HEALTHCARE | CARESCAPE PDM 2016793-003 | MODULE, MULTI-PARAMETER | SA317470080SA | SAME DAY OR-2ND FL PAVILION | Kelemen |  |  | 10/31/2019 |  | 10/31/26 |  |  | NO | YES |  |  |  |  | GE MEDICAL SYSTEMS 10769699 SA317470080SA |  |  | Active |  | 99:99:99:99:99:99 |  | Alarm | PAAR:00-PVAR | 10/31/2019 | 10/31/2019 | COOPER UNIVERSITY HOSPITAL |  |  | 2nd floor pavilion | WOT00000000545729 | JOE DRUCTOR | Performance Verification | Closed | Josh Harris | 10/31/2019 | 10/31/2019 | CEID Record Completion for GE MEDICAL SYSTEMS 10769699 SA317470080SA | Inventoried unit. | EXP3409559 | Labor | 10/31/2019 | 10/31/2019 | Josh Harris
|  | GE HEALTHCARE | CARESCAPE PDM 2016793-003 | MODULE, MULTI-PARAMETER | SA317470093SA | SAME DAY OR-2ND FL PAVILION | Kelemen | BASEMENT |  | 10/31/2019 |  | 10/31/26 |  |  | NO | YES |  |  |  |  | GE MEDICAL SYSTEMS 10769698 SA317470093SA |  |  | Active |  | 99:99:99:99:99:99 |  | Alarm | PAAR:00-PVAR | 10/31/2019 | 10/31/2019 | COOPER UNIVERSITY HOSPITAL |  |  | 2nd floor pavilion | WOT00000000545723 | JOE DRUCTOR | Performance Verification | Closed | Josh Harris | 10/31/2019 | 10/31/2019 | CEID Record Completion for GE MEDICAL SYSTEMS 10769698 SA317470093SA | Inventoried unit. | EXP3409683 | Labor | 10/31/2019 | 10/31/2019 | Josh Harris
|  | GE HEALTHCARE | CARESCAPE PDM 2016793-003 | MODULE, MULTI-PARAMETER | SA317470088SA | SAME DAY PREOP -2ND FL PAVILION | Pavilion |  |  | 10/31/2019 |  | 10/31/26 |  |  | NO | YES |  |  |  |  | GE MEDICAL SYSTEMS 10769697 SA317470088SA |  |  | Active |  | 99:99:99:99:99:99 |  | Alarm | PAAR:00-PVAR | 10/31/2019 | 10/31/2019 | COOPER UNIVERSITY HOSPITAL |  |  | Performance Verification | WOT00000000545648 | JOE DRUCTOR | Performance Verification | Closed | Richard Jolly | 10/31/2019 | 10/31/2019 | Performance Verification for GE MEDICAL SYSTEMS 10769697 SA317470088SA | Initial Install of Performance Verification. Device is ready for patient use. |  |  | 10/31/2019 | 10/31/2019
|  | GE HEALTHCARE | CARESCAPE PDM 2016793-003 | MODULE, MULTI-PARAMETER | SA317470118SA | SAME DAY OR-2ND FL PAVILION | Pavilion |  |  | 10/31/2019 |  | 10/31/26 |  |  | NO | YES |  |  |  |  | GE MEDICAL SYSTEMS 10769696 SA317470118SA |  |  | Active |  | 99:99:99:99:99:99 |  | Alarm | PAAR:00-PVAR | 10/31/2019 | 10/31/2019 | COOPER UNIVERSITY HOSPITAL |  |  | 2nd floor pavilion | WOT00000000545636 | JOE DRUCTOR | Performance Verification | Closed | Richard Jolly | 10/31/2019 | 10/31/2019 | Performance Verification for GE MEDICAL SYSTEMS 10769696 SA317470118SA | Initial Install of Performance Verification. Device is ready for patient use. |  |  | 10/31/2019 | 10/31/2019
|  | GE HEALTHCARE | CARESCAPE PDM 2016793-003 | MODULE, MULTI-PARAMETER | SA317460495SA | SAME DAY PREOP -2ND FL PAVILION | Pavilion |  |  | 10/31/2019 |  | 10/31/26 |  |  | NO | YES |  |  |  |  | GE MEDICAL SYSTEMS 10769695 SA317460495SA |  |  | Active |  | 99:99:99:99:99:99 |  | Alarm | PAAR:00-PVAR | 10/31/2019 | 10/31/2019 | COOPER UNIVERSITY HOSPITAL |  |  | Performance Verification | WOT00000000545619 | JOE DRUCTOR | Performance Verification | Closed | Richard Jolly | 10/31/2019 | 10/31/2019 | Performance Verification for GE MEDICAL SYSTEMS 10769695 SA317460495SA | Initial Install of Performance Verification. Device is ready for patient use. |  |  | 10/31/2019 | 10/31/2019
|  | GE HEALTHCARE | CARESCAPE PDM 2016793-003 | MODULE, MULTI-PARAMETER | SA314201526GA | OR - KELEMEN 3 | Pavilion |  |  | 05/21/2014 |  | 5/21/21 |  |  | NO | YES |  |  |  |  | GE MEDICAL SYSTEMS 10769580 SA314201526GA |  |  | Active |  | 99:99:99:99:99:99 |  | Alarm | PAAR:00-PVAR | 10/31/2019 |  | COOPER UNIVERSITY HOSPITAL |  |  | HOLDING 20 |  | DOMINIC VENDETTA
|  | GE Healthcare | CARESCAPE PDM 2016793-003 | MODULE, MULTI-PARAMETER | SA316370126SA | ANESTHESIOLOGY | Kelemen |  |  | 05/22/2017 |  | 5/22/24 |  |  | NO | YES |  |  |  |  | GE MEDICAL SYSTEMS 10769579 SA316370126SA |  |  | Active |  | 99:99:99:99:99:99 |  | Alarm | PAAR:00-PVAR | 10/31/2019 |  | COOPER UNIVERSITY HOSPITAL |  |  |  | 0011654990 | GIACINTA ROUPAS | Preventative Maintenance | Closed | Salvatore Bombara | 05/22/2017 | 05/22/2017 | PERFORMANCE ASSURANCE AT INVENTORY | INVENTORIED DEVICE AND ENSURED DEVICE WAS FUNCTIONING PROPERLY. | 30A42097-5407-4C06-B594-409F01D927AF | Labor | 05/22/2017 | 05/22/2017 | Salvatore Bombara
|  | GE HEALTHCARE | CARESCAPE PDM 2016793-003 | MODULE, MULTI-PARAMETER | SA310455006GR | CHIP - 9 PAVILION | Pavilion |  |  | 11/12/2010 |  | 11/12/17 |  |  | NO | YES |  |  |  |  | GE MEDICAL SYSTEMS 10769577 SA310455006GR |  |  | Active |  | 99:99:99:99:99:99 |  | Alarm | PAAR:00-PVAR | 11/02/2019 |  | COOPER UNIVERSITY HOSPITAL |  |  | PAV 936 |  | KIM HUMMEL
|  | GE HEALTHCARE | CARESCAPE PDM 2016793-003 | MODULE, MULTI-PARAMETER | SA307493970GR | PACU KELEMEN | Kelemen |  |  | 05/22/2017 |  | 5/22/24 |  |  | NO | YES |  |  |  |  | GE MEDICAL SYSTEMS 10769578 SA307493970GR |  |  | Active |  | 99:99:99:99:99:99 |  | Alarm | PAAR:00-PVAR | 10/31/2019 |  | COOPER UNIVERSITY HOSPITAL |  |  |  | 0011654906 | FRANK OBRIEN | Performance Verification | Closed | Salvatore Bombara | 05/22/2017 | 05/22/2017 | INCOMING INVENTORY | DEVICE INVENTORIED | 0A185D5F-F2C4-42F3-815A-A6DF13924ABB | Labor | 05/22/2017 | 05/22/2017 | Salvatore Bombara
|  | GE HEALTHCARE | CARESCAPE PDM 2016793-003 | MODULE, MULTI-PARAMETER | SA310507040GR | CHIP - 9 PAVILION | Pavilion |  |  | 12/17/2010 |  | 12/17/17 |  |  | NO | YES |  |  |  |  | GE MEDICAL SYSTEMS 10769565 SA310507040GR |  |  | Active |  | 99:99:99:99:99:99 |  | Alarm | PAAR:00-PVAR | 10/31/2019 |  | COOPER UNIVERSITY HOSPITAL |  |  | ROOM 921 |  | KIM HUMMEL
|  | GE HEALTHCARE | CARESCAPE PDM 2016793-003 | MODULE, MULTI-PARAMETER | SA309173170GA | INTENSIVE CARE NURSERY | Dorrance |  |  | 07/31/2009 |  | 7/31/16 |  |  | NO | YES |  |  |  |  | GE MEDICAL SYSTEMS 10769564 SA309173170GA |  |  | Active |  | 99:99:99:99:99:99 |  | Alarm | PAAR:00-PVAR | 11/02/2019 |  | COOPER UNIVERSITY HOSPITAL |  |  | DORRANCE 5 | WOT00000000533819 | JOANNE FOX | Disposition | Closed | Gene Amodei | 02/08/2018 | 06/21/2019 | Bulk Disposition CNL
|  | GE HEALTHCARE | CARESCAPE PDM 2016793-003 | MODULE, MULTI-PARAMETER | SA311090816GA | PACU KELEMEN | Kelemen |  |  | 06/10/2015 |  | 6/10/22 |  |  | NO | YES |  |  |  |  | GE MEDICAL SYSTEMS 10769562 SA311090816GA |  |  | Active |  | 99:99:99:99:99:99 |  | Alarm | PAAR:00-PVAR | 10/31/2019 |  | COOPER UNIVERSITY HOSPITAL |  |  |  | 0012651327 | FRANK OBRIEN | Preventative Maintenance | Closed | Josh Harris | 01/12/2018 | 01/12/2018 | PERFORMANCE ASSURANCE AT INVENTORY | INVENTORIED DEVICE AND ENSURED DEVICE WAS FUNCTIONING PROPERLY. | 75E82753-F70A-46BC-8954-B9E1E69F5846 | Labor | 11/21/2017 | 11/21/2017 | Richard Jolly
|  | GE HEALTHCARE | CARESCAPE PDM 2016793-003 | MODULE, MULTI-PARAMETER | SA311090868GA | PACU KELEMEN | Kelemen |  |  | 04/04/2011 |  | 4/4/18 |  |  | NO | YES |  |  |  |  | GE MEDICAL SYSTEMS 10769560 SA311090868GA |  |  | Active |  | 99:99:99:99:99:99 |  | Alarm | PAAR:00-PVAR | 11/02/2019 |  | COOPER UNIVERSITY HOSPITAL |  |  | K4 | WOT00000002200395 | FRANK OBRIEN | Disposition | Closed | Richard Jolly | 02/14/2019 | 05/22/2019 | Bulk Disposition CNL
|  | GE HEALTHCARE | CARESCAPE PDM 2016793-003 | MODULE, MULTI-PARAMETER | SA316370127SA | OR - KELEMEN 3 | Kelemen |  |  | 02/07/2017 |  | 2/7/24 |  |  | NO | YES |  |  |  |  | GE MEDICAL SYSTEMS 10769465 SA316370127SA |  |  | Active |  | 99:99:99:99:99:99 |  | Alarm | PAAR:00-PVAR | 10/31/2019 |  | COOPER UNIVERSITY HOSPITAL |  |  | Biomed | 0011615315 | DOMINIC VENDETTA | Preventative Maintenance | Closed | Bonnie Aichroth | 05/05/2017 | 05/05/2017 | PERFORMANCE ASSURANCE AT INVENTORY | INVENTORIED DEVICE AND ENSURED DEVICE WAS FUNCTIONING PROPERLY. | 63C6FA85-EAE9-41C8-8CDC-3C27EB77FF9B | Labor | 02/07/2017 | 02/07/2017 | Richard Jolly
|  | GE HEALTHCARE | CARESCAPE PDM 2016793-003 | MODULE, MULTI-PARAMETER | SA316360417SA | OR - KELEMEN 3 | Kelemen |  |  | 02/07/2017 |  | 2/7/24 |  |  | NO | YES |  |  |  |  | GE MEDICAL SYSTEMS 10769464 SA316360417SA |  |  | Active |  | 99:99:99:99:99:99 |  | Alarm | PAAR:00-PVAR | 10/31/2019 |  | COOPER UNIVERSITY HOSPITAL |  |  |  | 0011615312 | DOMINIC VENDETTA | Performance Verification | Closed | Bonnie Aichroth | 05/05/2017 | 05/05/2017 | INCOMING INVENTORY | DEVICE INVENTORIED | 09A9E06E-0F35-4321-A07B-325D39ACD53B | Labor | 05/05/2017 | 05/05/2017 | Bonnie Aichroth
|  | GE HEALTHCARE | CARESCAPE PDM 2016793-003 | MODULE, MULTI-PARAMETER | SA316370101SA | OR - KELEMEN 3 | Pavilion |  |  | 02/07/2017 |  | 2/7/24 |  |  | NO | YES |  |  |  |  | GE MEDICAL SYSTEMS 10769463 SA316370101SA |  |  | Active |  | 99:99:99:99:99:99 |  | Alarm | PAAR:00-PVAR | 10/31/2019 |  | COOPER UNIVERSITY HOSPITAL |  |  |  | 0011615308 | DOMINIC VENDETTA | Preventative Maintenance | Closed | Bonnie Aichroth | 05/05/2017 | 05/05/2017 | PERFORMANCE ASSURANCE AT INVENTORY | INVENTORIED DEVICE AND ENSURED DEVICE WAS FUNCTIONING PROPERLY. | 333E8A76-5BFD-4252-BA51-7AF9578DF157 | Labor | 02/07/2017 | 02/07/2017 | Richard Jolly
|  | GE HEALTHCARE | CARESCAPE PDM 2016793-003 | MODULE, MULTI-PARAMETER | SA316360316SA | ANESTHESIOLOGY | Pavilion |  |  | 04/18/2017 |  | 4/18/24 |  |  | NO | YES |  |  |  |  | GE MEDICAL SYSTEMS 10769456 SA316360316SA |  |  | Active |  | 99:99:99:99:99:99 |  | Alarm | PAAR:00-PVAR | 10/31/2019 |  | COOPER UNIVERSITY HOSPITAL |  |  |  | 0012037192 | GIACINTA ROUPAS | Preventative Maintenance | Closed | Salvatore Bombara | 08/15/2017 | 08/15/2017 | PERFORMANCE ASSURANCE AT INVENTORY | INVENTORIED DEVICE AND ENSURED DEVICE WAS FUNCTIONING PROPERLY. | 8E34E9B7-66FE-4166-B4E2-E2566746BEBF | Labor | 04/18/2017 | 04/18/2017 | Salvatore Bombara
|  | GE HEALTHCARE | CARESCAPE PDM 2016793-003 | MODULE, MULTI-PARAMETER | SA316202382SA | PACU KELEMEN | Pavilion |  |  | 04/29/2016 |  | 4/29/23 |  |  | NO | YES |  |  |  |  | GE MEDICAL SYSTEMS 10769254 SA316202382SA |  |  | Active |  | 99:99:99:99:99:99 |  | Alarm | PAAR:00-PVAR | 10/31/2019 |  | COOPER UNIVERSITY HOSPITAL |  |  | PAV 922 | 0011044960 | FRANK OBRIEN | Performance Verification | Closed | Bonnie Aichroth | 01/11/2017 | 01/11/2017 | INCOMING INVENTORY | DEVICE INVENTORIED | 44EC85AF-2DF4-4210-AA6D-417D6E75F5E2 | Labor | 01/11/2017 | 01/11/2017 | Bonnie Aichroth
|  | GE HEALTHCARE | CARESCAPE PDM 2016793-003 | MODULE, MULTI-PARAMETER | SA309253837GR |  | Pavilion | [7 empty] | NO | YES
|  | GE HEALTHCARE | CARESCAPE PDM 2016793-003 | MODULE, MULTI-PARAMETER | SA317470090SA | ANESTHESIOLOGY | Pavilion |  |  | 02/12/2018 |  | 2/12/25 |  |  | NO | YES |  |  |  |  | GE MEDICAL SYSTEMS 10752641 SA317470090SA |  |  | Active |  | 99:99:99:99:99:99 |  | Alarm | PAAR:00-PVAR | 10/31/2019 |  | COOPER UNIVERSITY HOSPITAL |  |  | SD 07 | WOT00000000549096 | GIACINTA ROUPAS | Performance Verification | Closed | Salvatore Bombara | 02/15/2018 | 07/22/2019 | Performance Verification for GE MEDICAL SYSTEMS 10752641 SA317470090SA | Initial Install of Performance Verification. Device is ready for patient use.
|  | GE HEALTHCARE | CARESCAPE PDM 2016793-003 | MODULE, MULTI-PARAMETER | SA317470101SA | SAME DAY PREOP -2ND FL PAVILION | Pavilion |  |  | 02/12/2018 |  | 2/12/25 |  |  | NO | YES |  |  |  |  | GE MEDICAL SYSTEMS 10752611 SA317470101SA |  |  | Active |  | 99:99:99:99:99:99 |  | Alarm | PAAR:00-PVAR | 10/31/2019 |  | COOPER UNIVERSITY HOSPITAL |  |  | SD Preop 7 | WOT00000000547335 | JOE DRUCTOR | Performance Verification | Closed | Richard Jolly | 02/14/2018 | 07/22/2019 | Performance Verification for GE MEDICAL SYSTEMS 10752611 SA317470101SA | Initial Install of Performance Verification. Device is ready for patient use.
|  | GE HEALTHCARE | CARESCAPE PDM 2016793-003 | MODULE, MULTI-PARAMETER | SA317460533SA | ANESTHESIOLOGY | Kelemen |  |  | 02/12/2018 |  | 2/12/25 |  |  | NO | YES |  |  |  |  | GE MEDICAL SYSTEMS 10752612 SA317460533SA |  |  | Active |  | 99:99:99:99:99:99 |  | Alarm | PAAR:00-PVAR | 10/31/2019 |  | COOPER UNIVERSITY HOSPITAL |  |  | Performance Verification | WOT00000000547327 | GIACINTA ROUPAS | Performance Verification | Closed | Richard Jolly | 02/14/2018 | 07/22/2019 | Performance Verification for GE MEDICAL SYSTEMS 10752612 SA317460533SA | Initial Install of Performance Verification. Device is ready for patient use.
|  | GE HEALTHCARE | CARESCAPE PDM 2016793-003 | MODULE, MULTI-PARAMETER | SA317470099SA | SAME DAY PREOP -2ND FL PAVILION | Pavilion |  |  | 02/12/2018 |  | 2/12/25 |  |  | NO | YES |  |  |  |  | GE MEDICAL SYSTEMS 10752610 SA317470099SA |  |  | Active |  | 99:99:99:99:99:99 |  | Alarm | PAAR:00-PVAR | 10/31/2019 |  | COOPER UNIVERSITY HOSPITAL |  |  | Sd Preop 12 | WOT00000000554045 | JOE DRUCTOR | Performance Verification | Closed | Salvatore Bombara | 02/20/2018 | 07/23/2019 | Performance Verification for GE MEDICAL SYSTEMS 10752610 SA317470099SA | Initial Install of Performance Verification. Device is ready for patient use.
|  | GE HEALTHCARE | CARESCAPE PDM 2016793-003 | MODULE, MULTI-PARAMETER | SA317470078SA | SAME DAY PREOP -2ND FL PAVILION | Kelemen |  |  | 02/19/2018 |  | 2/19/25 |  |  | NO | YES |  |  |  |  | GE MEDICAL SYSTEMS 10752608 SA317470078SA |  |  | Active |  | 99:99:99:99:99:99 |  | Alarm | PAAR:00-PVAR | 10/31/2019 |  | COOPER UNIVERSITY HOSPITAL |  |  | SD PRE OP 4 | WOT00000000552834 | JOE DRUCTOR | Performance Verification | Closed | Kirk Lis | 02/19/2018 | 07/30/2018 | Performance Verification for GE MEDICAL SYSTEMS 10752608 SA317470078SA | Initial Install of Performance Verification. Device is ready for patient use.
|  | GE HEALTHCARE | CARESCAPE PDM 2016793-003 | MODULE, MULTI-PARAMETER | SA317470115SA | SAME DAY PREOP -2ND FL PAVILION | Pavilion |  |  | 02/19/2018 |  | 2/19/25 |  |  | NO | YES |  |  |  |  | GE MEDICAL SYSTEMS 10752606 SA317470115SA |  |  | Active |  | 99:99:99:99:99:99 |  | Alarm | PAAR:00-PVAR | 10/31/2019 |  | COOPER UNIVERSITY HOSPITAL |  |  | SD PRE OP 2 | WOT00000000552751 | JOE DRUCTOR | Performance Verification | Closed | Kirk Lis | 02/19/2018 | 07/30/2018 | Performance Verification for GE MEDICAL SYSTEMS 10752606 SA317470115SA | Initial Install of Performance Verification. Device is ready for patient use.
|  | GE HEALTHCARE | CARESCAPE PDM 2016793-003 | MODULE, MULTI-PARAMETER | SA317470047SA | SAME DAY PACU-2ND FL PAVILION | Kelemen |  |  | 02/19/2018 |  | 2/19/25 |  |  | NO | YES |  |  |  |  | GE MEDICAL SYSTEMS 10752607 SA317470047SA |  |  | Active |  | 99:99:99:99:99:99 |  | Alarm | PAAR:00-PVAR | 10/31/2019 |  | COOPER UNIVERSITY HOSPITAL |  |  | SD Preop 01 | WOT00000000552590 | Lisa Geoghegan | Performance Verification | Closed | Kirk Lis | 02/19/2018 | 07/30/2018 | Performance Verification for GE MEDICAL SYSTEMS 10752607 SA317470047SA | Initial Install of Performance Verification. Device is ready for patient use.
|  | GE HEALTHCARE | CARESCAPE PDM 2016793-003 | MODULE, MULTI-PARAMETER | SA317470124SA | SAME DAY PREOP -2ND FL PAVILION | Pavilion |  |  | 02/12/2018 |  | 2/12/25 |  |  | NO | YES |  |  |  |  | GE MEDICAL SYSTEMS 10752605 SA317470124SA |  |  | Active |  | 99:99:99:99:99:99 |  | Alarm | PAAR:00-PVAR | 10/31/2019 |  | COOPER UNIVERSITY HOSPITAL |  |  | SD PRE OP 9 | WOT00000000552989 | JOE DRUCTOR | Performance Verification | Closed | Kirk Lis | 02/19/2018 | 07/30/2018 | Performance Verification for GE MEDICAL SYSTEMS 10752605 SA317470124SA | Initial Install of Performance Verification. Device is ready for patient use.
|  | GE HEALTHCARE | CARESCAPE PDM 2016793-003 | MODULE, MULTI-PARAMETER | SA317470108SA | SAME DAY PREOP -2ND FL PAVILION | Kelemen |  |  | 02/19/2018 |  | 2/19/25 |  |  | NO | YES |  |  |  |  | GE MEDICAL SYSTEMS 10752604 SA317470108SA |  |  | Active |  | 99:99:99:99:99:99 |  | Alarm | PAAR:00-PVAR | 10/31/2019 |  | COOPER UNIVERSITY HOSPITAL |  |  |  | WOT00000000552865 | JOE DRUCTOR | Performance Verification | Closed | Kirk Lis | 02/19/2018 | 07/30/2018 | Performance Verification for GE MEDICAL SYSTEMS 10752604 SA317470108SA | Initial Install of Performance Verification. Device is ready for patient use.
|  | GE HEALTHCARE | CARESCAPE PDM 2016793-003 | MODULE, MULTI-PARAMETER | SA317470063SA | SAME DAY PREOP -2ND FL PAVILION | Pavilion |  |  | 02/12/2018 |  | 2/12/25 |  |  | NO | YES |  |  |  |  | GE MEDICAL SYSTEMS 10752603 SA317470063SA |  |  | Active |  | 99:99:99:99:99:99 |  | Alarm | PAAR:00-PVAR | 10/31/2019 |  | COOPER UNIVERSITY HOSPITAL |  |  | Sd Preop 11 | WOT00000000553997 | JOE DRUCTOR | Performance Verification | Closed | Salvatore Bombara | 02/20/2018 | 07/22/2019 | Performance Verification for GE MEDICAL SYSTEMS 10752603 SA317470063SA | Initial Install of Performance Verification. Device is ready for patient use.
|  | GE HEALTHCARE | CARESCAPE PDM 2016793-003 | MODULE, MULTI-PARAMETER | SA317470116SA | SAME DAY PREOP -2ND FL PAVILION | Kelemen |  |  | 02/12/2018 |  | 2/12/25 |  |  | NO | YES |  |  |  |  | GE MEDICAL SYSTEMS 10752602 SA317470116SA |  |  | Active |  | 99:99:99:99:99:99 |  | Alarm | PAAR:00-PVAR | 10/31/2019 |  | COOPER UNIVERSITY HOSPITAL |  |  | Sd Preop 10 | WOT00000000553958 | JOE DRUCTOR | Performance Verification | Closed | Salvatore Bombara | 02/20/2018 | 07/22/2019 | Performance Verification for GE MEDICAL SYSTEMS 10752602 SA317470116SA | Initial Install of Performance Verification. Device is ready for patient use.
|  | GE HEALTHCARE | CARESCAPE PDM 2016793-003 | MODULE, MULTI-PARAMETER | SA310361932GA | PACU KELEMEN | Pavilion |  |  | 09/16/2010 |  | 9/16/17 |  |  | NO | YES |  |  |  |  | GE MEDICAL SYSTEMS 10732331 SA310361932GA |  |  | Active |  | 99:99:99:99:99:99 |  | Alarm | PAAR:00-PVAR | 11/02/2019 |  | COOPER UNIVERSITY HOSPITAL |  |  | K10 |  | FRANK OBRIEN
|  | GE HEALTHCARE | CARESCAPE PDM 2016793-003 | MODULE, MULTI-PARAMETER | SA317330030SA | KELEMEN N6 | Kelemen |  |  | 09/13/2017 |  | 9/13/24 |  |  | NO | YES |  |  |  |  | GE MEDICAL SYSTEMS 10732324 SA317330030SA |  |  | Active |  | 99:99:99:99:99:99 |  | Alarm | PAAR:00-PVAR | 10/31/2019 |  | COOPER UNIVERSITY HOSPITAL |  |  |  | 0012418174 | Susan Cannon | Performance Verification | Closed | Josh Harris | 11/21/2017 | 11/21/2017 | INCOMING INVENTORY | DEVICE INVENTORIED | 971F63AD-14AA-491B-A842-59D418E9EFEC | Labor | 11/21/2017 | 11/21/2017 | Josh Harris
|  | GE HEALTHCARE | CARESCAPE PDM 2016793-003 | MODULE, MULTI-PARAMETER | SA317330057SA | KELEMEN N6 | Kelemen |  |  | 09/13/2017 |  | 9/13/24 |  |  | NO | YES |  |  |  |  | GE MEDICAL SYSTEMS 10732323 SA317330057SA |  |  | Active |  | 99:99:99:99:99:99 |  | Alarm | PAAR:00-PVAR | 10/31/2019 |  | COOPER UNIVERSITY HOSPITAL |  |  |  | 0012418173 | Susan Cannon | Preventative Maintenance | Closed | Josh Harris | 11/21/2017 | 11/21/2017 | PERFORMANCE ASSURANCE AT INVENTORY | INVENTORIED DEVICE AND ENSURED DEVICE WAS FUNCTIONING PROPERLY. | 98BC4FD9-F516-4ABC-A39F-DECA967214EE | Labor | 09/13/2017 | 09/13/2017 | Richard Jolly
|  | GE HEALTHCARE | CARESCAPE PDM 2016793-003 | MODULE, MULTI-PARAMETER | SA317330067SA | KELEMEN N6 | Kelemen |  |  | 09/13/2017 |  | 9/13/24 |  |  | NO | YES |  |  |  |  | GE MEDICAL SYSTEMS 10732322 SA317330067SA |  |  | Active |  | 99:99:99:99:99:99 |  | Alarm | PAAR:00-PVAR | 10/31/2019 |  | COOPER UNIVERSITY HOSPITAL |  |  |  | 0012418170 | Susan Cannon | Performance Verification | Closed | Josh Harris | 11/21/2017 | 11/21/2017 | INCOMING INVENTORY | DEVICE INVENTORIED | D9E7A311-A5E5-49FD-A0BD-42726A21EA5A | Labor | 11/21/2017 | 11/21/2017 | Josh Harris
|  | GE HEALTHCARE | CARESCAPE PDM 2016793-003 | MODULE, MULTI-PARAMETER | SA317330064SA | KELEMEN N6 | Kelemen |  |  | 09/13/2017 |  | 9/13/24 |  |  | NO | YES |  |  |  |  | GE MEDICAL SYSTEMS 10732321 SA317330064SA |  |  | Active |  | 99:99:99:99:99:99 |  | Alarm | PAAR:00-PVAR | 10/31/2019 |  | COOPER UNIVERSITY HOSPITAL |  |  |  | 0012418167 | Susan Cannon | Performance Verification | Closed | Josh Harris | 11/21/2017 | 11/21/2017 | INCOMING INVENTORY | DEVICE INVENTORIED | 2F3B5B38-6E1E-402C-8700-72D547B9114E | Labor | 11/21/2017 | 11/21/2017 | Josh Harris
|  | GE HEALTHCARE | CARESCAPE PDM 2016793-003 | MODULE, MULTI-PARAMETER | SA317330029SA | KELEMEN N6 | Kelemen |  |  | 09/18/2017 |  | 9/18/24 |  |  | NO | YES |  |  |  |  | GE MEDICAL SYSTEMS 10732320 SA317330029SA |  |  | Active |  | 99:99:99:99:99:99 |  | Alarm | PAAR:00-PVAR | 10/31/2019 |  | COOPER UNIVERSITY HOSPITAL |  |  |  | 0012411851 | Susan Cannon | Preventative Maintenance | Closed | Josh Harris | 11/17/2017 | 11/17/2017 | PERFORMANCE ASSURANCE AT INVENTORY | INVENTORIED DEVICE AND ENSURED DEVICE WAS FUNCTIONING PROPERLY. | 025B0D02-A907-4E39-8233-67B6FC951F8B | Labor | 09/18/2017 | 09/18/2017 | Richard Jolly
|  | GE HEALTHCARE | CARESCAPE PDM 2016793-003 | MODULE, MULTI-PARAMETER | SA317330087SA | KELEMEN N6 | Kelemen |  |  | 09/18/2017 |  | 9/18/24 |  |  | NO | YES |  |  |  |  | GE MEDICAL SYSTEMS 10732313 SA317330087SA |  |  | Active |  | 99:99:99:99:99:99 |  | Alarm | PAAR:00-PVAR | 10/31/2019 |  | COOPER UNIVERSITY HOSPITAL |  |  |  | 0012411833 | Susan Cannon | Preventative Maintenance | Closed | Josh Harris | 11/17/2017 | 11/17/2017 | PERFORMANCE ASSURANCE AT INVENTORY | INVENTORIED DEVICE AND ENSURED DEVICE WAS FUNCTIONING PROPERLY. | 4DA1D13E-0CD3-40DA-BAE9-0B7EE96B22A8 | Labor | 09/18/2017 | 09/18/2017 | Richard Jolly
|  | GE HEALTHCARE | CARESCAPE PDM 2016793-003 | MODULE, MULTI-PARAMETER | SAS317330010SA | KELEMEN N6 | Kelemen |  |  | 09/18/2017 |  | 9/18/24 |  |  | NO | YES |  |  |  |  | GE MEDICAL SYSTEMS 10732319 SAS317330010SA |  |  | Active |  | 99:99:99:99:99:99 |  | Alarm | PAAR:00-PVAR | 10/31/2019 |  | COOPER UNIVERSITY HOSPITAL |  |  |  | 0012411848 | Susan Cannon | Preventative Maintenance | Closed | Josh Harris | 11/17/2017 | 11/17/2017 | PERFORMANCE ASSURANCE AT INVENTORY | INVENTORIED DEVICE AND ENSURED DEVICE WAS FUNCTIONING PROPERLY. | 1B5D38CF-9BB2-4231-926A-8030BC501A54 | Labor | 09/18/2017 | 09/18/2017 | Richard Jolly
|  | GE HEALTHCARE | CARESCAPE PDM 2016793-003 | MODULE, MULTI-PARAMETER | SA317330075SA | KELEMEN N6 | Kelemen |  |  | 09/18/2017 |  | 9/18/24 |  |  | NO | YES |  |  |  |  | GE MEDICAL SYSTEMS 10732316 SA317330075SA |  |  | Active |  | 99:99:99:99:99:99 |  | Alarm | PAAR:00-PVAR | 10/31/2019 |  | COOPER UNIVERSITY HOSPITAL |  |  |  | 0012411839 | Susan Cannon | Preventative Maintenance | Closed | Josh Harris | 11/17/2017 | 11/17/2017 | PERFORMANCE ASSURANCE AT INVENTORY | INVENTORIED DEVICE AND ENSURED DEVICE WAS FUNCTIONING PROPERLY. | 4F16E113-85A8-401C-A289-8AD0EE35C763 | Labor | 09/18/2017 | 09/18/2017 | Richard Jolly
|  | GE HEALTHCARE | CARESCAPE PDM 2016793-003 | MODULE, MULTI-PARAMETER | SA317330073SA | KELEMEN N6 | Kelemen |  |  | 09/18/2017 |  | 9/18/24 |  |  | NO | YES |  |  |  |  | GE MEDICAL SYSTEMS 10732317 SA317330073SA |  |  | Active |  | 99:99:99:99:99:99 |  | Alarm | PAAR:00-PVAR | 10/31/2019 |  | COOPER UNIVERSITY HOSPITAL |  |  |  | 0012411841 | Susan Cannon | Performance Verification | Closed | Josh Harris | 11/17/2017 | 11/17/2017 | INCOMING INVENTORY | DEVICE INVENTORIED | D9365D3A-646C-49AA-8DD5-D5BB4F5FFFAD | Labor | 11/17/2017 | 11/17/2017 | Josh Harris
|  | GE HEALTHCARE | CARESCAPE PDM 2016793-003 | MODULE, MULTI-PARAMETER | SA317330022SA | KELEMEN N6 | Kelemen |  |  | 09/18/2017 |  | 9/18/24 |  |  | NO | YES |  |  |  |  | GE MEDICAL SYSTEMS 10732318 SA317330022SA |  |  | Active |  | 99:99:99:99:99:99 |  | Alarm | PAAR:00-PVAR | 10/31/2019 |  | COOPER UNIVERSITY HOSPITAL |  |  |  | 0012411843 | Susan Cannon | Performance Verification | Closed | Josh Harris | 11/17/2017 | 11/17/2017 | INCOMING INVENTORY | DEVICE INVENTORIED | 90F8133B-8C22-4483-B517-EA35BDB97275 | Labor | 11/17/2017 | 11/17/2017 | Josh Harris
|  | GE HEALTHCARE | CARESCAPE PDM 2016793-003 | MODULE, MULTI-PARAMETER | SA317330114SA | KELEMEN N6 | Kelemen |  |  | 09/18/2017 |  | 9/18/24 |  |  | NO | YES |  |  |  |  | GE MEDICAL SYSTEMS 10732314 SA317330114SA |  |  | Active |  | 99:99:99:99:99:99 |  | Alarm | PAAR:00-PVAR | 10/31/2019 |  | COOPER UNIVERSITY HOSPITAL |  |  |  | 0012411834 | Susan Cannon | Performance Verification | Closed | Josh Harris | 11/17/2017 | 11/17/2017 | INCOMING INVENTORY | DEVICE INVENTORIED | D31FCBD0-88F8-4FE7-A6AE-1CBB4E5B6BF3 | Labor | 11/17/2017 | 11/17/2017 | Josh Harris
|  | GE HEALTHCARE | CARESCAPE PDM 2016793-003 | MODULE, MULTI-PARAMETER | SA317330080SA | KELEMEN N6 | Kelemen |  |  | 09/18/2017 |  | 9/18/24 |  |  | NO | YES |  |  |  |  | GE MEDICAL SYSTEMS 10732315 SA317330080SA |  |  | Active |  | 99:99:99:99:99:99 |  | Alarm | PAAR:00-PVAR | 10/31/2019 |  | COOPER UNIVERSITY HOSPITAL |  |  |  | 0012411836 | Susan Cannon | Performance Verification | Closed | Josh Harris | 11/17/2017 | 11/17/2017 | INCOMING INVENTORY | DEVICE INVENTORIED | 95FDA94C-3036-4674-A627-18A86DCE9C2E | Labor | 11/17/2017 | 11/17/2017 | Josh Harris
|  | GE HEALTHCARE | CARESCAPE PDM 2016793-003 | MODULE, MULTI-PARAMETER | SA317330037SA | PEDIATRIC INTENSIVE CARE UNIT | Kelemen |  |  | 09/13/2017 |  | 9/13/24 |  |  | NO | YES |  |  |  |  | GE MEDICAL SYSTEMS 10732294 SA317330037SA |  |  | Active |  | 99:99:99:99:99:99 |  | Alarm | PAAR:00-PVAR | 10/31/2019 |  | COOPER UNIVERSITY HOSPITAL |  |  | ROOM 618 | 0012160003 | Susan Cannon | Preventative Maintenance | Closed | Richard Jolly | 09/14/2017 | 09/14/2017 | PERFORMANCE ASSURANCE AT INVENTORY | INVENTORIED DEVICE AND ENSURED DEVICE WAS FUNCTIONING PROPERLY. | CD527BBD-764E-45F9-A15D-9792CC481B5C | Labor | 09/13/2017 | 09/13/2017 | Richard Jolly
|  | GE HEALTHCARE | CARESCAPE PDM 2016793-003 | MODULE, MULTI-PARAMETER | SA317330024SA | PEDIATRIC INTENSIVE CARE UNIT | Kelemen |  |  | 09/13/2017 |  | 9/13/24 |  |  | NO | YES |  |  |  |  | GE MEDICAL SYSTEMS 10732293 SA317330024SA |  |  | Active |  | 99:99:99:99:99:99 |  | Alarm | PAAR:00-PVAR | 10/31/2019 |  | COOPER UNIVERSITY HOSPITAL |  |  | ROOM 617 | 0012159996 | Susan Cannon | Performance Verification | Closed | Richard Jolly | 09/14/2017 | 09/14/2017 | INCOMING INVENTORY | DEVICE INVENTORIED | 0C60343C-124B-41DB-B0D3-7F3ACE197C20 | Labor | 09/14/2017 | 09/14/2017 | Bonnie Aichroth
|  | GE HEALTHCARE | CARESCAPE PDM 2016793-003 | MODULE, MULTI-PARAMETER | SA317330081SA | PEDIATRIC INTENSIVE CARE UNIT | Kelemen |  |  | 09/13/2017 |  | 9/13/24 |  |  | NO | YES |  |  |  |  | GE MEDICAL SYSTEMS 10732291 SA317330081SA |  |  | Active |  | 99:99:99:99:99:99 |  | Alarm | PAAR:00-PVAR | 10/31/2019 |  | COOPER UNIVERSITY HOSPITAL |  |  | ROOM 615 | 0012159982 | Susan Cannon | Preventative Maintenance | Closed | Richard Jolly | 09/14/2017 | 09/14/2017 | PERFORMANCE ASSURANCE AT INVENTORY | INVENTORIED DEVICE AND ENSURED DEVICE WAS FUNCTIONING PROPERLY. | 9C980E95-AF44-4213-90A0-8EA73CB382B2 | Labor | 09/13/2017 | 09/13/2017 | Richard Jolly
|  | GE HEALTHCARE | CARESCAPE PDM 2016793-003 | MODULE, MULTI-PARAMETER | SA317330032SA | PEDIATRIC INTENSIVE CARE UNIT | Kelemen |  |  | 09/13/2017 |  | 9/13/24 |  |  | NO | YES |  |  |  |  | GE MEDICAL SYSTEMS 10732290 SA317330032SA |  |  | Active |  | 99:99:99:99:99:99 |  | Alarm | PAAR:00-PVAR | 10/31/2019 |  | COOPER UNIVERSITY HOSPITAL |  |  | ROOM 614 | 0012159977 | Susan Cannon | Performance Verification | Closed | Richard Jolly | 09/14/2017 | 09/14/2017 | INCOMING INVENTORY | DEVICE INVENTORIED | A329F5B3-0E11-4D03-A27C-D01C9C14B153 | Labor | 09/14/2017 | 09/14/2017 | Bonnie Aichroth
|  | GE HEALTHCARE | CARESCAPE PDM 2016793-003 | MODULE, MULTI-PARAMETER | SA3173301105A | PEDIATRIC INTENSIVE CARE UNIT | Kelemen |  |  | 09/13/2017 |  | 9/13/24 |  |  | NO | YES |  |  |  |  | GE MEDICAL SYSTEMS 10732289 SA3173301105A |  |  | Active |  | 99:99:99:99:99:99 |  | Alarm | PAAR:00-PVAR | 10/31/2019 |  | COOPER UNIVERSITY HOSPITAL |  |  | ROOM 613 | 0012159968 | Susan Cannon | Performance Verification | Closed | Richard Jolly | 09/14/2017 | 09/14/2017 | INCOMING INVENTORY | DEVICE INVENTORIED | 93235CE1-85A6-423A-A97B-6BFF27361292 | Labor | 09/14/2017 | 09/14/2017 | Bonnie Aichroth
|  | GE HEALTHCARE | CARESCAPE PDM 2016793-003 | MODULE, MULTI-PARAMETER | SA317240575SA | PEDIATRICS SOUTH 7 | Kelemen |  |  | 08/15/2017 |  | 8/15/24 |  |  | NO | YES |  |  |  |  | GE MEDICAL SYSTEMS 10732266 SA317240575SA |  |  | Active |  | 99:99:99:99:99:99 |  | Alarm | PAAR:00-PVAR | 10/31/2019 |  | COOPER UNIVERSITY HOSPITAL |  |  |  | 0012042273 | JOANNE FOX | Preventative Maintenance | Closed | Richard Jolly | 08/16/2017 | 08/16/2017 | PERFORMANCE ASSURANCE AT INVENTORY | INVENTORIED DEVICE AND ENSURED DEVICE WAS FUNCTIONING PROPERLY. | 68F7DF35-6395-4B83-9766-7B8E72EC6EBC | Labor | 08/15/2017 | 08/15/2017 | Richard Jolly
|  | GE HEALTHCARE | CARESCAPE PDM 2016793-003 | MODULE, MULTI-PARAMETER | SA317240560SA | PEDIATRICS SOUTH 7 | Kelemen |  |  | 08/15/2017 |  | 8/15/24 |  |  | NO | YES |  |  |  |  | GE MEDICAL SYSTEMS 10732267 SA317240560SA |  |  | Active |  | 99:99:99:99:99:99 |  | Alarm | PAAR:00-PVAR | 10/31/2019 |  | COOPER UNIVERSITY HOSPITAL |  |  |  | 0012042307 | JOANNE FOX | Performance Verification | Closed | Richard Jolly | 08/16/2017 | 08/16/2017 | INCOMING INVENTORY | DEVICE INVENTORIED | 09761D94-A2EA-4541-903E-90EEC9340F5D | Labor | 08/16/2017 | 08/16/2017 | Bonnie Aichroth
|  | GE HEALTHCARE | CARESCAPE PDM 2016793-003 | MODULE, MULTI-PARAMETER | SA317490300SA | CARDIAC CATH LAB | Kelemen |  |  | 03/01/2018 |  | 3/1/25 |  |  | NO | YES |  |  |  |  | GE MEDICAL SYSTEMS 10725234 SA317490300SA |  |  | Active |  | 99:99:99:99:99:99 |  | Alarm | PAAR:00-PVAR | 10/31/2019 |  | COOPER UNIVERSITY HOSPITAL |  |  | CCL - Lab 4 | WOT00000000649549 | LINDA BEAN | Performance Verification | Closed | Stephen Zubrzycki | 03/09/2018 | 07/30/2018 | Performance Verification for GE MEDICAL SYSTEMS 10725234 SA317490300SA | Initial Install of Performance Verification. Device is ready for patient use.
|  | GE HEALTHCARE | CARESCAPE PDM 2016793-003 | MODULE, MULTI-PARAMETER | SA309173155GA | INTENSIVE CARE NURSERY | Dorrance |  |  | 07/31/2009 |  | 7/31/16 |  |  | NO | YES |  |  |  |  | GE MEDICAL SYSTEMS 10725022 SA309173155GA |  |  | Active |  | 99:99:99:99:99:99 |  | Alarm | PAAR:00-PVAR | 11/01/2019 |  | COOPER UNIVERSITY HOSPITAL |  |  | hum 24 | WOT00000000533814 | JOANNE FOX | Disposition | Closed | Gene Amodei | 02/08/2018 | 06/21/2019 | Bulk Disposition CNL
|  | GE HEALTHCARE | CARESCAPE PDM 2016793-003 | MODULE, MULTI-PARAMETER | SA316400169SA | INTENSIVE CARE UNIT | Kelemen |  |  | 12/06/2016 |  | 12/6/23 |  |  | NO | YES |  |  |  |  | GE MEDICAL SYSTEMS 10649979 SA316400169SA |  |  | Active |  | 99:99:99:99:99:99 |  | Alarm | PAAR:00-PVAR | 10/31/2019 |  | COOPER UNIVERSITY HOSPITAL |  |  | Biomed | 0011610278 | CAROLYN RUMELL | Performance Verification | Closed | Bonnie Aichroth | 05/03/2017 | 05/03/2017 | INCOMING INVENTORY | DEVICE INVENTORIED | AB6DD05A-9803-41B4-83BC-86BDC235AD93 | Labor | 05/03/2017 | 05/03/2017 | Bonnie Aichroth
|  | GE HEALTHCARE | CARESCAPE PDM 2016793-003 | MODULE, MULTI-PARAMETER | SA316400184SA | INTENSIVE CARE UNIT | Kelemen |  |  | 12/06/2016 |  | 12/6/23 |  |  | NO | YES |  |  |  |  | GE MEDICAL SYSTEMS 10649980 SA316400184SA |  |  | Active |  | 99:99:99:99:99:99 |  | Alarm | PAAR:00-PVAR | 10/31/2019 |  | COOPER UNIVERSITY HOSPITAL |  |  |  | 0011610276 | CAROLYN RUMELL | Performance Verification | Closed | Bonnie Aichroth | 05/03/2017 | 05/03/2017 | INCOMING INVENTORY | DEVICE INVENTORIED | 447E88DF-1D06-460A-90A0-D99C023717FD | Labor | 05/03/2017 | 05/03/2017 | Bonnie Aichroth
|  | GE HEALTHCARE | CARESCAPE PDM 2016793-003 | MODULE, MULTI-PARAMETER | SA315376439GA | ANESTHESIOLOGY | Kelemen |  |  | 10/19/2015 |  | 10/19/22 |  |  | NO | YES |  |  |  |  | GE MEDICAL SYSTEMS 10649855 SA315376439GA |  |  | Active |  | 99:99:99:99:99:99 |  | Alarm | PAAR:00-PVAR | 10/31/2019 |  | COOPER UNIVERSITY HOSPITAL |  |  | SPECIAL TEST - ROOM 647 |  | GIACINTA ROUPAS
|  | GE HEALTHCARE | CARESCAPE PDM 2016793-003 | MODULE, MULTI-PARAMETER | SA312386542GA |  | 900 Centennial Blvd | Suite E | [6 empty] | NO | YES
|  | GE HEALTHCARE | CARESCAPE PDM 2016793-003 | MODULE, MULTI-PARAMETER | SA309173127GA |  | Dorrance | [7 empty] | NO | YES
|  | GE HEALTHCARE | CARESCAPE PDM 2016793-003 | MODULE, MULTI-PARAMETER | SA316202367SA | PACU KELEMEN | Pavilion |  |  | 06/10/2015 |  | 6/10/22 |  |  | NO | YES |  |  |  |  | GE MEDICAL SYSTEMS 10505412 SA316202367SA |  |  | Active |  | 99:99:99:99:99:99 |  | Alarm | PAAR:00-PVAR | 10/31/2019 |  | COOPER UNIVERSITY HOSPITAL |  |  |  | 0012651263 | FRANK OBRIEN | Preventative Maintenance | Closed | Josh Harris | 01/12/2018 | 01/12/2018 | PERFORMANCE ASSURANCE AT INVENTORY | INVENTORIED DEVICE AND ENSURED DEVICE WAS FUNCTIONING PROPERLY. | 91D1D286-BBCA-40E7-87A2-0E799D3D0DDF | Labor | 11/21/2017 | 11/21/2017 | Richard Jolly
|  | GE HEALTHCARE | CARESCAPE PDM 2016793-003 | MODULE, MULTI-PARAMETER | SA3162023585A | PACU KELEMEN | Kelemen |  |  | 06/10/2015 |  | 6/10/22 |  |  | NO | YES |  |  |  |  | GE MEDICAL SYSTEMS 10505410 SA3162023585A |  |  | Active |  | 99:99:99:99:99:99 |  | Alarm | PAAR:00-PVAR | 10/31/2019 |  | COOPER UNIVERSITY HOSPITAL |  |  |  | 0012651255 | FRANK OBRIEN | Performance Verification | Closed | Josh Harris | 01/12/2018 | 01/12/2018 | INCOMING INVENTORY | DEVICE INVENTORIED | FD3E70EE-5A3D-4C95-AFA8-A41FCAF8349D | Labor | 01/12/2018 | 01/12/2018 | Josh Harris
|  | GE HEALTHCARE | CARESCAPE PDM 2016793-003 | MODULE, MULTI-PARAMETER | SA316202438SA | PACU KELEMEN | Kelemen |  |  | 06/10/2015 |  | 6/10/22 |  |  | NO | YES |  |  |  |  | GE MEDICAL SYSTEMS 10505408 SA316202438SA |  |  | Active |  | 99:99:99:99:99:99 |  | Alarm | PAAR:00-PVAR | 10/31/2019 |  | COOPER UNIVERSITY HOSPITAL |  |  |  | 0012651261 | FRANK OBRIEN | Preventative Maintenance | Closed | Josh Harris | 01/12/2018 | 01/12/2018 | PERFORMANCE ASSURANCE AT INVENTORY | INVENTORIED DEVICE AND ENSURED DEVICE WAS FUNCTIONING PROPERLY. | 3D732D49-44B1-406B-B9FB-BCEBE7CFA7B6 | Labor | 11/21/2017 | 11/21/2017 | Richard Jolly
|  | GE HEALTHCARE | CARESCAPE PDM 2016793-003 | MODULE, MULTI-PARAMETER | SA316202373SA | PACU KELEMEN | Kelemen |  |  | 06/10/2015 |  | 6/10/22 |  |  | NO | YES |  |  |  |  | GE MEDICAL SYSTEMS 10505406 SA316202373SA |  |  | Active |  | 99:99:99:99:99:99 |  | Alarm | PAAR:00-PVAR | 10/31/2019 |  | COOPER UNIVERSITY HOSPITAL |  |  |  | 0012651252 | FRANK OBRIEN | Preventative Maintenance | Closed | Josh Harris | 01/12/2018 | 01/12/2018 | PERFORMANCE ASSURANCE AT INVENTORY | INVENTORIED DEVICE AND ENSURED DEVICE WAS FUNCTIONING PROPERLY. | 6E5F414E-B7FA-4624-971B-0C1484501025 | Labor | 11/21/2017 | 11/21/2017 | Richard Jolly
|  | GE HEALTHCARE | CARESCAPE PDM 2016793-003 | MODULE, MULTI-PARAMETER | SA316202403SA | PACU KELEMEN | Kelemen |  |  | 04/29/2016 |  | 4/29/23 |  |  | NO | YES |  |  |  |  | GE MEDICAL SYSTEMS 10505404 SA316202403SA |  |  | Active |  | 99:99:99:99:99:99 |  | Alarm | PAAR:00-PVAR | 10/31/2019 |  | COOPER UNIVERSITY HOSPITAL |  |  |  | 0011044973 | FRANK OBRIEN | Preventative Maintenance | Closed | Bonnie Aichroth | 01/11/2017 | 01/11/2017 | PERFORMANCE ASSURANCE AT INVENTORY | INVENTORIED DEVICE AND ENSURED DEVICE WAS FUNCTIONING PROPERLY. | AF73DC91-DE9B-4EAB-827E-1F8282A0B055 | Labor | 04/29/2016 | 04/29/2016 | Richard Jolly
|  | GE HEALTHCARE | CARESCAPE PDM 2016793-003 | MODULE, MULTI-PARAMETER | SA316202368SA | PACU KELEMEN | Pavilion |  |  | 04/29/2016 |  | 4/29/23 |  |  | NO | YES |  |  |  |  | GE MEDICAL SYSTEMS 10505402 SA316202368SA |  |  | Active |  | 99:99:99:99:99:99 |  | Alarm | PAAR:00-PVAR | 10/31/2019 |  | COOPER UNIVERSITY HOSPITAL |  |  |  | 0011044965 | FRANK OBRIEN | Performance Verification | Closed | Bonnie Aichroth | 01/11/2017 | 01/11/2017 | INCOMING INVENTORY | DEVICE INVENTORIED | F64C0A3A-4FF0-4EFA-A9E9-14C32C460150 | Labor | 01/11/2017 | 01/11/2017 | Bonnie Aichroth
|  | GE HEALTHCARE | CARESCAPE PDM 2016793-003 | MODULE, MULTI-PARAMETER | SA316202360SA | PACU KELEMEN | Kelemen | BASEMENT |  | 06/10/2015 |  | 6/10/22 |  |  | NO | YES |  |  |  |  | GE MEDICAL SYSTEMS 10505394 SA316202360SA |  |  | Active |  | 99:99:99:99:99:99 |  | Alarm | PAAR:00-PVAR | 10/31/2019 |  | COOPER UNIVERSITY HOSPITAL |  |  |  | 0012651268 | FRANK OBRIEN | Performance Verification | Closed | Josh Harris | 01/12/2018 | 01/12/2018 | INCOMING INVENTORY | DEVICE INVENTORIED | 00C113F0-032E-4770-B8B2-C9F35AC1149C | Labor | 01/12/2018 | 01/12/2018 | Josh Harris
|  | GE HEALTHCARE | CARESCAPE PDM 2016793-003 | MODULE, MULTI-PARAMETER | SA310382714GR | PAVILION 8 | Pavilion |  |  | 03/06/2014 |  | 3/6/21 |  |  | NO | YES |  |  |  |  | GE MEDICAL SYSTEMS 10369551 SA310382714GR |  |  | Active |  | 99:99:99:99:99:99 |  | Alarm | PAAR:00-PVAR | 11/02/2019 |  | COOPER UNIVERSITY HOSPITAL |  |  | ROOM 826 | WOT00000000533844 | BRIAN OSHAUGHNESSY | Disposition | Closed | Gene Amodei | 02/08/2018 | 05/22/2019 | Bulk Disposition CNL
|  | GE HEALTHCARE | CARESCAPE PDM 2016793-003 | MODULE, MULTI-PARAMETER | SA315489954GA | KELEMEN 8 PCU | Pavilion |  |  | 02/01/2016 |  | 2/1/23 |  |  | NO | YES |  |  |  |  | GE MEDICAL SYSTEMS 10369500 SA315489954GA |  |  | Active |  | 99:99:99:99:99:99 |  | Alarm | PAAR:00-PVAR | 10/31/2019 |  | COOPER UNIVERSITY HOSPITAL |  |  | ROOM 819 |  | BYRON WELLS
|  | GE HEALTHCARE | CARESCAPE PDM 2016793-003 | MODULE, MULTI-PARAMETER | SA308409202GR | CHIP - 9 PAVILION | Pavilion |  |  | 03/06/2014 |  | 3/6/21 |  |  | NO | YES |  |  |  |  | GE MEDICAL SYSTEMS 10369244 SA308409202GR |  |  | Active |  | 99:99:99:99:99:99 |  | Alarm | PAAR:00-PVAR | 11/01/2019 |  | COOPER UNIVERSITY HOSPITAL |  |  | ROOM 932 |  | KIM HUMMEL
|  | GE HEALTHCARE | CARESCAPE PDM 2016793-003 | MODULE, MULTI-PARAMETER | SA312059539GR | PAVILION 8 | Pavilion |  |  | 03/06/2014 |  | 3/6/21 |  |  | NO | YES |  |  |  |  | GE MEDICAL SYSTEMS 10369246 SA312059539GR |  |  | Active |  | 99:99:99:99:99:99 |  | Alarm | PAAR:00-PVAR | 11/02/2019 |  | COOPER UNIVERSITY HOSPITAL |  |  | PAV 934 | WOT00000000533862 | BRIAN OSHAUGHNESSY | Disposition | Closed | Gene Amodei | 02/08/2018 | 05/13/2019 | Bulk Disposition CNL
|  | GE HEALTHCARE | CARESCAPE PDM 2016793-003 | MODULE, MULTI-PARAMETER | SA311111598GR | CHIP - 9 PAVILION | Pavilion |  |  | 03/06/2014 |  | 3/6/21 |  |  | NO | YES |  |  |  |  | GE MEDICAL SYSTEMS 10369248 SA311111598GR |  |  | Active |  | 99:99:99:99:99:99 |  | Alarm | PAAR:00-PVAR | 11/02/2019 |  | COOPER UNIVERSITY HOSPITAL |  |  | ROOM 938 |  | KIM HUMMEL
|  | GE HEALTHCARE | CARESCAPE PDM 2016793-003 | MODULE, MULTI-PARAMETER | SA312253314GR | CHIP - 9 PAVILION | Pavilion |  |  | 03/06/2014 |  | 3/6/21 |  |  | NO | YES |  |  |  |  | GE MEDICAL SYSTEMS 10369249 SA312253314GR |  |  | Active |  | 99:99:99:99:99:99 |  | Alarm | PAAR:00-PVAR | 11/02/2019 |  | COOPER UNIVERSITY HOSPITAL |  |  | office | WOT00000001753885 | KIM HUMMEL | Service Request | Closed | Zhan Kiselev | 11/30/2018 | 12/14/2018 | pulse ox cord - needs 2 on the unit **call first ETA | Talk to nurse, she told me that they missing 2 polse ox cable. I informed her that biomed does not replace lost cables. Told her that department needs to order their own cables. | EXP1871100 | Labor | 11/30/2018 | 11/30/2018 | Zhan Kiselev
|  | GE HEALTHCARE | CARESCAPE PDM 2016793-003 | MODULE, MULTI-PARAMETER | SA311080634GR | CHIP - 9 PAVILION | Pavilion |  |  | 03/06/2014 |  | 3/6/21 |  |  | NO | YES |  |  |  |  | GE MEDICAL SYSTEMS 10369243 SA311080634GR |  |  | Active |  | 99:99:99:99:99:99 |  | Alarm | PAAR:00-PVAR | 11/01/2019 |  | COOPER UNIVERSITY HOSPITAL |  |  | ROOM 935 |  | KIM HUMMEL
|  | GE HEALTHCARE | CARESCAPE PDM 2016793-003 | MODULE, MULTI-PARAMETER | SA311327832GR | CHIP - 9 PAVILION | Pavilion |  |  | 03/06/2014 |  | 3/6/21 |  |  | NO | YES |  |  |  |  | GE MEDICAL SYSTEMS 10369240 SA311327832GR |  |  | Active |  | 99:99:99:99:99:99 |  | Alarm | PAAR:00-PVAR | 11/02/2019 |  | COOPER UNIVERSITY HOSPITAL |  |  |  |  | KIM HUMMEL
|  | GE HEALTHCARE | CARESCAPE PDM 2016793-003 | MODULE, MULTI-PARAMETER | SA312080775GR | CARDIAC CATH LAB | Kelemen |  |  | 03/06/2014 |  | 3/6/21 |  |  | NO | YES |  |  |  |  | GE MEDICAL SYSTEMS 10369180 SA312080775GR |  |  | Active |  | 99:99:99:99:99:99 |  | Alarm | PAAR:00-PVAR | 11/02/2019 |  | COOPER UNIVERSITY HOSPITAL |  |  | CCL - EP2 |  | LINDA BEAN
|  | GE HEALTHCARE | CARESCAPE PDM 2016793-003 | MODULE, MULTI-PARAMETER | SA313105901GR |  | Pavilion | [7 empty] | NO | YES
|  | GE HEALTHCARE | CARESCAPE PDM 2016793-003 | MODULE, MULTI-PARAMETER | SA313127460GR | CHIP - 9 PAVILION | Pavilion |  |  | 03/06/2014 |  | 3/6/21 |  |  | NO | YES |  |  |  |  | GE MEDICAL SYSTEMS 10368931 SA313127460GR |  |  | Active |  | 99:99:99:99:99:99 |  | Alarm | PAAR:00-PVAR | 11/02/2019 |  | COOPER UNIVERSITY HOSPITAL |  |  | ROOM 939 |  | KIM HUMMEL
|  | GE HEALTHCARE | CARESCAPE PDM 2016793-003 | MODULE, MULTI-PARAMETER | SA308459876GR | CHIP - 9 PAVILION | Pavilion |  |  | 03/06/2014 |  | 3/6/21 |  |  | NO | YES |  |  |  |  | GE MEDICAL SYSTEMS 10368930 SA308459876GR |  |  | Active |  | 99:99:99:99:99:99 |  | Alarm | PAAR:00-PVAR | 11/01/2019 |  | COOPER UNIVERSITY HOSPITAL |  |  | ROOM 941 |  | KIM HUMMEL
|  | GE HEALTHCARE | CARESCAPE PDM 2016793-003 | MODULE, MULTI-PARAMETER | SA312284327GR | CHIP - 9 PAVILION | Pavilion |  |  | 03/06/2014 |  | 3/6/21 |  |  | NO | YES |  |  |  |  | GE MEDICAL SYSTEMS 10368929 SA312284327GR |  |  | Active |  | 99:99:99:99:99:99 |  | Alarm | PAAR:00-PVAR | 11/01/2019 |  | COOPER UNIVERSITY HOSPITAL |  |  |  |  | KIM HUMMEL
|  | GE HEALTHCARE | CARESCAPE PDM 2016793-003 | MODULE, MULTI-PARAMETER | SA312512320GR | CHIP - 9 PAVILION | Pavilion |  |  | 03/06/2014 |  | 3/6/21 |  |  | NO | YES |  |  |  |  | GE MEDICAL SYSTEMS 10368928 SA312512320GR |  |  | Active |  | 99:99:99:99:99:99 |  | Alarm | PAAR:00-PVAR | 11/02/2019 |  | COOPER UNIVERSITY HOSPITAL |  |  | Room 930 |  | KIM HUMMEL
|  | GE HEALTHCARE | CARESCAPE PDM 2016793-003 | MODULE, MULTI-PARAMETER | SA311080635GA | PACU KELEMEN | Kelemen |  |  | 04/04/2011 |  | 4/4/18 |  |  | NO | YES |  |  |  |  | GE MEDICAL SYSTEMS 10368474 SA311080635GA |  |  | Active |  | 99:99:99:99:99:99 |  | Alarm | PAAR:00-PVAR | 11/02/2019 |  | COOPER UNIVERSITY HOSPITAL |  |  | PACU | WOT00000002201515 | FRANK OBRIEN | Disposition | Closed | Richard Jolly | 02/14/2019 | 05/22/2019 | Bulk Disposition CNL
|  | GE HEALTHCARE | CARESCAPE PDM 2016793-003 | MODULE, MULTI-PARAMETER | SA311080717GA | PACU KELEMEN | Pavilion |  |  | 04/04/2011 |  | 4/4/18 |  |  | NO | YES |  |  |  |  | GE MEDICAL SYSTEMS 10368465 SA311080717GA |  |  | Active |  | 99:99:99:99:99:99 |  | Alarm | PAAR:00-PVAR | 11/02/2019 |  | COOPER UNIVERSITY HOSPITAL |  |  | K6 |  | FRANK OBRIEN
|  | GE HEALTHCARE | CARESCAPE PDM 2016793-003 | MODULE, MULTI-PARAMETER | SA312242987GA | ANESTHESIOLOGY | Kelemen |  |  | 08/01/2012 |  | 8/1/19 |  |  | NO | YES |  |  |  |  | GE MEDICAL SYSTEMS 10367818 SA312242987GA |  |  | Active |  | 99:99:99:99:99:99 |  | Alarm | PAAR:00-PVAR | 11/02/2019 |  | COOPER UNIVERSITY HOSPITAL |  |  | CCL 2 |  | GIACINTA ROUPAS
|  | GE HEALTHCARE | CARESCAPE PDM 2016793-003 | MODULE, MULTI-PARAMETER | SA317490041SA | SAME DAY OR-2ND FL PAVILION | Pavilion |  |  | 10/31/2019 |  | 10/31/26 |  |  | NO | YES |  |  |  |  | GE MEDICAL SYSTEMS 30294946 SA317490041SA |  |  | Active |  | 99:99:99:99:99:99 |  | Alarm | PAAR:00-PVAR | 10/31/2019 | 10/31/2019 | COOPER UNIVERSITY HOSPITAL |  |  | SD8 | WOT00000000616664 | JOE DRUCTOR | Performance Verification | Closed | Tom Burhart | 10/31/2019 | 10/31/2019 | Performance Verification for GE MEDICAL SYSTEMS 30294946 SA317490041SA | Initial Install of Performance Verification. Device is ready for patient use. |  |  | 10/31/2019 | 10/31/2019
|  | GE HEALTHCARE | CARESCAPE PDM 2016793-003 | MODULE, MULTI-PARAMETER | SA311090755GA | PACU KELEMEN | Pavilion |  |  | 11/02/2019 |  | 11/2/26 |  |  | NO | YES |  |  |  |  | GE MEDICAL SYSTEMS 30294802 SA311090755GA |  |  | Active |  | 99:99:99:99:99:99 |  | Alarm | PAAR:00-PVAR | 11/02/2019 | 11/02/2019 | COOPER UNIVERSITY HOSPITAL |  |  | PAV 926 | WOT00000000533851 | FRANK OBRIEN | Disposition | Closed | Richard Jolly | 11/02/2019 | 11/02/2019 | Bulk Disposition CNL |  |  |  | 11/02/2019 | 11/02/2019
|  | GE HEALTHCARE | CARESCAPE PDM 2016793-003 | MODULE, MULTI-PARAMETER | SA313127443GR | CHIP - 9 PAVILION | Pavilion |  |  | 10/31/2019 |  | 10/31/26 |  |  | NO | YES |  |  |  |  | GE MEDICAL SYSTEMS 30294801 SA313127443GR |  |  | Active |  | 99:99:99:99:99:99 |  | Alarm | PAAR:00-PVAR | 10/31/2019 | 10/31/2019 | COOPER UNIVERSITY HOSPITAL |  |  |  |  | KIM HUMMEL |  |  |  | 10/31/2019 | 10/31/2019 |  |  |  |  | 10/31/2019 | 10/31/2019
|  | GE HEALTHCARE | CARESCAPE PDM 2016793-003 | MODULE, MULTI-PARAMETER | SA312480676GR | VOORHEES SURGERY CENTER-OPERATING ROOM | 900 Centennial Blvd | Suite E |  | 10/31/2019 |  | 10/31/26 |  |  | NO | YES |  |  |  |  | GE MEDICAL SYSTEMS 30294798 SA312480676GR |  |  | Active |  | 99:99:99:99:99:99 |  | Alarm | PAAR:00-PVAR | 10/31/2019 | 10/31/2019 | COOPER AMBULATORY OFF-SITES |  |  | Voorhees OR PDM | WOT00000000830470 | JENNIFER BOMBARO | Performance Verification | Closed | Salvatore Bombara | 10/31/2019 | 10/31/2019 | Performance Verification for GE MEDICAL SYSTEMS 30294798 SA312480676GR | Initial Install of Performance Verification. Device is ready for patient use. |  |  | 10/31/2019 | 10/31/2019
|  | GE HEALTHCARE | CARESCAPE PDM 2016793-003 | MODULE, MULTI-PARAMETER | SA316370110SA | ANESTHESIOLOGY | Pavilion |  |  | 10/31/2019 |  | 10/31/26 |  |  | NO | YES |  |  |  |  | GE MEDICAL SYSTEMS 30294776 SA316370110SA |  |  | Active |  | 99:99:99:99:99:99 |  | Alarm | PAAR:00-PVAR | 10/31/2019 | 10/31/2019 | COOPER UNIVERSITY HOSPITAL |  |  |  | 0011498254 | GIACINTA ROUPAS | Preventative Maintenance | Closed | Bonnie Aichroth | 10/31/2019 | 10/31/2019 | PERFORMANCE ASSURANCE AT INVENTORY | INVENTORIED DEVICE AND ENSURED DEVICE WAS FUNCTIONING PROPERLY. | F04119F0-682A-4D79-A62E-E1B3E074254B | Labor | 10/31/2019 | 10/31/2019 | Salvatore Bombara
|  | GE HEALTHCARE | CARESCAPE PDM 2016793-003 | MODULE, MULTI-PARAMETER | SA316370122SA | MD ANDERSON INPATIENT ONCOLOGY | Pavilion |  |  | 10/31/2019 |  | 10/31/26 |  |  | NO | YES |  |  |  |  | GE MEDICAL SYSTEMS 30294778 SA316370122SA |  |  | Active |  | 99:99:99:99:99:99 |  | Alarm | PAAR:00-PVAR | 10/31/2019 | 10/31/2019 | COOPER UNIVERSITY HOSPITAL |  |  | P528 | 0011615057 | MIRIAM ZIEGLER | Performance Verification | Closed | Bonnie Aichroth | 10/31/2019 | 10/31/2019 | INCOMING INVENTORY | DEVICE INVENTORIED | 48D09354-8F20-4210-BF43-ECE22F331DCE | Labor | 10/31/2019 | 10/31/2019 | Bonnie Aichroth
|  | GE HEALTHCARE | CARESCAPE PDM 2016793-003 | MODULE, MULTI-PARAMETER | SA316360127SA | MD ANDERSON INPATIENT ONCOLOGY | Pavilion |  |  | 10/31/2019 |  | 10/31/26 |  |  | NO | YES |  |  |  |  | GE MEDICAL SYSTEMS 30294777 SA316360127SA |  |  | Active |  | 99:99:99:99:99:99 |  | Alarm | PAAR:00-PVAR | 10/31/2019 | 10/31/2019 | COOPER UNIVERSITY HOSPITAL |  |  | P528 | 0011498251 | MIRIAM ZIEGLER | Performance Verification | Closed | Bonnie Aichroth | 10/31/2019 | 10/31/2019 | INCOMING INVENTORY | DEVICE INVENTORIED | 9E400A58-A92B-49DA-8F1C-B58B2667D448 | Labor | 10/31/2019 | 10/31/2019 | Bonnie Aichroth
|  | GE HEALTHCARE | CARESCAPE PDM 2016793-003 | MODULE, MULTI-PARAMETER | SA31637010254 | ANESTHESIOLOGY | Kelemen |  |  | 10/31/2019 |  | 10/31/26 |  |  | NO | YES |  |  |  |  | GE MEDICAL SYSTEMS 30294774 SA31637010254 |  |  | Active |  | 99:99:99:99:99:99 |  | Alarm | PAAR:00-PVAR | 10/31/2019 | 10/31/2019 | COOPER UNIVERSITY HOSPITAL |  |  |  | 0011608999 | GIACINTA ROUPAS | Preventative Maintenance | Closed | Bonnie Aichroth | 10/31/2019 | 10/31/2019 | PERFORMANCE ASSURANCE AT INVENTORY | INVENTORIED DEVICE AND ENSURED DEVICE WAS FUNCTIONING PROPERLY. | 88FAC7BE-7F75-47F7-A6A7-6FA7F8CAF435 | Labor | 10/31/2019 | 10/31/2019 | Salvatore Bombara
|  | GE HEALTHCARE | CARESCAPE PDM 2016793-003 | MODULE, MULTI-PARAMETER | SA316360332SA |  | Pavilion |  |  | 10/31/2019 |  | 10/31/26 |  |  | NO | YES |  |  |  |  | GE MEDICAL SYSTEMS 30294772 SA316360332SA |  |  | Active |  | 99:99:99:99:99:99 | [5 empty] | COOPER UNIVERSITY HOSPITAL |  |  |  | 0011609108 |  | Performance Verification | Closed | Bonnie Aichroth | 10/31/2019 | 10/31/2019 | INCOMING INVENTORY |  | C43EC567-9C81-4744-BDC0-C25E6B87B685 | Labor | 10/31/2019 | 10/31/2019 | Bonnie Aichroth
|  | GE HEALTHCARE | CARESCAPE PDM 2016793-003 | MODULE, MULTI-PARAMETER | SA316360290SA | ANESTHESIOLOGY | Kelemen |  |  | 10/31/2019 |  | 10/31/26 |  |  | NO | YES |  |  |  |  | GE MEDICAL SYSTEMS 30294771 SA316360290SA |  |  | Active |  | 99:99:99:99:99:99 |  | Alarm | PAAR:00-PVAR | 10/31/2019 | 10/31/2019 | COOPER UNIVERSITY HOSPITAL |  |  |  | 0011609116 | GIACINTA ROUPAS | Preventative Maintenance | Closed | Bonnie Aichroth | 10/31/2019 | 10/31/2019 | PERFORMANCE ASSURANCE AT INVENTORY | INVENTORIED DEVICE AND ENSURED DEVICE WAS FUNCTIONING PROPERLY. | DB789323-4446-4B15-8760-423F53E96263 | Labor | 10/31/2019 | 10/31/2019 | Salvatore Bombara
|  | GE HEALTHCARE | CARESCAPE PDM 2016793-003 | MODULE, MULTI-PARAMETER | SA316370130SA | ANESTHESIOLOGY | Pavilion |  |  | 10/31/2019 |  | 10/31/26 |  |  | NO | YES |  |  |  |  | GE MEDICAL SYSTEMS 30294769 SA316370130SA |  |  | Active |  | 99:99:99:99:99:99 |  | Alarm | PAAR:00-PVAR | 10/31/2019 | 10/31/2019 | COOPER UNIVERSITY HOSPITAL |  |  | OR P9 | 0011171128 | GIACINTA ROUPAS | Performance Verification | Closed | Bonnie Aichroth | 10/31/2019 | 10/31/2019 | INCOMING INVENTORY | DEVICE INVENTORIED | 8DB23E9B-B832-4CC3-9775-138753B74BB1 | Labor | 10/31/2019 | 10/31/2019 | Bonnie Aichroth
|  | GE HEALTHCARE | CARESCAPE PDM 2016793-003 | MODULE, MULTI-PARAMETER | SA316370125SA | ANESTHESIOLOGY | Kelemen |  |  | 10/31/2019 |  | 10/31/26 |  |  | NO | YES |  |  |  |  | GE MEDICAL SYSTEMS 30294766 SA316370125SA |  |  | Active |  | 99:99:99:99:99:99 |  | Alarm | PAAR:00-PVAR | 10/31/2019 | 10/31/2019 | COOPER UNIVERSITY HOSPITAL |  |  | OR K5 | 0011171124 | GIACINTA ROUPAS | Performance Verification | Closed | Bonnie Aichroth | 10/31/2019 | 10/31/2019 | INCOMING INVENTORY | DEVICE INVENTORIED | 896D6055-E279-4A1D-8E89-56C7D439BEE9 | Labor | 10/31/2019 | 10/31/2019 | Bonnie Aichroth
|  | GE HEALTHCARE | CARESCAPE PDM 2016793-003 | MODULE, MULTI-PARAMETER | SA316360324SA | ANESTHESIOLOGY | Kelemen |  |  | 10/31/2019 |  | 10/31/26 |  |  | NO | YES |  |  |  |  | GE MEDICAL SYSTEMS 30294763 SA316360324SA |  |  | Active |  | 99:99:99:99:99:99 |  | Alarm | PAAR:00-PVAR | 10/31/2019 | 10/31/2019 | COOPER UNIVERSITY HOSPITAL |  |  | OR K1 | 0011171118 | GIACINTA ROUPAS | Preventative Maintenance | Closed | Bonnie Aichroth | 10/31/2019 | 10/31/2019 | PERFORMANCE ASSURANCE AT INVENTORY | INVENTORIED DEVICE AND ENSURED DEVICE WAS FUNCTIONING PROPERLY. | FEE89B5D-3D85-47C0-9599-415165470DF7 | Labor | 10/31/2019 | 10/31/2019 | Salvatore Bombara
|  | GE HEALTHCARE | CARESCAPE PDM 2016793-003 | MODULE, MULTI-PARAMETER | SA316360280SA | ANESTHESIOLOGY | Pavilion |  |  | 10/31/2019 |  | 10/31/26 |  |  | NO | YES |  |  |  |  | GE MEDICAL SYSTEMS 30294760 SA316360280SA |  |  | Active |  | 99:99:99:99:99:99 |  | Alarm | PAAR:00-PVAR | 10/31/2019 | 10/31/2019 | COOPER UNIVERSITY HOSPITAL |  |  | OR P10 | 0011171111 | GIACINTA ROUPAS | Performance Verification | Closed | Bonnie Aichroth | 10/31/2019 | 10/31/2019 | INCOMING INVENTORY | DEVICE INVENTORIED | EF4BA17D-78E6-459C-A147-97C91604B180 | Labor | 10/31/2019 | 10/31/2019 | Bonnie Aichroth
|  | GE HEALTHCARE | CARESCAPE PDM 2016793-003 | MODULE, MULTI-PARAMETER | SA316370108SA | ANESTHESIOLOGY | Kelemen |  |  | 10/31/2019 |  | 10/31/26 |  |  | NO | YES |  |  |  |  | GE MEDICAL SYSTEMS 30294754 SA316370108SA |  |  | Active |  | 99:99:99:99:99:99 |  | Alarm | PAAR:00-PVAR | 10/31/2019 | 10/31/2019 | COOPER UNIVERSITY HOSPITAL |  |  | OR K4 | 0011171105 | GIACINTA ROUPAS | Preventative Maintenance | Closed | Bonnie Aichroth | 10/31/2019 | 10/31/2019 | PERFORMANCE ASSURANCE AT INVENTORY | INVENTORIED DEVICE AND ENSURED DEVICE WAS FUNCTIONING PROPERLY. | 09E73616-8A5E-4012-83C5-C93C428F1B5F | Labor | 10/31/2019 | 10/31/2019 | Salvatore Bombara
|  | GE HEALTHCARE | CARESCAPE PDM 2016793-003 | MODULE, MULTI-PARAMETER | SA316181370SA | MD ANDERSON INPATIENT ONCOLOGY | Pavilion |  |  | 10/31/2019 |  | 10/31/26 |  |  | NO | YES |  |  |  |  | GE MEDICAL SYSTEMS 30244805 SA316181370SA |  |  | Active |  | 99:99:99:99:99:99 |  | Alarm | PAAR:00-PVAR | 10/31/2019 | 10/31/2019 | COOPER UNIVERSITY HOSPITAL |  |  | P524 |  | MIRIAM ZIEGLER |  |  |  | 10/31/2019 | 10/31/2019 |  |  |  |  | 10/31/2019 | 10/31/2019
|  | GE HEALTHCARE | CARESCAPE PDM 2016793-003 | MODULE, MULTI-PARAMETER | SA316181350SA | ANGIOGRAPHY | Pavilion |  |  | 10/31/2019 |  | 10/31/26 |  |  | NO | YES |  |  |  |  | GE MEDICAL SYSTEMS 30244803 SA316181350SA |  |  | Active |  | 99:99:99:99:99:99 |  | Alarm | PAAR:00-PVAR | 10/31/2019 | 10/31/2019 | COOPER UNIVERSITY HOSPITAL |  |  | Biomed |  | PAULETTE DUCKREY |  |  |  | 10/31/2019 | 10/31/2019 |  |  |  |  | 10/31/2019 | 10/31/2019
|  | GE HEALTHCARE | CARESCAPE PDM 2016793-003 | MODULE, MULTI-PARAMETER | SA316171258SA | MD ANDERSON INPATIENT ONCOLOGY | Pavilion |  |  | 10/31/2019 |  | 10/31/26 |  |  | NO | YES |  |  |  |  | GE MEDICAL SYSTEMS 30244801 SA316171258SA |  |  | Active |  | 99:99:99:99:99:99 |  | Alarm | PAAR:00-PVAR | 10/31/2019 | 10/31/2019 | COOPER UNIVERSITY HOSPITAL |  |  | P526 |  | MIRIAM ZIEGLER |  |  |  | 10/31/2019 | 10/31/2019 |  |  |  |  | 10/31/2019 | 10/31/2019
|  | GE HEALTHCARE | CARESCAPE PDM 2016793-003 | MODULE, MULTI-PARAMETER | SA316171335SA | MD ANDERSON INPATIENT ONCOLOGY | Pavilion |  |  | 10/31/2019 |  | 10/31/26 |  |  | NO | YES |  |  |  |  | GE MEDICAL SYSTEMS 30244797 SA316171335SA |  |  | Active |  | 99:99:99:99:99:99 |  | Alarm | PAAR:00-PVAR | 10/31/2019 | 10/31/2019 | COOPER UNIVERSITY HOSPITAL |  |  | P527 |  | MIRIAM ZIEGLER |  |  |  | 10/31/2019 | 10/31/2019 |  |  |  |  | 10/31/2019 | 10/31/2019
|  | GE HEALTHCARE | CARESCAPE PDM 2016793-003 | MODULE, MULTI-PARAMETER | SA316171315SA | MD ANDERSON INPATIENT ONCOLOGY | Pavilion |  |  | 10/31/2019 |  | 10/31/26 |  |  | NO | YES |  |  |  |  | GE MEDICAL SYSTEMS 30244799 SA316171315SA |  |  | Active |  | 99:99:99:99:99:99 |  | Alarm | PAAR:00-PVAR | 10/31/2019 | 10/31/2019 | COOPER UNIVERSITY HOSPITAL |  |  | P523 |  | MIRIAM ZIEGLER |  |  |  | 10/31/2019 | 10/31/2019 |  |  |  |  | 10/31/2019 | 10/31/2019
|  | GE HEALTHCARE | CARESCAPE PDM 2016793-003 | MODULE, MULTI-PARAMETER | SA316171263SA | MD ANDERSON INPATIENT ONCOLOGY | Pavilion |  |  | 10/31/2019 |  | 10/31/26 |  |  | NO | YES |  |  |  |  | GE MEDICAL SYSTEMS 30244795 SA316171263SA |  |  | Active |  | 99:99:99:99:99:99 |  | Alarm | PAAR:00-PVAR | 10/31/2019 | 10/31/2019 | COOPER UNIVERSITY HOSPITAL |  |  | P525 |  | MIRIAM ZIEGLER |  |  |  | 10/31/2019 | 10/31/2019 |  |  |  |  | 10/31/2019 | 10/31/2019
|  | GE HEALTHCARE | CARESCAPE PDM 2016793-003 | MODULE, MULTI-PARAMETER | SA316171333SA | ANESTHESIOLOGY | Kelemen |  |  | 10/16/2019 |  | 10/16/26 |  |  | NO | YES |  |  |  |  | GE MEDICAL SYSTEMS 30244793 SA316171333SA |  |  | Disposition |  | 99:99:99:99:99:99 |  | Alarm | PAAR:00-PVAR | 10/16/2019 | 10/16/2019 | COOPER UNIVERSITY HOSPITAL |  |  | ? |  | GIACINTA ROUPAS |  |  |  | 10/16/2019 | 10/16/2019 |  |  |  |  | 10/16/2019 | 10/16/2019
|  | GE HEALTHCARE | CARESCAPE PDM 2016793-003 | MODULE, MULTI-PARAMETER | SA311070567GA | PACU KELEMEN | Pavilion |  |  | 04/04/2011 |  | 4/4/18 |  |  | NO | YES |  |  |  |  | GE MEDICAL SYSTEMS 10366383 SA311070567GA |  |  | Active |  | 99:99:99:99:99:99 |  | Alarm | PAAR:00-PVAR | 11/01/2019 |  | COOPER UNIVERSITY HOSPITAL |  |  | PACU |  | FRANK OBRIEN
|  | GE HEALTHCARE | CARESCAPE PDM 2016793-003 | MODULE, MULTI-PARAMETER | SA308409180GR | CHIP - 9 PAVILION | Kelemen |  |  | 03/06/2014 |  | 3/6/21 |  |  | NO | YES |  |  |  |  | GE MEDICAL SYSTEMS 10365486 SA308409180GR |  |  | Active |  | 99:99:99:99:99:99 |  | Alarm | PAAR:00-PVAR | 11/02/2019 |  | COOPER UNIVERSITY HOSPITAL |  |  | ROOM 939 | WOT00000002205305 | KIM HUMMEL | Disposition | Closed | Michael Youch | 02/14/2019 | 05/17/2019 | Bulk Disposition CNL
|  | GE HEALTHCARE | CARESCAPE PDM 2016793-003 | MODULE, MULTI-PARAMETER | SA309173175GA | INTENSIVE CARE NURSERY | Dorrance |  |  | 07/31/2009 |  | 7/31/16 |  |  | NO | YES |  |  |  |  | GE MEDICAL SYSTEMS 10365023 SA309173175GA |  |  | Active |  | 99:99:99:99:99:99 |  | Equipment | PAAR:00-PVAR | 11/02/2019 |  | COOPER UNIVERSITY HOSPITAL |  |  | ff17 | WOT00000000533821 | JOANNE FOX | Disposition | Closed | Gene Amodei | 02/08/2018 | 07/19/2019 | Bulk Disposition CNL
|  | GE HEALTHCARE | CARESCAPE PDM 2016793-003 | MODULE, MULTI-PARAMETER | SA309334706GA | INTENSIVE CARE NURSERY | Kelemen |  |  | 07/31/2009 |  | 7/31/16 |  |  | NO | YES |  |  |  |  | GE MEDICAL SYSTEMS 10364758 SA309334706GA |  |  | Active |  | 99:99:99:99:99:99 |  | Alarm | PAAR:00-PVAR | 11/02/2019 |  | COOPER UNIVERSITY HOSPITAL |  |  | D5 | 0011069718 | JOANNE FOX | Repair | Closed | Gene Amodei | 01/19/2017 | 01/26/2017 | MONITOR - NOT REGISTERING SPO2 - TMX | 1/26/2017 10:59:02 AM GRAMODEI REPLACED CABLE UNIT OK | CE15C4E5-03AB-4927-98EA-FFD97CF05670 | Labor | 01/19/2017 | 01/19/2017 | Gene Amodei
|  | GE HEALTHCARE | CARESCAPE PDM 2016793-003 | MODULE, MULTI-PARAMETER | SA309223503GA | INTENSIVE CARE NURSERY | Dorrance |  |  | 07/31/2009 |  | 7/31/16 |  |  | NO | YES |  |  |  |  | GE MEDICAL SYSTEMS 10364753 SA309223503GA |  |  | Active |  | 99:99:99:99:99:99 |  | Alarm | PAAR:00-PVAR | 11/02/2019 |  | COOPER UNIVERSITY HOSPITAL |  |  | DOVE BED 11 |  | JOANNE FOX
|  | GE HEALTHCARE | CARESCAPE PDM 2016793-003 | MODULE, MULTI-PARAMETER | SA309527945GR | PAVILION 8 | Kelemen |  |  | 03/06/2014 |  | 3/6/21 |  |  | NO | YES |  |  |  |  | GE MEDICAL SYSTEMS 10356664 SA309527945GR |  |  | Active |  | 99:99:99:99:99:99 |  | Alarm | PAAR:00-PVAR | 11/02/2019 |  | COOPER UNIVERSITY HOSPITAL |  |  | ROOM 821 | WOT00000000533838 | BRIAN OSHAUGHNESSY | Disposition | Closed | Gene Amodei | 02/08/2018 | 05/22/2019 | Bulk Disposition CNL
|  | GE HEALTHCARE | CARESCAPE PDM 2016793-003 | MODULE, MULTI-PARAMETER | SA309253774GR | PAVILION 8 | Pavilion |  |  | 03/06/2014 |  | 3/6/21 |  |  | NO | YES |  |  |  |  | GE MEDICAL SYSTEMS 10356645 SA309253774GR |  |  | Active |  | 99:99:99:99:99:99 |  | Alarm | PAAR:00-PVAR | 11/02/2019 |  | COOPER UNIVERSITY HOSPITAL |  |  | Room 820 | WOT00000000533829 | BRIAN OSHAUGHNESSY | Disposition | Closed | Gene Amodei | 02/08/2018 | 05/22/2019 | Bulk Disposition CNL
|  | GE HEALTHCARE | CARESCAPE PDM 2016793-003 | MODULE, MULTI-PARAMETER | SA309223465GR | PAVILION 8 | Pavilion |  |  | 03/06/2014 |  | 3/6/21 |  |  | NO | YES |  |  |  |  | GE MEDICAL SYSTEMS 10356642 SA309223465GR |  |  | Active |  | 99:99:99:99:99:99 |  | Alarm | PAAR:00-PVAR | 11/02/2019 |  | COOPER UNIVERSITY HOSPITAL |  |  | ROOM 817 | WOT00000000533824 | BRIAN OSHAUGHNESSY | Disposition | Closed | Gene Amodei | 02/08/2018 | 05/22/2019 | Bulk Disposition CNL
|  | GE HEALTHCARE | CARESCAPE PDM 2016793-003 | MODULE, MULTI-PARAMETER | SA311103982GR | PAVILION 8 | Pavilion |  |  | 03/06/2014 |  | 3/6/21 |  |  | NO | YES |  |  |  |  | GE MEDICAL SYSTEMS 10356635 SA311103982GR |  |  | Active |  | 99:99:99:99:99:99 |  | Alarm | PAAR:00-PVAR | 11/02/2019 |  | COOPER UNIVERSITY HOSPITAL |  |  | RM 816 | WOT00000000533855 | BRIAN OSHAUGHNESSY | Disposition | Closed | Gene Amodei | 02/08/2018 | 05/22/2019 | Bulk Disposition CNL
|  | GE HEALTHCARE | CARESCAPE PDM 2016793-003 | MODULE, MULTI-PARAMETER | SA312121998GR | PAVILION 8 | Pavilion |  |  | 03/06/2014 |  | 3/6/21 |  |  | NO | YES |  |  |  |  | GE MEDICAL SYSTEMS 10356607 SA312121998GR |  |  | Active |  | 99:99:99:99:99:99 |  | Alarm | PAAR:00-PVAR | 11/02/2019 |  | COOPER UNIVERSITY HOSPITAL |  |  | ROOM 815 | WOT00000000533866 | BRIAN OSHAUGHNESSY | Disposition | Closed | Gene Amodei | 02/08/2018 | 05/22/2019 | Bulk Disposition CNL
|  | GE HEALTHCARE | CARESCAPE PDM 2016793-003 | MODULE, MULTI-PARAMETER | SA309223471GR | PAVILION 8 | Pavilion |  |  | 03/06/2014 |  | 3/6/21 |  |  | NO | YES |  |  |  |  | GE MEDICAL SYSTEMS 10356603 SA309223471GR |  |  | Active |  | 99:99:99:99:99:99 |  | Alarm | PAAR:00-PVAR | 11/01/2019 |  | COOPER UNIVERSITY HOSPITAL |  |  | ROOM 814 | WOT00000000533825 | BRIAN OSHAUGHNESSY | Disposition | Closed | Gene Amodei | 02/08/2018 | 05/22/2019 | Bulk Disposition CNL
|  | GE HEALTHCARE | CARESCAPE PDM 2016793-003 | MODULE, MULTI-PARAMETER | SA313272407GR |  | Kelemen |  |  | 03/06/2014 |  | 3/6/21 |  |  | NO | YES |  |  |  |  | GE MEDICAL SYSTEMS 10356592 SA313272407GR |  |  | Active |  | 99:99:99:99:99:99 |  | Alarm | PAAR:00-PVAR | 11/02/2019 |  | COOPER UNIVERSITY HOSPITAL |  |  | 8 PAVILION | WOT00000000533872 | BRIAN OSHAUGHNESSY | Disposition | Closed | Gene Amodei | 02/08/2018 | 05/22/2019 | Bulk Disposition CNL
|  | GE HEALTHCARE | CARESCAPE PDM 2016793-003 | MODULE, MULTI-PARAMETER | SA312253159GR | PAVILION 8 | Pavilion |  |  | 03/06/2014 |  | 3/6/21 |  |  | NO | YES |  |  |  |  | GE MEDICAL SYSTEMS 10356588 SA312253159GR |  |  | Active |  | 99:99:99:99:99:99 |  | Alarm | PAAR:00-PVAR | 11/02/2019 |  | COOPER UNIVERSITY HOSPITAL |  |  | ROOM 811 | WOT00000000533868 | BRIAN OSHAUGHNESSY | Disposition | Closed | Gene Amodei | 02/08/2018 | 05/22/2019 | Bulk Disposition CNL
|  | GE HEALTHCARE | CARESCAPE PDM 2016793-003 | MODULE, MULTI-PARAMETER | SA313013125GR | CHIP - 9 PAVILION | Pavilion |  |  | 03/06/2014 |  | 3/6/21 |  |  | NO | YES |  |  |  |  | GE MEDICAL SYSTEMS 10356558 SA313013125GR |  |  | Active |  | 99:99:99:99:99:99 |  | Alarm | PAAR:00-PVAR | 11/02/2019 |  | COOPER UNIVERSITY HOSPITAL |  |  |  |  | KIM HUMMEL
|  | GE HEALTHCARE | CARESCAPE PDM 2016793-003 | MODULE, MULTI-PARAMETER | SA313127466GR | CHIP - 9 PAVILION | Pavilion |  |  | 03/06/2014 |  | 3/6/21 |  |  | NO | YES |  |  |  |  | GE MEDICAL SYSTEMS 10356541 SA313127466GR |  |  | Active |  | 99:99:99:99:99:99 |  | Alarm | PAAR:00-PVAR | 11/02/2019 |  | COOPER UNIVERSITY HOSPITAL |  |  |  |  | KIM HUMMEL
|  | GE HEALTHCARE | CARESCAPE PDM 2016793-003 | MODULE, MULTI-PARAMETER | SA313105941GR | CHIP - 9 PAVILION | Kelemen |  |  | 03/06/2014 |  | 3/6/21 |  |  | NO | YES |  |  |  |  | GE MEDICAL SYSTEMS 10356539 SA313105941GR |  |  | Active |  | 99:99:99:99:99:99 |  | Alarm | PAAR:00-PVAR | 11/02/2019 |  | COOPER UNIVERSITY HOSPITAL |  |  | ROOM 916? | 0011065573 | KIM HUMMEL | Repair | Closed | Michael Youch | 01/18/2017 | 01/20/2017 | MODULE - SCREEN BLANK, CANT DO EKGS - PAVILLION 9 RM 917 | 1/20/2017 12:27:31 PM MDYOUCH (MDYOUCH 1/19/2017 10:30 AM) VERIFIED PROPER OPERATION. ECG TRACE IS NOT AFFECTED BY BACKUP BATTERY. MAY HAVE BEEN LEADS OR PATIENT SKIN. WILL ORDER REPLACEMENT BATTERY THOUGH. | 2A3DAFD8-7572-4C90-B722-9A11BB6C8634 | Parts | 01/01/1900 | 01/01/1900 | Michael Youch
|  | GE HEALTHCARE | CARESCAPE PDM 2016793-003 | MODULE, MULTI-PARAMETER | SA310496134GR | CHIP - 9 PAVILION | Pavilion |  |  | 03/06/2014 |  | 3/6/21 |  |  | NO | YES |  |  |  |  | GE MEDICAL SYSTEMS 10356534 SA310496134GR |  |  | Active |  | 99:99:99:99:99:99 |  | Alarm | PAAR:00-PVAR | 11/02/2019 |  | COOPER UNIVERSITY HOSPITAL |  |  | ROOM 924 |  | KIM HUMMEL
|  | GE HEALTHCARE | CARESCAPE PDM 2016793-003 | MODULE, MULTI-PARAMETER | SA313105951GR | CHIP - 9 PAVILION | Pavilion |  |  | 03/06/2014 |  | 3/6/21 |  |  | NO | YES |  |  |  |  | GE MEDICAL SYSTEMS 10356516 SA313105951GR |  |  | Active |  | 99:99:99:99:99:99 |  | Alarm | PAAR:00-PVAR | 11/02/2019 |  | COOPER UNIVERSITY HOSPITAL |  |  | ROOM 914 |  | KIM HUMMEL
|  | GE HEALTHCARE | CARESCAPE PDM 2016793-003 | MODULE, MULTI-PARAMETER | SA311458345GR | PAVILION 8 | Pavilion |  |  | 11/12/2011 |  | 11/12/18 |  |  | NO | YES |  |  |  |  | GE MEDICAL SYSTEMS 10356372 SA311458345GR |  |  | Active |  | 99:99:99:99:99:99 |  | Alarm | PAAR:00-PVAR | 11/02/2019 |  | COOPER UNIVERSITY HOSPITAL |  |  | ROOM 831 | WOT00000000533861 | BRIAN OSHAUGHNESSY | Disposition | Closed | Gene Amodei | 02/08/2018 | 05/22/2019 | Bulk Disposition CNL
|  | GE HEALTHCARE | CARESCAPE PDM 2016793-003 | MODULE, MULTI-PARAMETER | SA311060354GR | PAVILION 8 | Kelemen |  |  | 02/12/2011 |  | 2/12/18 |  |  | NO | YES |  |  |  |  | GE MEDICAL SYSTEMS 10356380 SA311060354GR |  |  | Active |  | 99:99:99:99:99:99 |  | Alarm | PAAR:00-PVAR | 11/02/2019 |  | COOPER UNIVERSITY HOSPITAL |  |  | ROOM 817 | WOT00000000533848 | BRIAN OSHAUGHNESSY | Disposition | Closed | Gene Amodei | 02/08/2018 | 05/22/2019 | Bulk Disposition CNL
|  | GE HEALTHCARE | CARESCAPE PDM 2016793-003 | MODULE, MULTI-PARAMETER | SA310382630GR | PAVILION 8 | Pavilion |  |  | 09/24/2010 |  | 9/24/17 |  |  | NO | YES |  |  |  |  | GE MEDICAL SYSTEMS 10356384 SA310382630GR |  |  | Active |  | 99:99:99:99:99:99 |  | Alarm | PAAR:00-PVAR | 11/01/2019 |  | COOPER UNIVERSITY HOSPITAL |  |  | ROOM 824 | WOT00000000533843 | BRIAN OSHAUGHNESSY | Disposition | Closed | Gene Amodei | 02/08/2018 | 05/22/2019 | Bulk Disposition CNL
|  | GE HEALTHCARE | CARESCAPE PDM 2016793-003 | MODULE, MULTI-PARAMETER | SA311327821GR | PAVILION 8 | Pavilion |  |  | 08/13/2011 |  | 8/13/18 |  |  | NO | YES |  |  |  |  | GE MEDICAL SYSTEMS 10356407 SA311327821GR |  |  | Active |  | 99:99:99:99:99:99 |  | Alarm | PAAR:00-PVAR | 11/02/2019 |  | COOPER UNIVERSITY HOSPITAL |  |  | ROOM 835 | WOT00000000533859 | BRIAN OSHAUGHNESSY | Disposition | Closed | Gene Amodei | 02/08/2018 | 05/22/2019 | Bulk Disposition CNL
|  | GE HEALTHCARE | CARESCAPE PDM 2016793-003 | MODULE, MULTI-PARAMETER | SA309021978GR | PAVILION 8 | Pavilion |  |  | 01/15/2009 |  | 1/15/16 |  |  | NO | YES |  |  |  |  | GE MEDICAL SYSTEMS 10356403 SA309021978GR |  |  | Active |  | 99:99:99:99:99:99 |  | Alarm | PAAR:00-PVAR | 11/02/2019 |  | COOPER UNIVERSITY HOSPITAL |  |  | ROOM 833 | WOT00000000533803 | BRIAN OSHAUGHNESSY | Disposition | Closed | Gene Amodei | 02/08/2018 | 05/22/2019 | Bulk Disposition CNL
|  | GE HEALTHCARE | CARESCAPE PDM 2016793-003 | MODULE, MULTI-PARAMETER | SA312263990GR | PAVILION 8 | Kelemen |  |  | 07/01/2012 |  | 7/1/19 |  |  | NO | YES |  |  |  |  | GE MEDICAL SYSTEMS 10356395 SA312263990GR |  |  | Active |  | 99:99:99:99:99:99 |  | Alarm | PAAR:00-PVAR | 11/02/2019 |  | COOPER UNIVERSITY HOSPITAL |  |  | ROOM 814 | WOT00000002203237 | BRIAN OSHAUGHNESSY | Disposition | Closed | Gene Amodei | 02/14/2019 | 05/22/2019 | Bulk Disposition CNL
|  | GE HEALTHCARE | CARESCAPE PDM 2016793-003 | MODULE, MULTI-PARAMETER | SA313408988GR | PAVILION 8 | Pavilion |  |  | 03/06/2014 |  | 3/6/21 |  |  | NO | YES |  |  |  |  | GE MEDICAL SYSTEMS 10356399 SA313408988GR |  |  | Active |  | 99:99:99:99:99:99 |  | Alarm | PAAR:00-PVAR | 11/02/2019 |  | COOPER UNIVERSITY HOSPITAL |  |  | ROOM 822 | WOT00000000533875 | BRIAN OSHAUGHNESSY | Disposition | Closed | Gene Amodei | 02/08/2018 | 05/13/2019 | Bulk Disposition CNL
|  | GE HEALTHCARE | CARESCAPE PDM 2016793-003 | MODULE, MULTI-PARAMETER | SA312080544GR | PAVILION 8 | Kelemen |  |  | 02/26/2012 |  | 2/26/19 |  |  | NO | YES |  |  |  |  | GE MEDICAL SYSTEMS 10356393 SA312080544GR |  |  | Active |  | 99:99:99:99:99:99 |  | Alarm | PAAR:00-PVAR | 11/02/2019 |  | COOPER UNIVERSITY HOSPITAL |  |  | Biomed | WOT00000000533865 | BRIAN OSHAUGHNESSY | Disposition | Closed | Gene Amodei | 02/08/2018 | 05/14/2019 | Bulk Disposition CNL
|  | GE HEALTHCARE | CARESCAPE PDM 2016793-003 | MODULE, MULTI-PARAMETER | SA312479800GR | PAVILION 8 | Pavilion |  |  | 11/25/2012 |  | 11/25/19 |  |  | NO | YES |  |  |  |  | GE MEDICAL SYSTEMS 10356376 SA312479800GR |  |  | Active |  | 99:99:99:99:99:99 |  | Alarm | PAAR:00-PVAR | 11/02/2019 |  | COOPER UNIVERSITY HOSPITAL |  |  | ROOM 830 | WOT00000000533870 | BRIAN OSHAUGHNESSY | Disposition | Closed | Gene Amodei | 02/08/2018 | 05/22/2019 | Bulk Disposition CNL
|  | GE HEALTHCARE | CARESCAPE PDM 2016793-003 | MODULE, MULTI-PARAMETER | SA310455057GR | CHIP - 9 PAVILION | Pavilion |  |  | 11/12/2010 |  | 11/12/17 |  |  | NO | YES |  |  |  |  | GE MEDICAL SYSTEMS 10356368 SA310455057GR |  |  | Active |  | 99:99:99:99:99:99 |  | Alarm | PAAR:00-PVAR | 11/02/2019 |  | COOPER UNIVERSITY HOSPITAL |  |  | ROOM 928 | WOT00000002203131 | KIM HUMMEL | Disposition | Closed | Michael Youch | 02/14/2019 | 05/17/2019 | Bulk Disposition CNL
|  | GE HEALTHCARE | CARESCAPE PDM 2016793-003 | MODULE, MULTI-PARAMETER | SA312080529GR | PAVILION 8 | Pavilion |  |  | 02/26/2012 |  | 2/26/19 |  |  | NO | YES |  |  |  |  | GE MEDICAL SYSTEMS 10356363 SA312080529GR |  |  | Active |  | 99:99:99:99:99:99 |  | Alarm | PAAR:00-PVAR | 11/02/2019 |  | COOPER UNIVERSITY HOSPITAL |  |  | ROOM 834 | WOT00000000533864 | BRIAN OSHAUGHNESSY | Disposition | Closed | Gene Amodei | 02/08/2018 | 05/22/2019 | Bulk Disposition CNL
|  | GE HEALTHCARE | CARESCAPE PDM 2016793-003 | MODULE, MULTI-PARAMETER | SA310393149GR | PAVILION 8 | Pavilion |  |  | 10/01/2010 |  | 10/1/17 |  |  | NO | YES |  |  |  |  | GE MEDICAL SYSTEMS 10356358 SA310393149GR |  |  | Active |  | 99:99:99:99:99:99 |  | Alarm | PAAR:00-PVAR | 11/02/2019 |  | COOPER UNIVERSITY HOSPITAL |  |  | ROOM 836 | WOT00000000533845 | BRIAN OSHAUGHNESSY | Disposition | Closed | Gene Amodei | 02/08/2018 | 05/22/2019 | Bulk Disposition CNL
|  | GE Healthcare | CARESCAPE PDM 2016793-003 | MODULE, MULTI-PARAMETER | SA308419220GR |  | Pavilion |  |  | 10/14/2008 |  | 10/14/15 |  |  | NO | YES |  |  |  |  | GE MEDICAL SYSTEMS 10356352 SA308419220GR |  |  | Active |  | 99:99:99:99:99:99 | [5 empty] | COOPER UNIVERSITY HOSPITAL |  |  | ROOM 837
|  | GE HEALTHCARE | CARESCAPE PDM 2016793-003 | MODULE, MULTI-PARAMETER | SA310496634GR | PAVILION 8 | Pavilion |  |  | 12/10/2010 |  | 12/10/17 |  |  | NO | YES |  |  |  |  | GE MEDICAL SYSTEMS 10356348 SA310496634GR |  |  | Active |  | 99:99:99:99:99:99 |  | Alarm | PAAR:00-PVAR | 11/02/2019 |  | COOPER UNIVERSITY HOSPITAL |  |  | ROOM 838 | WOT00000000533846 | BRIAN OSHAUGHNESSY | Disposition | Closed | Gene Amodei | 02/08/2018 | 05/22/2019 | Bulk Disposition CNL
|  | GE HEALTHCARE | CARESCAPE PDM 2016793-003 | MODULE, MULTI-PARAMETER | SA310310952GR | PAVILION 8 | Pavilion |  |  | 08/06/2010 |  | 8/6/17 |  |  | NO | YES |  |  |  |  | GE MEDICAL SYSTEMS 10356346 SA310310952GR |  |  | Active |  | 99:99:99:99:99:99 |  | Alarm | PAAR:00-PVAR | 11/01/2019 |  | COOPER UNIVERSITY HOSPITAL |  |  | ROOM 841 | WOT00000000533840 | BRIAN OSHAUGHNESSY | Disposition | Closed | Gene Amodei | 02/08/2018 | 05/22/2019 | Bulk Disposition CNL
|  | GE HEALTHCARE | CARESCAPE PDM 2016793-003 | MODULE, MULTI-PARAMETER | SA308337669GR | PAVILION 8 | Pavilion |  |  | 08/19/2008 |  | 8/19/15 |  |  | NO | YES |  |  |  |  | GE MEDICAL SYSTEMS 10356343 SA308337669GR |  |  | Active |  | 99:99:99:99:99:99 |  | Alarm | PAAR:00-PVAR | 11/02/2019 |  | COOPER UNIVERSITY HOSPITAL |  |  | ROOM 840 | WOT00000000533801 | BRIAN OSHAUGHNESSY | Disposition | Closed | Gene Amodei | 02/08/2018 | 05/22/2019 | Bulk Disposition CNL
|  | GE HEALTHCARE | CARESCAPE PDM 2016793-003 | MODULE, MULTI-PARAMETER | SA312253147GR | PAVILION 8 | Pavilion |  |  | 06/24/2012 |  | 6/24/19 |  |  | NO | YES |  |  |  |  | GE MEDICAL SYSTEMS 10356335 SA312253147GR |  |  | Active |  | 99:99:99:99:99:99 |  | Alarm | PAAR:00-PVAR | 11/02/2019 |  | COOPER UNIVERSITY HOSPITAL |  |  | ROOM 839 |  | BRIAN OSHAUGHNESSY
|  | GE HEALTHCARE | CARESCAPE PDM 2016793-003 | MODULE, MULTI-PARAMETER | SA314201512GA |  | Kelemen |  |  | 04/22/2014 |  | 4/22/21 |  |  | NO | YES |  |  |  |  | GE MEDICAL SYSTEMS 10356200 SA314201512GA |  |  | Active |  | 99:99:99:99:99:99 |  | Alarm | PAAR:00-PVAR | 11/02/2019 |  | COOPER UNIVERSITY HOSPITAL |  |  | HOLDING-BED 27 | WOT00000002202740 | DOMINIC VENDETTA | Disposition | Closed | Salvatore Bombara | 02/14/2019 | 05/19/2019 | Bulk Disposition CNL
|  | GE HEALTHCARE | CARESCAPE PDM 2016793-003 | MODULE, MULTI-PARAMETER | SA314222302GA | OR - KELEMEN 3 | Kelemen |  |  | 04/22/2014 |  | 4/22/21 |  |  | NO | YES |  |  |  |  | GE MEDICAL SYSTEMS 10356194 SA314222302GA |  |  | Active |  | 99:99:99:99:99:99 |  | Alarm | PAAR:00-PVAR | 11/02/2019 |  | COOPER UNIVERSITY HOSPITAL |  |  | HOLDING-BED 22 | WOT00000002202731 | DOMINIC VENDETTA | Disposition | Closed | Salvatore Bombara | 02/14/2019 | 05/17/2019 | Bulk Disposition CNL
|  | GE HEALTHCARE | CARESCAPE PDM 2016793-003 | MODULE, MULTI-PARAMETER | SA314212219GA |  | Pavilion |  |  | 04/22/2014 |  | 4/22/21 |  |  | NO | YES |  |  |  |  | GE MEDICAL SYSTEMS 10356192 SA314212219GA |  |  | Active |  | 99:99:99:99:99:99 |  | Alarm | PAAR:00-PVAR | 11/02/2019 |  | COOPER UNIVERSITY HOSPITAL |  |  | HOLDING-BED 24 | WOT00000002202724 | DOMINIC VENDETTA | Disposition | Closed | Salvatore Bombara | 02/14/2019 | 05/17/2019 | Bulk Disposition CNL
|  | GE HEALTHCARE | CARESCAPE PDM 2016793-003 | MODULE, MULTI-PARAMETER | SA314212242GA |  | Kelemen |  |  | 04/22/2014 |  | 4/22/21 |  |  | NO | YES |  |  |  |  | GE MEDICAL SYSTEMS 10356187 SA314212242GA |  |  | Active |  | 99:99:99:99:99:99 |  | Alarm | PAAR:00-PVAR | 11/02/2019 |  | COOPER UNIVERSITY HOSPITAL |  |  | HOLDING-BED 19 | WOT00000002202713 | DOMINIC VENDETTA | Disposition | Closed | Salvatore Bombara | 02/14/2019 | 05/17/2019 | Bulk Disposition CNL
|  | GE HEALTHCARE | CARESCAPE PDM 2016793-003 | MODULE, MULTI-PARAMETER | SA314222303GA | OR - KELEMEN 3 | Pavilion |  |  | 04/22/2014 |  | 4/22/21 |  |  | NO | YES |  |  |  |  | GE MEDICAL SYSTEMS 10356175 SA314222303GA |  |  | Active |  | 99:99:99:99:99:99 |  | Alarm | PAAR:00-PVAR | 11/02/2019 |  | COOPER UNIVERSITY HOSPITAL |  |  | HOLDING-BED25 | WOT00000002202663 | DOMINIC VENDETTA | Disposition | Closed | Salvatore Bombara | 02/14/2019 | 05/17/2019 | Bulk Disposition CNL
|  | GE HEALTHCARE | CARESCAPE PDM 2016793-003 | MODULE, MULTI-PARAMETER | SA309223516GA | INTENSIVE CARE NURSERY | Dorrance |  |  | 07/31/2009 |  | 7/31/16 |  |  | NO | YES |  |  |  |  | GE MEDICAL SYSTEMS 10355844 SA309223516GA |  |  | Active |  | 99:99:99:99:99:99 |  | Alarm | PAAR:00-PVAR | 11/02/2019 |  | COOPER UNIVERSITY HOSPITAL |  |  | nicu bb4 | WOT00000000533828 | JOANNE FOX | Disposition | Closed | Gene Amodei | 02/08/2018 | 06/21/2019 | Bulk Disposition CNL
|  | GE HEALTHCARE | CARESCAPE PDM 2016793-003 | MODULE, MULTI-PARAMETER | SA311090748GA |  | Kelemen | [7 empty] | NO | YES
|  | GE HEALTHCARE | CARESCAPE PDM 2016793-003 | MODULE, MULTI-PARAMETER | SA309173184GA | INTENSIVE CARE NURSERY | Dorrance |  |  | 07/31/2009 |  | 7/31/16 |  |  | NO | YES |  |  |  |  | GE MEDICAL SYSTEMS 10355248 SA309173184GA |  |  | Active |  | 99:99:99:99:99:99 |  | Alarm | PAAR:00-PVAR | 11/02/2019 |  | COOPER UNIVERSITY HOSPITAL |  |  | CARDINAL BED 6 | WOT00000000533823 | JOANNE FOX | Disposition | Closed | Gene Amodei | 02/08/2018 | 05/14/2019 | Bulk Disposition CNL
|  | GE Healthcare | CARESCAPE PDM 2016793-003 | MODULE, MULTI-PARAMETER | SA309173149GA | INTENSIVE CARE NURSERY | Kelemen |  |  | 07/31/2009 |  | 7/31/16 |  |  | NO | YES |  |  |  |  | GE MEDICAL SYSTEMS 10355235 SA309173149GA |  |  | Active |  | 99:99:99:99:99:99 |  | Alarm | PAAR:00-PVAR | 11/02/2019 |  | COOPER UNIVERSITY HOSPITAL |  |  | humming bird23 | WOT00000000533813 | JOANNE FOX | Disposition | Closed | Gene Amodei | 02/08/2018 | 06/21/2019 | Bulk Disposition CNL
|  | GE HEALTHCARE | CARESCAPE PDM 2016793-003 | MODULE, MULTI-PARAMETER | SA309173128GA | INTENSIVE CARE NURSERY | Dorrance |  |  | 07/31/2009 |  | 7/31/16 |  |  | NO | YES |  |  |  |  | GE MEDICAL SYSTEMS 10355236 SA309173128GA |  |  | Active |  | 99:99:99:99:99:99 |  | Alarm | PAAR:00-PVAR | 11/02/2019 |  | COOPER UNIVERSITY HOSPITAL |  |  | cardinal 6 | WOT00000000533809 | JOANNE FOX | Disposition | Closed | Gene Amodei | 02/08/2018 | 06/21/2019 | Bulk Disposition CNL
|  | GE HEALTHCARE | CARESCAPE PDM 2016793-003 | MODULE, MULTI-PARAMETER | SA309173117GA | INTENSIVE CARE NURSERY | Dorrance |  |  | 07/31/2009 |  | 7/31/16 |  |  | NO | YES |  |  |  |  | GE MEDICAL SYSTEMS 10355220 SA309173117GA |  |  | Active |  | 99:99:99:99:99:99 |  | Alarm | PAAR:00-PVAR | 10/31/2019 |  | COOPER UNIVERSITY HOSPITAL |  |  | DORRANCE 5 |  | JOANNE FOX
|  | GE HEALTHCARE | CARESCAPE PDM 2016793-003 | MODULE, MULTI-PARAMETER | SA309173163GA | INTENSIVE CARE NURSERY | Dorrance |  |  | 07/31/2009 |  | 7/31/16 |  |  | NO | YES |  |  |  |  | GE MEDICAL SYSTEMS 10354977 SA309173163GA |  |  | Active |  | 99:99:99:99:99:99 |  | Alarm | PAAR:00-PVAR | 10/31/2019 |  | COOPER UNIVERSITY HOSPITAL |  |  | CARDINAL BED 7 |  | JOANNE FOX
|  | GE HEALTHCARE | CARESCAPE PDM 2016793-003 | MODULE, MULTI-PARAMETER | SA310361957GA | INTENSIVE CARE NURSERY | Dorrance |  |  | 07/31/2009 |  | 7/31/16 |  |  | NO | YES |  |  |  |  | GE MEDICAL SYSTEMS 10354923 SA310361957GA |  |  | Active |  | 99:99:99:99:99:99 |  | Alarm | PAAR:00-PVAR | 11/02/2019 |  | COOPER UNIVERSITY HOSPITAL |  |  | ICN | WOT00000000533842 | JOANNE FOX | Disposition | Closed | Gene Amodei | 02/08/2018 | 06/21/2019 | Bulk Disposition CNL
|  | GE HEALTHCARE | CARESCAPE PDM 2016793-003 | MODULE, MULTI-PARAMETER | SA309173146GA | INTENSIVE CARE NURSERY | Dorrance |  |  | 07/31/2009 |  | 7/31/16 |  |  | NO | YES |  |  |  |  | GE MEDICAL SYSTEMS 10354921 SA309173146GA |  |  | Active |  | 99:99:99:99:99:99 |  | Alarm | PAAR:00-PVAR | 11/02/2019 |  | COOPER UNIVERSITY HOSPITAL |  |  | CRIB 7 |  | JOANNE FOX
|  | GE HEALTHCARE | CARESCAPE PDM 2016793-003 | MODULE, MULTI-PARAMETER | SA309173178GA | INTENSIVE CARE NURSERY | Dorrance |  |  | 07/31/2009 |  | 7/31/16 |  |  | NO | YES |  |  |  |  | GE MEDICAL SYSTEMS 10354891 SA309173178GA |  |  | Active |  | 99:99:99:99:99:99 |  | Alarm | PAAR:00-PVAR | 11/02/2019 |  | COOPER UNIVERSITY HOSPITAL |  |  | FIREFLY BED 20 | WOT00000000533822 | JOANNE FOX | Disposition | Closed | Gene Amodei | 02/08/2018 | 06/21/2019 | Bulk Disposition CNL
|  | GE HEALTHCARE | CARESCAPE PDM 2016793-003 | MODULE, MULTI-PARAMETER | SA309173157GA | INTENSIVE CARE NURSERY | Dorrance |  |  | 07/31/2009 |  | 7/31/16 |  |  | NO | YES |  |  |  |  | GE MEDICAL SYSTEMS 10354878 SA309173157GA |  |  | Active |  | 99:99:99:99:99:99 |  | Alarm | PAAR:00-PVAR | 11/02/2019 |  | COOPER UNIVERSITY HOSPITAL |  |  | DORRANCE 5 |  | JOANNE FOX
|  | GE HEALTHCARE | CARESCAPE PDM 2016793-003 | MODULE, MULTI-PARAMETER | SA309173160GA | INTENSIVE CARE NURSERY | Dorrance |  |  | 07/31/2009 |  | 7/31/16 |  |  | NO | YES |  |  |  |  | GE MEDICAL SYSTEMS 10354866 SA309173160GA |  |  | Active |  | 99:99:99:99:99:99 |  | Alarm | PAAR:00-PVAR | 11/02/2019 |  | COOPER UNIVERSITY HOSPITAL |  |  | DOVE BED 14 | WOT00000000533816 | JOANNE FOX | Disposition | Closed | Gene Amodei | 02/08/2018 | 06/21/2019 | Bulk Disposition CNL
|  | GE HEALTHCARE | CARESCAPE PDM 2016793-003 | MODULE, MULTI-PARAMETER | SA309173140GA | INTENSIVE CARE NURSERY | Dorrance |  |  | 07/31/2009 |  | 7/31/16 |  |  | NO | YES |  |  |  |  | GE MEDICAL SYSTEMS 10354862 SA309173140GA |  |  | Active |  | 99:99:99:99:99:99 |  | Alarm | PAAR:00-PVAR | 11/02/2019 |  | COOPER UNIVERSITY HOSPITAL |  |  | Dove Nursery | WOT00000000533810 | JOANNE FOX | Disposition | Closed | Gene Amodei | 02/08/2018 | 06/21/2019 | Bulk Disposition CNL
|  | GE HEALTHCARE | CARESCAPE PDM 2016793-003 | MODULE, MULTI-PARAMETER | SA309173171GA | INTENSIVE CARE NURSERY | Dorrance |  |  | 07/31/2009 |  | 7/31/16 |  |  | NO | YES |  |  |  |  | GE MEDICAL SYSTEMS 10354843 SA309173171GA |  |  | Active |  | 99:99:99:99:99:99 |  | Alarm | PAAR:00-PVAR | 11/02/2019 |  | COOPER UNIVERSITY HOSPITAL |  |  | BUMBLEBEE BED 4 |  | JOANNE FOX
|  | GE HEALTHCARE | CARESCAPE PDM 2016793-003 | MODULE, MULTI-PARAMETER | SA309153084GA | INTENSIVE CARE NURSERY | Dorrance |  |  | 07/31/2009 |  | 7/31/16 |  |  | NO | YES |  |  |  |  | GE MEDICAL SYSTEMS 10354823 SA309153084GA |  |  | Active |  | 99:99:99:99:99:99 |  | Alarm | PAAR:00-PVAR | 11/02/2019 |  | COOPER UNIVERSITY HOSPITAL |  |  | PROCEDURE RM | WOT00000000533807 | JOANNE FOX | Disposition | Closed | Gene Amodei | 02/08/2018 | 06/21/2019 | Bulk Disposition CNL
|  | GE HEALTHCARE | CARESCAPE PDM 2016793-003 | MODULE, MULTI-PARAMETER | SA309173145GA | INTENSIVE CARE NURSERY | Dorrance |  |  | 07/31/2009 |  | 7/31/16 |  |  | NO | YES |  |  |  |  | GE MEDICAL SYSTEMS 10354808 SA309173145GA |  |  | Active |  | 99:99:99:99:99:99 |  | Alarm | PAAR:00-PVAR | 11/02/2019 |  | COOPER UNIVERSITY HOSPITAL |  |  | CARDINAL BED 5 | WOT00000000533811 | JOANNE FOX | Disposition | Closed | Gene Amodei | 02/08/2018 | 06/21/2019 | Bulk Disposition CNL
|  | GE HEALTHCARE | CARESCAPE PDM 2016793-003 | MODULE, MULTI-PARAMETER | SA309173165GA | INTENSIVE CARE NURSERY | Dorrance |  |  | 07/31/2009 |  | 7/31/16 |  |  | NO | YES |  |  |  |  | GE MEDICAL SYSTEMS 10354796 SA309173165GA |  |  | Active |  | 99:99:99:99:99:99 |  | Alarm | PAAR:00-PVAR | 11/02/2019 |  | COOPER UNIVERSITY HOSPITAL |  |  | DOVE BED 10 |  | JOANNE FOX
|  | GE HEALTHCARE | CARESCAPE PDM 2016793-003 | MODULE, MULTI-PARAMETER | SA309173174GA | INTENSIVE CARE NURSERY | Dorrance |  |  | 07/31/2009 |  | 7/31/16 |  |  | NO | YES |  |  |  |  | GE MEDICAL SYSTEMS 10354788 SA309173174GA |  |  | Active |  | 99:99:99:99:99:99 |  | Alarm | PAAR:00-PVAR | 11/02/2019 |  | COOPER UNIVERSITY HOSPITAL |  |  | cardinal 5 | 0011348528 | JOANNE FOX | Repair | Closed | Michael Youch | 03/15/2017 | 03/16/2017 | GE MONITOR - INTUBATED BABY HOOKED UP, PULSE OX PROBE KEEPS SAYING OFF PATIENT, SEE NOTES - NICU BED 9 | 3/16/2017 8:25:32 AM MDYOUCH (MDYOUCH 3/15/2017 2:40 PM) THEY FOUND A BETTER SPOT ON THE PATIENT THAT PICKED UP THE SPO2 SUCCESSFULLY | 0F59379A-DE4B-46EF-BBD7-6BF8EE558D5B | Labor | 03/15/2017 | 03/15/2017 | Michael Youch
|  | GE HEALTHCARE | CARESCAPE PDM 2016793-003 | MODULE, MULTI-PARAMETER | SA309223508GA | INTENSIVE CARE NURSERY | Dorrance |  |  | 07/31/2009 |  | 7/31/16 |  |  | NO | YES |  |  |  |  | GE MEDICAL SYSTEMS 10354785 SA309223508GA |  |  | Active |  | 99:99:99:99:99:99 |  | Alarm | PAAR:00-PVAR | 11/02/2019 |  | COOPER UNIVERSITY HOSPITAL |  |  | ff16 | WOT00000000533827 | JOANNE FOX | Disposition | Closed | Gene Amodei | 02/08/2018 | 06/21/2019 | Bulk Disposition CNL
|  | GE HEALTHCARE | CARESCAPE PDM 2016793-003 | MODULE, MULTI-PARAMETER | SA315366306GA | ANESTHESIOLOGY | Kelemen |  |  | 10/19/2015 |  | 10/19/22 |  |  | NO | YES |  |  |  |  | GE MEDICAL SYSTEMS 10349401 SA315366306GA |  |  | Active |  | 99:99:99:99:99:99 |  | Alarm | PAAR:00-PVAR | 10/31/2019 |  | COOPER UNIVERSITY HOSPITAL |  |  | SPECIAL TEST - ROOM 649 |  | GIACINTA ROUPAS
|  | GE HEALTHCARE | CARESCAPE PDM 2016793-003 | MODULE, MULTI-PARAMETER | SA315334649GA | ANESTHESIOLOGY | Kelemen |  |  | 10/19/2015 |  | 10/19/22 |  |  | NO | YES |  |  |  |  | GE MEDICAL SYSTEMS 10349331 SA315334649GA |  |  | Active |  | 99:99:99:99:99:99 |  | Alarm | PAAR:00-PVAR | 10/31/2019 |  | COOPER UNIVERSITY HOSPITAL |  |  | SPECIAL TEST - ROOM 650 |  | GIACINTA ROUPAS
|  | GE HEALTHCARE | CARESCAPE PDM 2016793-003 | MODULE, MULTI-PARAMETER | SA315208810GA | VOORHEES SURGERY CENTER-SURGERY DEPT | 900 Centennial Blvd | Suite E |  | 06/27/2015 |  | 6/27/22 |  |  | NO | YES |  |  |  |  | GE MEDICAL SYSTEMS 10348806 SA315208810GA |  |  | Active |  | 99:99:99:99:99:99 |  | Alarm | PAAR:00-PVAR | 11/02/2019 |  | COOPER AMBULATORY OFF-SITES |  |  | PACU |  | Theresa Megali
|  | GE HEALTHCARE | CARESCAPE PDM 2016793-003 | MODULE, MULTI-PARAMETER | SA312386513GA | VOORHEES SURGERY CENTER-OPERATING ROOM | 900 Centennial Blvd | Suite E |  | 08/20/2012 |  | 8/20/19 |  |  | NO | YES |  |  |  |  | GE MEDICAL SYSTEMS 10348031 SA312386513GA |  |  | Active |  | 99:99:99:99:99:99 |  | Alarm | PAAR:00-PVAR | 11/02/2019 |  | COOPER AMBULATORY OFF-SITES |  |  | PROCEDURE ROOM |  | JENNIFER BOMBARO
|  | GE HEALTHCARE | CARESCAPE PDM 2016793-003 | MODULE, MULTI-PARAMETER | SA315208821GA | VOORHEES SURGERY CENTER-OPERATING ROOM | Pavilion |  |  | 06/19/2015 |  | 6/19/22 |  |  | NO | YES |  |  |  |  | GE MEDICAL SYSTEMS 10347725 SA315208821GA |  |  | Active |  | 99:99:99:99:99:99 |  | Alarm | PAAR:00-PVAR | 10/31/2019 |  | COOPER AMBULATORY OFF-SITES |  |  |  |  | JENNIFER BOMBARO
|  | GE HEALTHCARE | CARESCAPE PDM 2016793-003 | MODULE, MULTI-PARAMETER | SA316360379SA | ANESTHESIOLOGY | Kelemen |  |  | 10/31/2019 |  | 10/31/26 |  |  | NO | YES |  |  |  |  | GE MEDICAL SYSTEMS 30146501 SA316360379SA |  |  | Active |  | 99:99:99:99:99:99 |  | Alarm | PAAR:00-PVAR | 10/31/2019 | 10/31/2019 | COOPER UNIVERSITY HOSPITAL |  |  | OR K6 | 0011171090 | GIACINTA ROUPAS | Performance Verification | Closed | Bonnie Aichroth | 10/31/2019 | 10/31/2019 | INCOMING INVENTORY | DEVICE INVENTORIED | 18EDDE33-9282-4178-AFBE-D7496D02ECC7 | Labor | 10/31/2019 | 10/31/2019 | Bonnie Aichroth
|  | GE HEALTHCARE | CARESCAPE PDM 2016793-003 | MODULE, MULTI-PARAMETER | SA316370113SA | ANESTHESIOLOGY | Pavilion |  |  | 10/31/2019 |  | 10/31/26 |  |  | NO | YES |  |  |  |  | GE MEDICAL SYSTEMS 30146498 SA316370113SA |  |  | Active |  | 99:99:99:99:99:99 |  | Alarm | PAAR:00-PVAR | 10/31/2019 | 10/31/2019 | COOPER UNIVERSITY HOSPITAL |  |  | OR P4 | 0011171083 | GIACINTA ROUPAS | Preventative Maintenance | Closed | Bonnie Aichroth | 10/31/2019 | 10/31/2019 | PERFORMANCE ASSURANCE AT INVENTORY | INVENTORIED DEVICE AND ENSURED DEVICE WAS FUNCTIONING PROPERLY. | 596D5846-709B-4B84-97F8-FCE15D9CE3EB | Labor | 10/31/2019 | 10/31/2019 | Salvatore Bombara
|  | GE HEALTHCARE | CARESCAPE PDM 2016793-003 | MODULE, MULTI-PARAMETER | SA316370137SA | ANESTHESIOLOGY | Pavilion |  |  | 10/31/2019 |  | 10/31/26 |  |  | NO | YES |  |  |  |  | GE MEDICAL SYSTEMS 30146493 SA316370137SA |  |  | Active |  | 99:99:99:99:99:99 |  | Alarm | PAAR:00-PVAR | 10/31/2019 | 10/31/2019 | COOPER UNIVERSITY HOSPITAL |  |  | OR P11 | 0011171063 | GIACINTA ROUPAS | Performance Verification | Closed | Bonnie Aichroth | 10/31/2019 | 10/31/2019 | INCOMING INVENTORY | DEVICE INVENTORIED | 668372FA-3298-4C33-9F59-38363377485B | Labor | 10/31/2019 | 10/31/2019 | Bonnie Aichroth
|  | GE HEALTHCARE | CARESCAPE PDM 2016793-003 | MODULE, MULTI-PARAMETER | SA316270160SA | ANESTHESIOLOGY | Kelemen |  |  | 10/31/2019 |  | 10/31/26 |  |  | NO | YES |  |  |  |  | GE MEDICAL SYSTEMS 30146476 SA316270160SA |  |  | Active |  | 99:99:99:99:99:99 |  | Alarm | PAAR:00-PVAR | 10/31/2019 | 10/31/2019 | COOPER UNIVERSITY HOSPITAL |  |  |  | 0011475601 | GIACINTA ROUPAS | Performance Verification | Closed | Bonnie Aichroth | 10/31/2019 | 10/31/2019 | INCOMING INVENTORY | DEVICE INVENTORIED | 9E613CF9-A99B-4003-9FDC-BDF9AC5A9884 | Labor | 10/31/2019 | 10/31/2019 | Bonnie Aichroth
|  | GE HEALTHCARE | CARESCAPE PDM 2016793-003 | MODULE, MULTI-PARAMETER | SA316310206SA | CDU - CLINICAL DECISION UNIT-9 KELEMEN | Kelemen |  |  | 10/31/2019 |  | 10/31/26 |  |  | NO | YES |  |  |  |  | GE MEDICAL SYSTEMS 30146432 SA316310206SA |  |  | Active |  | 99:99:99:99:99:99 |  | Alarm | PAAR:00-PVAR | 10/31/2019 | 10/31/2019 | COOPER UNIVERSITY HOSPITAL |  |  |  | 0011470346 | KAREN GRUBER | Performance Verification | Closed | Bonnie Aichroth | 10/31/2019 | 10/31/2019 | INCOMING INVENTORY | DEVICE INVENTORIED | 6DE84B47-6FF2-4FDD-B7AE-B311858261DD | Labor | 10/31/2019 | 10/31/2019 | Bonnie Aichroth
|  | GE HEALTHCARE | CARESCAPE PDM 2016793-003 | MODULE, MULTI-PARAMETER | SA316310256SA | CDU - CLINICAL DECISION UNIT-9 KELEMEN | Pavilion |  |  | 10/31/2019 |  | 10/31/26 |  |  | NO | YES |  |  |  |  | GE MEDICAL SYSTEMS 30146434 SA316310256SA |  |  | Active |  | 99:99:99:99:99:99 |  | Alarm | PAAR:00-PVAR | 10/31/2019 | 10/31/2019 | COOPER UNIVERSITY HOSPITAL |  |  |  | 0011470355 | KAREN GRUBER | Preventative Maintenance | Closed | Bonnie Aichroth | 10/31/2019 | 10/31/2019 | PERFORMANCE ASSURANCE AT INVENTORY | INVENTORIED DEVICE AND ENSURED DEVICE WAS FUNCTIONING PROPERLY. | 1AC22B46-C358-4174-8ECC-A4B070023796 | Labor | 10/31/2019 | 10/31/2019 | Richard Jolly
|  | GE HEALTHCARE | CARESCAPE PDM 2016793-003 | MODULE, MULTI-PARAMETER | SA316310228SA | CDU - CLINICAL DECISION UNIT-9 KELEMEN | Kelemen |  |  | 10/31/2019 |  | 10/31/26 |  |  | NO | YES |  |  |  |  | GE MEDICAL SYSTEMS 30146433 SA316310228SA |  |  | Active |  | 99:99:99:99:99:99 |  | Alarm | PAAR:00-PVAR | 10/31/2019 | 10/31/2019 | COOPER UNIVERSITY HOSPITAL |  |  |  | 0011470349 | KAREN GRUBER | Preventative Maintenance | Closed | Bonnie Aichroth | 10/31/2019 | 10/31/2019 | PERFORMANCE ASSURANCE AT INVENTORY | INVENTORIED DEVICE AND ENSURED DEVICE WAS FUNCTIONING PROPERLY. | 6EFCF430-034B-4B61-AF0C-3C1EB854B9EB | Labor | 10/31/2019 | 10/31/2019 | Richard Jolly
|  | GE HEALTHCARE | CARESCAPE PDM 2016793-003 | MODULE, MULTI-PARAMETER | SA316310249SA | CDU - CLINICAL DECISION UNIT-9 KELEMEN | Kelemen |  |  | 10/31/2019 |  | 10/31/26 |  |  | NO | YES |  |  |  |  | GE MEDICAL SYSTEMS 30146431 SA316310249SA |  |  | Active |  | 99:99:99:99:99:99 |  | Alarm | PAAR:00-PVAR | 10/31/2019 | 10/31/2019 | COOPER UNIVERSITY HOSPITAL |  |  |  | 0011470345 | KAREN GRUBER | Preventative Maintenance | Closed | Bonnie Aichroth | 10/31/2019 | 10/31/2019 | PERFORMANCE ASSURANCE AT INVENTORY | INVENTORIED DEVICE AND ENSURED DEVICE WAS FUNCTIONING PROPERLY. | 676B6D58-82B3-4D9E-AB21-2AE15D7D6884 | Labor | 10/31/2019 | 10/31/2019 | Richard Jolly
|  | GE Healthcare | CARESCAPE PDM 2016793-003 | MODULE, MULTI-PARAMETER | SA316310223SA | CDU - CLINICAL DECISION UNIT-9 KELEMEN | Kelemen |  |  | 10/31/2019 |  | 10/31/26 |  |  | NO | YES |  |  |  |  | GE MEDICAL SYSTEMS 30146430 SA316310223SA |  |  | Active |  | 99:99:99:99:99:99 |  | Alarm | PAAR:00-PVAR | 10/31/2019 | 10/31/2019 | COOPER UNIVERSITY HOSPITAL |  |  |  | 0011470339 | KAREN GRUBER | Performance Verification | Closed | Bonnie Aichroth | 10/31/2019 | 10/31/2019 | INCOMING INVENTORY | DEVICE INVENTORIED | 50F0F828-79D2-4F29-8687-83D2AAB55245 | Labor | 10/31/2019 | 10/31/2019 | Bonnie Aichroth
|  | GE HEALTHCARE | CARESCAPE PDM 2016793-003 | MODULE, MULTI-PARAMETER | SA316310205SA | CDU - CLINICAL DECISION UNIT-9 KELEMEN | Pavilion |  |  | 10/31/2019 |  | 10/31/26 |  |  | NO | YES |  |  |  |  | GE MEDICAL SYSTEMS 30146429 SA316310205SA |  |  | Active |  | 99:99:99:99:99:99 |  | Alarm | PAAR:00-PVAR | 10/31/2019 | 10/31/2019 | COOPER UNIVERSITY HOSPITAL |  |  |  | 0011470337 | KAREN GRUBER | Preventative Maintenance | Closed | Bonnie Aichroth | 10/31/2019 | 10/31/2019 | PERFORMANCE ASSURANCE AT INVENTORY | INVENTORIED DEVICE AND ENSURED DEVICE WAS FUNCTIONING PROPERLY. | 361EC33C-A8A9-4A19-BCB2-B8DBE5B4B9C3 | Labor | 10/31/2019 | 10/31/2019 | Richard Jolly
|  | GE HEALTHCARE | CARESCAPE PDM 2016793-003 | MODULE, MULTI-PARAMETER | SA316310243SA | CDU - CLINICAL DECISION UNIT-9 KELEMEN | Pavilion |  |  | 10/31/2019 |  | 10/31/26 |  |  | NO | YES |  |  |  |  | GE MEDICAL SYSTEMS 30146428 SA316310243SA |  |  | Active |  | 99:99:99:99:99:99 |  | Alarm | PAAR:00-PVAR | 10/31/2019 | 10/31/2019 | COOPER UNIVERSITY HOSPITAL |  |  |  | 0011470327 | KAREN GRUBER | Performance Verification | Closed | Bonnie Aichroth | 10/31/2019 | 10/31/2019 | INCOMING INVENTORY | DEVICE INVENTORIED | DA45E8A9-C757-4DA5-AAD3-7030A4A40595 | Labor | 10/31/2019 | 10/31/2019 | Bonnie Aichroth
|  | GE Healthcare | CARESCAPE PDM 2016793-003 | MODULE, MULTI-PARAMETER | SA316310204SA | CDU - CLINICAL DECISION UNIT-9 KELEMEN | Kelemen |  |  | 10/31/2019 |  | 10/31/26 |  |  | NO | YES |  |  |  |  | GE MEDICAL SYSTEMS 30146426 SA316310204SA |  |  | Active |  | 99:99:99:99:99:99 |  | Alarm | PAAR:00-PVAR | 10/31/2019 | 10/31/2019 | COOPER UNIVERSITY HOSPITAL |  |  |  | 0011470320 | KAREN GRUBER | Preventative Maintenance | Closed | Bonnie Aichroth | 10/31/2019 | 10/31/2019 | PERFORMANCE ASSURANCE AT INVENTORY | INVENTORIED DEVICE AND ENSURED DEVICE WAS FUNCTIONING PROPERLY. | 2769DDE9-AF41-43F0-920E-902A2F3037D4 | Labor | 10/31/2019 | 10/31/2019 | Richard Jolly
|  | GE HEALTHCARE | CARESCAPE PDM 2016793-003 | MODULE, MULTI-PARAMETER | SA316310183SA | CDU - CLINICAL DECISION UNIT-9 KELEMEN | Kelemen |  |  | 10/31/2019 |  | 10/31/26 |  |  | NO | YES |  |  |  |  | GE MEDICAL SYSTEMS 30146425 SA316310183SA |  |  | Active |  | 99:99:99:99:99:99 |  | Alarm | PAAR:00-PVAR | 10/31/2019 | 10/31/2019 | COOPER UNIVERSITY HOSPITAL |  |  |  | 0011470316 | KAREN GRUBER | Performance Verification | Closed | Bonnie Aichroth | 10/31/2019 | 10/31/2019 | INCOMING INVENTORY | DEVICE INVENTORIED | 595D7C3E-5972-4708-AAD6-C3950DB9E38B | Labor | 10/31/2019 | 10/31/2019 | Bonnie Aichroth
|  | GE HEALTHCARE | CARESCAPE PDM 2016793-003 | MODULE, MULTI-PARAMETER | SA316310181SA | CDU - CLINICAL DECISION UNIT-9 KELEMEN | Kelemen |  |  | 10/31/2019 |  | 10/31/26 |  |  | NO | YES |  |  |  |  | GE MEDICAL SYSTEMS 30146420 SA316310181SA |  |  | Active |  | 99:99:99:99:99:99 |  | Alarm | PAAR:00-PVAR | 10/31/2019 | 10/31/2019 | COOPER UNIVERSITY HOSPITAL |  |  |  | 0011470301 | KAREN GRUBER | Performance Verification | Closed | Bonnie Aichroth | 10/31/2019 | 10/31/2019 | INCOMING INVENTORY | DEVICE INVENTORIED | A12BC21E-B8C3-45ED-81A4-81684065321B | Labor | 10/31/2019 | 10/31/2019 | Bonnie Aichroth
|  | GE HEALTHCARE | CARESCAPE PDM 2016793-003 | MODULE, MULTI-PARAMETER | SA316310196SA | CARDIAC CATH LAB | Kelemen |  |  | 10/31/2019 |  | 10/31/26 |  |  | NO | YES |  |  |  |  | GE MEDICAL SYSTEMS 30146419 SA316310196SA |  |  | Active |  | 99:99:99:99:99:99 |  | Alarm | PAAR:00-PVAR | 10/31/2019 | 10/31/2019 | COOPER UNIVERSITY HOSPITAL |  |  | CCL - EP1 | 0011470299 | LINDA BEAN | Performance Verification | Closed | Bonnie Aichroth | 10/31/2019 | 10/31/2019 | INCOMING INVENTORY | DEVICE INVENTORIED | ED516B76-7E07-431A-A73F-0090D5442502 | Labor | 10/31/2019 | 10/31/2019 | Bonnie Aichroth
|  | GE HEALTHCARE | CARESCAPE PDM 2016793-003 | MODULE, MULTI-PARAMETER | SA316310184SA | CDU - CLINICAL DECISION UNIT-9 KELEMEN | Kelemen |  |  | 10/31/2019 |  | 10/31/26 |  |  | NO | YES |  |  |  |  | GE MEDICAL SYSTEMS 30146418 SA316310184SA |  |  | Active |  | 99:99:99:99:99:99 |  | Alarm | PAAR:00-PVAR | 10/31/2019 | 10/31/2019 | COOPER UNIVERSITY HOSPITAL |  |  |  | 0011470297 | KAREN GRUBER | Preventative Maintenance | Closed | Bonnie Aichroth | 10/31/2019 | 10/31/2019 | PERFORMANCE ASSURANCE AT INVENTORY | INVENTORIED DEVICE AND ENSURED DEVICE WAS FUNCTIONING PROPERLY. | 9DA623C6-6786-4107-92E3-0761617EEF35 | Labor | 10/31/2019 | 10/31/2019 | Richard Jolly
|  | GE HEALTHCARE | CARESCAPE PDM 2016793-003 | MODULE, MULTI-PARAMETER | SA316310174SA | CDU - CLINICAL DECISION UNIT-9 KELEMEN | Pavilion |  |  | 10/31/2019 |  | 10/31/26 |  |  | NO | YES |  |  |  |  | GE MEDICAL SYSTEMS 30146416 SA316310174SA |  |  | Active |  | 99:99:99:99:99:99 |  | Alarm | PAAR:00-PVAR | 10/31/2019 | 10/31/2019 | COOPER UNIVERSITY HOSPITAL |  |  | ROOM 911 | 0011470288 | KAREN GRUBER | Preventative Maintenance | Closed | Bonnie Aichroth | 10/31/2019 | 10/31/2019 | PERFORMANCE ASSURANCE AT INVENTORY | INVENTORIED DEVICE AND ENSURED DEVICE WAS FUNCTIONING PROPERLY. | 8C6E21F1-7133-4BC7-A4E0-8858F2ED7F6F | Labor | 10/31/2019 | 10/31/2019 | Richard Jolly
|  | GE HEALTHCARE | CARESCAPE PDM 2016793-003 | MODULE, MULTI-PARAMETER | SA316310176SA | CDU - CLINICAL DECISION UNIT-9 KELEMEN | Kelemen |  |  | 10/31/2019 |  | 10/31/26 |  |  | NO | YES |  |  |  |  | GE MEDICAL SYSTEMS 30146417 SA316310176SA |  |  | Active |  | 99:99:99:99:99:99 |  | Alarm | PAAR:00-PVAR | 10/31/2019 | 10/31/2019 | COOPER UNIVERSITY HOSPITAL |  |  |  | 0011470291 | KAREN GRUBER | Performance Verification | Closed | Bonnie Aichroth | 10/31/2019 | 10/31/2019 | INCOMING INVENTORY | DEVICE INVENTORIED | 6EA35884-4719-4015-B56C-A5247AD33B21 | Labor | 10/31/2019 | 10/31/2019 | Bonnie Aichroth
|  | GE HEALTHCARE | CARESCAPE PDM 2016793-003 | MODULE, MULTI-PARAMETER | SA316066109SA | ANESTHESIOLOGY | Kelemen |  |  | 10/31/2019 |  | 10/31/26 |  |  | NO | YES |  |  |  |  | GE MEDICAL SYSTEMS 30146340 SA316066109SA |  |  | Active |  | 99:99:99:99:99:99 |  | Alarm | PAAR:00-PVAR | 10/31/2019 | 10/31/2019 | COOPER UNIVERSITY HOSPITAL |  |  | OPERATING ROOM K10 |  | GIACINTA ROUPAS |  |  |  | 10/31/2019 | 10/31/2019 |  |  |  |  | 10/31/2019 | 10/31/2019
|  | GE HEALTHCARE | CARESCAPE PDM 2016793-003 | MODULE, MULTI-PARAMETER | SA316066000SA | ANESTHESIOLOGY | Kelemen |  |  | 10/31/2019 |  | 10/31/26 |  |  | NO | YES |  |  |  |  | GE MEDICAL SYSTEMS 30146334 SA316066000SA |  |  | Active |  | 99:99:99:99:99:99 |  | Alarm | PAAR:00-PVAR | 10/31/2019 | 10/31/2019 | COOPER UNIVERSITY HOSPITAL |  |  | OPERATING ROOM K12 |  | GIACINTA ROUPAS |  |  |  | 10/31/2019 | 10/31/2019 |  |  |  |  | 10/31/2019 | 10/31/2019
|  | GE HEALTHCARE | CARESCAPE PDM 2016793-003 | MODULE, MULTI-PARAMETER | SA31606613SA | ANESTHESIOLOGY | Kelemen |  |  | 10/31/2019 |  | 10/31/26 |  |  | NO | YES |  |  |  |  | GE MEDICAL SYSTEMS 30146328 SA31606613SA |  |  | Active |  | 99:99:99:99:99:99 |  | Alarm | PAAR:00-PVAR | 10/31/2019 | 10/31/2019 | COOPER UNIVERSITY HOSPITAL |  |  | ROOM K9 |  | GIACINTA ROUPAS |  |  |  | 10/31/2019 | 10/31/2019 |  |  |  |  | 10/31/2019 | 10/31/2019
|  | GE HEALTHCARE | CARESCAPE PDM 2016793-003 | MODULE, MULTI-PARAMETER | SA316066129SA | ANESTHESIOLOGY | Kelemen |  |  | 10/31/2019 |  | 10/31/26 |  |  | NO | YES |  |  |  |  | GE MEDICAL SYSTEMS 30146310 SA316066129SA |  |  | Active |  | 99:99:99:99:99:99 |  | Alarm | PAAR:00-PVAR | 10/31/2019 | 10/31/2019 | COOPER UNIVERSITY HOSPITAL |  |  | ROOM 8 OR KELEMEN |  | GIACINTA ROUPAS |  |  |  | 10/31/2019 | 10/31/2019 |  |  |  |  | 10/31/2019 | 10/31/2019
|  | GE HEALTHCARE | CARESCAPE PDM 2016793-003 | MODULE, MULTI-PARAMETER | SA316055537SA | ANESTHESIOLOGY | Pavilion |  |  | 10/31/2019 |  | 10/31/26 |  |  | NO | YES |  |  |  |  | GE MEDICAL SYSTEMS 30146296 SA316055537SA |  |  | Active |  | 99:99:99:99:99:99 |  | Alarm | PAAR:00-PVAR | 10/31/2019 | 10/31/2019 | COOPER UNIVERSITY HOSPITAL |  |  | PAV 910 |  | GIACINTA ROUPAS |  |  |  | 10/31/2019 | 10/31/2019 |  |  |  |  | 10/31/2019 | 10/31/2019
|  | GE HEALTHCARE | CARESCAPE PDM 2016793-003 | MODULE, MULTI-PARAMETER | SA3160553755A | ANESTHESIOLOGY |  |  |  | 10/31/2019 |  | 10/31/26 |  |  | NO | YES |  |  |  |  | GE MEDICAL SYSTEMS 30146294 SA3160553755A |  |  | Active |  | 99:99:99:99:99:99 |  | Alarm | PAAR:00-PVAR | 10/31/2019 | 10/31/2019 | COOPER UNIVERSITY HOSPITAL |  |  | EP 1 |  | GIACINTA ROUPAS |  |  |  | 10/31/2019 | 10/31/2019 |  |  |  |  | 10/31/2019 | 10/31/2019
|  | GE HEALTHCARE | CARESCAPE PDM 2016793-003 | MODULE, MULTI-PARAMETER | SA315302829GA | CARDIAC CATH LAB | Kelemen |  |  | 10/31/2019 |  | 10/31/26 |  |  | NO | YES |  |  |  |  | GE MEDICAL SYSTEMS 30146260 SA315302829GA |  |  | Active |  | 99:99:99:99:99:99 |  | Alarm | PAAR:00-PVAR | 10/31/2019 | 10/31/2019 | COOPER UNIVERSITY HOSPITAL |  |  | CCL - Lab 1 |  | LINDA BEAN |  |  |  | 10/31/2019 | 10/31/2019 |  |  |  |  | 10/31/2019 | 10/31/2019
|  | GE HEALTHCARE | CARESCAPE PDM 2016793-003 | MODULE, MULTI-PARAMETER | SA315302720GA | ANGIOGRAPHY | Kelemen |  |  | 10/31/2019 |  | 10/31/26 |  |  | NO | YES |  |  |  |  | GE MEDICAL SYSTEMS 30146255 SA315302720GA |  |  | Active |  | 99:99:99:99:99:99 |  | Alarm | PAAR:00-PVAR | 10/31/2019 | 10/31/2019 | COOPER UNIVERSITY HOSPITAL |  |  | B34 - Lab 2 |  | PAULETTE DUCKREY |  |  |  | 10/31/2019 | 10/31/2019 |  |  |  |  | 10/31/2019 | 10/31/2019
|  | GE HEALTHCARE | CARESCAPE PDM 2016793-003 | MODULE, MULTI-PARAMETER | SA315202723GA | ANGIOGRAPHY | Pavilion |  |  | 10/31/2019 |  | 10/31/26 |  |  | NO | YES |  |  |  |  | GE MEDICAL SYSTEMS 30146254 SA315202723GA |  |  | Active |  | 99:99:99:99:99:99 |  | Alarm | PAAR:00-PVAR | 10/31/2019 | 10/31/2019 | COOPER UNIVERSITY HOSPITAL |  |  | B46 - Rad Manager Office |  | PAULETTE DUCKREY |  |  |  | 10/31/2019 | 10/31/2019 |  |  |  |  | 10/31/2019 | 10/31/2019
|  | GE HEALTHCARE | CARESCAPE PDM 2016793-003 | MODULE, MULTI-PARAMETER | SA315302821GA | MD ANDERSON INPATIENT ONCOLOGY | Pavilion |  |  | 10/31/2019 |  | 10/31/26 |  |  | NO | YES |  |  |  |  | GE MEDICAL SYSTEMS 30146252 SA315302821GA |  |  | Active |  | 99:99:99:99:99:99 |  | Alarm | PAAR:00-PVAR | 10/31/2019 | 10/31/2019 | COOPER UNIVERSITY HOSPITAL |  |  | P529 |  | MIRIAM ZIEGLER |  |  |  | 10/31/2019 | 10/31/2019 |  |  |  |  | 10/31/2019 | 10/31/2019
|  | GE HEALTHCARE | CARESCAPE PDM 2016793-003 | MODULE, MULTI-PARAMETER | SA315302722GA | ANGIOGRAPHY | Kelemen | Basement |  | 10/31/2019 |  | 10/31/26 |  |  | NO | YES |  |  |  |  | GE MEDICAL SYSTEMS 30146253 SA315302722GA |  |  | Active |  | 99:99:99:99:99:99 |  | Alarm | PAAR:00-PVAR | 10/31/2019 | 10/31/2019 | COOPER UNIVERSITY HOSPITAL |  |  | B35 - Lab 1 |  | PAULETTE DUCKREY |  |  |  | 10/31/2019 | 10/31/2019 |  |  |  |  | 10/31/2019 | 10/31/2019
|  | GE HEALTHCARE | CARESCAPE PDM 2016793-003 | MODULE, MULTI-PARAMETER | SA311090810GA |  | Pavilion | [7 empty] | NO | YES
|  | GE HEALTHCARE | CARESCAPE PDM 2016793-003 | MODULE, MULTI-PARAMETER | SA312386540GA |  | 900 Centennial Blvd | Suite E | [6 empty] | NO | YES
|  | GE HEALTHCARE | CARESCAPE PDM 2016793-003 | MODULE, MULTI-PARAMETER | SA314212207GA |  | Pavilion | [7 empty] | NO | YES
|  | GE HEALTHCARE | CARESCAPE PDM 2016793-003 | MODULE, MULTI-PARAMETER | SA315334460GA | ANESTHESIOLOGY | Dorrance |  |  | 10/31/2019 |  | 10/31/26 |  |  | NO | YES |  |  |  |  | GE MEDICAL SYSTEMS 30144490 SA315334460GA |  |  | Active |  | 99:99:99:99:99:99 |  | Alarm | PAAR:00-PVAR | 10/31/2019 | 10/31/2019 | COOPER UNIVERSITY HOSPITAL |  |  |  |  | GIACINTA ROUPAS |  |  |  | 10/31/2019 | 10/31/2019 |  |  |  |  | 10/31/2019 | 10/31/2019
|  | GE HEALTHCARE | CARESCAPE PDM 2016793-003 | MODULE, MULTI-PARAMETER | SA315334436GA | ANESTHESIOLOGY | Kelemen |  |  | 10/31/2019 |  | 10/31/26 |  |  | NO | YES |  |  |  |  | GE MEDICAL SYSTEMS 30144483 SA315334436GA |  |  | Active |  | 99:99:99:99:99:99 |  | Alarm | PAAR:00-PVAR | 10/31/2019 | 10/31/2019 | COOPER UNIVERSITY HOSPITAL |  |  | SPECIAL TEST - ROOM 648 |  | GIACINTA ROUPAS |  |  |  | 10/31/2019 | 10/31/2019 |  |  |  |  | 10/31/2019 | 10/31/2019
|  | GE HEALTHCARE | CARESCAPE PDM 2016793-003 | MODULE, MULTI-PARAMETER | SA312386504GA | VOORHEES SURGERY CENTER-OPERATING ROOM | 900 Centennial Blvd | Suite E |  | 08/20/2012 |  | 8/20/19 |  |  | NO | YES |  |  |  |  | GE MEDICAL SYSTEMS 10346739 SA312386504GA |  |  | Active |  | 99:99:99:99:99:99 |  | Alarm | PAAR:00-PVAR | 11/02/2019 |  | COOPER AMBULATORY OFF-SITES |  |  | PACU Room 5 |  | JENNIFER BOMBARO
|  | GE HEALTHCARE | CARESCAPE PDM 2016793-003 | MODULE, MULTI-PARAMETER | SA312386468GA | VOORHEES SURGERY CENTER-OPERATING ROOM | 900 Centennial Blvd | Suite E |  | 08/20/2012 |  | 8/20/19 |  |  | NO | YES |  |  |  |  | GE MEDICAL SYSTEMS 10346726 SA312386468GA |  |  | Active |  | 99:99:99:99:99:99 |  | Alarm | PAAR:00-PVAR | 11/01/2019 |  | COOPER AMBULATORY OFF-SITES |  |  | PACU ROOM 4 |  | JENNIFER BOMBARO
|  | GE HEALTHCARE | CARESCAPE PDM 2016793-003 | MODULE, MULTI-PARAMETER | SA312386571GA | VOORHEES SURGERY CENTER-OPERATING ROOM | 900 Centennial Blvd | Suite E |  | 08/20/2012 |  | 8/20/19 |  |  | NO | YES |  |  |  |  | GE MEDICAL SYSTEMS 10346710 SA312386571GA |  |  | Active |  | 99:99:99:99:99:99 |  | Alarm | PAAR:00-PVAR | 11/02/2019 |  | COOPER AMBULATORY OFF-SITES |  |  | PACU ROOM 2 | 0012192012 | JENNIFER BOMBARO | Repair | Closed | Kirk Lis | 09/26/2017 | 09/27/2017 | MONITOR - PHANTOM DETAC KEEPS ALARMING, REBOOTED - SURGERY CENTER VOORHEES SUITE E RECOVERY BAY 7 | 9/27/2017 9:48:04 AM KALIS (KALIS 9/26/2017 12:00 AM) MARKED CABLE AND LEADS AND MOVED TO ANOTHER BED SIDE. SEE IF PROBLEM MOVES TO THAT ROOM. CONFERRED WITH NURSES ON FINDINGS. | 6BCB50F3-45B2-4AF1-8EE5-FABE736371B0 | Labor | 09/26/2017 | 09/26/2017 | Kirk Lis
|  | GE HEALTHCARE | CARESCAPE PDM 2016793-003 | MODULE, MULTI-PARAMETER | SA312049448GA | VOORHEES SURGERY CENTER-OPERATING ROOM | 900 Centennial Blvd | Suite E |  | 08/20/2012 |  | 8/20/19 |  |  | NO | YES |  |  |  |  | GE MEDICAL SYSTEMS 10346701 SA312049448GA |  |  | Active |  | 99:99:99:99:99:99 |  | Alarm | PAAR:00-PVAR | 11/02/2019 |  | COOPER AMBULATORY OFF-SITES |  |  | PACU room 3 | 0012192024 | JENNIFER BOMBARO | Repair | Closed | Kirk Lis | 09/26/2017 | 09/27/2017 | MONITOR - PHANTOM DETAC KEEPS ALARMING, REBOOTED - SURGERY CENTER VOORHEES SUITE E RECOVERY BAY 4 | 9/27/2017 9:49:37 AM KALIS (KALIS 9/26/2017 12:00 AM) MARKED CABLE AND LEADS AND MOVED TO ANOTHER BED SIDE. SEE IF PROBLEM MOVES TO THAT ROOM. CONFERRED WITH NURSES ON FINDINGS | E54BDC3B-24D7-4568-B7D1-48C862ED7A96 | Labor | 09/26/2017 | 09/26/2017 | Kirk Lis
|  | GE HEALTHCARE | CARESCAPE PDM 2016793-003 | MODULE, MULTI-PARAMETER | SA312386456GA | VOORHEES SURGERY CENTER-OPERATING ROOM | 900 Centennial Blvd | Suite E |  | 08/20/2012 |  | 8/20/19 |  |  | NO | YES |  |  |  |  | GE MEDICAL SYSTEMS 10346698 SA312386456GA |  |  | Active |  | 99:99:99:99:99:99 |  | Alarm | PAAR:00-PVAR | 11/02/2019 |  | COOPER AMBULATORY OFF-SITES |  |  | PACU Room 6 |  | JENNIFER BOMBARO
|  | GE HEALTHCARE | CARESCAPE PDM 2016793-003 | MODULE, MULTI-PARAMETER | SA312386407GA | VOORHEES SURGERY CENTER-OPERATING ROOM | 900 Centennial Blvd | Suite E |  | 08/20/2012 |  | 8/20/19 |  |  | NO | YES |  |  |  |  | GE MEDICAL SYSTEMS 10346692 SA312386407GA |  |  | Active |  | 99:99:99:99:99:99 |  | Alarm | PAAR:00-PVAR | 11/02/2019 |  | COOPER AMBULATORY OFF-SITES |  |  | PACU Room 7 |  | JENNIFER BOMBARO
|  | GE HEALTHCARE | CARESCAPE PDM 2016793-003 | MODULE, MULTI-PARAMETER | SA312386551GA | VOORHEES SURGERY CENTER-OPERATING ROOM | 900 Centennial Blvd | Suite E |  | 08/20/2012 |  | 8/20/19 |  |  | NO | YES |  |  |  |  | GE MEDICAL SYSTEMS 10346681 SA312386551GA |  |  | Active |  | 99:99:99:99:99:99 |  | Alarm | PAAR:00-PVAR | 11/02/2019 |  | COOPER AMBULATORY OFF-SITES |  |  | PACU ROOM 8 |  | JENNIFER BOMBARO
|  | GE HEALTHCARE | CARESCAPE PDM 2016793-003 | MODULE, MULTI-PARAMETER | SA312386525GA | VOORHEES SURGERY CENTER-OPERATING ROOM | 900 Centennial Blvd | Suite E |  | 08/20/2012 |  | 8/20/19 |  |  | NO | YES |  |  |  |  | GE MEDICAL SYSTEMS 10346076 SA312386525GA |  |  | Active |  | 99:99:99:99:99:99 |  | Alarm | PAAR:00-PVAR | 11/02/2019 |  | COOPER AMBULATORY OFF-SITES |  |  | PRE-OP ROOM 5 | WOT00000003426533 | JENNIFER BOMBARO | Repair | Closed | Kirk Lis | 08/07/2019 | 08/12/2019 | Blood Pressure continuously pumping up and making a funny for about a minute then coming back with no reading | ANALYZED UNIT. REPLACED QUICK CONNECT CONNECTOR. TESTED UNIT. INFORMED STAFF OF UNIT'S STATUS. | EXP3656018 | Labor | 08/08/2019 | 08/08/2019 | Kirk Lis
|  | GE HEALTHCARE | CARESCAPE PDM 2016793-003 | MODULE, MULTI-PARAMETER | SA312386439GA | VOORHEES SURGERY CENTER-OPERATING ROOM | 900 Centennial Blvd | Suite E |  | 08/20/2012 |  | 8/20/19 |  |  | NO | YES |  |  |  |  | GE MEDICAL SYSTEMS 10346074 SA312386439GA |  |  | Active |  | 99:99:99:99:99:99 |  | Alarm | PAAR:00-PVAR | 11/01/2019 |  | COOPER AMBULATORY OFF-SITES |  |  | Pre-op Room 7 |  | JENNIFER BOMBARO
|  | GE HEALTHCARE | CARESCAPE PDM 2016793-003 | MODULE, MULTI-PARAMETER | SA312386470GA | VOORHEES SURGERY CENTER-OPERATING ROOM | 900 Centennial Blvd | Suite E |  | 08/20/2012 |  | 8/20/19 |  |  | NO | YES |  |  |  |  | GE MEDICAL SYSTEMS 10346068 SA312386470GA |  |  | Active |  | 99:99:99:99:99:99 |  | Alarm | PAAR:00-PVAR | 11/02/2019 |  | COOPER AMBULATORY OFF-SITES |  |  | Pre-op Room 1 |  | JENNIFER BOMBARO
|  | GE HEALTHCARE | CARESCAPE PDM 2016793-003 | MODULE, MULTI-PARAMETER | SA312386473GA | VOORHEES SURGERY CENTER-OPERATING ROOM | 900 Centennial Blvd | Suite E |  | 08/20/2012 |  | 8/20/19 |  |  | NO | YES |  |  |  |  | GE MEDICAL SYSTEMS 10346064 SA312386473GA |  |  | Active |  | 99:99:99:99:99:99 |  | Alarm | PAAR:00-PVAR | 11/02/2019 |  | COOPER AMBULATORY OFF-SITES |  |  | Pre-op Room 6 |  | JENNIFER BOMBARO
|  | GE HEALTHCARE | CARESCAPE PDM 2016793-003 | MODULE, MULTI-PARAMETER | SA312386419GA | VOORHEES SURGERY CENTER-OPERATING ROOM | 900 Centennial Blvd | Suite E |  | 08/20/2012 |  | 8/20/19 |  |  | NO | YES |  |  |  |  | GE MEDICAL SYSTEMS 10346051 SA312386419GA |  |  | Active |  | 99:99:99:99:99:99 |  | Alarm | PAAR:00-PVAR | 11/02/2019 |  | COOPER AMBULATORY OFF-SITES |  |  | Pre-op Room 2 |  | JENNIFER BOMBARO
|  | GE HEALTHCARE | E-PSM | MODULE, MULTI-PARAMETER |  | COOPER DIGESTIVE HEALTH-ENDOSCOPY | 501 Fellowship Rd |  |  | 03/28/2017 |  | 3/28/24 |  |  | NO | YES |  |  |  |  | GE MEDICAL SYSTEMS 10769403 8013783 |  |  | Active |  | 99:99:99:99:99:99 |  | Alarm | PAAR:00-PVAR | 10/31/2019 |  | COOPER AMBULATORY OFF-SITES |  |  | PROCEDURE SIDE | 0011461399 | JEANNE GREER | Preventative Maintenance | Closed | Bonnie Aichroth | 04/06/2017 | 04/06/2017 | PERFORMANCE ASSURANCE AT INVENTORY | INVENTORIED DEVICE AND ENSURED DEVICE WAS FUNCTIONING PROPERLY. | E244DE82-94D6-4523-B5C1-F25DBC8A0D37 | Labor | 03/28/2017 | 03/28/2017 | Kirk Lis
|  | GE HEALTHCARE | E-PSM | MODULE, MULTI-PARAMETER |  | COOPER DIGESTIVE HEALTH-ENDOSCOPY | 501 Fellowship Rd |  |  | 03/28/2017 |  | 3/28/24 |  |  | NO | YES |  |  |  |  | GE MEDICAL SYSTEMS 10769402 8013969 |  |  | Active |  | 99:99:99:99:99:99 |  | Alarm | PAAR:00-PVAR | 10/31/2019 |  | COOPER AMBULATORY OFF-SITES |  |  | PROCEDURE SIDE | 0011459854 | JEANNE GREER | Performance Verification | Closed | Bonnie Aichroth | 04/06/2017 | 04/06/2017 | INCOMING INVENTORY | DEVICE INVENTORIED | 2034FCF9-D713-4925-B15C-4CEE6FE11E69 | Labor | 04/06/2017 | 04/06/2017 | Bonnie Aichroth
|  | GE HEALTHCARE | E-PSM | MODULE, MULTI-PARAMETER |  | COOPER DIGESTIVE HEALTH-ENDOSCOPY | 501 Fellowship Rd |  |  | 03/28/2017 |  | 3/28/24 |  |  | NO | YES |  |  |  |  | GE MEDICAL SYSTEMS 10769381 8009495 |  |  | Active |  | 99:99:99:99:99:99 |  | Alarm | PAAR:00-PVAR | 10/31/2019 |  | COOPER AMBULATORY OFF-SITES |  |  | PROCEDURE SIDE | 0011461407 | JEANNE GREER | Preventative Maintenance | Closed | Bonnie Aichroth | 04/06/2017 | 04/06/2017 | PERFORMANCE ASSURANCE AT INVENTORY | INVENTORIED DEVICE AND ENSURED DEVICE WAS FUNCTIONING PROPERLY. | 3DAA688D-CD20-4DA6-B4EC-A8A45A238793 | Labor | 03/28/2017 | 03/28/2017 | Kirk Lis
|  | GE HEALTHCARE | E-PSM | MODULE, MULTI-PARAMETER |  | COOPER DIGESTIVE HEALTH-ENDOSCOPY | 501 Fellowship Rd |  |  | 03/28/2017 |  | 3/28/24 |  |  | NO | YES |  |  |  |  | GE MEDICAL SYSTEMS 10769379 8010842 |  |  | Active |  | 99:99:99:99:99:99 |  | Alarm | PAAR:00-PVAR | 10/31/2019 |  | COOPER AMBULATORY OFF-SITES |  |  | PROCEDURE SIDE | 0011461412 | JEANNE GREER | Performance Verification | Closed | Bonnie Aichroth | 04/06/2017 | 04/06/2017 | INCOMING INVENTORY | DEVICE INVENTORIED | A3ED0137-7C6E-47A2-9D2F-E7F53C31D230 | Labor | 04/06/2017 | 04/06/2017 | Bonnie Aichroth
|  | GE HEALTHCARE | E-PSM | MODULE, MULTI-PARAMETER |  | COOPER DIGESTIVE HEALTH-ENDOSCOPY | 501 Fellowship Rd |  |  | 02/26/2008 |  | 2/26/15 |  |  | NO | YES |  |  |  |  | DATEX OHMEDA 10505263 6293752 |  |  | Active |  | 99:99:99:99:99:99 |  | Equipment | PAAR:00-PVAR | 10/31/2019 |  | COOPER AMBULATORY OFF-SITES |  |  | ROOM 197 |  | JEANNE GREER
|  | GE HEALTHCARE | E-PSM | MODULE, MULTI-PARAMETER |  | COOPER DIGESTIVE HEALTH-ENDOSCOPY | 501 Fellowship Rd |  |  | 02/26/2008 |  | 2/26/15 |  |  | NO | YES |  |  |  |  | DATEX OHMEDA 10505257 6367565 |  |  | Active |  | 99:99:99:99:99:99 |  | Equipment | PAAR:00-PVAR | 10/31/2019 |  | COOPER AMBULATORY OFF-SITES |  |  | ROOM 198 |  | JEANNE GREER
|  | GE HEALTHCARE | E-PSM | MODULE, MULTI-PARAMETER |  | BRACHFIELD MEDICAL ASSOCIATES-MEDICINE | 218 Sunset Rd |  |  | 06/27/2008 |  | 6/27/15 |  |  | NO | YES |  |  |  |  | GE MEDICAL SYSTEMS 10367188 6371214 |  |  | Active |  | 99:99:99:99:99:99 |  | Alarm | PAAR:00-PVAR | 11/02/2019 |  | COOPER AMBULATORY OFF-SITES |  |  | ENDO - Holding | WOT00000002225920 | CATHY CRAWFORD | Repair | Closed | Kirk Lis | 02/15/2019 | 02/18/2019 | Too loose | ADJUSTED MONITOR DISPLAY SUPPORT. INFORMED STAFF OF MONITORS STATUS | EXP2310377 | Labor | 02/18/2019 | 02/18/2019 | Kirk Lis
|  | GE HEALTHCARE | E-PSM | MODULE, MULTI-PARAMETER |  | BRACHFIELD MEDICAL ASSOCIATES-MEDICINE | 218 Sunset Rd |  |  | 06/27/2008 |  | 6/27/15 |  |  | NO | YES |  |  |  |  | GE MEDICAL SYSTEMS 10367182 6378509 |  |  | Active |  | 99:99:99:99:99:99 |  | Alarm | PAAR:00-PVAR | 11/02/2019 |  | COOPER AMBULATORY OFF-SITES |  |  | ENDO - Holding |  | CATHY CRAWFORD
|  | GE HEALTHCARE | E-PSM | MODULE, MULTI-PARAMETER |  | BRACHFIELD MEDICAL ASSOCIATES-MEDICINE | 218 Sunset Rd |  |  | 06/27/2008 |  | 6/27/15 |  |  | NO | YES |  |  |  |  | GE MEDICAL SYSTEMS 10367181 6406271 |  |  | Active |  | 99:99:99:99:99:99 |  | Alarm | PAAR:00-PVAR | 11/02/2019 |  | COOPER AMBULATORY OFF-SITES |  |  | ENDO - Holding |  | CATHY CRAWFORD
|  | GE HEALTHCARE | E-PSM | MODULE, MULTI-PARAMETER |  | COOPER DIGESTIVE HEALTH-ENDOSCOPY | 501 Fellowship Rd |  |  | 11/02/2019 |  | 11/2/26 |  |  | NO | YES | Serial Number 6371206 |  |  |  | DATEX OHMEDA 30149608 6371206 |  |  | Active |  | 99:99:99:99:99:99 |  | Equipment | PAAR:00-PVAR | 11/02/2019 | 11/02/2019 | COOPER AMBULATORY OFF-SITES |  |  | HOLDING AREA |  | JEANNE GREER |  |  |  | 11/02/2019 | 11/02/2019 |  |  |  |  | 11/02/2019 | 11/02/2019
|  | GE HEALTHCARE | E-PSM | MODULE, MULTI-PARAMETER |  | COOPER DIGESTIVE HEALTH-ENDOSCOPY | 501 fellowship road |  |  | 06/10/2015 |  | 6/10/22 |  |  | NO | YES |  |  |  |  | GE MEDICAL SYSTEMS 10347088 6367566 |  |  | Active |  | 99:99:99:99:99:99 |  | Alarm | PAAR:00-PVAR | 10/31/2019 |  | COOPER AMBULATORY OFF-SITES |  |  |  | 0012175233 | JEANNE GREER | Repair | Closed | Kirk Lis | 09/19/2017 | 10/25/2017 | PHYSIOLOGIC MONITOR MODULE - NOT REGISTERING THE BP - DIGESTIVE HEALTH | 9/25/2017 3:08:26 PM KALIS (KALIS 9/25/2017 12:00 AM) PERFORMED TROBLESHOOTING ON UNIT. MODULE WAS PYSICALLY DAMAGED BY END USER. NEED TO SEND BACK TO OEM FOR REPAIR. SERVICE WILL BE CHARGED TO GI CENTER CC# 777 9/26/2017 8:31:26 AM KALIS (KALIS 9/25/2017 12:00 AM) REPLACED DEFECTIVE QUICK DISCONNECT. 9/26/2017 8:37:22 AM KALIS (KALIS 9/26/2017 12:00 AM) DOCUMENTATION 9/27/2017 12:08:18 PM KALIS (KALIS 9/27/2017 12:00 AM) RESEARCHED DEPOT SERVICE REPAIR. BOXED AND SHIPPED UNIT TO GE RMA# 1-217368874175 10/16/2017 1:49:04 PM KALIS (KALIS 10/16/2017 12:00 AM) DOCUMENTATION: RECIEVED E-MAIL FROM GE SERVICE TECH. MODULE IS REPAIRED AND SHIPPED TO COOPER 10/25/2017 8:32:30 AM KALIS (KALIS 10/24/2017 12:00 AM) RETURNED UNIT TO SERVICE. PERFORMED OVP | 6498D372-331C-4602-B8AC-289AB3E88E06 | Labor | 09/26/2017 | 09/26/2017 | Kirk Lis
|  | GE HEALTHCARE | E-PSMP | MODULE, MULTI-PARAMETER |  | COOPER DIGESTIVE HEALTH-ENDOSCOPY | 501 Fellowship Rd |  |  | 11/02/2019 |  | 11/2/26 |  |  | NO | YES | Serial Number 6371206 |  |  |  | DATEX OHMEDA 11239324 6371206 |  |  | Active |  | 99:99:99:99:99:99 |  | Accessory | PAAR:00-PVAR | 11/02/2019 | 11/02/2019 | COOPER AMBULATORY OFF-SITES |  |  | Suite 102 - Holding |  | JEANNE GREER |  |  |  | 11/02/2019 | 11/02/2019 |  |  |  |  | 11/02/2019 | 11/02/2019
|  | GE HEALTHCARE | E-PSMP | MODULE, MULTI-PARAMETER |  | COOPER DIGESTIVE HEALTH-ENDOSCOPY | 501 Fellowship Rd |  |  | 11/02/2019 |  | 11/2/26 |  |  | NO | YES |  |  |  |  | DATEX OHMEDA 11239277 6369243 |  |  | Active |  | 99:99:99:99:99:99 |  | Accessory | PAAR:00-PVAR | 11/02/2019 | 11/02/2019 | COOPER AMBULATORY OFF-SITES |  |  | Suite 102 - Holding | WOT00000000685306 | JEANNE GREER | Repair | Closed | Bonnie Aichroth | 11/02/2019 | 11/02/2019 | Module -not registering BP. Gave 10347028 did not pull | RESEATED INTERNAL PUMP FILTER | EXP0323731 | Labor | 11/02/2019 | 11/02/2019 | Kirk Lis
|  | GE HEALTHCARE | E-PSMP | MODULE, MULTI-PARAMETER |  | COOPER DIGESTIVE HEALTH-ENDOSCOPY | 501 Fellowship Rd |  |  | 11/02/2019 |  | 11/2/26 |  |  | NO | YES |  |  |  |  | DATEX OHMEDA 11200115 6375012 |  |  | Active |  | 99:99:99:99:99:99 |  | Accessory | PAAR:00-PVAR | 11/02/2019 | 11/02/2019 | COOPER AMBULATORY OFF-SITES |  |  | HOLDING AREA |  | JEANNE GREER |  |  |  | 11/02/2019 | 11/02/2019 |  |  |  |  | 11/02/2019 | 11/02/2019
|  | GE HEALTHCARE | E-PSMP | MODULE, MULTI-PARAMETER |  | COOPER DIGESTIVE HEALTH-ENDOSCOPY | 501 Fellowship Rd |  |  | 11/02/2019 |  | 11/2/26 |  |  | NO | YES |  |  |  |  | DATEX OHMEDA 11187522 6371218 |  |  | Active |  | 99:99:99:99:99:99 |  | Accessory | PAAR:00-PVAR | 11/02/2019 | 11/02/2019 | COOPER AMBULATORY OFF-SITES |  |  | HOLDING AREA |  | JEANNE GREER |  |  |  | 11/02/2019 | 11/02/2019 |  |  |  |  | 11/02/2019 | 11/02/2019
|  | GE HEALTHCARE | E-PSMP | MODULE, MULTI-PARAMETER |  | COOPER DIGESTIVE HEALTH-ENDOSCOPY | Kelemen |  |  | 02/28/2008 |  | 2/28/15 |  |  | NO | YES |  |  |  |  | DATEX OHMEDA 10725037 6293747 |  |  | Active |  | 99:99:99:99:99:99 |  | Accessory | PAAR:00-PVAR | 11/01/2019 |  | COOPER AMBULATORY OFF-SITES |  |  | HOLDING AREA |  | JEANNE GREER
|  | GE HEALTHCARE | E-PSMP | MODULE, MULTI-PARAMETER |  | COOPER DIGESTIVE HEALTH-ENDOSCOPY | 501 Fellowship Rd |  |  | 02/29/2008 |  | 3/1/15 |  |  | NO | YES |  |  |  |  | DATEX OHMEDA 10480234 6375009 |  |  | Active |  | 99:99:99:99:99:99 |  | Accessory | PAAR:00-PVAR | 11/02/2019 |  | COOPER AMBULATORY OFF-SITES |  |  | HOLDING AREA |  | JEANNE GREER
|  | GE HEALTHCARE | E-PSMP | MODULE, MULTI-PARAMETER |  | COOPER DIGESTIVE HEALTH-ENDOSCOPY | 501 Fellowship Rd |  |  | 11/02/2019 |  | 11/2/26 |  |  | NO | YES |  |  |  |  | DATEX OHMEDA 30225247 6375008 |  |  | Active |  | 99:99:99:99:99:99 |  | Accessory | PAAR:00-PVAR | 11/02/2019 | 11/02/2019 | COOPER AMBULATORY OFF-SITES |  |  | HOLDING AREA |  | JEANNE GREER |  |  |  | 11/02/2019 | 11/02/2019 |  |  |  |  | 11/02/2019 | 11/02/2019
|  | GE HEALTHCARE | E-PSMP | MODULE, MULTI-PARAMETER |  | COOPER DIGESTIVE HEALTH-ENDOSCOPY | 501 Fellowship Rd |  |  | 02/27/2008 |  | 2/27/15 |  |  | NO | YES |  |  |  |  | DATEX OHMEDA 10347161 6375007 |  |  | Active |  | 99:99:99:99:99:99 |  | Accessory | PAAR:00-PVAR | 11/02/2019 |  | COOPER AMBULATORY OFF-SITES |  |  | HOLDING AREA |  | JEANNE GREER
|  | GE HEALTHCARE | E-PSMP | MODULE, MULTI-PARAMETER |  | COOPER DIGESTIVE HEALTH-ENDOSCOPY | 501 Fellowship Rd |  |  | 02/29/2008 |  | 3/1/15 |  |  | NO | YES |  |  |  |  | DATEX OHMEDA 10347073 6344169 |  |  | Active |  | 99:99:99:99:99:99 |  | Accessory | PAAR:00-PVAR | 11/02/2019 |  | COOPER AMBULATORY OFF-SITES |  |  | HOLDING AREA |  | JEANNE GREER
|  | GE HEALTHCARE | E-PSMP | MODULE, MULTI-PARAMETER |  | COOPER DIGESTIVE HEALTH-ENDOSCOPY | 501 Fellowship Rd |  |  | 02/27/2008 |  | 2/27/15 |  |  | NO | YES |  |  |  |  | DATEX OHMEDA 10347039 6369242 |  |  | Active |  | 99:99:99:99:99:99 |  | Accessory | PAAR:00-PVAR | 11/01/2019 |  | COOPER AMBULATORY OFF-SITES |  |  | Suite 102 - Holding |  | JEANNE GREER
|  | GE HEALTHCARE | TRAM 451N | MODULE, MULTI-PARAMETER | RT106055030GR | INTENSIVE CARE UNIT | Kelemen |  |  | 11/02/2019 |  | 11/2/26 |  |  | NO | YES |  |  |  |  | GE MEDICAL SYSTEMS 11239363 RT106055030GR |  |  | Active |  | 99:99:99:99:99:99 |  | Equipment | PAAR:00-PVAR | 11/02/2019 | 11/02/2019 | COOPER UNIVERSITY HOSPITAL |  |  | Biomed |  | CAROLYN RUMELL |  |  |  | 11/02/2019 | 11/02/2019 |  |  |  |  | 11/02/2019 | 11/02/2019
|  | GE HEALTHCARE | TRAM 451N | MODULE, MULTI-PARAMETER | SBB10430144GA | INTENSIVE CARE UNIT | Kelemen |  |  | 10/31/2019 |  | 10/31/26 |  |  | NO | YES |  |  |  |  | GE MEDICAL SYSTEMS 11187568 SBB10430144GA |  |  | Active |  |  |  | Equipment | PAAR:00-PVAR | 10/31/2019 | 10/31/2019 | COOPER UNIVERSITY HOSPITAL |  |  | ICU - Bed 14 | WOT00000002746335 | CAROLYN RUMELL | Performance Verification | Closed | Stephen Zubrzycki | 10/31/2019 | 10/31/2019 | CEID Record Completion for GE MEDICAL SYSTEMS 11187568 SBB10430144GA | Inventoried unit. | EXP3021167 | Labor | 10/31/2019 | 10/31/2019 | Stephen Zubrzycki
|  | GE HEALTHCARE | TRAM 451N | MODULE, MULTI-PARAMETER | sbb07023845ga |  | Pavilion | [7 empty] | NO | YES
|  | GE HEALTHCARE | TRAM 451N | MODULE, MULTI-PARAMETER | SBB07023865GA |  | Kelemen | [7 empty] | NO | YES
|  | GE HEALTHCARE | TRAM 451N | MODULE, MULTI-PARAMETER | SBB07013745GA | TRAUMA ADMIT | Kelemen |  |  | 04/24/2007 |  | 4/24/14 |  |  | NO | YES |  |  |  |  | GE MEDICAL SYSTEMS 10769643 SBB07013745GA |  |  | Active |  | 99:99:99:99:99:99 |  | Equipment | PAAR:00-PVAR | 10/31/2019 |  | COOPER UNIVERSITY HOSPITAL |  |  | BED 1 |  | Diane Floyd
|  | GE HEALTHCARE | TRAM 451N | MODULE, MULTI-PARAMETER | SBB06483151GA | CCU - CORONARY CARE UNIT | Pavilion |  |  | 04/30/2007 |  | 4/30/14 |  |  | NO | YES |  |  |  |  | GE MEDICAL SYSTEMS 10752552 SBB06483151GA |  |  | Active |  | 99:99:99:99:99:99 |  | Equipment | PAAR:00-PVAR | 10/31/2019 |  | COOPER UNIVERSITY HOSPITAL |  |  | BED 9 |  | CAROLYN RUMELL
|  | GE HEALTHCARE | TRAM 451N | MODULE, MULTI-PARAMETER | SBB08367331GA | PAVILION PACU | Kelemen |  |  | 11/03/2008 |  | 11/3/15 |  |  | NO | YES |  |  |  |  | GE MEDICAL SYSTEMS 10752517 SBB08367331GA |  |  | Active |  | 99:99:99:99:99:99 |  | Equipment | PAAR:00-PVAR | 10/31/2019 |  | COOPER UNIVERSITY HOSPITAL |  |  | TICU |  | FRANK OBRIEN
|  | GE HEALTHCARE | TRAM 451N | MODULE, MULTI-PARAMETER | SBB07013798GA | CCU - CORONARY CARE UNIT | Kelemen |  |  | 04/30/2007 |  | 4/30/14 |  |  | NO | YES |  |  |  |  | GE MEDICAL SYSTEMS 10480473 SBB07013798GA |  |  | Active |  | 99:99:99:99:99:99 |  | Equipment | PAAR:00-PVAR | 10/31/2019 |  | COOPER UNIVERSITY HOSPITAL |  |  |  |  | CAROLYN RUMELL
|  | GE HEALTHCARE | TRAM 451N | MODULE, MULTI-PARAMETER | SBB07023831GA |  | Pavilion | [7 empty] | NO | YES
|  | GE HEALTHCARE | TRAM 451N | MODULE, MULTI-PARAMETER | SBB08377408GA | PAVILION PACU | Kelemen |  |  | 11/03/2008 |  | 11/3/15 |  |  | NO | YES |  |  |  |  | GE MEDICAL SYSTEMS 10480267 SBB08377408GA |  |  | Active |  | 99:99:99:99:99:99 |  | Equipment | PAAR:00-PVAR | 10/31/2019 |  | COOPER UNIVERSITY HOSPITAL |  |  | PAVILION 3RD FLOOR |  | FRANK OBRIEN
|  | GE HEALTHCARE | TRAM 451N | MODULE, MULTI-PARAMETER | G4T11613G | PEDIATRIC INTENSIVE CARE UNIT | Kelemen |  |  | 05/11/2005 |  | 5/11/12 |  |  | NO | YES |  |  |  |  | GE MEDICAL SYSTEMS 10392 G4T11613G |  |  | Active |  | 99:99:99:99:99:99 |  | Equipment | PAAR:00-PVAR | 10/31/2019 |  | COOPER UNIVERSITY HOSPITAL |  |  |  |  | Susan Cannon
|  | GE HEALTHCARE | TRAM 451N | MODULE, MULTI-PARAMETER | SBB07023867GA | OR - KELEMEN 3 | Kelemen |  |  | 04/24/2007 |  | 4/24/14 |  |  | NO | YES |  |  |  |  | GE MEDICAL SYSTEMS 10368513 SBB07023867GA |  |  | Disposition |  | 99:99:99:99:99:99 |  | Equipment | PAAR:00-PVAR | 11/02/2019 |  | COOPER UNIVERSITY HOSPITAL |  |  | OR HALLWAY | WOT00000000534002 | DOMINIC VENDETTA | Disposition | Closed | Salvatore Bombara | 02/08/2018 | 05/15/2019 | Bulk Disposition CNL | Unit has been replaced/upgraded. | EXP2933327 | Labor | 05/15/2019 | 05/15/2019 | Salvatore Bombara
|  | GE HEALTHCARE | TRAM 451N | MODULE, MULTI-PARAMETER | SBB09288386GA | TRAUMA ICU | Kelemen |  | retired per sal | 08/18/2009 |  | 8/18/16 |  |  | NO | YES |  |  |  |  | GE MEDICAL SYSTEMS 10368200 SBB09288386GA |  |  | Active |  | 99:99:99:99:99:99 |  | Equipment | PAAR:00-PVAR | 11/02/2019 |  | COOPER UNIVERSITY HOSPITAL |  |  | TAA3 |  | Diane Floyd
|  | GE HEALTHCARE | TRAM 451N | MODULE, MULTI-PARAMETER | SBB08377365GA | PAVILION PACU | Pavilion |  |  | 11/03/2008 |  | 11/3/15 |  |  | NO | YES |  |  |  |  | GE MEDICAL SYSTEMS 10368130 SBB08377365GA |  |  | Active |  | 99:99:99:99:99:99 |  | Equipment | PAAR:00-PVAR | 11/02/2019 |  | COOPER UNIVERSITY HOSPITAL |  |  | PAVILION-3 BED 7 | WOT00000000534014 | FRANK OBRIEN | Disposition | Closed | Richard Jolly | 02/08/2018 | 05/22/2019 | Bulk Disposition CNL
|  | GE HEALTHCARE | TRAM 451N | MODULE, MULTI-PARAMETER | SBB08357338GA | PAVILION PACU | Pavilion |  |  | 11/03/2008 |  | 11/3/15 |  |  | NO | YES |  |  |  |  | GE MEDICAL SYSTEMS 10368099 SBB08357338GA |  |  | Active |  | 99:99:99:99:99:99 |  | Equipment | PAAR:00-PVAR | 11/02/2019 |  | COOPER UNIVERSITY HOSPITAL |  |  | PAVILION 3RD FLOOR |  | FRANK OBRIEN
|  | GE HEALTHCARE | TRAM 451N | MODULE, MULTI-PARAMETER | SBB08307132GA | INTENSIVE CARE UNIT | Kelemen |  |  | 01/15/2009 |  | 1/15/16 |  |  | NO | YES |  |  |  |  | GE MEDICAL SYSTEMS 10368062 SBB08307132GA |  |  | Active |  | 99:99:99:99:99:99 |  | Equipment | PAAR:00-PVAR | 11/02/2019 |  | COOPER UNIVERSITY HOSPITAL |  |  | Biomed |  | CAROLYN RUMELL
|  | GE HEALTHCARE | TRAM 451N | MODULE, MULTI-PARAMETER | SBB07023853GA |  | Kelemen | [7 empty] | NO | YES
|  | GE HEALTHCARE | TRAM 451N | MODULE, MULTI-PARAMETER | SBB07023823GA | CCU - CORONARY CARE UNIT | Pavilion |  |  | 04/18/2007 |  | 4/18/14 |  |  | NO | YES |  |  |  |  | GE MEDICAL SYSTEMS 10367256 SBB07023823GA |  |  | Active |  | 99:99:99:99:99:99 |  | Equipment | PAAR:00-PVAR | 11/02/2019 |  | COOPER UNIVERSITY HOSPITAL |  |  | CCU-11 | WOT00000000533988 | CAROLYN RUMELL | Disposition | Closed | Richard Jolly | 02/08/2018 | 05/14/2019 | Bulk Disposition CNL
|  | GE HEALTHCARE | TRAM 451N | MODULE, MULTI-PARAMETER | SBB07013765GA | BIOMEDICAL | Pavilion |  |  | 04/18/2007 |  | 4/18/14 |  |  | NO | YES |  |  |  |  | GE MEDICAL SYSTEMS 10366523 SBB07013765GA |  |  | Active |  | 99:99:99:99:99:99 |  | Equipment | PAAR:00-PVAR | 11/02/2019 |  | COOPER UNIVERSITY HOSPITAL |  |  | BIOMED |  | Bonnie Aichroch
|  | GE HEALTHCARE | TRAM 451N | MODULE, MULTI-PARAMETER | SBB08367306GA | PAVILION PACU | Pavilion |  |  | 11/03/2008 |  | 11/3/15 |  |  | NO | YES |  |  |  |  | GE MEDICAL SYSTEMS 10366388 SBB08367306GA |  |  | Active |  | 99:99:99:99:99:99 |  | Equipment | PAAR:00-PVAR | 11/02/2019 |  | COOPER UNIVERSITY HOSPITAL |  |  | PAVILION 3RD FLOOR | WOT00000000534011 | FRANK OBRIEN | Disposition | Closed | Richard Jolly | 02/08/2018 | 05/22/2019 | Bulk Disposition CNL
|  | GE HEALTHCARE | TRAM 451N | MODULE, MULTI-PARAMETER | SBB09288393GA | TRAUMA ICU | Kelemen |  |  | 08/18/2009 |  | 8/18/16 |  |  | NO | YES |  |  |  |  | GE MEDICAL SYSTEMS 10365439 SBB09288393GA |  |  | Active |  | 99:99:99:99:99:99 |  | Equipment | PAAR:00-PVAR | 11/02/2019 |  | COOPER UNIVERSITY HOSPITAL |  |  | ED TRUMA ROOMS | 0011203472 | Diane Floyd | Repair | Closed | Richard Jolly | 02/14/2017 | 02/14/2017 | BP CABLE - NOT INFLATING BP CUFF - TICU DIRTY UTILITY RM | 2/14/2017 3:42:33 PM RCJOLLY (RCJOLLY 2/14/2017 3:00 PM) REPAIRED HOSE | B321C32C-C4F3-4786-BAFF-0976BDFA5C62 | Labor | 02/14/2017 | 02/14/2017 | Richard Jolly
|  | GE HEALTHCARE | TRAM 451N | MODULE, MULTI-PARAMETER | SBB07013797GA | TSDU - KELEMEN S7 | Kelemen |  |  | 04/30/2007 |  | 4/30/14 |  |  | NO | YES |  |  |  |  | GE MEDICAL SYSTEMS 10365427 SBB07013797GA |  |  | Active |  | 99:99:99:99:99:99 |  | Equipment | PAAR:00-PVAR | 11/02/2019 |  | COOPER UNIVERSITY HOSPITAL |  |  | ED TRUMA ROOMS | 0011604013 | JEN VANDER HORN | Repair | Closed | Zhan Kiselev | 05/02/2017 | 05/02/2017 | BP - CABLE PLUG IN CRACKED - CCU FRONT DESK | 5/2/2017 5:25:21 PM ZXKISELEV (ZXKISELEV 5/2/2017 12:00 AM) REPAIRED CONNECTOR | 92791DF0-139C-4F92-8E02-7A2C0F0A56CC | Labor | 05/02/2017 | 05/02/2017 | Zhan Kiselev
|  | GE HEALTHCARE | TRAM 451N | MODULE, MULTI-PARAMETER | SBB07013743GA | CCU - CORONARY CARE UNIT | Kelemen |  |  | 04/18/2007 |  | 4/18/14 |  |  | NO | YES |  |  |  |  | GE MEDICAL SYSTEMS 10365162 SBB07013743GA |  |  | Active |  | 99:99:99:99:99:99 |  | Equipment | PAAR:00-PVAR | 11/02/2019 |  | COOPER UNIVERSITY HOSPITAL |  |  | icu 31 | WOT00000000533973 | CAROLYN RUMELL | Disposition | Closed | Richard Jolly | 02/08/2018 | 05/14/2019 | Bulk Disposition CNL
|  | GE HEALTHCARE | TRAM 451N | MODULE, MULTI-PARAMETER | SBB07023890GA | TRAUMA ICU | Pavilion |  |  | 04/24/2007 |  | 4/24/14 |  |  | NO | YES |  |  |  |  | GE MEDICAL SYSTEMS 10365147 SBB07023890GA |  |  | Active |  | 99:99:99:99:99:99 |  | Equipment | PAAR:00-PVAR | 11/02/2019 |  | COOPER UNIVERSITY HOSPITAL |  |  | ICU | 0012190970 | Diane Floyd | Repair | Closed | Richard Jolly | 09/26/2017 | 10/04/2017 | MONITOR - NOT WORKING - ICU , TAKING TO TMX | 10/4/2017 9:28:46 AM RCJOLLY (RCJOLLY 9/26/2017 11:09 AM) ATTACH A CONNECTOR | 3D640AF4-D5E5-416A-9CE1-9A3E34618FC1 | Labor | 09/26/2017 | 09/26/2017 | Richard Jolly
|  | GE HEALTHCARE | TRAM 451N | MODULE, MULTI-PARAMETER | SBB0701377GA | INTENSIVE CARE UNIT | Kelemen |  |  | 04/30/2007 |  | 4/30/14 |  |  | NO | YES |  |  |  |  | GE MEDICAL SYSTEMS 10365029 SBB0701377GA |  |  | Active |  | 99:99:99:99:99:99 |  | Equipment | PAAR:00-PVAR | 11/02/2019 |  | COOPER UNIVERSITY HOSPITAL |  |  | BED 20 | WOT00000002204694 | CAROLYN RUMELL | Disposition | Closed | Richard Jolly | 02/14/2019 | 05/20/2019 | Bulk Disposition CNL
|  | GE HEALTHCARE | TRAM 451N | MODULE, MULTI-PARAMETER | SBB06503323GA | TRAUMA ADMIT | Kelemen |  |  | 04/18/2007 |  | 4/18/14 |  |  | NO | YES |  |  |  |  | GE MEDICAL SYSTEMS 10364978 SBB06503323GA |  |  | Active |  | 99:99:99:99:99:99 |  | Equipment | PAAR:00-PVAR | 11/02/2019 |  | COOPER UNIVERSITY HOSPITAL |  |  | BIOMED SHOP |  | Diane Floyd
|  | GE HEALTHCARE | TRAM 451N | MODULE, MULTI-PARAMETER | SBB07013807GA | TSDU - KELEMEN S7 | Pavilion |  |  | 04/30/2007 |  | 4/30/14 |  |  | NO | YES |  |  |  |  | GE MEDICAL SYSTEMS 10364975 SBB07013807GA |  |  | Active |  | 99:99:99:99:99:99 |  | Equipment | PAAR:00-PVAR | 11/02/2019 |  | COOPER UNIVERSITY HOSPITAL |  |  | BIOMED | WOT00000000533984 | JEN VANDER HORN | Disposition | Closed | Richard Jolly | 02/08/2018 | 05/23/2019 | Bulk Disposition CNL
|  | GE HEALTHCARE | TRAM 451N | MODULE, MULTI-PARAMETER | SBB09288385GA | TRAUMA ICU | Kelemen |  |  | 08/18/2009 |  | 8/18/16 |  |  | NO | YES |  |  |  |  | GE MEDICAL SYSTEMS 10364937 SBB09288385GA |  |  | Active |  | 99:99:99:99:99:99 |  | Equipment | PAAR:00-PVAR | 11/02/2019 |  | COOPER UNIVERSITY HOSPITAL |  |  | TRAUMA ICU |  | Diane Floyd
|  | GE HEALTHCARE | TRAM 451N | MODULE, MULTI-PARAMETER | SBB07023864GA | INTENSIVE CARE UNIT | Pavilion |  |  | 04/24/2007 |  | 4/24/14 |  |  | NO | YES |  |  |  |  | GE MEDICAL SYSTEMS 10364882 SBB07023864GA |  |  | Active |  | 99:99:99:99:99:99 |  | Equipment | PAAR:00-PVAR | 10/31/2019 |  | COOPER UNIVERSITY HOSPITAL |  |  | BED 17 |  | CAROLYN RUMELL
|  | GE HEALTHCARE | TRAM 451N | MODULE, MULTI-PARAMETER | G4T11601G | PEDIATRIC INTENSIVE CARE UNIT | Kelemen |  |  | 05/11/2005 |  | 5/11/12 |  |  | NO | YES |  |  |  |  | GE MEDICAL SYSTEMS 10360418 G4T11601G |  |  | Active |  | 99:99:99:99:99:99 |  | Equipment | PAAR:00-PVAR | 11/02/2019 |  | COOPER UNIVERSITY HOSPITAL |  |  | PICU/RM5 | WOT00000000525191 | Susan Cannon | Disposition | Closed | Gene Amodei | 02/08/2018 | 05/22/2019 | Bulk Disposition CNL
|  | GE HEALTHCARE | TRAM 451N | MODULE, MULTI-PARAMETER | G4T11579G | PEDIATRIC INTENSIVE CARE UNIT | Kelemen |  |  | 05/11/2005 |  | 5/11/12 |  |  | NO | YES |  |  |  |  | GE MEDICAL SYSTEMS 10360412 G4T11579G |  |  | Active |  | 99:99:99:99:99:99 |  | Equipment | PAAR:00-PVAR | 11/02/2019 |  | COOPER UNIVERSITY HOSPITAL |  |  | PICU/ RM 3 | WOT00000000525189 | Susan Cannon | Disposition | Closed | Gene Amodei | 02/08/2018 | 05/22/2019 | Bulk Disposition CNL
|  | GE HEALTHCARE | TRAM 451N | MODULE, MULTI-PARAMETER | G4T11623G | PEDIATRIC INTENSIVE CARE UNIT | Kelemen |  |  | 05/11/2005 |  | 5/11/12 |  |  | NO | YES |  |  |  |  | GE MEDICAL SYSTEMS 10360401 G4T11623G |  |  | Active |  | 99:99:99:99:99:99 |  | Equipment | PAAR:00-PVAR | 11/02/2019 |  | COOPER UNIVERSITY HOSPITAL |  |  | Biomed | 0012742223 | Susan Cannon | Repair | Closed | Richard Jolly | 01/31/2018 | 02/07/2018 | MODULE - NOT PICKING UP BP READINGS - ICU NURSES STATION | 1/31/2018 11:44:25 AM RCJOLLY (RCJOLLY 1/31/2018 10:00 AM) PUMP NOT WORKING 1/31/2018 11:46:48 AM GRAMODEI referred to Rich Jolly this is ICU not PICU 2/7/2018 3:42:15 PM RCJOLLY (RCJOLLY 2/7/2018 10:00 AM) INSTALL MOTOR | C9AB6897-812D-450F-8C3A-2912948DDC9C | Labor | 01/31/2018 | 01/31/2018 | Gene Amodei
|  | GE HEALTHCARE | TRAM 451N | MODULE, MULTI-PARAMETER | SBB070123759GA | INTENSIVE CARE UNIT | Pavilion |  |  | 04/18/2007 |  | 4/18/14 |  |  | NO | YES |  |  |  |  | GE MEDICAL SYSTEMS 10357251 SBB070123759GA |  |  | Active |  | 99:99:99:99:99:99 |  | Equipment | PAAR:00-PVAR | 11/02/2019 |  | COOPER UNIVERSITY HOSPITAL |  |  | BED 12 | WOT00000000533971 | CAROLYN RUMELL | Disposition | Closed | Richard Jolly | 02/08/2018 | 05/17/2019 | Bulk Disposition CNL
|  | GE HEALTHCARE | TRAM 451N | MODULE, MULTI-PARAMETER | SBB07023868GA | INTENSIVE CARE UNIT | Pavilion |  |  | 04/18/2007 |  | 4/18/14 |  |  | NO | YES |  |  |  |  | GE MEDICAL SYSTEMS 10357252 SBB07023868GA |  |  | Active |  | 99:99:99:99:99:99 |  | Equipment | PAAR:00-PVAR | 11/02/2019 |  | COOPER UNIVERSITY HOSPITAL |  |  | BED 5 |  | CAROLYN RUMELL
|  | GE HEALTHCARE | TRAM 451N | MODULE, MULTI-PARAMETER | SBB07023824GA | CCU - CORONARY CARE UNIT | Kelemen |  |  | 04/30/2007 |  | 4/30/14 |  |  | NO | YES |  |  |  |  | GE MEDICAL SYSTEMS 10357249 SBB07023824GA |  |  | Active |  | 99:99:99:99:99:99 |  | Equipment | PAAR:00-PVAR | 11/02/2019 |  | COOPER UNIVERSITY HOSPITAL |  |  | BED 12 |  | CAROLYN RUMELL
|  | GE HEALTHCARE | TRAM 451N | MODULE, MULTI-PARAMETER | SBB07013764GA | INTENSIVE CARE UNIT | Kelemen |  |  | 04/18/2007 |  | 4/18/14 |  |  | NO | YES |  |  |  |  | GE MEDICAL SYSTEMS 10357186 SBB07013764GA |  |  | Active |  | 99:99:99:99:99:99 |  | Equipment | PAAR:00-PVAR | 11/02/2019 |  | COOPER UNIVERSITY HOSPITAL |  |  | TICU |  | CAROLYN RUMELL
|  | GE HEALTHCARE | TRAM 451N | MODULE, MULTI-PARAMETER | SBB07023822GA | BIOMEDICAL | Kelemen |  |  | 04/24/2007 |  | 4/24/14 |  |  | NO | YES |  |  |  |  | GE MEDICAL SYSTEMS 10357155 SBB07023822GA |  |  | Active | 119357155, 14520 | 99:99:99:99:99:99 |  | Equipment | PAAR:00-PVAR | 11/01/2019 |  | COOPER UNIVERSITY HOSPITAL |  |  | I.C.U. | WOT00000002203779 | Bonnie Aichroch | Disposition | Closed | Michael Youch | 02/14/2019 | 05/20/2019 | Bulk Disposition CNL
|  | GE HEALTHCARE | TRAM 451N | MODULE, MULTI-PARAMETER | SBB07013811GA | CCU - CORONARY CARE UNIT | Kelemen |  |  | 04/30/2007 |  | 4/30/14 |  |  | NO | YES |  |  |  |  | GE MEDICAL SYSTEMS 10357110 SBB07013811GA |  |  | Active |  | 99:99:99:99:99:99 |  | Equipment | PAAR:00-PVAR | 11/01/2019 |  | COOPER UNIVERSITY HOSPITAL |  |  | BED 2 | WOT00000000533985 | CAROLYN RUMELL | Disposition | Closed | Richard Jolly | 02/08/2018 | 05/15/2019 | Bulk Disposition CNL
|  | GE HEALTHCARE | TRAM 451N | MODULE, MULTI-PARAMETER | SBB09288382GA | TRAUMA ICU | Kelemen |  |  | 08/18/2009 |  | 8/18/16 |  |  | NO | YES |  |  |  |  | GE MEDICAL SYSTEMS 10357091 SBB09288382GA |  |  | Active |  | 99:99:99:99:99:99 |  | Equipment | PAAR:00-PVAR | 11/02/2019 |  | COOPER UNIVERSITY HOSPITAL |  |  | TRAUMA ICU | WOT00000000534028 | Diane Floyd | Disposition | Closed | Richard Jolly | 02/08/2018 | 05/23/2019 | Bulk Disposition CNL
|  | GE HEALTHCARE | TRAM 451N | MODULE, MULTI-PARAMETER | SBB08367333GA | INTENSIVE CARE UNIT | Pavilion |  |  | 11/03/2008 |  | 11/3/15 |  |  | NO | YES |  |  |  |  | GE MEDICAL SYSTEMS 10356232 SBB08367333GA |  |  | Active |  | 99:99:99:99:99:99 |  | Equipment | PAAR:00-PVAR | 11/02/2019 |  | COOPER UNIVERSITY HOSPITAL |  |  | PAVILION-3RD BED 9 | WOT00000000534012 | FRANK OBRIEN | Disposition | Closed | Richard Jolly | 02/08/2018 | 05/22/2019 | Bulk Disposition CNL
|  | GE HEALTHCARE | TRAM 451N | MODULE, MULTI-PARAMETER | SBB07013803GA |  | Kelemen |  |  | 04/24/2007 |  | 4/24/14 |  |  | NO | YES |  |  |  |  | GE MEDICAL SYSTEMS 10356222 SBB07013803GA |  |  | Active |  | 99:99:99:99:99:99 |  | Equipment | PAAR:00-PVAR | 11/02/2019 |  | COOPER UNIVERSITY HOSPITAL |  |  | PAVILION-3RD BED 11 |  | FRANK OBRIEN
|  | GE HEALTHCARE | TRAM 451N | MODULE, MULTI-PARAMETER | SBB07013825GA | PAVILION PACU | Pavilion |  |  | 04/30/2007 |  | 4/30/14 |  |  | NO | YES |  |  |  |  | GE MEDICAL SYSTEMS 10356219 SBB07013825GA |  |  | Active |  | 99:99:99:99:99:99 |  | Equipment | PAAR:00-PVAR | 11/02/2019 |  | COOPER UNIVERSITY HOSPITAL |  |  | PAVILION-3RD BED 12 | WOT00000000533987 | FRANK OBRIEN | Disposition | Closed | Richard Jolly | 02/08/2018 | 05/22/2019 | Bulk Disposition CNL
|  | GE HEALTHCARE | TRAM 451N | MODULE, MULTI-PARAMETER | SBB09268372GA | CCU - CORONARY CARE UNIT | Kelemen |  |  | 08/18/2009 |  | 8/18/16 |  |  | NO | YES |  |  |  |  | GE MEDICAL SYSTEMS 10355705 SBB09268372GA |  |  | Active |  | 99:99:99:99:99:99 |  | Equipment | PAAR:00-PVAR | 11/02/2019 |  | COOPER UNIVERSITY HOSPITAL |  |  | ICU | WOT00000000534026 | CAROLYN RUMELL | Disposition | Closed | Richard Jolly | 02/08/2018 | 05/14/2019 | Bulk Disposition CNL
|  | GE HEALTHCARE | TRAM 451N | MODULE, MULTI-PARAMETER | SBB08387476GA | CCU - CORONARY CARE UNIT | Kelemen |  |  | 01/15/2009 |  | 1/15/16 |  |  | NO | YES |  |  |  |  | GE MEDICAL SYSTEMS 10355698 SBB08387476GA |  |  | Active |  | 99:99:99:99:99:99 |  | Equipment | PAAR:00-PVAR | 11/02/2019 |  | COOPER UNIVERSITY HOSPITAL |  |  | CCU-5 |  | CAROLYN RUMELL
|  | GE HEALTHCARE | TRAM 451N | MODULE, MULTI-PARAMETER | SBB07013754GA | CCU - CORONARY CARE UNIT | Kelemen |  |  | 04/18/2007 |  | 4/18/14 |  |  | NO | YES |  |  |  |  | GE MEDICAL SYSTEMS 10355687 SBB07013754GA |  |  | Active |  | 99:99:99:99:99:99 |  | Equipment | PAAR:00-PVAR | 11/02/2019 |  | COOPER UNIVERSITY HOSPITAL |  |  | TICU | WOT00000000533975 | CAROLYN RUMELL | Disposition | Closed | Richard Jolly | 02/08/2018 | 05/15/2019 | Bulk Disposition CNL
|  | GE HEALTHCARE | TRAM 451N | MODULE, MULTI-PARAMETER | SBB06473078GA | INTENSIVE CARE UNIT | Pavilion |  |  | 04/18/2007 |  | 4/18/14 |  |  | NO | YES |  |  |  |  | GE MEDICAL SYSTEMS 10355648 SBB06473078GA |  |  | Active |  | 99:99:99:99:99:99 |  | Equipment | PAAR:00-PVAR | 11/02/2019 |  | COOPER UNIVERSITY HOSPITAL |  |  | TSDU-BED 6 | WOT00000000533965 | CAROLYN RUMELL | Disposition | Closed | Richard Jolly | 02/08/2018 | 05/13/2019 | Bulk Disposition CNL
|  | GE HEALTHCARE | TRAM 451N | MODULE, MULTI-PARAMETER | SBB08387471GA | TSDU - KELEMEN S7 | Kelemen |  |  | 01/15/2009 |  | 1/15/16 |  |  | NO | YES |  |  |  |  | GE MEDICAL SYSTEMS 10355623 SBB08387471GA |  |  | Active |  | 99:99:99:99:99:99 |  | Equipment | PAAR:00-PVAR | 11/02/2019 |  | COOPER UNIVERSITY HOSPITAL |  |  | TSDU-BED04 |  | JEN VANDER HORN
|  | GE HEALTHCARE | TRAM 451N | MODULE, MULTI-PARAMETER | SBB07023834GA | TSDU - KELEMEN S7 | Kelemen |  |  | 04/30/2007 |  | 4/30/14 |  |  | NO | YES |  |  |  |  | GE MEDICAL SYSTEMS 10355618 SBB07023834GA |  |  | Active |  | 99:99:99:99:99:99 |  | Equipment | PAAR:00-PVAR | 11/02/2019 |  | COOPER UNIVERSITY HOSPITAL |  |  | TSDU-BED07 | WOT00000000533993 | JEN VANDER HORN | Disposition | Closed | Richard Jolly | 02/08/2018 | 05/24/2019 | Bulk Disposition CNL
|  | GE HEALTHCARE | TRAM 451N | MODULE, MULTI-PARAMETER | SBB07013748GA | TSDU - KELEMEN S7 | Kelemen |  |  | 04/24/2007 |  | 4/24/14 |  |  | NO | YES |  |  |  |  | GE MEDICAL SYSTEMS 10355603 SBB07013748GA |  |  | Active |  | 99:99:99:99:99:99 |  | Equipment | PAAR:00-PVAR | 11/02/2019 |  | COOPER UNIVERSITY HOSPITAL |  |  | Biomed | WOT00000000533974 | JEN VANDER HORN | Disposition | Closed | Richard Jolly | 02/08/2018 | 05/13/2019 | Bulk Disposition CNL
|  | GE HEALTHCARE | TRAM 451N | MODULE, MULTI-PARAMETER | SA309334558GA | INTENSIVE CARE NURSERY | Dorrance |  |  | 05/20/2009 |  | 5/20/16 |  |  | NO | YES |  |  |  |  | GE MEDICAL SYSTEMS 10354982 SA309334558GA |  |  | Active |  | 99:99:99:99:99:99 |  | Equipment | PAAR:00-PVAR | 11/02/2019 |  | COOPER UNIVERSITY HOSPITAL |  |  | ICN - SPARE | WOT00000000533831 | JOANNE FOX | Disposition | Closed | Gene Amodei | 02/08/2018 | 06/21/2019 | Bulk Disposition CNL
|  | GE HEALTHCARE | TRAM 451N | MODULE, MULTI-PARAMETER | SBB09498773GA | TRAUMA ADMIT | Pavilion |  |  | 10/07/2008 |  | 10/7/15 |  |  | NO | YES |  |  |  |  | GE MEDICAL SYSTEMS 10349422 SBB09498773GA |  |  | Active |  | 99:99:99:99:99:99 |  | Equipment | PAAR:00-PVAR | 10/31/2019 |  | COOPER UNIVERSITY HOSPITAL |  |  | TRAUMA ADMIT |  | Diane Floyd
|  | GE HEALTHCARE | TRAM 451N | MODULE, MULTI-PARAMETER | SBB07013740GA | TSDU - KELEMEN S7 | Pavilion |  |  | 04/30/2007 |  | 4/30/14 |  |  | NO | YES |  |  |  |  | GE MEDICAL SYSTEMS 10349430 SBB07013740GA |  |  | Active |  | 99:99:99:99:99:99 |  | Equipment | PAAR:00-PVAR | 10/31/2019 |  | COOPER UNIVERSITY HOSPITAL |  |  | BED 1 |  | JEN VANDER HORN
|  | GE HEALTHCARE | TRAM 451N | MODULE, MULTI-PARAMETER | SBB07023882GA | TRAUMA ICU | Kelemen |  |  | 04/24/2007 |  | 4/24/14 |  |  | NO | YES |  |  |  |  | GE MEDICAL SYSTEMS 10349423 SBB07023882GA |  |  | Active |  | 99:99:99:99:99:99 |  | Equipment | PAAR:00-PVAR | 10/31/2019 |  | COOPER UNIVERSITY HOSPITAL |  |  | TICU |  | Diane Floyd
|  | GE HEALTHCARE | TRAM 451N | MODULE, MULTI-PARAMETER | SBB08457695GA | TRAUMA ADMIT | Kelemen |  |  | 01/08/2009 |  | 1/8/16 |  |  | NO | YES |  |  |  |  | GE MEDICAL SYSTEMS 10349419 SBB08457695GA |  |  | Active |  | 99:99:99:99:99:99 |  | Equipment | PAAR:00-PVAR | 10/31/2019 |  | COOPER UNIVERSITY HOSPITAL |  |  | ICU |  | Diane Floyd
|  | GE HEALTHCARE | TRAM 451N | MODULE, MULTI-PARAMETER | SBB07013783GA | INTENSIVE CARE UNIT | Kelemen |  |  | 04/18/2007 |  | 4/18/14 |  |  | NO | YES |  |  |  |  | GE MEDICAL SYSTEMS 10349420 SBB07013783GA |  |  | Active |  | 99:99:99:99:99:99 |  | Equipment | PAAR:00-PVAR | 10/31/2019 |  | COOPER UNIVERSITY HOSPITAL |  |  | BED 9 |  | CAROLYN RUMELL
|  | GE HEALTHCARE | TRAM 451N | MODULE, MULTI-PARAMETER | SBB07013749GA | INTENSIVE CARE UNIT | Pavilion |  |  | 04/18/2007 |  | 4/18/14 |  |  | NO | YES |  |  |  |  | GE MEDICAL SYSTEMS 10349418 SBB07013749GA |  |  | Active |  | 99:99:99:99:99:99 |  | Equipment | PAAR:00-PVAR | 10/31/2019 |  | COOPER UNIVERSITY HOSPITAL |  |  | BED 20 |  | CAROLYN RUMELL
|  | GE HEALTHCARE | TRAM 451N | MODULE, MULTI-PARAMETER | SBB08387463GA | INTENSIVE CARE UNIT | Pavilion |  |  | 01/15/2009 |  | 1/15/16 |  |  | NO | YES |  |  |  |  | GE MEDICAL SYSTEMS 10349417 SBB08387463GA |  |  | Active |  | 99:99:99:99:99:99 |  | Equipment | PAAR:00-PVAR | 11/02/2019 |  | COOPER UNIVERSITY HOSPITAL |  |  | PAVILION icu bed 3 |  | CAROLYN RUMELL
|  | GE HEALTHCARE | TRAM 451N | MODULE, MULTI-PARAMETER | SBB07013794GA | TRAUMA ICU | Pavilion |  |  | 04/24/2007 |  | 4/24/14 |  |  | NO | YES |  |  |  |  | GE MEDICAL SYSTEMS 10349416 SBB07013794GA |  |  | Active |  | 99:99:99:99:99:99 |  | Equipment | PAAR:00-PVAR | 10/31/2019 |  | COOPER UNIVERSITY HOSPITAL |  |  | L |  | Diane Floyd
|  | GE HEALTHCARE | TRAM 451N | MODULE, MULTI-PARAMETER | SBB07013766GA | INTENSIVE CARE UNIT | Kelemen |  |  | 04/18/2007 |  | 4/18/14 |  |  | NO | YES |  |  |  |  | GE MEDICAL SYSTEMS 10349415 SBB07013766GA |  |  | Active |  | 99:99:99:99:99:99 |  | Equipment | PAAR:00-PVAR | 10/31/2019 |  | COOPER UNIVERSITY HOSPITAL |  |  | Biomed |  | CAROLYN RUMELL
|  | GE HEALTHCARE | TRAM 451N | MODULE, MULTI-PARAMETER | SBB07023836GA | TSDU - KELEMEN S7 | Kelemen |  |  | 04/30/2007 |  | 4/30/14 |  |  | NO | YES |  |  |  |  | GE MEDICAL SYSTEMS 10349411 SBB07023836GA |  |  | Active |  | 99:99:99:99:99:99 |  | Equipment | PAAR:00-PVAR | 10/31/2019 |  | COOPER UNIVERSITY HOSPITAL |  |  | bed 8 |  | JEN VANDER HORN
|  | GE HEALTHCARE | TRAM 451N | MODULE, MULTI-PARAMETER | SBB08337244GA | PAVILION PACU | Kelemen |  |  | 11/03/2008 |  | 11/3/15 |  |  | NO | YES |  |  |  |  | GE MEDICAL SYSTEMS 10349410 SBB08337244GA |  |  | Active |  | 99:99:99:99:99:99 |  | Equipment | PAAR:00-PVAR | 10/31/2019 |  | COOPER UNIVERSITY HOSPITAL |  |  | PAVILION 3RD FLOOR |  | FRANK OBRIEN
|  | GE HEALTHCARE | TRAM 451N | MODULE, MULTI-PARAMETER | SBB08387530GA |  | Pavilion | [7 empty] | NO | YES
|  | GE HEALTHCARE | TRAM 451N | MODULE, MULTI-PARAMETER | SBB07023907GA |  | Kelemen |  |  | 04/30/2007 |  | 4/30/14 |  |  | NO | YES |  |  |  |  | GE MEDICAL SYSTEMS 10346486 SBB07023907GA |  |  | Active |  | 99:99:99:99:99:99 | [5 empty] | COOPER UNIVERSITY HOSPITAL |  |  | TICU-BED11 | WOT00000000534005 |  | Disposition | Closed | Richard Jolly | 02/08/2018 | 05/19/2019 | Bulk Disposition CNL
|  | GE HEALTHCARE | TRAM 451N | MODULE, MULTI-PARAMETER | SBB09288380GA | TRAUMA ICU | Kelemen |  |  | 08/18/2009 |  | 8/18/16 |  |  | NO | YES |  |  |  |  | GE MEDICAL SYSTEMS 10346482 SBB09288380GA |  |  | Active |  | 99:99:99:99:99:99 |  | Equipment | PAAR:00-PVAR | 11/02/2019 |  | COOPER UNIVERSITY HOSPITAL |  |  | TICU-BED07 | WOT00000000534027 | Diane Floyd | Disposition | Closed | Richard Jolly | 02/08/2018 | 05/17/2019 | Bulk Disposition CNL
|  | GE HEALTHCARE | TRAM 451N | MODULE, MULTI-PARAMETER | SBB08377382GA | TRAUMA ICU | Kelemen |  |  | 11/03/2008 |  | 11/3/15 |  |  | NO | YES |  |  |  |  | GE MEDICAL SYSTEMS 10346441 SBB08377382GA |  |  | Active |  | 99:99:99:99:99:99 |  | Equipment | PAAR:00-PVAR | 11/02/2019 |  | COOPER UNIVERSITY HOSPITAL |  |  | TICU-BED04 | WOT00000000534019 | Diane Floyd | Disposition | Closed | Richard Jolly | 02/08/2018 | 05/17/2019 | Bulk Disposition CNL
|  | GE HEALTHCARE | TRAM 451N | MODULE, MULTI-PARAMETER | SBB08377366GA | PAVILION PACU | Pavilion |  |  | 11/03/2008 |  | 11/3/15 |  |  | NO | YES |  |  |  |  | GE MEDICAL SYSTEMS 10346412 SBB08377366GA |  |  | Active |  | 99:99:99:99:99:99 |  | Equipment | PAAR:00-PVAR | 11/02/2019 |  | COOPER UNIVERSITY HOSPITAL |  |  | PAVILION-3 BED 2 |  | FRANK OBRIEN
|  | GE HEALTHCARE | TRAM 451N | MODULE, MULTI-PARAMETER | SBB08377369GA | PAVILION PACU | Pavilion |  |  | 11/03/2008 |  | 11/3/15 |  |  | NO | YES |  |  |  |  | GE MEDICAL SYSTEMS 10346406 SBB08377369GA |  |  | Active |  | 99:99:99:99:99:99 |  | Equipment | PAAR:00-PVAR | 11/02/2019 |  | COOPER UNIVERSITY HOSPITAL |  |  | PAVILION-3 BED 4 | WOT00000000534018 | FRANK OBRIEN | Disposition | Closed | Richard Jolly | 02/08/2018 | 05/15/2019 | Bulk Disposition CNL
|  | GE HEALTHCARE | TRAM 451N | MODULE, MULTI-PARAMETER | SBB08367334GA | PAVILION PACU | Kelemen |  |  | 11/02/2019 |  | 11/2/26 |  |  | NO | YES |  |  |  |  | GE MEDICAL SYSTEMS 30142854 SBB08367334GA |  |  | Active |  | 99:99:99:99:99:99 |  | Equipment | PAAR:00-PVAR | 11/02/2019 | 11/02/2019 | COOPER UNIVERSITY HOSPITAL |  |  | PAVILION-3RD RM 14 | WOT00000000502948 | FRANK OBRIEN | Repair | Closed | Richard Jolly | 11/02/2019 | 11/02/2019 | BP cuff - wont inflate | the BP keep over pumping needs a new motor replaced pump | EXP0155755 | Parts | 11/02/2019 | 11/02/2019 | Richard Jolly
|  | GE HEALTHCARE | TRAM 451N | MODULE, MULTI-PARAMETER | SBB06513532GA | TSDU - KELEMEN S7 | Pavilion |  |  | 04/30/2007 |  | 4/30/14 |  |  | NO | YES |  |  |  |  | GE MEDICAL SYSTEMS 10345220 SBB06513532GA |  |  | Active |  | 99:99:99:99:99:99 |  | Equipment | PAAR:00-PVAR | 11/02/2019 |  | COOPER UNIVERSITY HOSPITAL |  |  | BED 9 | WOT00000000533969 | JEN VANDER HORN | Disposition | Closed | Richard Jolly | 02/08/2018 | 05/15/2019 | Bulk Disposition CNL
|  | SCHILLER AMERICA, INC. | PB-1000 | MODULE, MULTI-PARAMETER |  | CARDIAC CATH LAB | Kelemen |  |  | 10/16/2019 |  | 10/16/26 |  |  | NO | YES |  |  |  |  | SCHILLER AMERICA, INC. 11208374 765.05672 |  |  | Disposition |  |  |  | Equipment | PAAR:00-PVAR | 10/16/2019 | 10/16/2019 | COOPER UNIVERSITY HOSPITAL |  |  | Disposition | WOT00000002387448 | LINDA BEAN | Performance Verification | Closed | Zhan Kiselev | 10/16/2019 | 10/16/2019 | Performance Verification for SCHILLER AMERICA, INC. 11208374 765.05672 | Initial Install of Performance Verification. Device is ready for patient use. |  |  | 10/16/2019 | 10/16/2019
|  | SCHILLER AMERICA, INC. | PB-1000 | MODULE, MULTI-PARAMETER |  | CARDIAC CATH LAB | Kelemen |  |  | 10/16/2019 |  | 10/16/26 |  |  | NO | YES |  |  |  |  | SCHILLER AMERICA, INC. 11208373 769.06193 |  |  | Disposition |  |  |  | Equipment | PAAR:00-PVAR | 10/16/2019 | 10/16/2019 | COOPER UNIVERSITY HOSPITAL |  |  | Disposition | WOT00000002387122 | LINDA BEAN | Performance Verification | Closed | Zhan Kiselev | 10/16/2019 | 10/16/2019 | Performance Verification for SCHILLER AMERICA, INC. 1120837 769.06193 | Initial Install of Performance Verification. Device is ready for patient use. |  |  | 10/16/2019 | 10/16/2019
|  | SCHILLER AMERICA, INC. | PB-1000 | MODULE, MULTI-PARAMETER |  | CARDIAC CATH LAB | Kelemen |  |  | 10/31/2019 |  | 10/31/26 |  |  | NO | YES |  |  |  |  | SCHILLER AMERICA, INC. 30225179 765.05498 |  |  | Active |  |  |  | Equipment | PAAR:00-PVAR | 10/31/2019 | 10/31/2019 | COOPER UNIVERSITY HOSPITAL |  |  | Biomed | WOT00000002736624 | LINDA BEAN | Performance Verification | Closed | Stephen Zubrzycki | 10/31/2019 | 10/31/2019 | Performance Verification for SCHILLER AMERICA, INC. 30225179 765.05498 | Initial Install of Performance Verification. Device is ready for patient use. |  |  | 10/31/2019 | 10/31/2019
|  | SCHILLER AMERICA, INC. | PB-1000 | MODULE, MULTI-PARAMETER |  | CARDIAC CATH LAB | Kelemen |  |  | 10/31/2019 |  | 10/31/26 |  |  | NO | YES |  |  |  |  | SCHILLER AMERICA, INC. 30225156 765.04697 |  |  | Active |  |  |  | Equipment | PAAR:00-PVAR | 10/31/2019 | 10/31/2019 | COOPER UNIVERSITY HOSPITAL |  |  | SD8 | WOT00000001962477 | LINDA BEAN | Performance Verification | Closed | Stephen Zubrzycki | 10/31/2019 | 10/31/2019 | Performance Verification for SCHILLER AMERICA, INC. 30225156 765.04697 | Initial Install of Performance Verification. Device is ready for patient use. |  |  | 10/31/2019 | 10/31/2019
|  | SCHILLER AMERICA, INC. | PB-1000 | MODULE, MULTI-PARAMETER |  | CARDIAC CATH LAB | Kelemen |  |  | 10/31/2019 |  | 10/31/26 |  |  | NO | YES |  |  |  |  | SCHILLER AMERICA, INC. 30225157 769.06236 |  |  | Active |  |  |  | Equipment | PAAR:00-PVAR | 10/31/2019 | 10/31/2019 | COOPER UNIVERSITY HOSPITAL |  |  | CCL - Lab 1 | WOT00000001962511 | LINDA BEAN | Performance Verification | Closed | Stephen Zubrzycki | 10/31/2019 | 10/31/2019 | CEID Record Completion for SCHILLER AMERICA, INC. 30225157 769.06236 | Inventoried unit. | EXP2022938 | Labor | 10/31/2019 | 10/31/2019 | Stephen Zubrzycki
|  | SCHILLER AMERICA, INC. | PB-1000 | MODULE, MULTI-PARAMETER |  | CARDIAC CATH LAB | Kelemen |  |  | 10/16/2019 |  | 10/16/26 |  |  | NO | YES |  |  |  |  | SCHILLER AMERICA, INC. 30225116 765.05894 |  |  | Disposition |  | 99:99:99:99:99:99 |  | Equipment | PAAR:00-PVAR | 10/16/2019 | 10/16/2019 | COOPER UNIVERSITY HOSPITAL |  |  | Disposition | WOT00000000952423 | LINDA BEAN | Performance Verification | Closed | Stephen Zubrzycki | 10/16/2019 | 10/16/2019 | Performance Verification for SCHILLER AMERICA, INC. 30225116 765.05894 | Initial Install of Performance Verification. Device is ready for patient use. |  |  | 10/16/2019 | 10/16/2019
|  | SCHILLER AMERICA, INC. | PB-1000 | MODULE, MULTI-PARAMETER |  | CARDIAC CATH LAB | Kelemen |  |  | 10/31/2019 |  | 10/31/26 |  |  | NO | YES |  |  |  |  | SCHILLER AMERICA, INC. 30225115 765.01705 |  |  | Active |  | 99:99:99:99:99:99 |  | Equipment | PAAR:00-PVAR | 10/31/2019 | 10/31/2019 | COOPER UNIVERSITY HOSPITAL |  |  | CCL - Lab 2 | WOT00000000943382 | LINDA BEAN | Performance Verification | Closed | Stephen Zubrzycki | 10/31/2019 | 10/31/2019 | Performance Verification for SCHILLER AMERICA, INC. 30225115 765.01705 | Initial Install of Performance Verification. Device is ready for patient use. |  |  | 10/31/2019 | 10/31/2019
|  | GE HEALTHCARE | E-NMT | MODULE, NEUROMUSCULAR TRANSMISSION |  |  | Pavilion | [7 empty] | NO | YES
|  | GE HEALTHCARE | E-NMT | MODULE, NEUROMUSCULAR TRANSMISSION |  |  | Pavilion | [7 empty] | NO | YES
|  | GE HEALTHCARE | E-NMT | MODULE, NEUROMUSCULAR TRANSMISSION |  |  | Pavilion | [7 empty] | NO | YES
|  | GE HEALTHCARE | E-NMT | MODULE, NEUROMUSCULAR TRANSMISSION | SJC122000 | PEDIATRIC INTENSIVE CARE UNIT | Kelemen |  |  | 09/18/2017 |  | 9/18/24 |  |  | NO | YES |  |  |  |  | GE MEDICAL SYSTEMS 10732343 SJC122000 |  |  | Active |  | 99:99:99:99:99:99 |  | Equipment | PAAR:00-PVAR | 10/31/2019 |  | COOPER UNIVERSITY HOSPITAL |  |  |  | 0012418211 | Susan Cannon | Performance Verification | Closed | Josh Harris | 11/21/2017 | 11/21/2017 | INCOMING INVENTORY | DEVICE INVENTORIED | CED14AE2-B691-4219-8405-5C4AF1D0C77B | Labor | 11/21/2017 | 11/21/2017 | Josh Harris
|  | GE HEALTHCARE | E-NMT | MODULE, NEUROMUSCULAR TRANSMISSION |  | OPERATING ROOM - PAVILION | Pavilion |  |  | 11/05/2010 |  | 11/5/17 |  |  | NO | YES |  |  |  |  | DATEX OHMEDA 10367567 6700622 |  |  | Disposition |  | 99:99:99:99:99:99 |  | Equipment | PAAR:00-PVAR | 11/02/2019 |  | COOPER UNIVERSITY HOSPITAL |  |  | PAVILION OR PO5 | WOT00000000518309 | DOMINIC VENDETTA | Disposition | Closed | Salvatore Bombara | 02/08/2018 | 05/15/2019 | Bulk Disposition CNL | Unit has been retired | EXP2929355 | Labor | 05/15/2019 | 05/15/2019 | Salvatore Bombara
|  | GE HEALTHCARE | E-NMT | MODULE, NEUROMUSCULAR TRANSMISSION |  | ANESTHESIOLOGY | Pavilion |  |  | 02/23/2009 |  | 2/23/16 |  |  | NO | YES |  |  |  |  | DATEX OHMEDA 10367347 6397343 |  |  | Active |  | 99:99:99:99:99:99 |  | Equipment | PAAR:00-PVAR | 11/02/2019 |  | COOPER UNIVERSITY HOSPITAL |  |  | PAVILION OR 8 | WOT00000002200019 | GIACINTA ROUPAS | Disposition | Closed | Salvatore Bombara | 02/14/2019 | 05/15/2019 | Bulk Disposition CNL
|  | GE HEALTHCARE | E-NMT | MODULE, NEUROMUSCULAR TRANSMISSION |  | ANESTHESIOLOGY | Pavilion |  |  | 10/31/2019 |  | 10/31/26 |  |  | NO | YES |  |  |  |  | GE MEDICAL SYSTEMS 30294890 6894553 |  |  | Active |  | 99:99:99:99:99:99 |  | Equipment | PAAR:00-PVAR | 10/31/2019 | 10/31/2019 | COOPER UNIVERSITY HOSPITAL |  |  |  | 0012422188 | GIACINTA ROUPAS | Performance Verification | Closed | Salvatore Bombara | 10/31/2019 | 10/31/2019 | INCOMING INVENTORY | DEVICE INVENTORIED | 0058D276-564F-4146-AEF0-232DFB3F450C | Labor | 10/31/2019 | 10/31/2019 | Salvatore Bombara
|  | GE HEALTHCARE | E-NMT | MODULE, NEUROMUSCULAR TRANSMISSION |  | OPERATING ROOM - PAVILION | Kelemen |  |  | 02/04/2009 |  | 2/4/16 |  |  | NO | YES |  |  |  |  | DATEX OHMEDA 10348266 6397337 |  |  | Disposition |  | 99:99:99:99:99:99 |  | Equipment | PAAR:00-PVAR | 11/02/2019 |  | COOPER UNIVERSITY HOSPITAL |  |  | Room 1 | WOT00000000518176 | DOMINIC VENDETTA | Disposition | Closed | Salvatore Bombara | 02/08/2018 | 05/14/2019 | Bulk Disposition CNL | unit has been retired | EXP2920866 | Labor | 05/14/2019 | 05/14/2019 | Salvatore Bombara
|  | GE HEALTHCARE | E-NMT | MODULE, NEUROMUSCULAR TRANSMISSION |  | ANESTHESIOLOGY | Pavilion |  |  | 02/09/2009 |  | 2/9/16 |  |  | NO | YES |  |  |  |  | DATEX OHMEDA 10348267 6397334 |  |  | Disposition |  | 99:99:99:99:99:99 |  | Equipment | PAAR:00-PVAR | 11/02/2019 |  | COOPER UNIVERSITY HOSPITAL |  |  | pav or 1 | WOT00000000518175 | GIACINTA ROUPAS | Disposition | Closed | Salvatore Bombara | 02/08/2018 | 05/15/2019 | Bulk Disposition CNL | unit has been retired | EXP2920908 | Labor | 05/14/2019 | 05/14/2019 | Salvatore Bombara
|  | GE HEALTHCARE | E-NMT | MODULE, NEUROMUSCULAR TRANSMISSION |  | ANESTHESIOLOGY | Pavilion |  |  | 02/23/2009 |  | 2/23/16 |  |  | NO | YES |  |  |  |  | DATEX OHMEDA 10348268 6397345 |  |  | Disposition |  | 99:99:99:99:99:99 |  | Equipment | PAAR:00-PVAR | 11/02/2019 |  | COOPER UNIVERSITY HOSPITAL |  |  | kel or 3 | WOT00000000518177 | GIACINTA ROUPAS | Disposition | Closed | Salvatore Bombara | 02/08/2018 | 05/15/2019 | Bulk Disposition CNL | unit has been retired | EXP2920944 | Labor | 05/14/2019 | 05/14/2019 | Salvatore Bombara
|  | GE HEALTHCARE | E-NMT | MODULE, NEUROMUSCULAR TRANSMISSION |  | OPERATING ROOM - PAVILION | Pavilion |  |  | 02/09/2009 |  | 2/9/16 |  |  | NO | YES |  |  |  |  | DATEX OHMEDA 10348264 6397333 |  |  | Disposition |  | 99:99:99:99:99:99 |  | Equipment | PAAR:00-PVAR | 11/02/2019 |  | COOPER UNIVERSITY HOSPITAL |  |  | Room 10 | WOT00000000518174 | DOMINIC VENDETTA | Disposition | Closed | Salvatore Bombara | 02/08/2018 | 05/14/2019 | Bulk Disposition CNL | unit has been retired | EXP2920822 | Labor | 05/14/2019 | 05/14/2019 | Salvatore Bombara
|  | GE HEALTHCARE | E-NMT | MODULE, NEUROMUSCULAR TRANSMISSION | SJC14473608HA | VOORHEES SURGERY CENTER-OPERATING ROOM | 900 Centennial Blvd | Suite E |  | 06/19/2015 |  | 6/19/22 |  |  | NO | YES |  |  |  |  | GE MEDICAL SYSTEMS 10347730 SJC14473608HA |  |  | Active |  | 99:99:99:99:99:99 |  | Equipment | PAAR:00-PVAR | 10/31/2019 |  | COOPER AMBULATORY OFF-SITES |  |  |  |  | JENNIFER BOMBARO
|  | GE HEALTHCARE | E-NMT | MODULE, NEUROMUSCULAR TRANSMISSION | SJG15066648HA | VOORHEES SURGERY CENTER-OPERATING ROOM | 900 Centennial Blvd | Suite E |  | 06/19/2015 |  | 6/19/22 |  |  | NO | YES |  |  |  |  | GE MEDICAL SYSTEMS 10347738 SJG15066648HA |  |  | Active |  | 99:99:99:99:99:99 |  | Equipment | PAAR:00-PVAR | 10/31/2019 |  | COOPER AMBULATORY OFF-SITES |  |  |  |  | JENNIFER BOMBARO
|  | GE HEALTHCARE | E-NMT | MODULE, NEUROMUSCULAR TRANSMISSION | SJC15066862HA | VOORHEES SURGERY CENTER-OPERATING ROOM | 900 Centennial Blvd | Suite E |  | 10/31/2019 |  | 10/31/26 |  |  | NO | YES |  |  |  |  | GE MEDICAL SYSTEMS 30149588 SJC15066862HA |  |  | Active |  | 99:99:99:99:99:99 |  | Equipment | PAAR:00-PVAR | 10/31/2019 | 10/31/2019 | COOPER AMBULATORY OFF-SITES |  |  |  |  | JENNIFER BOMBARO |  |  |  | 10/31/2019 | 10/31/2019 |  |  |  |  | 10/31/2019 | 10/31/2019
|  | GE HEALTHCARE | E-NMT | MODULE, NEUROMUSCULAR TRANSMISSION |  | VOORHEES SURGERY CENTER-OPERATING ROOM | 900 Centennial Blvd | Suite E |  | 02/14/2013 |  | 2/14/20 |  |  | NO | YES |  |  |  |  | DATEX OHMEDA 10345433 6946444 |  |  | Active |  | 99:99:99:99:99:99 |  | Equipment | PAAR:00-PVAR | 11/02/2019 |  | COOPER AMBULATORY OFF-SITES |  |  | OR 4 |  | JENNIFER BOMBARO
|  | GE HEALTHCARE | N-FREC-00 | MODULE, PRINTER/CO2 |  | COOPER DIGESTIVE HEALTH-ENDOSCOPY | 501 Fellowship Rd |  |  | 11/01/2019 |  | 11/1/24 |  |  | NO | YES |  |  |  |  | DATEX OHMEDA 11200007 6349483 |  |  | Active |  | 99:99:99:99:99:99 |  | Equipment | PAAR:00-PVAR | 11/01/2019 | 11/01/2019 | COOPER AMBULATORY OFF-SITES |  |  | Suite 102 - Holding | 0011995435 | JEANNE GREER | Repair | Closed | Kirk Lis | 11/01/2019 | 11/01/2019 | MONITOR - WON'T TURN ON - DIGESTIVE HEALTH, SUITE 102, IN BACK | 8/3/2017 8:46:24 AM KALIS (KALIS 8/2/2017 12:00 AM) ANALYZED UNIT. RESEAT POWER PLUG IN BACK OF MONITOR. INFORMED TECH OF ISSUE PERFORMED OVP (KALIS 8/3/2017 12:00 AM) DOCUMENTATION | FAD1F51D-960B-4469-815E-6B8639864901 | Labor | 11/01/2019 | 11/01/2019 | Kirk Lis
|  | GE HEALTHCARE | N-FREC-00 | MODULE, PRINTER/CO2 |  | BRACHFIELD MEDICAL ASSOCIATES-MEDICINE | 218 Sunset Rd |  |  | 06/27/2008 |  | 6/27/13 |  |  | NO | YES |  |  |  |  | GE MEDICAL SYSTEMS 10367187 6386566 |  |  | Active |  | 99:99:99:99:99:99 |  | Equipment | PAAR:00-PVAR | 11/02/2019 |  | COOPER AMBULATORY OFF-SITES |  |  | ENDO - Holding |  | CATHY CRAWFORD
|  | GE HEALTHCARE | N-FREC-00 | MODULE, PRINTER/CO2 |  | BRACHFIELD MEDICAL ASSOCIATES-MEDICINE | 218 Sunset Rd |  |  | 06/27/2008 |  | 6/27/13 |  |  | NO | YES |  |  |  |  | GE MEDICAL SYSTEMS 10367183 6368123 |  |  | Active |  | 99:99:99:99:99:99 |  | Equipment | PAAR:00-PVAR | 11/02/2019 |  | COOPER AMBULATORY OFF-SITES |  |  | ENDO - Holding |  | CATHY CRAWFORD
|  | GE HEALTHCARE | N-FREC-00 | MODULE, PRINTER/CO2 |  | BRACHFIELD MEDICAL ASSOCIATES-MEDICINE | 218 Sunset Rd |  |  | 06/27/2008 |  | 6/27/13 |  |  | NO | YES |  |  |  |  | GE MEDICAL SYSTEMS 10367184 6374575 |  |  | Active |  | 99:99:99:99:99:99 |  | Equipment | PAAR:00-PVAR | 11/02/2019 |  | COOPER AMBULATORY OFF-SITES |  |  | ENDO - Holding |  | CATHY CRAWFORD
|  | GE HEALTHCARE | N-FREC-00 | MODULE, PRINTER/CO2 |  |  | 501 Fellowship Rd | [7 empty] | NO | YES
|  | GE HEALTHCARE | N-FREC-00 | MODULE, PRINTER/CO2 |  | COOPER DIGESTIVE HEALTH-ENDOSCOPY | 501 Fellowship Rd |  |  | 02/26/2008 |  | 2/26/13 |  |  | NO | YES |  |  |  |  | DATEX OHMEDA 10347142 6357332 |  |  | Active |  | 99:99:99:99:99:99 |  | Equipment | PAAR:00-PVAR | 11/02/2019 |  | COOPER AMBULATORY OFF-SITES |  |  | Suite 102 - Procedure Side | WOT00000001167040 | JEANNE GREER | Service Request | Closed | Kirk Lis | 07/13/2018 | 07/30/2018 | CO2 Module - Nurse anesthetist wants to test module | .:: Acknowledged ::. Technician: Kirk Lis Timestamp: 2018-07-13 09:10:58 REMOVED UNIT FROM PROCEDURE ROOM. TESTED AND COULD NOT DUPLICATE ISSUE | EXP1009152 | Labor | 07/13/2018 | 07/13/2018 | Kirk Lis
|  | GE HEALTHCARE | N-FREC-00 | MODULE, PRINTER/CO2 |  | COOPER DIGESTIVE HEALTH-ENDOSCOPY | 501 fellowship road |  |  | 02/28/2008 |  | 2/28/13 |  |  | NO | YES |  |  |  |  | DATEX OHMEDA 10347112 6357333 |  |  | Active |  | 99:99:99:99:99:99 |  | Equipment | PAAR:00-PVAR | 11/02/2019 |  | COOPER AMBULATORY OFF-SITES |  |  | Suite 102 - Procedure Side |  | JEANNE GREER
|  | GE HEALTHCARE | N-FREC-00 | MODULE, PRINTER/CO2 |  | COOPER DIGESTIVE HEALTH-ENDOSCOPY | 501 fellowship road |  |  | 02/26/2008 |  | 2/26/13 |  |  | NO | YES |  |  |  |  | DATEX OHMEDA 10347095 6354711 |  |  | Active |  | 99:99:99:99:99:99 |  | Equipment | PAAR:00-PVAR | 11/01/2019 |  | COOPER AMBULATORY OFF-SITES |  |  | Suite 102 - Procedure Side | 0012263332 | JEANNE GREER | Repair | Closed | Kirk Lis | 10/04/2017 | 10/05/2017 | MONITOR - NEEDS TO BE PUT ON A STAND - SUITE 102 - PROCEDURE SIDE/RM 3 | 10/5/2017 8:11:00 AM KALIS (KALIS 10/4/2017 12:00 AM) TRAVEL TIME 10/5/2017 8:14:20 AM KALIS (KALIS 10/4/2017 12:00 AM) MOVED MONITOR FROM STAND TO CART. CHECKED CONNECTIONS | 90E50A95-B4CB-435E-B42C-6C3C563AB7F2 | Labor | 10/04/2017 | 10/04/2017 | Kirk Lis
|  | GE HEALTHCARE | N-FREC-00 | MODULE, PRINTER/CO2 |  | COOPER DIGESTIVE HEALTH-ENDOSCOPY | 501 Fellowship Rd |  |  | 02/27/2008 |  | 2/27/13 |  |  | NO | YES |  |  |  |  | DATEX OHMEDA 10347081 6375184 |  |  | Active |  | 99:99:99:99:99:99 |  | Equipment | PAAR:00-PVAR | 11/02/2019 |  | COOPER AMBULATORY OFF-SITES |  |  | Suite 102 - Holding |  | JEANNE GREER
|  | GE HEALTHCARE | N-FREC-00 | MODULE, PRINTER/CO2 |  | COOPER DIGESTIVE HEALTH-ENDOSCOPY | 501 Fellowship Rd |  |  | 02/28/2008 |  | 2/28/13 |  |  | NO | YES |  |  |  |  | DATEX OHMEDA 10347064 6368124 |  |  | Active |  | 99:99:99:99:99:99 |  | Equipment | PAAR:00-PVAR | 11/02/2019 |  | COOPER AMBULATORY OFF-SITES |  |  | HOLDING AREA |  | JEANNE GREER
|  | GE HEALTHCARE | N-FREC-00 | MODULE, PRINTER/CO2 |  | COOPER DIGESTIVE HEALTH-ENDOSCOPY | 501 Fellowship Rd |  |  | 02/29/2008 |  | 3/1/13 |  |  | NO | YES |  |  |  |  | DATEX OHMEDA 10347057 6375183 |  |  | Active |  | 99:99:99:99:99:99 |  | Equipment | PAAR:00-PVAR | 11/02/2019 |  | COOPER AMBULATORY OFF-SITES |  |  | Suite 102 - Holding |  | JEANNE GREER
|  | GE HEALTHCARE | N-FREC-00 | MODULE, PRINTER/CO2 |  | COOPER DIGESTIVE HEALTH-ENDOSCOPY | 501 Fellowship Rd |  |  | 02/27/2008 |  | 2/27/13 |  |  | NO | YES |  |  |  |  | DATEX OHMEDA 10347053 6354709 |  |  | Active |  | 99:99:99:99:99:99 |  | Equipment | PAAR:00-PVAR | 11/02/2019 |  | COOPER AMBULATORY OFF-SITES |  |  | HOLDING AREA |  | JEANNE GREER
|  | GE HEALTHCARE | N-FREC-00 | MODULE, PRINTER/CO2 |  | COOPER DIGESTIVE HEALTH-ENDOSCOPY | 501 Fellowship Rd |  |  | 02/29/2008 |  | 3/1/13 |  |  | NO | YES |  |  |  |  | GE MEDICAL SYSTEMS 10347048 |  |  | Active |  | 99:99:99:99:99:99 |  | Equipment | PAAR:00-PVAR | 11/01/2019 |  | COOPER AMBULATORY OFF-SITES |  |  |  |  | JEANNE GREER
|  | GE HEALTHCARE | N-FREC-00 | MODULE, PRINTER/CO2 |  | COOPER DIGESTIVE HEALTH-ENDOSCOPY | 501 Fellowship Rd |  |  | 02/28/2008 |  | 2/28/13 |  |  | NO | YES |  |  |  |  | DATEX OHMEDA 10347050 6349477 |  |  | Active |  | 99:99:99:99:99:99 |  | Equipment | PAAR:00-PVAR | 11/01/2019 |  | COOPER AMBULATORY OFF-SITES |  |  | Suite 102 - Holding |  | JEANNE GREER
|  | GE HEALTHCARE | N-FREC-00 | MODULE, PRINTER/CO2 |  | COOPER DIGESTIVE HEALTH-ENDOSCOPY | 501 Fellowship Rd |  |  | 02/26/2008 |  | 2/26/13 |  |  | NO | YES |  |  |  |  | DATEX OHMEDA 10347044 6354712 |  |  | Active |  | 99:99:99:99:99:99 |  | Equipment | PAAR:00-PVAR | 11/02/2019 |  | COOPER AMBULATORY OFF-SITES |  |  | Suite 102 - Procedure Side |  | JEANNE GREER
|  | GE HEALTHCARE | N-FREC-00 | MODULE, PRINTER/CO2 |  | COOPER DIGESTIVE HEALTH-ENDOSCOPY | 501 Fellowship Rd |  |  | 02/27/2008 |  | 2/27/13 |  |  | NO | YES |  |  |  |  | DATEX OHMEDA 10347038 6375182 |  |  | Active |  | 99:99:99:99:99:99 |  | Equipment | PAAR:00-PVAR | 11/02/2019 |  | COOPER AMBULATORY OFF-SITES |  |  | HOLDING AREA |  | JEANNE GREER
|  | GE HEALTHCARE | N-FREC-00 | MODULE, PRINTER/CO2 |  | COOPER DIGESTIVE HEALTH-ENDOSCOPY | 501 Fellowship Rd |  |  | 02/29/2008 |  | 3/1/13 |  |  | NO | YES |  |  |  |  | DATEX OHMEDA 10347035 6368119 |  |  | Active |  | 99:99:99:99:99:99 |  | Equipment | PAAR:00-PVAR | 11/02/2019 |  | COOPER AMBULATORY OFF-SITES |  |  | Suite 102 - Holding |  | JEANNE GREER
|  | GE HEALTHCARE | N-FREC-00 | MODULE, PRINTER/CO2 |  | COOPER DIGESTIVE HEALTH-ENDOSCOPY | 501 Fellowship Rd |  |  | 02/27/2008 |  | 2/27/13 |  |  | NO | YES |  |  |  |  | DATEX OHMEDA 10347025 6349479 |  |  | Active |  | 99:99:99:99:99:99 |  | Equipment | PAAR:00-PVAR | 11/02/2019 |  | COOPER AMBULATORY OFF-SITES |  |  | Suite 102 - Holding |  | JEANNE GREER
|  | GE HEALTHCARE | N-FREC-00 | MODULE, PRINTER/CO2 |  | COOPER DIGESTIVE HEALTH-ENDOSCOPY | 501 Fellowship Rd |  |  | 02/29/2008 |  | 3/1/13 |  |  | NO | YES |  |  |  |  | DATEX OHMEDA 10347024 6368121 |  |  | Active |  | 99:99:99:99:99:99 |  | Equipment | PAAR:00-PVAR | 11/01/2019 |  | COOPER AMBULATORY OFF-SITES |  |  | Suite 102 - Holding |  | JEANNE GREER
|  | CARDIOQUIP | RM | MODULE, REFRIGERATION, PERFUSION |  |  | Pavilion |  |  | 10/31/2019 |  | 10/31/29 |  |  | NO | YES |  |  |  |  | CARDIOQUIP 11239427 12160986 |  |  | Active | [7 empty] | COOPER UNIVERSITY HOSPITAL |  |  | Perfussion | WOT00000002227694 |  | Performance Verification | Closed | Salvatore Bombara | 10/31/2019 | 10/31/2019 | Performance Verification for CARDIOQUIP 11239427 12160986 |  |  |  | 10/31/2019 | 10/31/2019
|  | DATEX OHMEDA | M-CAIO-02 | MODULE, RESPIRATORY GAS |  | ANESTHESIOLOGY | Kelemen |  |  | 03/10/2005 |  | 3/10/13 |  |  | NO | YES |  |  |  |  | DATEX OHMEDA 10369277 5154871 |  |  | Disposition |  | 99:99:99:99:99:99 |  | High Risk | 6M:00-MFG | 04/22/2019 | 04/01/2020 | COOPER UNIVERSITY HOSPITAL |  |  | Shop |  | GIACINTA ROUPAS
|  | DATEX OHMEDA | M-CAIO-02 | MODULE, RESPIRATORY GAS |  | ANESTHESIOLOGY | Kelemen |  |  | 01/01/1900 |  |  |  |  | NO | YES |  |  |  |  | DATEX OHMEDA 10368232 5162463 |  |  | Disposition |  | 99:99:99:99:99:99 |  | High Risk | 6M:00-MFG | 04/22/2019 | 04/01/2020 | COOPER UNIVERSITY HOSPITAL |  |  | Shop |  | GIACINTA ROUPAS
|  | DATEX OHMEDA | M-CAIO-02 | MODULE, RESPIRATORY GAS |  | ANESTHESIOLOGY | Kelemen |  |  | 10/29/2019 |  | 10/29/27 |  |  | NO | YES |  |  |  |  | DATEX OHMEDA 30143504 5197564 |  |  | Active |  | 99:99:99:99:99:99 |  | High Risk | 1Y:00-MFG 4Y:00-RPLC | 10/29/2019 | 10/29/2019 | COOPER UNIVERSITY HOSPITAL |  |  | Shop Spare |  | GIACINTA ROUPAS |  |  |  | 10/29/2019 | 10/29/2019 |  |  |  |  | 10/29/2019 | 10/29/2019
|  | DATEX OHMEDA | M-CAIO-02 | MODULE, RESPIRATORY GAS |  | ANESTHESIOLOGY | Kelemen |  |  | 11/01/2019 |  | 11/1/27 |  |  | NO | YES |  |  |  |  | DATEX OHMEDA 30143090 5207795 |  |  | Active |  | 99:99:99:99:99:99 |  | High Risk | 6M:00-MFG | 11/01/2019 | 11/01/2019 | COOPER UNIVERSITY HOSPITAL |  |  | CARD CATH LAB 2 |  | GIACINTA ROUPAS |  |  |  | 11/01/2019 | 11/01/2019 |  |  |  |  | 11/01/2019 | 11/01/2019
|  | DATEX OHMEDA | M-CAIO-02 | MODULE, RESPIRATORY GAS |  | ANESTHESIOLOGY | Kelemen |  |  | 04/22/2019 |  | 4/22/27 |  |  | NO | YES |  |  |  |  | DATEX OHMEDA 30142937 5158048 |  |  | Disposition |  | 99:99:99:99:99:99 |  | High Risk | 6M:00-MFG | 04/22/2019 | 04/22/2019 | COOPER UNIVERSITY HOSPITAL |  |  | shop |  | GIACINTA ROUPAS |  |  |  | 04/22/2019 | 04/22/2019 |  |  |  |  | 04/22/2019 | 04/22/2019
|  | DATEX OHMEDA | M-CAIO-02 | MODULE, RESPIRATORY GAS |  | ANESTHESIOLOGY | Kelemen |  |  | 04/22/2019 |  | 4/22/27 |  |  | NO | YES |  |  |  |  | DATEX OHMEDA 30142834 5158064 |  |  | Disposition |  | 99:99:99:99:99:99 |  | High Risk | 6M:00-MFG | 04/22/2019 | 04/22/2019 | COOPER UNIVERSITY HOSPITAL |  |  | shop |  | GIACINTA ROUPAS |  |  |  | 04/22/2019 | 04/22/2019 |  |  |  |  | 04/22/2019 | 04/22/2019
|  | GE HEALTHCARE | E-CAIO-00 | MODULE, RESPIRATORY GAS |  | ANESTHESIOLOGY | Pavilion |  |  | 01/01/1900 |  |  |  |  | NO | YES |  |  |  |  | DATEX OHMEDA 10732483 6332806 |  |  | Active |  | 99:99:99:99:99:99 |  | High Risk | 1Y:00-MFG 4Y:00-RPLC | 11/01/2019 | 11/01/2020 | COOPER UNIVERSITY HOSPITAL |  |  | Anes work room | 0011899751 | GIACINTA ROUPAS | Repair | Closed | Salvatore Bombara | 07/14/2017 | 07/28/2017 | GAS MONITOR - NOT SHOWING UP ON MONITOR, HAS TO KEEP RESETTING TO READ - ANESTHESIA WORKRM 318 | 7/17/2017 3:08:45 PM SXBOMBARA (SXBOMBARA 7/17/2017 12:00 AM) RETRIEVED UNIT. TESTED AND CONFIRMED UNIT HAS A GAS SAMPLE LINE ERROR AND A WATER TRAP ERROR. AFTER CALLING AROUND FOR PRICING, SET UP UNIT FOR FLAT RATE REPAIR A GE. RMA# 1-212749282145. 7/18/2017 12:11:55 PM SXBOMBARA (SXBOMBARA 7/18/2017 12:00 AM) PACKED UP AND SHIPPED OUT UNIT FOR REPAIR. 7/28/2017 11:16:52 AM SXBOMBARA (SXBOMBARA 7/28/2017 12:00 AM) RETURNED FROM REPAIR. TESTED AND PASSED FULL FUNCTIONAL CHECK. RETURNED TO SERVICE. SEE ATTACHMENT. | F7941E2E-5F96-43C4-B62B-B0D449B958B6 | VS | 01/01/1900 | 01/01/1900 | Salvatore Bombara
|  | GE HEALTHCARE | E-CAIO-00 | MODULE, RESPIRATORY GAS |  |  | Dorrance | [7 empty] | NO | YES
|  | GE HEALTHCARE | E-CAIO-00 | MODULE, RESPIRATORY GAS |  | ANESTHESIOLOGY | Pavilion |  |  | 02/23/2009 |  | 2/23/17 |  |  | NO | YES |  |  |  |  | DATEX OHMEDA 10369324 6398752 |  |  | Active |  | 99:99:99:99:99:99 |  | High Risk | 1Y:00-MFG 4Y:00-RPLC | 11/01/2019 | 11/01/2020 | COOPER UNIVERSITY HOSPITAL |  |  | OR PAVILION- P6 | 0012352272 | GIACINTA ROUPAS | Preventative Maintenance | Closed | Salvatore Bombara | 11/01/2017 | 11/21/2017 | Performance Assurance: 00-MFG | 11/21/2017 2:12:16 PM SXBOMBARA (SXBOMBARA 11/18/2017 12:00 AM) TESTED AND PASSED FUNCTIONAL CHECK. CALIBRATED AND PERFORMED GAS TEST. ADJUSTED CO2- 5%, O2- 54.5%, N2O-36%, DESFLURANE-2%. 11/21/2017 2:12 PM SXBOMBARA | 82D708CE-B12D-44D8-894B-9B150B4F2018 | Labor | 11/18/2017 | 11/18/2017 | Salvatore Bombara
|  | GE HEALTHCARE | E-CAIO-00 | MODULE, RESPIRATORY GAS |  | ANESTHESIOLOGY | Pavilion |  |  | 02/23/2009 |  | 2/23/17 |  |  | NO | YES |  |  |  |  | DATEX OHMEDA 10369301 6420378 |  |  | Active |  | 99:99:99:99:99:99 |  | High Risk | 1Y:00-MFG 4Y:00-RPLC | 11/01/2019 | 11/01/2020 | COOPER UNIVERSITY HOSPITAL |  |  | Anes Work Room | 0012352274 | GIACINTA ROUPAS | Preventative Maintenance | Closed | Salvatore Bombara | 11/01/2017 | 11/14/2017 | Performance Assurance: 00-MFG | 11/14/2017 2:59:21 PM SXBOMBARA (SXBOMBARA 11/13/2017 12:00 AM) TESTED AND PASSED FUNCTIONAL CHECK. CALIBRATED AND PERFORMED GAS TEST. ADJUSTED CO2- 5%, O2- 54.5%, N2O-36%, DESFLURANE-2%. 11/14/2017 2:59 PM SXBOMBARA | CA2489E0-643B-4472-B6A6-416CA0C1B394 | Labor | 11/13/2017 | 11/13/2017 | Salvatore Bombara
|  | GE HEALTHCARE | E-CAIO-00 | MODULE, RESPIRATORY GAS |  | OPERATING ROOM - PAVILION | Pavilion |  |  | 02/04/2009 |  | 2/4/17 |  |  | NO | YES |  |  |  |  | GE MEDICAL SYSTEMS 10367557 6414611 |  |  | Active |  | 99:99:99:99:99:99 |  | High Risk | 1Y:00-MFG 4Y:00-RPLC | 11/01/2019 | 11/01/2020 | COOPER UNIVERSITY HOSPITAL |  |  | PAVILION OR 3 | 0011348711 | DOMINIC VENDETTA | Preventative Maintenance | Closed | Salvatore Bombara | 03/15/2017 | 03/15/2017 | PA | 3/15/2017 2:51:13 PM SXBOMBARA (SXBOMBARA 3/14/2017 12:00 AM) TESTED AND PASSED FUNCTIONAL CHECK. CALIBRATED AND PERFORMED GAS TEST. ADJUSTED CO2- 5%, O2- 54.5%, N2O-36%, DESFLURANE-2%. 3/15/2017 2:51 PM SXBOMBARA | B5FBD6BF-0479-463B-8CFA-087E69DE7159 | Labor | 03/14/2017 | 03/14/2017 | Salvatore Bombara
|  | GE HEALTHCARE | E-CAIO-00 | MODULE, RESPIRATORY GAS |  | ANESTHESIOLOGY | Dorrance |  |  | 02/23/2009 |  | 2/23/17 |  |  | NO | YES |  |  |  |  | DATEX OHMEDA 10367350 6420359 |  |  | Active |  | 99:99:99:99:99:99 |  | High Risk | 1Y:00-MFG 4Y:00-RPLC | 10/28/2019 | 10/01/2020 | COOPER UNIVERSITY HOSPITAL |  |  | L & D 2 | 0011899738 | GIACINTA ROUPAS | Repair | Closed | Salvatore Bombara | 07/14/2017 | 07/14/2017 | GAS MONITOR - NOT SHOWING UP ON MONITOR, HAS TO KEEP RESETTING TO READ - ANESTHESIA WORKRM 318 | 7/14/2017 2:10:34 PM SXBOMBARA (SXBOMBARA 7/14/2017 12:00 AM) TESTED AND PASSED FUNCTIONAL CHECK. CALIBRATED UNIT. RETURNED TO SERVICE. | 98293426-F303-4C54-A9C4-90874CBC6AB3 | Labor | 07/14/2017 | 07/14/2017 | Salvatore Bombara
|  | GE HEALTHCARE | E-CAIO-00 | MODULE, RESPIRATORY GAS |  | ANESTHESIOLOGY | Kelemen |  |  | 11/01/2019 |  | 11/1/27 |  |  | NO | YES |  |  |  |  | DATEX OHMEDA 30294886 6420375 |  |  | Active |  | 99:99:99:99:99:99 |  | High Risk | 1Y:00-MFG 4Y:00-RPLC | 11/01/2019 | 11/01/2019 | COOPER UNIVERSITY HOSPITAL |  |  | CATH LAB 1 |  | GIACINTA ROUPAS |  |  |  | 11/01/2019 | 11/01/2019 |  |  |  |  | 11/01/2019 | 11/01/2019
|  | GE HEALTHCARE | E-CAIO-00 | MODULE, RESPIRATORY GAS |  | ANESTHESIOLOGY | Kelemen |  |  | 11/01/2019 |  | 11/1/27 |  |  | NO | YES |  |  |  |  | DATEX OHMEDA 30294885 6410347 |  |  | Active |  | 99:99:99:99:99:99 |  | High Risk | 1Y:00-MFG 4Y:00-RPLC | 11/01/2019 | 11/01/2019 | COOPER UNIVERSITY HOSPITAL |  |  | Pav OR 7 |  | GIACINTA ROUPAS |  |  |  | 11/01/2019 | 11/01/2019 |  |  |  |  | 11/01/2019 | 11/01/2019
|  | GE HEALTHCARE | E-CAIO-00 | MODULE, RESPIRATORY GAS |  | ANESTHESIOLOGY | Pavilion |  |  | 06/30/2015 |  | 6/30/23 |  |  | NO | YES |  |  |  |  | DATEX OHMEDA 10366497 641463300 |  |  | Active |  | 99:99:99:99:99:99 |  | High Risk | 1Y:00-MFG 4Y:00-RPLC | 11/01/2019 | 11/01/2020 | COOPER UNIVERSITY HOSPITAL |  |  | Pav OR 4 |  | GIACINTA ROUPAS
|  | GE HEALTHCARE | E-CAIO-00 | MODULE, RESPIRATORY GAS |  | VOORHEES SURGERY CENTER-OPERATING ROOM | 900 Centennial Blvd | Suite E |  | 06/24/2011 |  | 6/24/19 |  |  | NO | YES |  |  |  |  | DATEX OHMEDA 10347235 6746495 |  |  | Active |  |  |  | High Risk | 6M:00-MFG | 10/30/2019 | 04/01/2020 | COOPER AMBULATORY OFF-SITES |  |  | Spare unit E 117 | 0012352247 | JENNIFER BOMBARO | Preventative Maintenance | Closed | Salvatore Bombara | 11/01/2017 | 01/25/2018 | Performance Assurance: 00-MFG | 11/14/2017 2:50:34 PM SXBOMBARA (SXBOMBARA 11/14/2017 12:00 AM) SEARCHED FOR UNIT AND UNABLE TO LOCATE. SUPERVISORS HAVE BEEN CONTACTED TO ASSIST IN LOCATION. 11/27/2017 8:07:47 AM SXBOMBARA (SXBOMBARA 11/27/2017 12:00 AM) SEARCHED FOR THIS UNIT ALL MONTH, UNABLE TO LOCATE. 12/27/2017 8:37:14 AM SXBOMBARA (SXBOMBARA 12/27/2017 12:00 AM) SEARCHED FOR THIS UNIT ALL MONTH WITH NO SUCCESS. 2ND MONTH 1/25/2018 11:11:38 AM SXBOMBARA (SXBOMBARA 1/25/2018 12:00 AM) SEARCHED FOR UNIT ALL MONTH. UNABLE TO LOCATE. RETIRE UNIT 1/25/2018 11:11 AM SXBOMBARA This device has been removed from an active status with the RSQ Database, and physically removed from the facility. Device retired on 1/25/2018; Authorized By: VSC; Nature of Retirement: COULD NOT LOCATE; Days In Service: 966 | DAE47A03-82FE-4FF8-BE22-C3B15182CFF0 | Labor | 01/25/2018 | 01/25/2018 | Salvatore Bombara
|  | GE HEALTHCARE | E-CAIO-00 | MODULE, RESPIRATORY GAS |  | VOORHEES SURGERY CENTER-OPERATING ROOM | Kelemen |  |  | 06/24/2011 |  | 6/24/19 |  |  | NO | YES |  |  |  |  | DATEX OHMEDA 10347226 6748851 |  |  | Active |  | 99:99:99:99:99:99 |  | High Risk | 6M:00-MFG | 09/26/2019 | 03/01/2020 | COOPER AMBULATORY OFF-SITES |  |  | ROOM E121 spare |  | JENNIFER BOMBARO
|  | GE HEALTHCARE | E-CAIO-00 | MODULE, RESPIRATORY GAS |  | ANESTHESIOLOGY | Pavilion |  |  | 11/01/2019 |  | 11/1/27 |  |  | NO | YES |  |  |  |  | GE MEDICAL SYSTEMS 30144060 6943638 |  |  | Active |  | 99:99:99:99:99:99 |  | High Risk | 1Y:00-MFG 4Y:00-RPLC | 11/01/2019 | 11/01/2019 | COOPER UNIVERSITY HOSPITAL |  |  | pav or 1 | 0011369762 | GIACINTA ROUPAS | Preventative Maintenance | Closed | Salvatore Bombara | 11/01/2019 | 11/01/2019 | PA | 3/23/2017 9:03:11 AM SXBOMBARA (SXBOMBARA 3/21/2017 12:00 AM) TESTED AND PASSED FUNCTIONAL CHECK. CALIBRATED AND PERFORMED GAS TEST. ADJUSTED CO2- 5%, O2- 54.5%, N2O-36%, DESFLURANE-2%. 3/23/2017 9:03 AM SXBOMBARA | 1B95751D-B06A-4C1C-9245-590EDE95539D | Labor | 11/01/2019 | 11/01/2019 | Salvatore Bombara
|  | GE HEALTHCARE | E-CAIO-00 | MODULE, RESPIRATORY GAS |  | ANESTHESIOLOGY | Pavilion |  |  | 11/01/2019 |  | 11/1/27 |  |  | NO | YES |  |  |  |  | GE MEDICAL SYSTEMS 30143412 6423883 |  |  | Active |  | 99:99:99:99:99:99 |  | High Risk | 1Y:00-MFG 4Y:00-RPLC | 11/01/2019 | 11/01/2019 | COOPER UNIVERSITY HOSPITAL |  |  | Pav OR P 7 | 0012418587 | GIACINTA ROUPAS | Performance Verification | Closed | Bonnie Aichroth | 11/01/2019 | 11/01/2019 | INCOMING INVENTORY | DEVICE INVENTORIED | 69A6BD73-77D9-4C82-81D8-3328C32EAD0B | Labor | 11/01/2019 | 11/01/2019 | Bonnie Aichroth
|  | GE HEALTHCARE | E-CAIO-00 | MODULE, RESPIRATORY GAS |  | ANESTHESIOLOGY | Kelemen |  |  | 11/01/2019 |  | 11/1/27 |  |  | NO | YES |  |  |  |  | DATEX OHMEDA 30143083 6835106 |  |  | Active |  | 99:99:99:99:99:99 |  | High Risk | 1Y:00-MFG 4Y:00-RPLC | 11/01/2019 | 11/01/2019 | COOPER UNIVERSITY HOSPITAL |  |  | Pav OR 8 |  | GIACINTA ROUPAS |  |  |  | 11/01/2019 | 11/01/2019 |  |  |  |  | 11/01/2019 | 11/01/2019
|  | GE HEALTHCARE | E-CAIO-00 | MODULE, RESPIRATORY GAS |  | VOORHEES SURGERY CENTER-OPERATING ROOM | 900 Centennial Blvd | Suite E |  | 02/14/2013 |  | 2/14/21 |  |  | NO | YES |  |  |  |  | DATEX OHMEDA 10345434 6934795 |  |  | Active |  | 99:99:99:99:99:99 |  | High Risk | 6M:00-MFG | 09/25/2019 | 03/01/2020 | COOPER AMBULATORY OFF-SITES |  |  | OR 4 |  | JENNIFER BOMBARO
|  | GE HEALTHCARE | E-MASIMO-00 | MODULE, SPO2 |  | INTENSIVE CARE NURSERY | Dorrance |  |  | 10/31/2019 |  | 10/31/26 |  |  | NO | YES |  |  |  |  | GE MEDICAL SYSTEMS 11222162 8301581 |  |  | Active |  | 99:99:99:99:99:99 |  | Alarm | PAAR:00-PVAR | 10/31/2019 | 10/31/2019 | COOPER UNIVERSITY HOSPITAL |  |  |  | WOT00000001619452 | JOANNE FOX | Performance Verification | Closed | Richard Jolly | 10/31/2019 | 10/31/2019 | Performance Verification for GE MEDICAL SYSTEMS 11222162 8301581 | Initial Install of Performance Verification. Device is ready for patient use. |  |  | 10/31/2019 | 10/31/2019
|  | GE HEALTHCARE | E-MASIMO-00 | MODULE, SPO2 |  | INTENSIVE CARE NURSERY | Dorrance |  |  | 10/31/2019 |  | 10/31/26 |  |  | NO | YES |  |  |  |  | GE MEDICAL SYSTEMS 11222160 8301593 |  |  | Active |  | 99:99:99:99:99:99 |  | Alarm | PAAR:00-PVAR | 10/31/2019 | 10/31/2019 | COOPER UNIVERSITY HOSPITAL |  |  |  | WOT00000001619415 | JOANNE FOX | Performance Verification | Closed | Richard Jolly | 10/31/2019 | 10/31/2019 | Performance Verification for GE MEDICAL SYSTEMS 11222160 8301593 | Initial Install of Performance Verification. Device is ready for patient use. |  |  | 10/31/2019 | 10/31/2019
|  | GE HEALTHCARE | E-NSATX-00 | MODULE, SPO2 |  | ANESTHESIOLOGY | Kelemen |  |  | 10/16/2019 |  | 10/16/26 |  |  | NO | YES |  |  |  |  | GE MEDICAL SYSTEMS 16812 6400592 |  |  | Disposition |  |  |  | Alarm | PAAR:00-PVAR | 10/16/2019 | 10/16/2019 | COOPER UNIVERSITY HOSPITAL |  |  | PAVILION 3 |  | GIACINTA ROUPAS |  |  |  | 10/16/2019 | 10/16/2019 |  |  |  |  | 10/16/2019 | 10/16/2019
|  | GE HEALTHCARE | E-NSATX-00 | MODULE, SPO2 |  | VOORHEES SURGERY CENTER-OPERATING ROOM | 900 Centennial Blvd | Suite E |  | 02/20/2008 |  | 2/20/15 |  |  | NO | YES |  |  |  |  | DATEX OHMEDA 10346031 6351812 |  |  | Active |  | 99:99:99:99:99:99 |  | Alarm | PAAR:00-PVAR | 11/01/2019 |  | COOPER AMBULATORY OFF-SITES |  |  | OR 2 |  | JENNIFER BOMBARO
|  | MICROPACE | STIMLAB MP3168 | MONITOR | 12-243 | CARDIAC CATH LAB | Kelemen |  |  | 08/26/2019 |  | 8/26/29 |  | SYSTEM COMPONENT | NO | YES |  |  |  |  | MICROPACE 30225173 12-243 |  |  | Active |  |  |  | High Risk | 1Y:00-MFG | 08/26/2019 | 08/26/2019 | COOPER UNIVERSITY HOSPITAL |  |  | CCL - K432 Storage | WOT00000002859532 | LINDA BEAN | Performance Verification | Closed | Stephen Zubrzycki | 08/26/2019 | 08/26/2019 | Performance Verification for UNMATCHED 30225173 12-243 | Initial Install of Performance Verification. Device is ready for patient use. |  |  | 08/26/2019 | 08/26/2019
|  | SONY | AC-110MD | MONITOR, ADAPTOR |  | OR - KELEMEN 3 | Pavilion |  |  | 01/01/1900 |  |  |  |  | NO | YES |  |  |  |  | SONY 10367618 3403188 |  |  | Active |  | 99:99:99:99:99:99 |  | Equipment | PAAR:00-PVAR | 11/02/2019 |  | COOPER UNIVERSITY HOSPITAL |  |  | pav or 7 | WOT00000002200325 | DOMINIC VENDETTA | Disposition | Closed | Salvatore Bombara | 02/14/2019 | 05/16/2019 | Bulk Disposition CNL
|  | EDENTEC CORPORATION | 2000W | MONITOR, APNEA |  | SIDS | Dorrance | BASEMENT |  | 06/10/2015 |  | 6/10/22 |  |  | NO | YES |  |  |  |  | EDENTEC CORPORATION 10649943 7685 |  |  | Disposition |  | 99:99:99:99:99:99 |  | Alarm | 1Y:00-MFG | 01/29/2019 | 01/01/2020 | COOPER UNIVERSITY HOSPITAL |  |  |  | 0011491205 | TOM NEARNY | Performance Verification | Closed | Bonnie Aichroth | 04/18/2017 | 04/18/2017 | INCOMING INVENTORY | DEVICE INVENTORIED | 782D6820-91CB-494B-83CE-907A9C2317E3 | Labor | 04/18/2017 | 04/18/2017 | Bonnie Aichroth
|  | EDENTEC CORPORATION | EDENTRACE 2 PLUS | MONITOR, APNEA |  | SIDS | Dorrance | BASEMENT |  | 01/01/1900 |  |  |  |  | NO | YES |  |  |  |  | EDENTEC CORPORATION 10649944 10327 |  |  | Active |  | 99:99:99:99:99:99 |  | Alarm | 1Y:00-MFG | 01/28/2019 | 01/01/2020 | COOPER UNIVERSITY HOSPITAL |  |  | BASEMENT DORRANCE | 0011491194 | TOM NEARNY | Preventative Maintenance | Closed | Kirk Lis | 04/18/2017 | 04/18/2017 | Performance Assurance: 00-MFG | 4/18/2017 7:49:38 AM BGAICHROTH PUT BACK IN SERVICE JANUARY 9, 2017 | E7EDB2E1-97E3-4165-BDF3-54615A845AC5 | Labor | 04/18/2017 | 04/18/2017 | Bonnie Aichroth
|  | EDENTEC CORPORATION | EDENTRACE 2 PLUS | MONITOR, APNEA |  | SIDS | Dorrance | BASEMENT |  | 01/01/1900 |  |  |  |  | NO | YES |  |  |  |  | EDENTEC CORPORATION 10649942 10102 |  |  | Active |  | 99:99:99:99:99:99 |  | Alarm | 1Y:00-MFG | 01/28/2019 | 01/01/2020 | COOPER UNIVERSITY HOSPITAL |  |  | BSEMENT DORRANCE | 0011491195 | TOM NEARNY | Preventative Maintenance | Closed | Kirk Lis | 04/18/2017 | 04/18/2017 | Performance Assurance: 00-MFG | 4/18/2017 7:51:05 AM BGAICHROTH FOUND JANUARY 6, 2017 | 0CEE759C-3DAC-4678-889D-5E68AC68A153 | Labor | 04/18/2017 | 04/18/2017 | Bonnie Aichroth
|  | RESPIRONICS | SMARTMONITOR 2PS | MONITOR, APNEA |  | SIDS | Dorrance | BASEMENT |  | 09/19/2012 |  | 9/19/19 |  |  | NO | YES |  |  |  |  | RESPIRONICS 10480230 10005150 |  |  | Active |  | 99:99:99:99:99:99 |  | Alarm | 1Y:00-MFG | 01/28/2019 | 01/01/2020 | COOPER UNIVERSITY HOSPITAL |  |  | BASEMENT DORRANCE |  | TOM NEARNY
|  | GE HEALTHCARE | DK19T USE1921A | MONITOR, AUXILIARY | DTQ231K3036 | ANESTHESIOLOGY | Kelemen | Basement |  | 02/07/2017 |  | 2/7/24 |  |  | NO | YES |  |  |  |  | GE MEDICAL SYSTEMS 10769336 DTQ231K3036 |  |  | Active |  | 11:11:11:11:11:11 |  | Accessory | PAAR:00-PVAR | 10/31/2019 |  | COOPER UNIVERSITY HOSPITAL |  |  |  | 0011307260 | GIACINTA ROUPAS | Preventative Maintenance | Closed | Bonnie Aichroth | 03/01/2017 | 03/01/2017 | PERFORMANCE ASSURANCE AT INVENTORY | INVENTORIED DEVICE AND ENSURED DEVICE WAS FUNCTIONING PROPERLY. | 8DCAF7B0-EA01-40ED-A72D-A6E707C24598 | Labor | 02/07/2017 | 02/07/2017 | Salvatore Bombara
|  | GE HEALTHCARE | D19KT | MONITOR, AUXILLARY | Dtq231k3088 |  | Pavilion | [7 empty] | NO | YES
|  | GE HEALTHCARE | D19KT | MONITOR, AUXILLARY | DTR45014042 | ANESTHESIOLOGY | Pavilion |  |  | 10/31/2019 |  | 10/31/26 |  |  | NO | YES |  |  |  |  | GE MEDICAL SYSTEMS 11239144 DTR45014042 |  |  | Active |  | 11:11:11:11:11:11 |  | Accessory | PAAR:00-PVAR | 10/31/2019 | 10/31/2019 | COOPER UNIVERSITY HOSPITAL |  |  | SD OR 8 | WOT00000000616524 | GIACINTA ROUPAS | Performance Verification | Closed | Tom Burhart | 10/31/2019 | 10/31/2019 | Performance Verification for GE MEDICAL SYSTEMS 11239144 DTR45014042 | Initial Install of Performance Verification. Device is ready for patient use. |  |  | 10/31/2019 | 10/31/2019
|  | GE HEALTHCARE | D19KT | MONITOR, AUXILLARY | DTS13011995 | INTENSIVE CARE NURSERY | Dorrance |  |  | 10/31/2019 |  | 10/31/26 |  |  | NO | YES |  |  |  |  | GE MEDICAL SYSTEMS 11222158 DTS13011995 |  |  | Active |  | 11:11:11:11:11:11 |  | Accessory | PAAR:00-PVAR | 10/31/2019 | 10/31/2019 | COOPER UNIVERSITY HOSPITAL |  |  |  | WOT00000001619254 | JOANNE FOX | Performance Verification | Closed | Richard Jolly | 10/31/2019 | 10/31/2019 | Performance Verification for GE MEDICAL SYSTEMS 11222158 DTS13011995 | Initial Install of Performance Verification. Device is ready for patient use. |  |  | 10/31/2019 | 10/31/2019
|  | GE HEALTHCARE | D19KT | MONITOR, AUXILLARY | DTQ231K3098 | ANESTHESIOLOGY | Pavilion |  |  | 02/07/2017 |  | 2/7/24 |  |  | NO | YES |  |  |  |  | GE MEDICAL SYSTEMS 10769335 DTQ231K3098 |  |  | Active |  | 11:11:11:11:11:11 |  | Accessory | PAAR:00-PVAR | 10/31/2019 |  | COOPER UNIVERSITY HOSPITAL |  |  | OR P3 | 0011307265 | GIACINTA ROUPAS | Performance Verification | Closed | Bonnie Aichroth | 03/01/2017 | 03/01/2017 | INCOMING INVENTORY | DEVICE INVENTORIED | 25383518-E8F6-4A95-8728-DC710861675B | Labor | 03/01/2017 | 03/01/2017 | Bonnie Aichroth
|  | GE HEALTHCARE | D19KT | MONITOR, AUXILLARY | DTR45014011 | ANESTHESIOLOGY | Pavilion |  |  | 02/12/2018 |  | 2/12/25 |  |  | NO | YES |  |  |  |  | GE MEDICAL SYSTEMS 10752647 DTR45014011 |  |  | Active |  | 11:11:11:11:11:11 |  | Accessory | PAAR:00-PVAR | 10/31/2019 |  | COOPER UNIVERSITY HOSPITAL |  |  | 2n Floor Pav OR SD7 | WOT00000000549072 | GIACINTA ROUPAS | Performance Verification | Closed | Salvatore Bombara | 02/15/2018 | 07/22/2019 | Performance Verification for GE MEDICAL SYSTEMS 10752647 DTR45014011 | Initial Install of Performance Verification. Device is ready for patient use.
|  | GE HEALTHCARE | D19KT | MONITOR, AUXILLARY | DTR19012056 | PEDIATRIC INTENSIVE CARE UNIT | Kelemen |  |  | 09/13/2017 |  | 9/13/24 |  |  | NO | YES |  |  |  |  | GE MEDICAL SYSTEMS 10732299 DTR19012056 |  |  | Active |  | 74:FE:48:28:03:78 |  | Accessory | PAAR:00-PVAR | 10/31/2019 |  | COOPER UNIVERSITY HOSPITAL |  |  | ROOM 617 | 0012160550 | Susan Cannon | Performance Verification | Closed | Richard Jolly | 09/14/2017 | 09/14/2017 | INCOMING INVENTORY | DEVICE INVENTORIED | 7CB546EF-C1D3-4F1E-B900-A737D93C37B8 | Labor | 09/14/2017 | 09/14/2017 | Bonnie Aichroth
|  | GE HEALTHCARE | D19KT | MONITOR, AUXILLARY | DTR19012077 | PEDIATRIC INTENSIVE CARE UNIT | Kelemen |  |  | 09/13/2017 |  | 9/13/24 |  |  | NO | YES |  |  |  |  | GE MEDICAL SYSTEMS 10732300 DTR19012077 |  |  | Active |  | 74:FE:48:1E:6C:0E |  | Accessory | PAAR:00-PVAR | 10/31/2019 |  | COOPER UNIVERSITY HOSPITAL |  |  | ROOM 618 | 0012160555 | Susan Cannon | Preventative Maintenance | Closed | Richard Jolly | 09/14/2017 | 09/14/2017 | PERFORMANCE ASSURANCE AT INVENTORY | INVENTORIED DEVICE AND ENSURED DEVICE WAS FUNCTIONING PROPERLY. | 930E0345-67EC-456A-8408-1F8AB6C31F51 | Labor | 09/13/2017 | 09/13/2017 | Richard Jolly
|  | GE HEALTHCARE | D19KT | MONITOR, AUXILLARY | DTR19011957 | PEDIATRIC INTENSIVE CARE UNIT | Kelemen |  |  | 09/13/2017 |  | 9/13/24 |  |  | NO | YES |  |  |  |  | GE MEDICAL SYSTEMS 10732298 DTR19011957 |  |  | Active |  | 11:11:11:11:11:11 |  | Accessory | PAAR:00-PVAR | 10/31/2019 |  | COOPER UNIVERSITY HOSPITAL |  |  | ROOM 616 | 0012160542 | Susan Cannon | Preventative Maintenance | Closed | Richard Jolly | 09/14/2017 | 09/14/2017 | PERFORMANCE ASSURANCE AT INVENTORY | INVENTORIED DEVICE AND ENSURED DEVICE WAS FUNCTIONING PROPERLY. | C260B6F6-D05D-4294-B55B-7DCD49E2FD2D | Labor | 09/13/2017 | 09/13/2017 | Richard Jolly
|  | GE HEALTHCARE | D19KT | MONITOR, AUXILLARY | DTR19012010 | PEDIATRIC INTENSIVE CARE UNIT | Kelemen |  |  | 09/13/2017 |  | 9/13/24 |  |  | NO | YES |  |  |  |  | GE MEDICAL SYSTEMS 10732297 DTR19012010 |  |  | Active |  | 11:11:11:11:11:11 |  | Accessory | PAAR:00-PVAR | 10/31/2019 |  | COOPER UNIVERSITY HOSPITAL |  |  | ROOM 615 | 0012160086 | Susan Cannon | Preventative Maintenance | Closed | Richard Jolly | 09/14/2017 | 09/14/2017 | PERFORMANCE ASSURANCE AT INVENTORY | INVENTORIED DEVICE AND ENSURED DEVICE WAS FUNCTIONING PROPERLY. | 3CE8F35A-8A45-4B33-8489-D9A649018AF6 | Labor | 09/13/2017 | 09/13/2017 | Richard Jolly
|  | GE HEALTHCARE | D19KT | MONITOR, AUXILLARY | DTR19012100 | PEDIATRIC INTENSIVE CARE UNIT | Kelemen |  |  | 09/13/2017 |  | 9/13/24 |  |  | NO | YES |  |  |  |  | GE MEDICAL SYSTEMS 10732296 DTR19012100 |  |  | Active |  | 11:11:11:11:11:11 |  | Accessory | PAAR:00-PVAR | 10/31/2019 |  | COOPER UNIVERSITY HOSPITAL |  |  | ROOM 614 | 0012160081 | Susan Cannon | Performance Verification | Closed | Richard Jolly | 09/14/2017 | 09/14/2017 | INCOMING INVENTORY | DEVICE INVENTORIED | 6B276EA0-304F-4743-B3CA-98BEB9B3F546 | Labor | 09/14/2017 | 09/14/2017 | Bonnie Aichroth
|  | GE HEALTHCARE | D19KT | MONITOR, AUXILLARY | DTR19011971 | PEDIATRIC INTENSIVE CARE UNIT | Kelemen |  |  | 09/13/2017 |  | 9/13/24 |  |  | NO | YES |  |  |  |  | GE MEDICAL SYSTEMS 10732295 DTR19011971 |  |  | Active |  | 11:11:11:11:11:11 |  | Accessory | PAAR:00-PVAR | 10/31/2019 |  | COOPER UNIVERSITY HOSPITAL |  |  | ROOM 613 | 0012160077 | Susan Cannon | Preventative Maintenance | Closed | Richard Jolly | 09/14/2017 | 09/14/2017 | PERFORMANCE ASSURANCE AT INVENTORY | INVENTORIED DEVICE AND ENSURED DEVICE WAS FUNCTIONING PROPERLY. | BF66F24E-D966-4792-B313-29AFDB6536B2 | Labor | 09/13/2017 | 09/13/2017 | Richard Jolly
|  | GE HEALTHCARE | D19KT | MONITOR, AUXILLARY | DTM461K2433 |  | 900 Centennial Blvd | Suite E | [6 empty] | NO | YES
|  | GE HEALTHCARE | D19KT | MONITOR, AUXILLARY | DTM451K2339 | OR - KELEMEN 3 | Pavilion |  |  | 01/01/1900 |  |  |  |  | NO | YES |  |  |  |  | GE MEDICAL SYSTEMS 10346255 DTM451K2339 |  |  | Active |  | 11:11:11:11:11:11 |  | Accessory | PAAR:00-PVAR | 11/02/2019 |  | COOPER UNIVERSITY HOSPITAL |  |  | OR 9 | 0011174236 | DOMINIC VENDETTA | Repair | Closed | Salvatore Bombara | 02/03/2017 | 02/03/2017 | WORKSTATION - REQ STAT, NOT LINKING, VITALS NOT CROSSING TO EPIC - OR P1 | 2/3/2017 10:32:03 AM SXBOMBARA (SXBOMBARA 2/3/2017 12:00 AM) CONFIRMED THAT EPIC IS NOT COMMUNICATION WITH THE PT. MONITOR. ALL CONNECTIONS AND CABLES ARE SECURE AND FUNCTIONING PROPERLY. AT THIS POINT EPIC SEEMS TO HAVE A CONNECTIVITY ISSUE. STAFF CONTACTED EPIC FOR REPAIR. | FA6173F5-605B-47B0-81B1-16C113C8FEE9 | Labor | 02/03/2017 | 02/03/2017 | Salvatore Bombara
|  | GE HEALTHCARE | CARESCAPE B450 | MONITOR, BEDISIDE, PHYSIOLOGIC | SNE19332034SA | TRAUMA ICU | Kelemen |  |  | 11/15/2019 |  | 11/15/26 |  |  | NO | YES |  |  |  |  | GE MEDICAL SYSTEMS 11222264 SNE19332034SA |  |  | Active |  |  |  | Alarm | 1Y:00-MFG | 11/15/2019 | 11/15/2019 | COOPER UNIVERSITY HOSPITAL |  |  |  | WOT00000004325680 | Diane Floyd | Performance Verification | Completed | Richard Jolly | 11/15/2019 | 11/15/2019 | Performance Verification for GE MEDICAL SYSTEMS 11222264 SNE19332034SA | Initial Install of Performance Verification. Device is ready for patient use. |  |  | 11/15/2019 | 11/15/2019
|  | GE HEALTHCARE | CARESCAPE B450 | MONITOR, BEDISIDE, PHYSIOLOGIC | ]C1SNE19332045SA | KELEMEN 8 PCU | Kelemen |  |  | 11/14/2019 |  | 11/14/26 |  |  | NO | YES |  |  |  |  | GE MEDICAL SYSTEMS 11208486 ]C1SNE19332045SA |  |  | Active |  | 00:00:00:00:00:00 |  | Alarm | 1Y:00-MFG | 11/14/2019 | 11/14/2019 | COOPER UNIVERSITY HOSPITAL |  |  | PAV 056 | WOT00000004318449 | BYRON WELLS | Performance Verification | Completed | Michael Youch | 11/14/2019 | 11/14/2019 | Performance Verification for GE MEDICAL SYSTEMS 11208486 ]C1SNE19332045SA | Initial Install of Performance Verification. Device is ready for patient use. |  |  | 11/14/2019 | 11/14/2019
|  | DATEX OHMEDA | CARDIOCAP/5 | MONITOR, BEDSIDE, CARDIAC |  | BRACHFIELD MEDICAL ASSOCIATES-MEDICINE | 218 Sunset Rd |  |  | 12/11/2007 |  | 12/11/14 |  |  | NO | YES |  |  |  |  | DATEX OHMEDA 10367165 6356025 |  |  | Active |  | 00:80:D4:09:20:93 |  | High Risk | 6M:00-MFG | 06/07/2019 | 12/01/2019 | COOPER AMBULATORY OFF-SITES |  |  | ENDOSCOPY PROCEDURE RM |  | CATHY CRAWFORD
|  | DATEX OHMEDA | CARDIOCAP/5 | MONITOR, BEDSIDE, CARDIAC | FBWF01480 | SPECIAL TEST | Kelemen |  |  | 01/01/1900 |  |  |  |  | NO | YES |  |  |  |  | DATEX OHMEDA 10356137 FBWF01480 |  |  | Disposition |  |  |  | High Risk | 6M:00-MFG | 07/08/2016 | 01/01/2020 | COOPER UNIVERSITY HOSPITAL |  |  | ENDOSCOPY 2 |  | AMY HANNAN
|  | DATEX OHMEDA | CARDIOCAP/5 | MONITOR, BEDSIDE, CARDIAC |  | ANESTHESIOLOGY | Kelemen |  |  | 12/30/2005 |  | 12/30/12 |  |  | NO | YES |  |  |  |  | DATEX OHMEDA 10356124 6071522 |  |  | Disposition |  |  |  | High Risk | 6M:00-MFG | 10/09/2017 | 04/01/2020 | COOPER UNIVERSITY HOSPITAL |  |  | biomed storage |  | GIACINTA ROUPAS
|  | DATEX OHMEDA | CARDIOCAP/5 | MONITOR, BEDSIDE, CARDIAC | FBWF00189 | SPECIAL TEST | Kelemen |  |  | 07/08/2016 |  | 7/8/23 |  |  | NO | YES |  |  |  |  | DATEX OHMEDA 30143416 FBWF00189 |  |  | Disposition |  |  |  | High Risk | 6M:00-MFG | 07/08/2016 | 07/08/2016 | COOPER UNIVERSITY HOSPITAL |  |  | SPECIAL TESTS |  | AMY HANNAN |  |  |  | 07/08/2016 | 07/08/2016 |  |  |  |  | 07/08/2016 | 07/08/2016
|  | DATEX OHMEDA | D-LCC15-03 | MONITOR, BEDSIDE, PHYSIOLOGIC | M109PN4231159 | SURGICAL CARE UNIT | Pavilion |  |  | 03/10/2005 |  | 3/10/12 |  |  | NO | YES |  |  |  |  | DATEX OHMEDA 10347516 M109PN4231159 |  |  | Active |  | 99:99:99:99:99:99 |  | Accessory | PAAR:00-PVAR | 11/02/2019 |  | COOPER UNIVERSITY HOSPITAL |  |  | BED 40 | 0012058161 | Lisa Geoghegan | Repair | Closed | Charles Santomero | 08/23/2017 | 08/23/2017 | BP - TUBING IS LEAKING - SCU BED 40, RED TAGGED | 8/23/2017 4:33:53 PM CTSANTOMERO (CTSANTOMERO 8/23/2017 12:00 AM) CONFIRMED HOSE LEAKING NEAR CUFF CONNETION. CUT BACK HOSE AND INSTALLED BP CONNECTOR IN NEW HOSE ENDS. RVP, RTS. | A9B6DC23-51CE-4DEB-AA6B-5264076C4760 | Labor | 08/23/2017 | 08/23/2017 | Charles Santomero
|  | DATEX OHMEDA | D-LCC15-03 | MONITOR, BEDSIDE, PHYSIOLOGIC | MDT15PN07370338 |  | Pavilion |  |  | 01/30/2008 |  | 1/30/15 |  |  | NO | YES |  |  |  |  | DATEX OHMEDA 10347511 MDT15PN07370338 |  |  | Active |  | 99:99:99:99:99:99 |  | Accessory | PAAR:00-PVAR | 11/01/2019 |  | COOPER UNIVERSITY HOSPITAL |  |  | BED 41 | WOT00000000527653 | Lisa Geoghegan | Disposition | Closed | Zhan Kiselev | 02/08/2018 | 05/25/2019 | Bulk Disposition CNL
|  | DATEX OHMEDA | D-LCC15-03 | MONITOR, BEDSIDE, PHYSIOLOGIC | M0019PN2520064 |  | Pavilion |  |  | 06/01/2003 |  | 6/1/10 |  |  | NO | YES |  |  |  |  | DATEX OHMEDA 10347505 M0019PN2520064 |  |  | Active |  | 99:99:99:99:99:99 |  | Accessory | PAAR:00-PVAR | 11/02/2019 |  | COOPER UNIVERSITY HOSPITAL |  |  | Bed 28 |  | Lisa Geoghegan
|  | DATEX OHMEDA | D-LCC15-03 | MONITOR, BEDSIDE, PHYSIOLOGIC | M1019PN4450145 |  | Pavilion |  |  | 09/16/2005 |  | 9/16/12 |  |  | NO | YES |  |  |  |  | DATEX OHMEDA 10346388 M1019PN4450145 |  |  | Active |  | 99:99:99:99:99:99 |  | Accessory | PAAR:00-PVAR | 11/02/2019 |  | COOPER UNIVERSITY HOSPITAL |  |  | SDS - 3 KELEMEN BED 39 | 0012658356 | Lisa Geoghegan | Repair | Closed | Salvatore Bombara | 01/17/2018 | 01/25/2018 | MONITOR - NO POWER - TMX | 1/17/2018 11:17:50 AM SXBOMBARA (SXBOMBARA 1/17/2018 12:00 AM) CONFIRMED ERROR. OREDERED REPLACMENT POWER SUPPLY 1/25/2018 11:22:34 AM SXBOMBARA (SXBOMBARA 1/25/2018 12:00 AM) RECEIVED PART. INSTALLED TESTED AND PASSED FULL FUNCTIONAL CHECK. RETURNED TO SERVICE. | 16CDA540-6DD1-473C-97AC-FF699F843CA0 | Labor | 01/17/2018 | 01/17/2018 | Salvatore Bombara
|  | DATEX OHMEDA | D-LCC15-03 | MONITOR, BEDSIDE, PHYSIOLOGIC | MDT15PN07410446 | VOORHEES SURGERY CENTER-OPERATING ROOM | 900 Centennial Blvd | Suite E |  | 02/20/2008 |  | 2/20/15 |  |  | NO | YES |  |  |  |  | DATEX OHMEDA 10346026 MDT15PN07410446 |  |  | Active |  | 99:99:99:99:99:99 |  | Accessory | PAAR:00-PVAR | 11/02/2019 |  | COOPER AMBULATORY OFF-SITES |  |  | OR 2 |  | JENNIFER BOMBARO
|  | DATEX OHMEDA | S/5 | MONITOR, BEDSIDE, PHYSIOLOGIC | M1019PN432199 |  | Pavilion |  |  | 01/27/2005 |  | 1/27/12 |  |  | NO | YES |  |  |  |  | DATEX OHMEDA 10368572 M1019PN432199 |  |  | Active |  | 00:40:97:07:5E:58 |  | Alarm | 1Y:00-MFG | 06/11/2019 | 06/01/2020 | COOPER UNIVERSITY HOSPITAL |  |  | BED 38 |  | Lisa Geoghegan
|  | DATEX OHMEDA | S/5 | MONITOR, BEDSIDE, PHYSIOLOGIC | M1019PN4450220 | ANESTHESIOLOGY | Pavilion |  |  | 10/18/2005 |  | 10/18/12 |  |  | NO | YES |  |  |  |  | DATEX OHMEDA 10368563 M1019PN4450220 |  |  | Active |  | 00:40:97:07:62:4D |  | Alarm | 1Y:00-MFG | 06/18/2019 | 06/01/2020 | COOPER UNIVERSITY HOSPITAL |  |  | BED 36 |  | Lisa Geoghegan
|  | DATEX OHMEDA | S/5 | MONITOR, BEDSIDE, PHYSIOLOGIC | M1019PN4232303 |  | Pavilion |  |  | 01/27/2005 |  | 1/27/12 |  |  | NO | YES |  |  |  |  | DATEX OHMEDA 10368550 M1019PN4232303 |  |  | Active |  | 00:40:97:07:5E:57 |  | Alarm | 1Y:00-MFG | 06/11/2019 | 06/01/2020 | COOPER UNIVERSITY HOSPITAL |  |  | BED 32 |  | Lisa Geoghegan
|  | DATEX OHMEDA | S/5 | MONITOR, BEDSIDE, PHYSIOLOGIC | M1019PN4450276 |  | Pavilion |  |  | 10/18/2005 |  | 10/18/12 |  |  | NO | YES |  |  |  |  | DATEX OHMEDA 10368548 M1019PN4450276 |  |  | Active |  | 00:40:97:07:3D:6B |  | Alarm | 1Y:00-MFG | 06/11/2019 | 06/01/2020 | COOPER UNIVERSITY HOSPITAL |  |  | Bed 29 |  | Lisa Geoghegan
|  | DATEX OHMEDA | S/5 | MONITOR, BEDSIDE, PHYSIOLOGIC | M0019PN2520070 |  | Pavilion |  |  | 06/01/2003 |  | 6/1/10 |  |  | NO | YES |  |  |  |  | DATEX OHMEDA 10368544 M0019PN2520070 |  |  | Active |  | 00:40:97:07:5E:19 |  | Alarm | 1Y:00-MFG | 06/11/2019 | 06/01/2020 | COOPER UNIVERSITY HOSPITAL |  |  | BED 31 |  | Lisa Geoghegan
|  | DATEX OHMEDA | S/5 | MONITOR, BEDSIDE, PHYSIOLOGIC | M1019PN4232394 |  | Pavilion |  |  | 01/27/2005 |  | 1/27/12 |  |  | NO | YES |  |  |  |  | DATEX OHMEDA 10368540 M1019PN4232394 |  |  | Active |  | 00:40:97:07:5D:E7 |  | Alarm | 1Y:00-MFG | 06/11/2019 | 06/01/2020 | COOPER UNIVERSITY HOSPITAL |  |  | BED 30 |  | Lisa Geoghegan
|  | DATEX OHMEDA | S/5 | MONITOR, BEDSIDE, PHYSIOLOGIC | *13694 | OR - KELEMEN 3 | Kelemen |  |  | 01/01/1900 |  |  |  |  | NO | YES |  |  |  |  | DATEX OHMEDA 10368398 *13694 |  |  | Disposition |  |  |  | Alarm | 1Y:00-MFG | 02/01/2017 | 02/01/2020 | COOPER UNIVERSITY HOSPITAL |  |  | K OR 5 SECONDARY GE MONITOR |  | DOMINIC VENDETTA
|  | DATEX OHMEDA | S/5 | MONITOR, BEDSIDE, PHYSIOLOGIC | M0019PN2520089 |  | Pavilion |  |  | 06/01/2003 |  | 6/1/10 |  |  | NO | YES |  |  |  |  | DATEX OHMEDA 10367430 M0019PN2520089 |  |  | Active |  | 00:40:97:07:3B:5A |  | Alarm | 1Y:00-MFG | 06/18/2019 | 06/01/2020 | COOPER UNIVERSITY HOSPITAL |  |  | SDS - 3 KELEMEN BED 37 |  | Lisa Geoghegan
|  | DATEX OHMEDA | S/5 | MONITOR, BEDSIDE, PHYSIOLOGIC |  | BRACHFIELD MEDICAL ASSOCIATES-MEDICINE | 218 Sunset Rd |  |  | 06/27/2008 |  | 6/27/15 |  |  | NO | YES |  |  |  |  | DATEX OHMEDA 10367175 6406692 |  |  | Active |  | 99:99:99:99:99:99 |  | Equipment | 1Y:00-MFG | 06/07/2019 | 06/01/2020 | COOPER AMBULATORY OFF-SITES |  |  | ENDOSCOPY - MAIN AREA |  | CATHY CRAWFORD
|  | DATEX OHMEDA | S/5 | MONITOR, BEDSIDE, PHYSIOLOGIC |  | BRACHFIELD MEDICAL ASSOCIATES-MEDICINE | 218 Sunset Rd |  |  | 06/27/2008 |  | 6/27/15 |  |  | NO | YES |  |  |  |  | DATEX OHMEDA 10367189 6406691 |  |  | Active |  | 99:99:99:99:99:99 |  | Equipment | 1Y:00-MFG | 06/07/2019 | 06/01/2020 | COOPER AMBULATORY OFF-SITES |  |  | ENDOSCOPY - MAIN AREA |  | CATHY CRAWFORD
|  | DATEX OHMEDA | S/5 | MONITOR, BEDSIDE, PHYSIOLOGIC |  | BRACHFIELD MEDICAL ASSOCIATES-MEDICINE | 218 Sunset Rd |  |  | 06/18/2008 |  | 6/18/15 |  |  | NO | YES |  |  |  |  | DATEX OHMEDA 10367180 6406690 |  |  | Active |  | 99:99:99:99:99:99 |  | Equipment | 1Y:00-MFG | 06/07/2019 | 06/01/2020 | COOPER AMBULATORY OFF-SITES |  |  | ENDOSCOPY - MAIN AREA |  | CATHY CRAWFORD
|  | DATEX OHMEDA | S/5 | MONITOR, BEDSIDE, PHYSIOLOGIC |  | COOPER DIGESTIVE HEALTH-ENDOSCOPY | 501 Fellowship Rd |  |  | 02/26/2008 |  | 2/26/15 |  |  | NO | YES |  |  |  |  | DATEX OHMEDA 10347141 6366158 |  |  | Active |  | 99:99:99:99:99:99 |  | Equipment | 1Y:00-MFG | 02/05/2019 | 02/01/2020 | COOPER AMBULATORY OFF-SITES |  |  | ROOM 198 |  | JEANNE GREER
|  | DATEX OHMEDA | S/5 | MONITOR, BEDSIDE, PHYSIOLOGIC |  | COOPER DIGESTIVE HEALTH-ENDOSCOPY | 501 fellowship road |  |  | 02/29/2008 |  | 3/1/15 |  |  | NO | YES |  |  |  |  | DATEX OHMEDA 10347113 6366138 |  |  | Active |  | 99:99:99:99:99:99 |  | Equipment | 1Y:00-MFG | 02/05/2019 | 02/01/2020 | COOPER AMBULATORY OFF-SITES |  |  | HOLDING AREA |  | JEANNE GREER
|  | DATEX OHMEDA | S/5 | MONITOR, BEDSIDE, PHYSIOLOGIC |  | COOPER DIGESTIVE HEALTH-ENDOSCOPY | 501 Fellowship Rd |  |  | 02/26/2008 |  | 2/26/15 |  |  | NO | YES |  |  |  |  | DATEX OHMEDA 10347094 6366282 |  |  | Active |  | 99:99:99:99:99:99 |  | Equipment | 1Y:00-MFG | 02/05/2019 | 02/01/2020 | COOPER AMBULATORY OFF-SITES |  |  | Procedure room 200 |  | JEANNE GREER
|  | DATEX OHMEDA | S/5 | MONITOR, BEDSIDE, PHYSIOLOGIC |  | COOPER DIGESTIVE HEALTH-ENDOSCOPY | 501 Fellowship Rd |  |  | 02/28/2008 |  | 2/28/15 |  |  | NO | YES |  |  |  |  | DATEX OHMEDA 10347080 6366276 |  |  | Active |  | 99:99:99:99:99:99 |  | Equipment | 1Y:00-MFG | 02/05/2019 | 02/01/2020 | COOPER AMBULATORY OFF-SITES |  |  | HOLDING AREA |  | JEANNE GREER
|  | DATEX OHMEDA | S/5 | MONITOR, BEDSIDE, PHYSIOLOGIC |  | COOPER DIGESTIVE HEALTH-ENDOSCOPY | 501 Fellowship Rd |  |  | 02/29/2008 |  | 3/1/15 |  |  | NO | YES |  |  |  |  | DATEX OHMEDA 10347075 6366283 |  |  | Active |  | 99:99:99:99:99:99 |  | Equipment | 1Y:00-MFG | 02/05/2019 | 02/01/2020 | COOPER AMBULATORY OFF-SITES |  |  | HOLDING AREA |  | JEANNE GREER
|  | DATEX OHMEDA | S/5 | MONITOR, BEDSIDE, PHYSIOLOGIC |  | COOPER DIGESTIVE HEALTH-ENDOSCOPY | 501 Fellowship Rd |  |  | 02/29/2008 |  | 3/1/15 |  |  | NO | YES |  |  |  |  | DATEX OHMEDA 10347063 6373283 |  |  | Active |  | 99:99:99:99:99:99 |  | Equipment | 1Y:00-MFG | 02/13/2019 | 02/01/2020 | COOPER AMBULATORY OFF-SITES |  |  | HOLDING AREA |  | JEANNE GREER
|  | DATEX OHMEDA | S/5 | MONITOR, BEDSIDE, PHYSIOLOGIC |  | COOPER DIGESTIVE HEALTH-ENDOSCOPY | 501 Fellowship Rd |  |  | 02/28/2008 |  | 2/28/15 |  |  | NO | YES |  |  |  |  | DATEX OHMEDA 10347059 6366297 |  |  | Active |  | 99:99:99:99:99:99 |  | Equipment | 1Y:00-MFG | 02/05/2019 | 02/01/2020 | COOPER AMBULATORY OFF-SITES |  |  | HOLDING AREA |  | JEANNE GREER
|  | DATEX OHMEDA | S/5 | MONITOR, BEDSIDE, PHYSIOLOGIC |  | COOPER DIGESTIVE HEALTH-ENDOSCOPY | 501 Fellowship Rd |  |  | 02/26/2008 |  | 2/26/15 |  |  | NO | YES |  |  |  |  | DATEX OHMEDA 10347056 6366132 |  |  | Active |  | 99:99:99:99:99:99 |  | Equipment | 1Y:00-MFG | 02/05/2019 | 02/01/2020 | COOPER AMBULATORY OFF-SITES |  |  | ROOM 197 |  | JEANNE GREER
|  | DATEX OHMEDA | S/5 | MONITOR, BEDSIDE, PHYSIOLOGIC |  | COOPER DIGESTIVE HEALTH-ENDOSCOPY | 501 Fellowship Rd |  |  | 02/29/2008 |  | 3/1/15 |  |  | NO | YES |  |  |  |  | DATEX OHMEDA 10347049 6373287 |  |  | Active |  | 99:99:99:99:99:99 |  | Equipment | 1Y:00-MFG | 02/05/2019 | 02/01/2020 | COOPER AMBULATORY OFF-SITES |  |  | HOLDING AREA |  | JEANNE GREER
|  | DATEX OHMEDA | S/5 | MONITOR, BEDSIDE, PHYSIOLOGIC |  | COOPER DIGESTIVE HEALTH-ENDOSCOPY | 501 Fellowship Rd |  |  | 09/04/2008 |  | 9/4/15 |  |  | NO | YES |  |  |  |  | DATEX OHMEDA 10347052 6366285 |  |  | Active |  | 99:99:99:99:99:99 |  | Equipment | 1Y:00-MFG | 02/05/2019 | 02/01/2020 | COOPER AMBULATORY OFF-SITES |  |  | HOLDING AREA |  | JEANNE GREER
|  | DATEX OHMEDA | S/5 | MONITOR, BEDSIDE, PHYSIOLOGIC |  | COOPER DIGESTIVE HEALTH-ENDOSCOPY | 501 Fellowship Rd |  |  | 02/27/2008 |  | 2/27/15 |  |  | NO | YES |  |  |  |  | DATEX OHMEDA 10347037 6373289 |  |  | Active |  | 99:99:99:99:99:99 |  | Equipment | 1Y:00-MFG | 02/05/2019 | 02/01/2020 | COOPER AMBULATORY OFF-SITES |  |  | HOLDING AREA |  | JEANNE GREER
|  | DATEX OHMEDA | S/5 | MONITOR, BEDSIDE, PHYSIOLOGIC |  | COOPER DIGESTIVE HEALTH-ENDOSCOPY | 501 fellowship road |  |  | 02/28/2008 |  | 2/28/15 |  |  | NO | YES |  |  |  |  | DATEX OHMEDA 10347046 6373296 |  |  | Active |  | 99:99:99:99:99:99 |  | Equipment | 1Y:00-MFG | 02/05/2019 | 02/01/2020 | COOPER AMBULATORY OFF-SITES |  |  | HOLDING AREA |  | JEANNE GREER
|  | DATEX OHMEDA | S/5 | MONITOR, BEDSIDE, PHYSIOLOGIC |  | COOPER DIGESTIVE HEALTH-ENDOSCOPY | 501 Fellowship Rd |  |  | 02/27/2008 |  | 2/27/15 |  |  | NO | YES |  |  |  |  | DATEX OHMEDA 10347043 6373274 |  |  | Active |  | 99:99:99:99:99:99 |  | Equipment | 1Y:00-MFG | 02/07/2019 | 02/01/2020 | COOPER AMBULATORY OFF-SITES |  |  | PRE OP HOLDING AREA |  | JEANNE GREER
|  | DATEX OHMEDA | S/5 | MONITOR, BEDSIDE, PHYSIOLOGIC |  | COOPER DIGESTIVE HEALTH-ENDOSCOPY | 501 Fellowship Rd |  |  | 02/27/2008 |  | 2/27/15 |  |  | NO | YES |  |  |  |  | DATEX OHMEDA 10347033 6366159 |  |  | Active |  | 99:99:99:99:99:99 |  | Equipment | 1Y:00-MFG | 02/05/2019 | 02/01/2020 | COOPER AMBULATORY OFF-SITES |  |  | HOLDING AREA |  | JEANNE GREER
|  | DATEX OHMEDA | S/5 | MONITOR, BEDSIDE, PHYSIOLOGIC |  | COOPER DIGESTIVE HEALTH-ENDOSCOPY | 501 Fellowship Rd |  |  | 02/27/2008 |  | 2/27/15 |  |  | NO | YES |  |  |  |  | DATEX OHMEDA 10347023 6366281 |  |  | Active |  | 99:99:99:99:99:99 |  | Equipment | 1Y:00-MFG | 02/07/2019 | 02/01/2020 | COOPER AMBULATORY OFF-SITES |  |  | HOLDING AREA |  | JEANNE GREER
|  | DATEX OHMEDA | S/5 | MONITOR, BEDSIDE, PHYSIOLOGIC |  | COOPER DIGESTIVE HEALTH-ENDOSCOPY | 501 fellowship road |  |  | 02/29/2008 |  | 3/1/15 |  |  | NO | YES |  |  |  |  | DATEX OHMEDA 10347022 6366308 |  |  | Active |  | 99:99:99:99:99:99 |  | Equipment | 1Y:00-MFG | 02/07/2019 | 02/01/2020 | COOPER AMBULATORY OFF-SITES |  |  | HOLDING AREA |  | JEANNE GREER
|  | GE HEALTHCARE | CARESCAPE B450 | MONITOR, BEDSIDE, PHYSIOLOGIC | SJA15392020HA | ANESTHESIOLOGY | Pavilion |  |  | 10/25/2019 |  | 10/25/26 |  |  | NO | YES |  |  |  |  | GE MEDICAL SYSTEMS 11239477 SJA15392020HA |  |  | Active | 10369483, 11239359 | 00:40:97:16:C2:66 |  | Alarm | 1Y:00-MFG | 10/25/2019 | 10/25/2019 | COOPER UNIVERSITY HOSPITAL |  |  | ANES TRAVEL CART 2 |  | GIACINTA ROUPAS |  |  |  | 10/25/2019 | 10/25/2019 |  |  |  |  | 10/25/2019 | 10/25/2019
|  | GE HEALTHCARE | CARESCAPE B450 | MONITOR, BEDSIDE, PHYSIOLOGIC | SNE18233008SA | EMERGENCY ROOM | Kelemen |  |  | 02/13/2019 |  | 2/13/26 |  |  | NO | YES |  |  |  |  | GE MEDICAL SYSTEMS 11239373 SNE18233008SA |  |  | Active |  | 00:40:97:29:DC:4D |  | Alarm | 1Y:00-MFG | 02/13/2019 | 02/13/2019 | COOPER UNIVERSITY HOSPITAL |  |  | ED-BED 25 | WOT00000001327356 | KAREN GRUBER | Performance Verification | Closed | Richard Jolly | 02/13/2019 | 02/13/2019 | Performance Verification for GE MEDICAL SYSTEMS 11239373 SNE18233008SA | Initial Install of Performance Verification. Device is ready for patient use. |  |  | 02/13/2019 | 02/13/2019
|  | GE HEALTHCARE | CARESCAPE B450 | MONITOR, BEDSIDE, PHYSIOLOGIC | SNE18233010SA | EMERGENCY ROOM | Kelemen |  |  | 02/13/2019 |  | 2/13/26 |  |  | NO | YES |  |  |  |  | GE MEDICAL SYSTEMS 11239372 SNE18233010SA |  |  | Active |  | 00:40:97:29:DA:39 |  | Alarm | 1Y:00-MFG | 02/13/2019 | 02/13/2019 | COOPER UNIVERSITY HOSPITAL |  |  | ED-BED9B | WOT00000001327067 | KAREN GRUBER | Performance Verification | Closed | Richard Jolly | 02/13/2019 | 02/13/2019 | CEID Record Completion for GE MEDICAL SYSTEMS 11239372 SNE18233010SA | new equipment install | EXP2304419 | Labor | 02/13/2019 | 02/13/2019 | Richard Jolly
|  | GE HEALTHCARE | CARESCAPE B450 | MONITOR, BEDSIDE, PHYSIOLOGIC | SNE18233001SA | EMERGENCY ROOM | Kelemen |  |  | 02/13/2019 |  | 2/13/26 |  |  | NO | YES |  |  |  |  | GE MEDICAL SYSTEMS 11239369 SNE18233001SA |  |  | Active |  | 00:40:97:29:DA:33 |  | Alarm | 1Y:00-MFG | 02/13/2019 | 02/13/2019 | COOPER UNIVERSITY HOSPITAL |  |  | ED-BED9A | WOT00000001326283 | KAREN GRUBER | Performance Verification | Closed | Richard Jolly | 02/13/2019 | 02/13/2019 | Performance Verification for GE MEDICAL SYSTEMS 11239369 SNE18233001SA | Initial Install of Performance Verification. Device is ready for patient use. |  |  | 02/13/2019 | 02/13/2019
|  | GE HEALTHCARE | CARESCAPE B450 | MONITOR, BEDSIDE, PHYSIOLOGIC | SNE18233007SA | EMERGENCY ROOM | Kelemen |  |  | 02/15/2019 |  | 2/15/26 |  |  | NO | YES |  |  |  |  | GE MEDICAL SYSTEMS 11239371 SNE18233007SA |  |  | Active |  | 00:40:97:29:DC:03 |  | Alarm | 1Y:00-MFG | 02/15/2019 | 02/15/2019 | COOPER UNIVERSITY HOSPITAL |  |  | ED-BED34 | WOT00000001327021 | KAREN GRUBER | Performance Verification | Closed | Richard Jolly | 02/15/2019 | 02/15/2019 | Performance Verification for GE MEDICAL SYSTEMS 11239371 SNE18233007SA | Initial Install of Performance Verification. Device is ready for patient use. |  |  | 02/15/2019 | 02/15/2019
|  | GE HEALTHCARE | CARESCAPE B450 | MONITOR, BEDSIDE, PHYSIOLOGIC | SNE18233003SA | EMERGENCY ROOM | Kelemen |  |  | 02/13/2019 |  | 2/13/26 |  |  | NO | YES |  |  |  |  | GE MEDICAL SYSTEMS 11239370 SNE18233003SA |  |  | Active |  | 00:40:97:29:DB:05 |  | Alarm | 1Y:00-MFG | 02/13/2019 | 02/13/2019 | COOPER UNIVERSITY HOSPITAL |  |  | ED-BED8B | WOT00000001326154 | KAREN GRUBER | Performance Verification | Closed | Richard Jolly | 02/13/2019 | 02/13/2019 | Performance Verification for GE MEDICAL SYSTEMS 11239370 SNE18233003SA | Initial Install of Performance Verification. Device is ready for patient use. |  |  | 02/13/2019 | 02/13/2019
|  | GE HEALTHCARE | CARESCAPE B450 | MONITOR, BEDSIDE, PHYSIOLOGIC | SNE18233005SA | EMERGENCY ROOM | Kelemen |  |  | 02/13/2019 |  | 2/13/26 |  |  | NO | YES |  |  |  |  | GE MEDICAL SYSTEMS 11239368 SNE18233005SA |  |  | Active |  | 00:40:97:29:DB:11 |  | Alarm | 1Y:00-MFG | 02/13/2019 | 02/13/2019 | COOPER UNIVERSITY HOSPITAL |  |  | ED-BED8A | WOT00000001326233 | KAREN GRUBER | Performance Verification | Closed | Richard Jolly | 02/13/2019 | 02/13/2019 | Performance Verification for GE MEDICAL SYSTEMS 11239368 SNE18233005SA | Initial Install of Performance Verification. Device is ready for patient use. |  |  | 02/13/2019 | 02/13/2019
|  | GE HEALTHCARE | CARESCAPE B450 | MONITOR, BEDSIDE, PHYSIOLOGIC | SNE17470021HA | CCU - CORONARY CARE UNIT | Kelemen |  |  | 11/20/2019 |  | 11/20/26 |  |  | NO | YES |  |  |  |  | GE MEDICAL SYSTEMS 11239214 SNE17470021HA |  |  | Active |  |  |  | Alarm | 1Y:00-MFG | 11/20/2019 | 11/20/2019 | COOPER UNIVERSITY HOSPITAL |  |  | ccu | WOT00000000647306 | CAROLYN RUMELL | Performance Verification | Closed | Salvatore Bombara | 11/20/2019 | 11/20/2019 | Performance Verification for GE MEDICAL SYSTEMS 11239214 SNE17470021HA | Initial Install of Performance Verification. Device is ready for patient use. |  |  | 11/20/2019 | 11/20/2019
|  | GE HEALTHCARE | CARESCAPE B450 | MONITOR, BEDSIDE, PHYSIOLOGIC | SNE17470023HA | INTENSIVE CARE UNIT | Pavilion |  |  | 11/20/2019 |  | 11/20/26 |  |  | NO | YES |  |  |  |  | GE MEDICAL SYSTEMS 11239216 SNE17470023HA |  |  | Active |  |  |  | Alarm | 1Y:00-MFG | 11/20/2019 | 11/20/2019 | COOPER UNIVERSITY HOSPITAL |  |  | ICU | WOT00000000647327 | CAROLYN RUMELL | Performance Verification | Closed | Salvatore Bombara | 11/20/2019 | 11/20/2019 | Performance Verification for GE MEDICAL SYSTEMS 11239216 SNE17470023HA | Initial Install of Performance Verification. Device is ready for patient use. |  |  | 11/20/2019 | 11/20/2019
|  | GE HEALTHCARE | CARESCAPE B450 | MONITOR, BEDSIDE, PHYSIOLOGIC | SNE17470028HA | CCU - CORONARY CARE UNIT | Kelemen |  |  | 11/20/2019 |  | 11/20/26 |  |  | NO | YES |  |  |  |  | GE MEDICAL SYSTEMS 11239215 SNE17470028HA |  |  | Active |  |  |  | Alarm | 1Y:00-MFG | 11/20/2019 | 11/20/2019 | COOPER UNIVERSITY HOSPITAL |  |  | ccu | WOT00000000647312 | CAROLYN RUMELL | Performance Verification | Closed | Salvatore Bombara | 11/20/2019 | 11/20/2019 | Performance Verification for GE MEDICAL SYSTEMS 11239215 SNE17470028HA | Initial Install of Performance Verification. Device is ready for patient use. |  |  | 11/20/2019 | 11/20/2019
|  | GE HEALTHCARE | CARESCAPE B450 | MONITOR, BEDSIDE, PHYSIOLOGIC | SNE17470031HA |  | Kelemen |  |  | 11/20/2019 |  | 11/20/26 |  |  | NO | YES |  |  |  |  | GE MEDICAL SYSTEMS 11239213 SNE17470031HA |  |  | Active |  |  |  | Alarm | 1Y:00-MFG | 11/20/2019 | 11/20/2019 | COOPER UNIVERSITY HOSPITAL |  |  | pacu | WOT00000000647290 | FRANK OBRIEN | Performance Verification | Closed | Salvatore Bombara | 11/20/2019 | 11/20/2019 | Performance Verification for GE MEDICAL SYSTEMS 11239213 SNE17470031HA | Initial Install of Performance Verification. Device is ready for patient use. |  |  | 11/20/2019 | 11/20/2019
|  | GE HEALTHCARE | CARESCAPE B450 | MONITOR, BEDSIDE, PHYSIOLOGIC | SNE17470022HA | PACU KELEMEN | Pavilion |  |  | 11/20/2019 |  | 11/20/26 |  |  | NO | YES |  |  |  |  | GE MEDICAL SYSTEMS 11239212 SNE17470022HA |  |  | Active |  |  |  | Alarm | 1Y:00-MFG | 11/20/2019 | 11/20/2019 | COOPER UNIVERSITY HOSPITAL |  |  | pacu | WOT00000000647276 | FRANK OBRIEN | Performance Verification | Closed | Salvatore Bombara | 11/20/2019 | 11/20/2019 | Performance Verification for GE MEDICAL SYSTEMS 11239212 SNE17470022HA | Initial Install of Performance Verification. Device is ready for patient use. |  |  | 11/20/2019 | 11/20/2019
|  | GE HEALTHCARE | CARESCAPE B450 | MONITOR, BEDSIDE, PHYSIOLOGIC | SNE17470033HA | INTENSIVE CARE UNIT | Pavilion |  |  | 11/14/2019 |  | 11/14/26 |  |  | NO | YES |  |  |  |  | GE MEDICAL SYSTEMS 11239211 SNE17470033HA |  |  | Active |  |  |  | Alarm | 1Y:00-MFG | 11/14/2019 | 11/14/2019 | COOPER UNIVERSITY HOSPITAL |  |  | SD OR Transport | WOT00000000647263 | CAROLYN RUMELL | Performance Verification | Closed | Salvatore Bombara | 11/14/2019 | 11/14/2019 | Performance Verification for GE MEDICAL SYSTEMS 11239211 SNE17470033HA | Initial Install of Performance Verification. Device is ready for patient use. |  |  | 11/14/2019 | 11/14/2019
|  | GE HEALTHCARE | CARESCAPE B450 | MONITOR, BEDSIDE, PHYSIOLOGIC | SNE19332050SA | KELEMEN N10 | Kelemen |  |  | 11/18/2019 |  | 11/18/26 |  |  | NO | YES |  |  |  |  | GE MEDICAL SYSTEMS 11222268 SNE19332050SA |  |  | Active |  |  |  | Alarm | 1Y:00-MFG | 11/18/2019 | 11/18/2019 | COOPER UNIVERSITY HOSPITAL |  |  |  | WOT00000004334964 | Lisa Brooks | Performance Verification | Completed | Zhan Kiselev | 11/18/2019 | 11/18/2019 | Performance Verification for GE MEDICAL SYSTEMS 11222268 SNE19332050SA | Initial Install of Performance Verification. Device is ready for patient use. |  |  | 11/18/2019 | 11/18/2019
|  | GE HEALTHCARE | CARESCAPE B450 | MONITOR, BEDSIDE, PHYSIOLOGIC | SNE19332041SA | INCU - KELEMEN S10 | Kelemen |  |  | 11/18/2019 |  | 11/18/26 |  |  | NO | YES |  |  |  |  | GE MEDICAL SYSTEMS 11222266 SNE19332041SA |  |  | Active |  |  |  | Alarm | 1Y:00-MFG | 11/18/2019 | 11/18/2019 | COOPER UNIVERSITY HOSPITAL |  |  |  | WOT00000004334667 | Lisa Brooks | Performance Verification | Completed | Zhan Kiselev | 11/18/2019 | 11/18/2019 | Performance Verification for GE MEDICAL SYSTEMS 11222266 SNE19332041SA | Initial Install of Performance Verification. Device is ready for patient use. |  |  | 11/18/2019 | 11/18/2019
|  | GE HEALTHCARE | CARESCAPE B450 | MONITOR, BEDSIDE, PHYSIOLOGIC | SNE19322202SA | TSDU - KELEMEN S7 | Kelemen |  |  | 11/15/2019 |  | 11/15/26 |  |  | NO | YES |  |  |  |  | GE MEDICAL SYSTEMS 11222258 SNE19322202SA |  |  | Active |  |  |  | Alarm | 1Y:00-MFG | 11/15/2019 | 11/15/2019 | COOPER UNIVERSITY HOSPITAL |  |  |  | WOT00000004325539 | JEN VANDER HORN | Performance Verification | Completed | Richard Jolly | 11/15/2019 | 11/15/2019 | Performance Verification for GE MEDICAL SYSTEMS 11222258 SNE19322202SA | Initial Install of Performance Verification. Device is ready for patient use. |  |  | 11/15/2019 | 11/15/2019
|  | GE HEALTHCARE | CARESCAPE B450 | MONITOR, BEDSIDE, PHYSIOLOGIC | SNE19332044SA | TRAUMA ICU | Kelemen |  |  | 11/15/2019 |  | 11/15/26 |  |  | NO | YES |  |  |  |  | GE MEDICAL SYSTEMS 11222261 SNE19332044SA |  |  | Active |  |  |  | Alarm | 1Y:00-MFG | 11/15/2019 | 11/15/2019 | COOPER UNIVERSITY HOSPITAL |  |  |  | WOT00000004326342 | Diane Floyd | Performance Verification | Completed | Richard Jolly | 11/15/2019 | 11/15/2019 | Performance Verification for GE MEDICAL SYSTEMS 11222261 SNE19332044SA | Initial Install of Performance Verification. Device is ready for patient use. |  |  | 11/15/2019 | 11/15/2019
|  | GE HEALTHCARE | CARESCAPE B450 | MONITOR, BEDSIDE, PHYSIOLOGIC | SNE19322179SA | TRAUMA ICU | Kelemen |  |  | 11/15/2019 |  | 11/15/26 |  |  | NO | YES |  |  |  |  | GE MEDICAL SYSTEMS 11222260 SNE19322179SA |  |  | Active |  |  |  | Alarm | 1Y:00-MFG | 11/15/2019 | 11/15/2019 | COOPER UNIVERSITY HOSPITAL |  |  |  | WOT00000004326280 | Diane Floyd | Performance Verification | Completed | Richard Jolly | 11/15/2019 | 11/15/2019 | Performance Verification for GE MEDICAL SYSTEMS 11222260 SNE19322179SA | Initial Install of Performance Verification. Device is ready for patient use. |  |  | 11/15/2019 | 11/15/2019
|  | GE HEALTHCARE | CARESCAPE B450 | MONITOR, BEDSIDE, PHYSIOLOGIC | SNE19322205SA | TRAUMA ICU | Kelemen |  |  | 11/15/2019 |  | 11/15/26 |  |  | NO | YES |  |  |  |  | GE MEDICAL SYSTEMS 11222259 SNE19322205SA |  |  | Active |  |  |  | Alarm | 1Y:00-MFG | 11/15/2019 | 11/15/2019 | COOPER UNIVERSITY HOSPITAL |  |  |  | WOT00000004326149 | Diane Floyd | Performance Verification | Completed | Richard Jolly | 11/15/2019 | 11/15/2019 | Performance Verification for GE MEDICAL SYSTEMS 11222259 SNE19322205SA | Initial Install of Performance Verification. Device is ready for patient use. |  |  | 11/15/2019 | 11/15/2019
|  | GE HEALTHCARE | CARESCAPE B450 | MONITOR, BEDSIDE, PHYSIOLOGIC | SNE18202098SA | SAME DAY PACU-2ND FL PAVILION | Kelemen |  |  | 01/21/2019 |  | 1/21/26 |  |  | NO | YES |  |  |  |  | GE MEDICAL SYSTEMS 11222213 SNE18202098SA |  |  | Active | 11222117, 11222193 | 11:11:11:11:11:11 |  | Alarm | 1Y:00-MFG | 01/21/2019 | 01/21/2019 | COOPER UNIVERSITY HOSPITAL |  |  | Performance Verification | WOT00000001054691 | Lisa Geoghegan | Performance Verification | Closed | Richard Jolly | 01/21/2019 | 01/21/2019 | Performance Verification for GE MEDICAL SYSTEMS 11222117 SNE18202098SA | Initial Install of Performance Verification. Device is ready for patient use. |  |  | 01/21/2019 | 01/21/2019
|  | GE HEALTHCARE | CARESCAPE B450 | MONITOR, BEDSIDE, PHYSIOLOGIC | SNE18202100SA | INTENSIVE CARE UNIT | Pavilion |  |  | 01/08/2019 |  | 1/8/26 |  |  | NO | YES |  |  |  |  | GE MEDICAL SYSTEMS 11222196 SNE18202100SA |  |  | Active |  | 11:11:11:11:11:11 |  | Alarm | 1Y:00-MFG | 01/08/2019 | 01/08/2019 | COOPER UNIVERSITY HOSPITAL |  |  | Performance Verification | WOT00000001055274 | CAROLYN RUMELL | Performance Verification | Closed | Richard Jolly | 01/08/2019 | 01/08/2019 | Performance Verification for GE MEDICAL SYSTEMS 11222121 SNE18202100SA | Initial Install of Performance Verification. Device is ready for patient use. |  |  | 01/08/2019 | 01/08/2019
|  | GE HEALTHCARE | CARESCAPE B450 | MONITOR, BEDSIDE, PHYSIOLOGIC | SNE18202078SA | INTENSIVE CARE UNIT | Pavilion |  |  | 01/22/2019 |  | 1/22/26 |  |  | NO | YES |  |  |  |  | GE MEDICAL SYSTEMS 11222192 SNE18202078SA |  |  | Active | 11222119, 11222143 | 11:11:11:11:11:11 |  | Alarm | 1Y:00-MFG | 01/22/2019 | 01/22/2019 | COOPER UNIVERSITY HOSPITAL |  |  | ICU moved 0n 09-24-18 from SD | WOT00000001055225 | CAROLYN RUMELL | Performance Verification | Closed | Richard Jolly | 01/22/2019 | 01/22/2019 | Performance Verification for GE MEDICAL SYSTEMS 11222119 SNE18202078SA | Initial Install of Performance Verification. Device is ready for patient use. |  |  | 01/22/2019 | 01/22/2019
|  | GE HEALTHCARE | CARESCAPE B450 | MONITOR, BEDSIDE, PHYSIOLOGIC | SNE18202102SA | SAME DAY PACU-2ND FL PAVILION | Pavilion |  |  | 01/30/2019 |  | 1/30/26 |  |  | NO | YES |  |  |  |  | GE MEDICAL SYSTEMS 11222118 SNE18202102SA |  |  | Active |  | 11:11:11:11:11:11 |  | Alarm | 1Y:00-MFG | 01/30/2019 | 01/30/2019 | COOPER UNIVERSITY HOSPITAL |  |  | OR back up monitor ansta | WOT00000001054728 | Lisa Geoghegan | Performance Verification | Closed | Richard Jolly | 01/30/2019 | 01/30/2019 | Performance Verification for GE MEDICAL SYSTEMS 11222118 SNE18202102SA | Initial Install of Performance Verification. Device is ready for patient use. |  |  | 01/30/2019 | 01/30/2019
|  | GE HEALTHCARE | CARESCAPE B450 | MONITOR, BEDSIDE, PHYSIOLOGIC | SNE18202070SA | SAME DAY PREOP -2ND FL PAVILION | Pavilion |  |  | 01/08/2019 |  | 1/8/26 |  |  | NO | YES |  |  |  |  | GE MEDICAL SYSTEMS 11222120 SNE18202070SA |  |  | Active |  | 172.18.205.179 |  | Alarm | 1Y:00-MFG | 01/08/2019 | 01/08/2019 | COOPER UNIVERSITY HOSPITAL |  |  | SD OR Store Room. Transport | WOT00000001055254 | JOE DRUCTOR | Performance Verification | Closed | Richard Jolly | 01/08/2019 | 01/08/2019 | Performance Verification for GE MEDICAL SYSTEMS 11222120 SNE18202070SA | Initial Install of Performance Verification. Device is ready for patient use. |  |  | 01/08/2019 | 01/08/2019
|  | GE HEALTHCARE | CARESCAPE B450 | MONITOR, BEDSIDE, PHYSIOLOGIC | SNE18202105SA | SAME DAY PACU-2ND FL PAVILION | Kelemen |  |  | 01/21/2019 |  | 1/21/26 |  |  | NO | YES |  |  |  |  | GE MEDICAL SYSTEMS 11222116 SNE18202105SA |  |  | Active |  | 11:11:11:11:11:11 |  | Alarm | 1Y:00-MFG | 01/21/2019 | 01/21/2019 | COOPER UNIVERSITY HOSPITAL |  |  | SD/Pav PACU | WOT00000001054665 | Lisa Geoghegan | Performance Verification | Closed | Richard Jolly | 01/21/2019 | 01/21/2019 | Performance Verification for GE MEDICAL SYSTEMS 11222116 SNE18202105SA | Initial Install of Performance Verification. Device is ready for patient use. |  |  | 01/21/2019 | 01/21/2019
|  | GE HEALTHCARE | CARESCAPE B450 | MONITOR, BEDSIDE, PHYSIOLOGIC | SNE16300140HA | CDU - CLINICAL DECISION UNIT-9 KELEMEN | Kelemen |  |  | 05/21/2019 |  | 5/21/26 |  |  | NO | YES |  |  |  |  | GE MEDICAL SYSTEMS 11222030 SNE16300140HA |  |  | Active |  | 11:11:11:11:11:11 |  | Alarm | 1Y:00-MFG | 05/21/2019 | 05/21/2019 | COOPER UNIVERSITY HOSPITAL |  |  | ICU STORAGE | 0011470272 | KAREN GRUBER | Performance Verification | Closed | Bonnie Aichroth | 05/21/2019 | 05/21/2019 | INCOMING INVENTORY | DEVICE INVENTORIED | 2EE093DF-8999-4462-8FAE-91B691199A16 | Labor | 05/21/2019 | 05/21/2019 | Bonnie Aichroth
|  | GE HEALTHCARE | CARESCAPE B450 | MONITOR, BEDSIDE, PHYSIOLOGIC | SNE19322188SA | KELEMEN 8 PCU | Kelemen |  |  | 11/14/2019 |  | 11/14/26 |  |  | NO | YES |  |  |  |  | GE MEDICAL SYSTEMS 11208485 SNE19322188SA |  |  | Active |  | 00:00:00:00:00:00 |  | Alarm | 1Y:00-MFG | 11/14/2019 | 11/14/2019 | COOPER UNIVERSITY HOSPITAL |  |  | Kel 8 TP2 | WOT00000004318542 | BYRON WELLS | Performance Verification | Completed | Michael Youch | 11/14/2019 | 11/14/2019 | Performance Verification for GE MEDICAL SYSTEMS 11208485 SNE19322188SA | Initial Install of Performance Verification. Device is ready for patient use. |  |  | 11/14/2019 | 11/14/2019
|  | GE HEALTHCARE | CARESCAPE B450 | MONITOR, BEDSIDE, PHYSIOLOGIC | SJA14138600HA |  | Pavilion | [7 empty] | NO | YES
|  | GE HEALTHCARE | CARESCAPE B450 | MONITOR, BEDSIDE, PHYSIOLOGIC | SNE16030068HA |  | Kelemen | [7 empty] | NO | YES
|  | GE HEALTHCARE | CARESCAPE B450 | MONITOR, BEDSIDE, PHYSIOLOGIC | SJA14138549HA |  | Pavilion | [7 empty] | NO | YES
|  | GE HEALTHCARE | CARESCAPE B450 | MONITOR, BEDSIDE, PHYSIOLOGIC | SJA13497500HA |  | Pavilion | [7 empty] | NO | YES
|  | GE HEALTHCARE | CARESCAPE B450 | MONITOR, BEDSIDE, PHYSIOLOGIC | SNE16371004HA | ANESTHESIOLOGY | Kelemen |  |  | 04/18/2017 |  | 4/18/24 |  |  | NO | YES |  |  |  |  | GE MEDICAL SYSTEMS 10769455 SNE16371004HA |  |  | Active |  | 00:40:97:17:39:17 |  | Alarm | 1Y:00-MFG | 10/25/2019 | 10/01/2020 | COOPER UNIVERSITY HOSPITAL |  |  | 5th Flr Kel Pain Room | 0012037158 | GIACINTA ROUPAS | Performance Verification | Closed | Salvatore Bombara | 08/15/2017 | 08/15/2017 | INCOMING INVENTORY | DEVICE INVENTORIED | E68A162A-6768-49E7-82A9-FC2F904BB655 | Labor | 08/15/2017 | 08/15/2017 | Bonnie Aichroth
|  | GE HEALTHCARE | CARESCAPE B450 | MONITOR, BEDSIDE, PHYSIOLOGIC | SNE16400143HA | INTENSIVE CARE UNIT | Kelemen |  |  | 12/06/2016 |  | 12/6/23 |  |  | NO | YES |  |  |  |  | GE MEDICAL SYSTEMS 10752788 SNE16400143HA |  |  | Active |  | 11:11:11:11:11:11 |  | Alarm | 1Y:00-MFG | 06/27/2019 | 06/01/2020 | COOPER UNIVERSITY HOSPITAL |  |  |  | 0011610265 | CAROLYN RUMELL | Performance Verification | Closed | Bonnie Aichroth | 05/03/2017 | 05/03/2017 | INCOMING INVENTORY | DEVICE INVENTORIED | D7AC72D2-F9D5-4FD0-8E03-A7363607451E | Labor | 05/03/2017 | 05/03/2017 | Bonnie Aichroth
|  | GE HEALTHCARE | CARESCAPE B450 | MONITOR, BEDSIDE, PHYSIOLOGIC | SNE17310041HA | KELEMEN N6 | Kelemen |  |  | 09/13/2017 |  | 9/13/24 |  |  | NO | YES |  |  |  |  | GE MEDICAL SYSTEMS 10732325 SNE17310041HA |  |  | Active |  | 11:11:11:11:11:11 |  | Alarm | 1Y:00-MFG | 08/29/2019 | 08/01/2020 | COOPER UNIVERSITY HOSPITAL |  |  |  | 0012418181 | Susan Cannon | Preventative Maintenance | Closed | Josh Harris | 11/21/2017 | 11/21/2017 | PERFORMANCE ASSURANCE AT INVENTORY | INVENTORIED DEVICE AND ENSURED DEVICE WAS FUNCTIONING PROPERLY. | 6EE7D56F-AEF5-49C6-A06D-E29D5E0C0085 | Labor | 09/13/2017 | 09/13/2017 | Richard Jolly
|  | GE HEALTHCARE | CARESCAPE B450 | MONITOR, BEDSIDE, PHYSIOLOGIC | SNE17310040HA | KELEMEN N6 | Kelemen |  |  | 09/13/2017 |  | 9/13/24 |  |  | NO | YES |  |  |  |  | GE MEDICAL SYSTEMS 10732326 SNE17310040HA |  |  | Active |  | 11:11:11:11:11:11 |  | Alarm | 1Y:00-MFG | 08/29/2019 | 08/01/2020 | COOPER UNIVERSITY HOSPITAL |  |  |  | 0012418182 | Susan Cannon | Performance Verification | Closed | Josh Harris | 11/21/2017 | 11/21/2017 | INCOMING INVENTORY | DEVICE INVENTORIED | E5D519BA-1BB2-42F3-A37A-AE64B732155B | Labor | 11/21/2017 | 11/21/2017 | Josh Harris
|  | GE HEALTHCARE | CARESCAPE B450 | MONITOR, BEDSIDE, PHYSIOLOGIC | SNE17221005HA | PEDIATRICS SOUTH 7 | Kelemen |  |  | 08/15/2017 |  | 8/15/24 |  |  | NO | YES |  |  |  |  | GE MEDICAL SYSTEMS 10732268 SNE17221005HA |  |  | Active |  | 00:40:97:29:5C:24 |  | Alarm | 1Y:00-MFG | 08/26/2019 | 08/01/2020 | COOPER UNIVERSITY HOSPITAL |  |  |  | 0012042264 | JOANNE FOX | Performance Verification | Closed | Richard Jolly | 08/16/2017 | 08/16/2017 | INCOMING INVENTORY | DEVICE INVENTORIED | BC54657A-8FFA-4760-9D0A-C3EF9A45DD7C | Labor | 08/16/2017 | 08/16/2017 | Bonnie Aichroth
|  | GE HEALTHCARE | CARESCAPE B450 | MONITOR, BEDSIDE, PHYSIOLOGIC | SNE17261119HA | PEDIATRICS SOUTH 7 | Kelemen |  |  | 08/15/2017 |  | 8/15/24 |  |  | NO | YES |  |  |  |  | GE MEDICAL SYSTEMS 10732265 SNE17261119HA |  |  | Active |  | 00:40:97:29:67:5B |  | Alarm | 1Y:00-MFG | 08/23/2019 | 08/01/2020 | COOPER UNIVERSITY HOSPITAL |  |  |  | 0012042200 | JOANNE FOX | Performance Verification | Closed | Richard Jolly | 08/16/2017 | 08/16/2017 | INCOMING INVENTORY | DEVICE INVENTORIED | AC1E1214-17D9-4F04-A20D-EEBEC1A24E5A | Labor | 08/16/2017 | 08/16/2017 | Bonnie Aichroth
|  | GE HEALTHCARE | CARESCAPE B450 | MONITOR, BEDSIDE, PHYSIOLOGIC | SNE16270035HA | ANESTHESIOLOGY | Pavilion |  |  | 11/17/2016 |  | 11/17/23 |  |  | NO | YES |  |  |  |  | GE MEDICAL SYSTEMS 10649924 SNE16270035HA |  |  | Active |  | 00:40:97:17:21:EE |  | Alarm | 1Y:00-MFG | 10/25/2019 | 10/01/2020 | COOPER UNIVERSITY HOSPITAL |  |  | Trav Cart 3 | 0011475577 | GIACINTA ROUPAS | Performance Verification | Closed | Bonnie Aichroth | 04/12/2017 | 04/12/2017 | INCOMING INVENTORY | DEVICE INVENTORIED | 98765541-023D-4536-B0DD-D624618C5338 | Labor | 04/12/2017 | 04/12/2017 | Bonnie Aichroth
|  | GE HEALTHCARE | CARESCAPE B450 | MONITOR, BEDSIDE, PHYSIOLOGIC | SNE16300139HA | CDU - CLINICAL DECISION UNIT-9 KELEMEN | Kelemen |  |  | 01/31/2017 |  | 1/31/24 |  |  | NO | YES |  |  |  |  | GE MEDICAL SYSTEMS 10649826 SNE16300139HA |  |  | Active |  | 11:11:11:11:11:11 |  | Alarm | 1Y:00-MFG | 05/20/2019 | 05/01/2020 | COOPER UNIVERSITY HOSPITAL |  |  | ccaa 1st floor old cdu | 0011470276 | KAREN GRUBER | Preventative Maintenance | Closed | Bonnie Aichroth | 04/10/2017 | 04/10/2017 | PERFORMANCE ASSURANCE AT INVENTORY | INVENTORIED DEVICE AND ENSURED DEVICE WAS FUNCTIONING PROPERLY. | C7457FBB-9D27-4A4C-A424-1244745D92AC | Labor | 01/31/2017 | 01/31/2017 | Richard Jolly
|  | GE HEALTHCARE | CARESCAPE B450 | MONITOR, BEDSIDE, PHYSIOLOGIC | SNE16030070HA | ANESTHESIOLOGY | Kelemen |  |  | 03/01/2016 |  | 3/1/23 |  |  | NO | YES |  |  |  |  | GE MEDICAL SYSTEMS 10480403 SNE16030070HA |  |  | Active |  | 00:40:97:16:EB:46 |  | Alarm | 1Y:00-MFG | 10/25/2019 | 10/01/2020 | COOPER UNIVERSITY HOSPITAL |  |  | EP 1 OR 2 |  | GIACINTA ROUPAS
|  | GE HEALTHCARE | CARESCAPE B450 | MONITOR, BEDSIDE, PHYSIOLOGIC | BC700-HB450210 | PEDIATRICS SOUTH 7 | Kelemen |  |  | 03/21/2016 |  | 3/21/23 |  |  | NO | YES |  |  |  |  | MCUBE TECHNOLOGY 10480366 BC700-HB450210 |  |  | Active |  | 99:99:99:99:99:99 |  | Equipment | 1Y:00-CAL | 08/26/2019 | 08/01/2020 | COOPER UNIVERSITY HOSPITAL |  |  | PICU |  | JOANNE FOX
|  | GE HEALTHCARE | CARESCAPE B450 | MONITOR, BEDSIDE, PHYSIOLOGIC | BC700-HB450910 | KELEMEN N6 | Kelemen |  |  | 03/21/2016 |  | 3/21/23 |  |  | NO | YES |  |  |  |  | MCUBE TECHNOLOGY 10480364 BC700-HB450910 |  |  | Active |  | 99:99:99:99:99:99 |  | Equipment | 1Y:00-CAL | 08/26/2019 | 08/01/2020 | COOPER UNIVERSITY HOSPITAL |  |  | 6TH FLOOR |  | Susan Cannon
|  | GE HEALTHCARE | CARESCAPE B450 | MONITOR, BEDSIDE, PHYSIOLOGIC | SJA14138584HA | PAVILION 8 | Pavilion |  |  | 04/02/2014 |  | 4/2/21 |  |  | NO | YES |  |  |  |  | GE MEDICAL SYSTEMS 10369558 SJA14138584HA |  |  | Active |  | 00:40:97:16:58:11 |  | Alarm | 1Y:00-MFG | 07/29/2019 | 07/01/2020 | COOPER UNIVERSITY HOSPITAL |  |  | ROOM 828 |  | BRIAN OSHAUGHNESSY
|  | GE HEALTHCARE | CARESCAPE B450 | MONITOR, BEDSIDE, PHYSIOLOGIC | SJA14138572HA | PAVILION 8 | Pavilion |  |  | 04/02/2014 |  | 4/2/21 |  |  | NO | YES |  |  |  |  | GE MEDICAL SYSTEMS 10369557 SJA14138572HA |  |  | Active |  | 00:40:97:16:57:F1 |  | Alarm | 1Y:00-MFG | 08/26/2019 | 07/01/2020 | COOPER UNIVERSITY HOSPITAL |  |  | ROOM 826 |  | BRIAN OSHAUGHNESSY
|  | GE HEALTHCARE | CARESCAPE B450 | MONITOR, BEDSIDE, PHYSIOLOGIC | SNE15511010HA | KELEMEN 8 PCU | Kelemen |  |  | 02/01/2016 |  | 2/1/23 |  |  | NO | YES |  |  |  |  | GE MEDICAL SYSTEMS 10369501 SNE15511010HA |  |  | Disposition |  | 00:23:24:1B:F0:2D |  | Alarm | 1Y:00-MFG | 08/30/2019 | 01/01/2020 | COOPER UNIVERSITY HOSPITAL |  |  | ROOM 819 |  | BYRON WELLS
|  | GE HEALTHCARE | CARESCAPE B450 | MONITOR, BEDSIDE, PHYSIOLOGIC | SJA15392022HA | ANESTHESIOLOGY | Kelemen |  |  | 10/08/2015 |  | 10/8/22 |  |  | NO | YES |  |  |  |  | GE MEDICAL SYSTEMS 10369482 SJA15392022HA |  |  | Active |  | 00:40:97:16:C3:86 |  | Alarm | 1Y:00-MFG | 10/25/2019 | 10/01/2020 | COOPER UNIVERSITY HOSPITAL |  |  | Anes Trav 1 |  | GIACINTA ROUPAS
|  | GE HEALTHCARE | CARESCAPE B450 | MONITOR, BEDSIDE, PHYSIOLOGIC | SJA14138593HA |  | Pavilion | [7 empty] | NO | YES
|  | GE HEALTHCARE | CARESCAPE B450 | MONITOR, BEDSIDE, PHYSIOLOGIC | SJA14214303HA | OR - KELEMEN 3 | Pavilion |  |  | 05/28/2014 |  | 5/28/21 |  |  | NO | YES |  |  |  |  | GE MEDICAL SYSTEMS 10368531 SJA14214303HA |  |  | Active |  | 00:40:97:16:5D:D9 |  | Alarm | 1Y:00-MFG | 02/14/2019 | 02/01/2020 | COOPER UNIVERSITY HOSPITAL |  |  | HOLDING-BED27 |  | DOMINIC VENDETTA
|  | GE HEALTHCARE | CARESCAPE B450 | MONITOR, BEDSIDE, PHYSIOLOGIC | SJA14214297HA | OR - KELEMEN 3 | Pavilion |  |  | 05/28/2014 |  | 5/28/21 |  |  | NO | YES |  |  |  |  | GE MEDICAL SYSTEMS 10368530 SJA14214297HA |  |  | Active |  | 00:40:97:16:5D:4B |  | Alarm | 1Y:00-MFG | 02/14/2019 | 02/01/2020 | COOPER UNIVERSITY HOSPITAL |  |  | HOLDING-BED26 |  | DOMINIC VENDETTA
|  | GE HEALTHCARE | CARESCAPE B450 | MONITOR, BEDSIDE, PHYSIOLOGIC | SJA14214287HA | OR - KELEMEN 3 | Pavilion |  |  | 05/28/2014 |  | 5/28/21 |  |  | NO | YES |  |  |  |  | GE MEDICAL SYSTEMS 10368528 SJA14214287HA |  |  | Active |  | 00:40:97:16:5B:57 |  | Alarm | 1Y:00-MFG | 02/14/2019 | 02/01/2020 | COOPER UNIVERSITY HOSPITAL |  |  | HOLDING-BED 25 |  | DOMINIC VENDETTA
|  | GE HEALTHCARE | CARESCAPE B450 | MONITOR, BEDSIDE, PHYSIOLOGIC | SJA14214301HA | OR - KELEMEN 3 | Pavilion |  |  | 05/28/2014 |  | 5/28/21 |  |  | NO | YES |  |  |  |  | GE MEDICAL SYSTEMS 10368526 SJA14214301HA |  |  | Active |  | 00:40:97:16:5C:8D |  | Alarm | 1Y:00-MFG | 02/14/2019 | 02/01/2020 | COOPER UNIVERSITY HOSPITAL |  |  | HOLDING-BED 24 |  | DOMINIC VENDETTA
|  | GE HEALTHCARE | CARESCAPE B450 | MONITOR, BEDSIDE, PHYSIOLOGIC | SJA14138571HA | PAVILION 8 | Pavilion |  |  | 07/29/2019 |  | 7/29/26 |  |  | NO | YES |  |  |  |  | GE MEDICAL SYSTEMS 30438050 SJA14138571HA |  |  | Active |  | 00:40:97:16:57:37 |  | Alarm | 1Y:00-MFG | 07/29/2019 | 07/29/2019 | COOPER UNIVERSITY HOSPITAL |  |  | Room 820 |  | BRIAN OSHAUGHNESSY |  |  |  | 07/29/2019 | 07/29/2019 |  |  |  |  | 07/29/2019 | 07/29/2019
|  | GE HEALTHCARE | CARESCAPE B450 | MONITOR, BEDSIDE, PHYSIOLOGIC | SJA14138578HA | PAVILION 8 | Pavilion |  |  | 07/19/2019 |  | 7/19/26 |  |  | NO | YES |  |  |  |  | GE MEDICAL SYSTEMS 30438034 SJA14138578HA |  |  | Active |  | 00:40:97:16:56:7B |  | Alarm | 1Y:00-MFG | 07/19/2019 | 07/19/2019 | COOPER UNIVERSITY HOSPITAL |  |  | ROOM 829 |  | BRIAN OSHAUGHNESSY |  |  |  | 07/19/2019 | 07/19/2019 |  |  |  |  | 07/19/2019 | 07/19/2019
|  | GE HEALTHCARE | CARESCAPE B450 | MONITOR, BEDSIDE, PHYSIOLOGIC | SJA15331011HA |  | Kelemen | Basement | [6 empty] | NO | YES
|  | GE HEALTHCARE | CARESCAPE B450 | MONITOR, BEDSIDE, PHYSIOLOGIC | SNE18152001SA |  | Pavilion | [7 empty] | NO | YES
|  | GE HEALTHCARE | CARESCAPE B450 | MONITOR, BEDSIDE, PHYSIOLOGIC | SNE16140046HA | MD ANDERSON INPATIENT ONCOLOGY | Pavilion |  |  | 05/24/2019 |  | 5/24/26 |  |  | NO | YES |  |  |  |  | GE MEDICAL SYSTEMS 30244804 SNE16140046HA |  |  | Active |  | 00:40:97:17:03:8A |  | Alarm | 1Y:00-MFG | 05/24/2019 | 05/24/2019 | COOPER UNIVERSITY HOSPITAL |  |  | P523 |  | MIRIAM ZIEGLER |  |  |  | 05/24/2019 | 05/24/2019 |  |  |  |  | 05/24/2019 | 05/24/2019
|  | GE HEALTHCARE | CARESCAPE B450 | MONITOR, BEDSIDE, PHYSIOLOGIC | SNE16140044HA | MD ANDERSON INPATIENT ONCOLOGY | Pavilion |  |  | 05/24/2019 |  | 5/24/26 |  |  | NO | YES |  |  |  |  | GE MEDICAL SYSTEMS 30244802 SNE16140044HA |  |  | Active |  | 00:40:97:17:03:7A |  | Alarm | 1Y:00-MFG | 05/24/2019 | 05/24/2019 | COOPER UNIVERSITY HOSPITAL |  |  | P524 |  | MIRIAM ZIEGLER |  |  |  | 05/24/2019 | 05/24/2019 |  |  |  |  | 05/24/2019 | 05/24/2019
|  | GE HEALTHCARE | CARESCAPE B450 | MONITOR, BEDSIDE, PHYSIOLOGIC | SNE16140058HA | MD ANDERSON INPATIENT ONCOLOGY | Pavilion |  |  | 05/24/2019 |  | 5/24/26 |  |  | NO | YES |  |  |  |  | GE MEDICAL SYSTEMS 30244800 SNE16140058HA |  |  | Active |  | 00:40:97:17:03:86 |  | Alarm | 1Y:00-MFG | 05/24/2019 | 05/24/2019 | COOPER UNIVERSITY HOSPITAL |  |  | P525 |  | MIRIAM ZIEGLER |  |  |  | 05/24/2019 | 05/24/2019 |  |  |  |  | 05/24/2019 | 05/24/2019
|  | GE HEALTHCARE | CARESCAPE B450 | MONITOR, BEDSIDE, PHYSIOLOGIC | SNE16140060HA | MD ANDERSON INPATIENT ONCOLOGY | Pavilion |  |  | 05/24/2019 |  | 5/24/26 |  |  | NO | YES |  |  |  |  | GE MEDICAL SYSTEMS 30244798 SNE16140060HA |  |  | Active |  | 00:40:97:17:03:96 |  | Alarm | 1Y:00-MFG | 05/24/2019 | 05/24/2019 | COOPER UNIVERSITY HOSPITAL |  |  | P526 |  | MIRIAM ZIEGLER |  |  |  | 05/24/2019 | 05/24/2019 |  |  |  |  | 05/24/2019 | 05/24/2019
|  | GE HEALTHCARE | CARESCAPE B450 | MONITOR, BEDSIDE, PHYSIOLOGIC | SNE16140051HA | MD ANDERSON INPATIENT ONCOLOGY | Pavilion |  |  | 05/24/2019 |  | 5/24/26 |  |  | NO | YES |  |  |  |  | GE MEDICAL SYSTEMS 30244796 SNE16140051HA |  |  | Active |  | 00:40:97:17:03:9C |  | Alarm | 1Y:00-MFG | 05/24/2019 | 05/24/2019 | COOPER UNIVERSITY HOSPITAL |  |  | P527 |  | MIRIAM ZIEGLER |  |  |  | 05/24/2019 | 05/24/2019 |  |  |  |  | 05/24/2019 | 05/24/2019
|  | GE HEALTHCARE | CARESCAPE B450 | MONITOR, BEDSIDE, PHYSIOLOGIC | SNE16140052HA | MD ANDERSON INPATIENT ONCOLOGY | Pavilion |  |  | 05/24/2019 |  | 5/24/26 |  |  | NO | YES |  |  |  |  | GE MEDICAL SYSTEMS 30244792 SNE16140052HA |  |  | Active |  | 00:40:97:17:03:90 |  | Alarm | 1Y:00-MFG | 05/24/2019 | 05/24/2019 | COOPER UNIVERSITY HOSPITAL |  |  | P529 | 0011210377 | MIRIAM ZIEGLER | Preventative Maintenance | Closed | Bonnie Aichroth | 05/24/2019 | 05/24/2019 | PERFORMANCE ASSURANCE AT INVENTORY | INVENTORIED DEVICE AND ENSURED DEVICE WAS FUNCTIONING PROPERLY. | 1E7E2031-413C-462D-B50D-527D5DFF8915 | Labor | 05/24/2019 | 05/24/2019 | Michael Youch
|  | GE HEALTHCARE | CARESCAPE B450 | MONITOR, BEDSIDE, PHYSIOLOGIC | SNE16140078HA | MD ANDERSON INPATIENT ONCOLOGY | Pavilion |  |  | 05/24/2019 |  | 5/24/26 |  |  | NO | YES |  |  |  |  | GE MEDICAL SYSTEMS 30244794 SNE16140078HA |  |  | Active |  | 00:40:97:16:FF:46 |  | Alarm | 1Y:00-MFG | 05/24/2019 | 05/24/2019 | COOPER UNIVERSITY HOSPITAL |  |  | P528 |  | MIRIAM ZIEGLER |  |  |  | 05/24/2019 | 05/24/2019 |  |  |  |  | 05/24/2019 | 05/24/2019
|  | GE HEALTHCARE | CARESCAPE B450 | MONITOR, BEDSIDE, PHYSIOLOGIC | SJA14138590HA | PAVILION 8 | Pavilion |  |  | 04/02/2014 |  | 4/2/21 |  |  | NO | YES |  |  |  |  | GE MEDICAL SYSTEMS 10365485 SJA14138590HA |  |  | Active |  | 00:40:97:16:57:13 |  | Alarm | 1Y:00-MFG | 07/10/2019 | 07/01/2020 | COOPER UNIVERSITY HOSPITAL |  |  | Room 827 |  | BRIAN OSHAUGHNESSY
|  | GE HEALTHCARE | CARESCAPE B450 | MONITOR, BEDSIDE, PHYSIOLOGIC | SJA14138580HA | PAVILION 8 | Pavilion |  |  | 04/02/2014 |  | 4/2/21 |  |  | NO | YES |  |  |  |  | GE MEDICAL SYSTEMS 10356663 SJA14138580HA |  |  | Active |  | 00:40:97:16:57:0B |  | Alarm | 1Y:00-MFG | 07/15/2019 | 07/01/2020 | COOPER UNIVERSITY HOSPITAL |  |  | ROOM 821 |  | BRIAN OSHAUGHNESSY
|  | GE HEALTHCARE | CARESCAPE B450 | MONITOR, BEDSIDE, PHYSIOLOGIC | SJA14138587HA | PAVILION 8 | Pavilion |  |  | 04/02/2014 |  | 4/2/21 |  |  | NO | YES |  |  |  |  | GE MEDICAL SYSTEMS 10356641 SJA14138587HA |  |  | Active |  | 00:40:97:16:59:39 |  | Alarm | 1Y:00-MFG | 10/11/2019 | 07/01/2020 | COOPER UNIVERSITY HOSPITAL |  |  | ROOM 819 |  | BRIAN OSHAUGHNESSY
|  | GE HEALTHCARE | CARESCAPE B450 | MONITOR, BEDSIDE, PHYSIOLOGIC | SJA14138583HA | PAVILION 8 | Pavilion |  |  | 04/02/2014 |  | 4/2/21 |  |  | NO | YES |  |  |  |  | GE MEDICAL SYSTEMS 10356627 SJA14138583HA |  |  | Active |  | 00:40:97:16:56:EF |  | Alarm | 1Y:00-MFG | 07/01/2019 | 07/01/2020 | COOPER UNIVERSITY HOSPITAL |  |  | ROOM 817 |  | BRIAN OSHAUGHNESSY
|  | GE HEALTHCARE | CARESCAPE B450 | MONITOR, BEDSIDE, PHYSIOLOGIC | SJA14257676HA | PAVILION 8 | Pavilion |  |  | 06/25/2014 |  | 6/25/21 |  |  | NO | YES |  |  |  |  | GE MEDICAL SYSTEMS 10356622 SJA14257676HA |  |  | Active |  | 00:40:97:16:62:8F |  | Alarm | 1Y:00-MFG | 09/13/2019 | 07/01/2020 | COOPER UNIVERSITY HOSPITAL |  |  | ROOM 816 |  | BRIAN OSHAUGHNESSY
|  | GE HEALTHCARE | CARESCAPE B450 | MONITOR, BEDSIDE, PHYSIOLOGIC | SJA14138576HA | PAVILION 8 | Pavilion |  |  | 04/02/2014 |  | 4/2/21 |  |  | NO | YES |  |  |  |  | GE MEDICAL SYSTEMS 10356606 SJA14138576HA |  |  | Active |  | 00:40:97:16:57:FB |  | Alarm | 1Y:00-MFG | 07/24/2019 | 07/01/2020 | COOPER UNIVERSITY HOSPITAL |  |  | ROOM 815 |  | BRIAN OSHAUGHNESSY
|  | GE HEALTHCARE | CARESCAPE B450 | MONITOR, BEDSIDE, PHYSIOLOGIC | SJA14138570HA | PAVILION 8 | Pavilion |  |  | 04/16/2014 |  | 4/16/21 |  |  | NO | YES |  |  |  |  | GE MEDICAL SYSTEMS 10356602 SJA14138570HA |  |  | Active |  | 00:40:97:16:52:CB |  | Alarm | 1Y:00-MFG | 07/01/2019 | 07/01/2020 | COOPER UNIVERSITY HOSPITAL |  |  | ROOM 814 |  | BRIAN OSHAUGHNESSY
|  | GE HEALTHCARE | CARESCAPE B450 | MONITOR, BEDSIDE, PHYSIOLOGIC | SJA14138581HA | PAVILION 8 | Pavilion |  |  | 04/02/2014 |  | 4/2/21 |  |  | NO | YES |  |  |  |  | GE MEDICAL SYSTEMS 10356593 SJA14138581HA |  |  | Active |  | 00:40:97:16:57:75 |  | Alarm | 1Y:00-MFG | 07/19/2019 | 07/01/2020 | COOPER UNIVERSITY HOSPITAL |  |  | ROOM 812 |  | BRIAN OSHAUGHNESSY
|  | GE HEALTHCARE | CARESCAPE B450 | MONITOR, BEDSIDE, PHYSIOLOGIC | SJA14138585HA | PAVILION 8 | Pavilion |  |  | 04/02/2014 |  | 4/2/21 |  |  | NO | YES |  |  |  |  | GE MEDICAL SYSTEMS 10356587 SJA14138585HA |  |  | Active |  | 00:40:97:16:57:5D |  | Alarm | 1Y:00-MFG | 07/24/2019 | 07/01/2020 | COOPER UNIVERSITY HOSPITAL |  |  | ROOM 811 |  | BRIAN OSHAUGHNESSY
|  | GE HEALTHCARE | CARESCAPE B450 | MONITOR, BEDSIDE, PHYSIOLOGIC | SJA14094431HA | CHIP - 9 PAVILION | Pavilion |  |  | 03/06/2014 |  | 3/6/21 |  |  | NO | YES |  |  |  |  | GE MEDICAL SYSTEMS 10356561 SJA14094431HA |  |  | Active |  | 00:40:97:16:54:8F |  | Alarm | 1Y:00-MFG | 07/30/2019 | 07/01/2020 | COOPER UNIVERSITY HOSPITAL |  |  | ROOM 931 |  | KIM HUMMEL
|  | GE HEALTHCARE | CARESCAPE B450 | MONITOR, BEDSIDE, PHYSIOLOGIC | SJA13497501HA | CHIP - 9 PAVILION | Kelemen |  |  | 03/06/2014 |  | 3/6/21 |  |  | NO | YES |  |  |  |  | GE MEDICAL SYSTEMS 10356559 SJA13497501HA |  |  | Active |  | 00:40:97:16:4B:99 |  | Alarm | 1Y:00-MFG | 07/09/2019 | 07/01/2020 | COOPER UNIVERSITY HOSPITAL |  |  | ROOM 926 |  | KIM HUMMEL
|  | GE HEALTHCARE | CARESCAPE B450 | MONITOR, BEDSIDE, PHYSIOLOGIC | SJA13497507HA | CHIP - 9 PAVILION | Pavilion |  |  | 03/06/2014 |  | 3/6/21 |  |  | NO | YES |  |  |  |  | GE MEDICAL SYSTEMS 10356544 SJA13497507HA |  |  | Active |  | 00:40:97:16:4C:03 |  | Alarm | 1Y:00-MFG | 07/18/2019 | 07/01/2020 | COOPER UNIVERSITY HOSPITAL |  |  | ROOM 919 |  | KIM HUMMEL
|  | GE HEALTHCARE | CARESCAPE B450 | MONITOR, BEDSIDE, PHYSIOLOGIC | SJA14138595HA | CHIP - 9 PAVILION | Pavilion |  |  | 04/02/2014 |  | 4/2/21 |  |  | NO | YES |  |  |  |  | GE MEDICAL SYSTEMS 10356540 SJA14138595HA |  |  | Active |  | 00:40:97:16:57:7D |  | Alarm | 1Y:00-MFG | 07/25/2019 | 07/01/2020 | COOPER UNIVERSITY HOSPITAL |  |  | ROOM 918 |  | KIM HUMMEL
|  | GE HEALTHCARE | CARESCAPE B450 | MONITOR, BEDSIDE, PHYSIOLOGIC | SJA14138599HA | CHIP - 9 PAVILION | Pavilion |  |  | 04/02/2014 |  | 4/2/21 |  |  | NO | YES |  |  |  |  | GE MEDICAL SYSTEMS 10356538 SJA14138599HA |  |  | Active |  | 00:40:97:16:54:D5 |  | Alarm | 1Y:00-MFG | 07/18/2019 | 07/01/2020 | COOPER UNIVERSITY HOSPITAL |  |  | ROOM 917 |  | KIM HUMMEL
|  | GE HEALTHCARE | CARESCAPE B450 | MONITOR, BEDSIDE, PHYSIOLOGIC | SJA13497504HA | CHIP - 9 PAVILION | Pavilion |  |  | 03/06/2014 |  | 3/6/21 |  |  | NO | YES |  |  |  |  | GE MEDICAL SYSTEMS 10356533 SJA13497504HA |  |  | Active |  | 00:40:97:16:4B:95 |  | Alarm | 1Y:00-MFG | 07/18/2019 | 07/01/2020 | COOPER UNIVERSITY HOSPITAL |  |  | ROOM 916 |  | KIM HUMMEL
|  | GE HEALTHCARE | CARESCAPE B450 | MONITOR, BEDSIDE, PHYSIOLOGIC | SJA14138602HA | CHIP - 9 PAVILION | Pavilion |  |  | 04/02/2014 |  | 4/2/21 |  |  | NO | YES |  |  |  |  | GE MEDICAL SYSTEMS 10356527 SJA14138602HA |  |  | Active |  | 00:40:97:16:56:05 |  | Alarm | 1Y:00-MFG | 07/09/2019 | 07/01/2020 | COOPER UNIVERSITY HOSPITAL |  |  | ROOM 915 |  | KIM HUMMEL
|  | GE HEALTHCARE | CARESCAPE B450 | MONITOR, BEDSIDE, PHYSIOLOGIC | SJA14138543HA | CHIP - 9 PAVILION | Pavilion |  |  | 04/02/2014 |  | 4/2/21 |  |  | NO | YES |  |  |  |  | GE MEDICAL SYSTEMS 10356518 SJA14138543HA |  |  | Active |  | 00:40:97:16:52:85 |  | Alarm | 1Y:00-MFG | 07/09/2019 | 07/01/2020 | COOPER UNIVERSITY HOSPITAL |  |  | ROOM 914 |  | KIM HUMMEL
|  | GE HEALTHCARE | CARESCAPE B450 | MONITOR, BEDSIDE, PHYSIOLOGIC | SJA14138598HA | CHIP - 9 PAVILION | Pavilion |  |  | 04/02/2014 |  | 4/2/21 |  |  | NO | YES |  |  |  |  | GE MEDICAL SYSTEMS 10356514 SJA14138598HA |  |  | Active |  | 00:40:97:16:55:49 |  | Alarm | 1Y:00-MFG | 07/18/2019 | 07/01/2020 | COOPER UNIVERSITY HOSPITAL |  |  | ROOM 912 |  | KIM HUMMEL
|  | GE HEALTHCARE | CARESCAPE B450 | MONITOR, BEDSIDE, PHYSIOLOGIC | SJA14138603HA | CHIP - 9 PAVILION | Pavilion |  |  | 04/02/2014 |  | 4/2/21 |  |  | NO | YES |  |  |  |  | GE MEDICAL SYSTEMS 10356508 SJA14138603HA |  |  | Active |  | 00:40:97:16:55:09 |  | Alarm | 1Y:00-MFG | 08/29/2019 | 07/01/2020 | COOPER UNIVERSITY HOSPITAL |  |  | ROOM 911 |  | KIM HUMMEL
|  | GE HEALTHCARE | CARESCAPE B450 | MONITOR, BEDSIDE, PHYSIOLOGIC | SJA13497505HA | CHIP - 9 PAVILION | Pavilion |  |  | 03/06/2014 |  | 3/6/21 |  |  | NO | YES |  |  |  |  | GE MEDICAL SYSTEMS 10356504 SJA13497505HA |  |  | Active |  | 00:40:97:16:4A:F1 |  | Alarm | 1Y:00-MFG | 07/25/2019 | 07/01/2020 | COOPER UNIVERSITY HOSPITAL |  |  | ROOM 910 |  | KIM HUMMEL
|  | GE HEALTHCARE | CARESCAPE B450 | MONITOR, BEDSIDE, PHYSIOLOGIC | SJA14138541HA | PAVILION 8 | Pavilion |  |  | 04/02/2014 |  | 4/2/21 |  |  | NO | YES |  |  |  |  | GE MEDICAL SYSTEMS 10356371 SJA14138541HA |  |  | Active |  | 00:40:97:16:52:7F |  | Alarm | 1Y:00-MFG | 07/09/2019 | 07/01/2020 | COOPER UNIVERSITY HOSPITAL |  |  | ROOM 831 |  | BRIAN OSHAUGHNESSY
|  | GE HEALTHCARE | CARESCAPE B450 | MONITOR, BEDSIDE, PHYSIOLOGIC | SJA14138579HA | PAVILION 8 | Pavilion |  |  | 04/02/2014 |  | 4/2/21 |  |  | NO | YES |  |  |  |  | GE MEDICAL SYSTEMS 10356385 SJA14138579HA |  |  | Active |  | 00:40:97:16:57:E7 |  | Alarm | 1Y:00-MFG | 07/29/2019 | 07/01/2020 | COOPER UNIVERSITY HOSPITAL |  |  | ROOM 824 |  | BRIAN OSHAUGHNESSY
|  | GE HEALTHCARE | CARESCAPE B450 | MONITOR, BEDSIDE, PHYSIOLOGIC | SJA14138569HA | PAVILION 8 | Pavilion |  |  | 04/02/2014 |  | 4/2/21 |  |  | NO | YES |  |  |  |  | GE MEDICAL SYSTEMS 10356404 SJA14138569HA |  |  | Active |  | 00:40:97:16:52:CD |  | Alarm | 1Y:00-MFG | 07/01/2019 | 07/01/2020 | COOPER UNIVERSITY HOSPITAL |  |  | ROOM 833 |  | BRIAN OSHAUGHNESSY
|  | GE HEALTHCARE | CARESCAPE B450 | MONITOR, BEDSIDE, PHYSIOLOGIC | SJA14138547HA | PAVILION 8 | Pavilion |  |  | 04/02/2014 |  | 4/2/21 |  |  | NO | YES |  |  |  |  | GE MEDICAL SYSTEMS 10356396 SJA14138547HA |  |  | Active |  | 00:40:97:16:52:35 |  | Alarm | 1Y:00-MFG | 08/26/2019 | 07/01/2020 | COOPER UNIVERSITY HOSPITAL |  |  | ROOM 823 |  | BRIAN OSHAUGHNESSY
|  | GE HEALTHCARE | CARESCAPE B450 | MONITOR, BEDSIDE, PHYSIOLOGIC | SJA14138574HA | PAVILION 8 | Pavilion |  |  | 04/02/2014 |  | 4/2/21 |  |  | NO | YES |  |  |  |  | GE MEDICAL SYSTEMS 10356398 SJA14138574HA |  |  | Active |  | 00:40:97:16:58:05 |  | Alarm | 1Y:00-MFG | 07/01/2019 | 07/01/2020 | COOPER UNIVERSITY HOSPITAL |  |  | ROOM 822 |  | BRIAN OSHAUGHNESSY
|  | GE HEALTHCARE | CARESCAPE B450 | MONITOR, BEDSIDE, PHYSIOLOGIC | SJA14138575HA | PAVILION 8 | Pavilion |  |  | 04/02/2014 |  | 4/2/21 |  |  | NO | YES |  |  |  |  | GE MEDICAL SYSTEMS 10356367 SJA14138575HA |  |  | Active |  | 00:40:97:16:56:77 |  | Alarm | 1Y:00-MFG | 08/26/2019 | 07/01/2020 | COOPER UNIVERSITY HOSPITAL |  |  | ROOM 832 |  | BRIAN OSHAUGHNESSY
|  | GE HEALTHCARE | CARESCAPE B450 | MONITOR, BEDSIDE, PHYSIOLOGIC | SJA14138592HA | PAVILION 8 | Pavilion |  |  | 04/02/2014 |  | 4/2/21 |  |  | NO | YES |  |  |  |  | GE MEDICAL SYSTEMS 10356357 SJA14138592HA |  |  | Active |  | 00:40:97:16:57:01 |  | Alarm | 1Y:00-MFG | 07/01/2019 | 07/01/2020 | COOPER UNIVERSITY HOSPITAL |  |  | ROOM 836 |  | BRIAN OSHAUGHNESSY
|  | GE HEALTHCARE | CARESCAPE B450 | MONITOR, BEDSIDE, PHYSIOLOGIC | SJA14138573HA | PAVILION 8 | Pavilion |  |  | 04/02/2014 |  | 4/2/21 |  |  | NO | YES |  |  |  |  | GE MEDICAL SYSTEMS 10356351 SJA14138573HA |  |  | Active |  | 00:40:97:16:56:C9 |  | Alarm | 1Y:00-MFG | 07/16/2019 | 07/01/2020 | COOPER UNIVERSITY HOSPITAL |  |  | ROOM 837 |  | BRIAN OSHAUGHNESSY
|  | GE HEALTHCARE | CARESCAPE B450 | MONITOR, BEDSIDE, PHYSIOLOGIC | SJA14138545HA | PAVILION 8 | Pavilion |  |  | 04/02/2014 |  | 4/2/21 |  |  | NO | YES |  |  |  |  | GE MEDICAL SYSTEMS 10356347 SJA14138545HA |  |  | Active |  | 00:40:97:16:52:1B |  | Alarm | 1Y:00-MFG | 07/05/2019 | 07/01/2020 | COOPER UNIVERSITY HOSPITAL |  |  | ROOM 838 |  | BRIAN OSHAUGHNESSY
|  | GE HEALTHCARE | CARESCAPE B450 | MONITOR, BEDSIDE, PHYSIOLOGIC | SJA14138542HA | PAVILION 8 | Pavilion |  |  | 04/02/2014 |  | 4/2/21 |  |  | NO | YES |  |  |  |  | GE MEDICAL SYSTEMS 10356341 SJA14138542HA |  |  | Active |  | 00:40:97:16:51:85 |  | Alarm | 1Y:00-MFG | 09/13/2019 | 07/01/2020 | COOPER UNIVERSITY HOSPITAL |  |  | ROOM 840 |  | BRIAN OSHAUGHNESSY
|  | GE HEALTHCARE | CARESCAPE B450 | MONITOR, BEDSIDE, PHYSIOLOGIC | SJA14138577HA | PAVILION 8 | Pavilion |  |  | 04/02/2014 |  | 4/2/21 |  |  | NO | YES |  |  |  |  | GE MEDICAL SYSTEMS 10356334 SJA14138577HA |  |  | Active |  | 00:40:97:16:57:E9 |  | Alarm | 1Y:00-MFG | 07/05/2019 | 07/01/2020 | COOPER UNIVERSITY HOSPITAL |  |  | ROOM 839 |  | BRIAN OSHAUGHNESSY
|  | GE HEALTHCARE | CARESCAPE B450 | MONITOR, BEDSIDE, PHYSIOLOGIC | SJA14138548HA | PAVILION 8 | Pavilion |  |  | 04/02/2014 |  | 4/2/21 |  |  | NO | YES |  |  |  |  | GE MEDICAL SYSTEMS 10356330 SJA14138548HA |  |  | Active |  | 00:40:97:16:52:5F |  | Alarm | 1Y:00-MFG | 07/15/2019 | 07/01/2020 | COOPER UNIVERSITY HOSPITAL |  |  | ROOM 841 |  | BRIAN OSHAUGHNESSY
|  | GE HEALTHCARE | CARESCAPE B450 | MONITOR, BEDSIDE, PHYSIOLOGIC | SJA14094470HA | CHIP - 9 PAVILION | Pavilion |  |  | 03/06/2014 |  | 3/6/21 |  |  | NO | YES |  |  |  |  | GE MEDICAL SYSTEMS 10356322 SJA14094470HA |  |  | Active |  | 00:40:97:16:54:51 |  | Alarm | 1Y:00-MFG | 07/18/2019 | 07/01/2020 | COOPER UNIVERSITY HOSPITAL |  |  | ROOM 921 |  | KIM HUMMEL
|  | GE HEALTHCARE | CARESCAPE B450 | MONITOR, BEDSIDE, PHYSIOLOGIC | SJA13497503HA | CHIP - 9 PAVILION | Pavilion |  |  | 03/06/2014 |  | 3/6/21 |  |  | NO | YES |  |  |  |  | GE MEDICAL SYSTEMS 10356324 SJA13497503HA |  |  | Active |  | 00:40:97:16:4B:85 |  | Alarm | 1Y:00-MFG | 07/09/2019 | 07/01/2020 | COOPER UNIVERSITY HOSPITAL |  |  | ROOM 920 |  | KIM HUMMEL
|  | GE HEALTHCARE | CARESCAPE B450 | MONITOR, BEDSIDE, PHYSIOLOGIC | SJA14094465HA | CHIP - 9 PAVILION | Pavilion |  |  | 03/06/2014 |  | 3/6/21 |  |  | NO | YES |  |  |  |  | GE MEDICAL SYSTEMS 10356317 SJA14094465HA |  |  | Active |  | 00:40:97:16:53:41 |  | Alarm | 1Y:00-MFG | 07/30/2019 | 07/01/2020 | COOPER UNIVERSITY HOSPITAL |  |  | ROOM 923 |  | KIM HUMMEL
|  | GE HEALTHCARE | CARESCAPE B450 | MONITOR, BEDSIDE, PHYSIOLOGIC | SJA13497508HA | CHIP - 9 PAVILION | Pavilion |  |  | 03/06/2014 |  | 3/6/21 |  |  | NO | YES |  |  |  |  | GE MEDICAL SYSTEMS 10356319 SJA13497508HA |  |  | Active |  | 00:40:97:16:4C:29 |  | Alarm | 1Y:00-MFG | 07/18/2019 | 07/01/2020 | COOPER UNIVERSITY HOSPITAL |  |  | ROOM 922 |  | KIM HUMMEL
|  | GE HEALTHCARE | CARESCAPE B450 | MONITOR, BEDSIDE, PHYSIOLOGIC | SJA14138596HA | CHIP - 9 PAVILION | Pavilion |  |  | 04/02/2014 |  | 4/2/21 |  |  | NO | YES |  |  |  |  | GE MEDICAL SYSTEMS 10356315 SJA14138596HA |  |  | Active |  | 00:40:97:16:57:1F |  | Alarm | 1Y:00-MFG | 07/09/2019 | 07/01/2020 | COOPER UNIVERSITY HOSPITAL |  |  | ROOM 924 |  | KIM HUMMEL
|  | GE HEALTHCARE | CARESCAPE B450 | MONITOR, BEDSIDE, PHYSIOLOGIC | SJA14094434HA | CHIP - 9 PAVILION | Pavilion |  |  | 03/06/2014 |  | 3/6/21 |  |  | NO | YES |  |  |  |  | GE MEDICAL SYSTEMS 10356306 SJA14094434HA |  |  | Active |  | 00:40:97:16:54:69 |  | Alarm | 1Y:00-MFG | 07/09/2019 | 07/01/2020 | COOPER UNIVERSITY HOSPITAL |  |  | ROOM 929 |  | KIM HUMMEL
|  | GE HEALTHCARE | CARESCAPE B450 | MONITOR, BEDSIDE, PHYSIOLOGIC | SJA13497498HA | CHIP - 9 PAVILION | Pavilion |  |  | 03/06/2014 |  | 3/6/21 |  |  | NO | YES |  |  |  |  | GE MEDICAL SYSTEMS 10356293 SJA13497498HA |  |  | Active |  | 00:40:97:16:4B:97 |  | Alarm | 1Y:00-MFG | 08/29/2019 | 07/01/2020 | COOPER UNIVERSITY HOSPITAL |  |  | ROOM 932 |  | KIM HUMMEL
|  | GE HEALTHCARE | CARESCAPE B450 | MONITOR, BEDSIDE, PHYSIOLOGIC | SJA13453686HA | CHIP - 9 PAVILION | Pavilion |  |  | 03/06/2014 |  | 3/6/21 |  |  | NO | YES |  |  |  |  | GE MEDICAL SYSTEMS 10356289 SJA13453686HA |  |  | Active |  | 00:40:97:16:46:25 |  | Alarm | 1Y:00-MFG | 07/09/2019 | 07/01/2020 | COOPER UNIVERSITY HOSPITAL |  |  | ROOM 933 |  | KIM HUMMEL
|  | GE HEALTHCARE | CARESCAPE B450 | MONITOR, BEDSIDE, PHYSIOLOGIC | SJA13497506HA | CHIP - 9 PAVILION | Pavilion |  |  | 03/06/2014 |  | 3/6/21 |  |  | NO | YES |  |  |  |  | GE MEDICAL SYSTEMS 10356282 SJA13497506HA |  |  | Active |  | 00:40:97:16:4C:05 |  | Alarm | 1Y:00-MFG | 07/25/2019 | 07/01/2020 | COOPER UNIVERSITY HOSPITAL |  |  | ROOM 934 |  | KIM HUMMEL
|  | GE HEALTHCARE | CARESCAPE B450 | MONITOR, BEDSIDE, PHYSIOLOGIC | SJA13497502HA | CHIP - 9 PAVILION | Pavilion |  |  | 03/06/2014 |  | 3/6/21 |  |  | NO | YES |  |  |  |  | GE MEDICAL SYSTEMS 10356279 SJA13497502HA |  |  | Active |  | 00:40:97:16:4B:4D |  | Alarm | 1Y:00-MFG | 07/25/2019 | 07/01/2020 | COOPER UNIVERSITY HOSPITAL |  |  | ROOM 937 |  | KIM HUMMEL
|  | GE HEALTHCARE | CARESCAPE B450 | MONITOR, BEDSIDE, PHYSIOLOGIC | SJA14020040HA | CHIP - 9 PAVILION | Pavilion |  |  | 03/06/2014 |  | 3/6/21 |  |  | NO | YES |  |  |  |  | GE MEDICAL SYSTEMS 10356274 SJA14020040HA |  |  | Active |  | 00:40:97:16:4C:C7 |  | Alarm | 1Y:00-MFG | 07/18/2019 | 07/01/2020 | COOPER UNIVERSITY HOSPITAL |  |  | ROOM 936 |  | KIM HUMMEL
|  | GE HEALTHCARE | CARESCAPE B450 | MONITOR, BEDSIDE, PHYSIOLOGIC | SJA14138594HA | CHIP - 9 PAVILION | Pavilion |  |  | 04/02/2014 |  | 4/2/21 |  |  | NO | YES |  |  |  |  | GE MEDICAL SYSTEMS 10356276 SJA14138594HA |  |  | Active |  | 00:40:97:16:56:6B |  | Alarm | 1Y:00-MFG | 07/09/2019 | 07/01/2020 | COOPER UNIVERSITY HOSPITAL |  |  | ROOM 935 |  | KIM HUMMEL
|  | GE HEALTHCARE | CARESCAPE B450 | MONITOR, BEDSIDE, PHYSIOLOGIC | SJA14138601HA | CHIP - 9 PAVILION | Pavilion |  |  | 04/02/2014 |  | 4/2/21 |  |  | NO | YES |  |  |  |  | GE MEDICAL SYSTEMS 10356270 SJA14138601HA |  |  | Active |  | 00:40:97:16:53:79 |  | Alarm | 1Y:00-MFG | 07/18/2019 | 07/01/2020 | COOPER UNIVERSITY HOSPITAL |  |  | ROOM 938 |  | KIM HUMMEL
|  | GE HEALTHCARE | CARESCAPE B450 | MONITOR, BEDSIDE, PHYSIOLOGIC | SJA14020042HA | CHIP - 9 PAVILION | Pavilion |  |  | 03/06/2014 |  | 3/6/21 |  |  | NO | YES |  |  |  |  | GE MEDICAL SYSTEMS 10356261 SJA14020042HA |  |  | Active |  | 00:40:97:16:4C:BF |  | Alarm | 1Y:00-MFG | 07/09/2019 | 07/01/2020 | COOPER UNIVERSITY HOSPITAL |  |  | ROOM 940 |  | KIM HUMMEL
|  | GE HEALTHCARE | CARESCAPE B450 | MONITOR, BEDSIDE, PHYSIOLOGIC | SJA14020016HA | CHIP - 9 PAVILION | Pavilion |  |  | 03/06/2014 |  | 3/6/21 |  |  | NO | YES |  |  |  |  | GE MEDICAL SYSTEMS 10356262 SJA14020016HA |  |  | Active |  | 00:40:97:16:4D:9F |  | Alarm | 1Y:00-MFG | 07/09/2019 | 07/01/2020 | COOPER UNIVERSITY HOSPITAL |  |  | ROOM 939 |  | KIM HUMMEL
|  | GE HEALTHCARE | CARESCAPE B450 | MONITOR, BEDSIDE, PHYSIOLOGIC | SJA13453687HA | CHIP - 9 PAVILION | Pavilion |  |  | 03/06/2014 |  | 3/6/21 |  |  | NO | YES |  |  |  |  | GE MEDICAL SYSTEMS 10356254 SJA13453687HA |  |  | Active |  | 00:40:97:16:47:99 |  | Alarm | 1Y:00-MFG | 07/09/2019 | 07/01/2020 | COOPER UNIVERSITY HOSPITAL |  |  | ROOM 941 |  | KIM HUMMEL
|  | GE HEALTHCARE | CARESCAPE B450 | MONITOR, BEDSIDE, PHYSIOLOGIC | SJA14214282HA |  | Kelemen |  |  | 05/28/2014 |  | 5/28/21 |  |  | NO | YES |  |  |  |  | GE MEDICAL SYSTEMS 10356198 SJA14214282HA |  |  | Active |  | 00:40:97:16:5C:47 |  | Alarm | 1Y:00-MFG | 02/14/2019 | 02/01/2020 | COOPER UNIVERSITY HOSPITAL |  |  | HOLDING-BED 23 |  | DOMINIC VENDETTA
|  | GE HEALTHCARE | CARESCAPE B450 | MONITOR, BEDSIDE, PHYSIOLOGIC | SJA14214302HA |  | Kelemen |  |  | 05/28/2014 |  | 5/28/21 |  |  | NO | YES |  |  |  |  | GE MEDICAL SYSTEMS 10356195 SJA14214302HA |  |  | Active |  | 00:40:97:16:5B:6B |  | Alarm | 1Y:00-MFG | 02/14/2019 | 02/01/2020 | COOPER UNIVERSITY HOSPITAL |  |  | HOLDING-BED 22 |  | DOMINIC VENDETTA
|  | GE HEALTHCARE | CARESCAPE B450 | MONITOR, BEDSIDE, PHYSIOLOGIC | SJA14224799HA |  | Kelemen |  |  | 06/04/2014 |  | 6/4/21 |  |  | NO | YES |  |  |  |  | GE MEDICAL SYSTEMS 10356191 SJA14224799HA |  |  | Active |  | 00:40:97:16:5B:8F |  | Alarm | 1Y:00-MFG | 02/14/2019 | 02/01/2020 | COOPER UNIVERSITY HOSPITAL |  |  | HOLDING-BED 21 |  | DOMINIC VENDETTA
|  | GE HEALTHCARE | CARESCAPE B450 | MONITOR, BEDSIDE, PHYSIOLOGIC | SJA14214298HA |  | Kelemen |  |  | 05/28/2014 |  | 5/28/21 |  |  | NO | YES |  |  |  |  | GE MEDICAL SYSTEMS 10356188 SJA14214298HA |  |  | Active |  | 00:40:97:16:5D:15 |  | Alarm | 1Y:00-MFG | 02/14/2019 | 02/01/2020 | COOPER UNIVERSITY HOSPITAL |  |  | HOLDING-BED 20 |  | DOMINIC VENDETTA
|  | GE HEALTHCARE | CARESCAPE B450 | MONITOR, BEDSIDE, PHYSIOLOGIC | SJA14214304HA |  | Kelemen |  |  | 05/28/2014 |  | 5/28/21 |  |  | NO | YES |  |  |  |  | GE MEDICAL SYSTEMS 10356179 SJA14214304HA |  |  | Active |  | 00:40:97:16:56:7D |  | Alarm | 1Y:00-MFG | 02/14/2019 | 02/01/2020 | COOPER UNIVERSITY HOSPITAL |  |  | HOLDING-BED 19 |  | DOMINIC VENDETTA
|  | GE HEALTHCARE | CARESCAPE B450 | MONITOR, BEDSIDE, PHYSIOLOGIC | SJA14214305HA |  | Kelemen |  |  | 05/28/2014 |  | 5/28/21 |  |  | NO | YES |  |  |  |  | GE MEDICAL SYSTEMS 10356177 SJA14214305HA |  |  | Active |  | 00:40:97:16:5B:81 |  | Alarm | 1Y:00-MFG | 02/14/2019 | 02/01/2020 | COOPER UNIVERSITY HOSPITAL |  |  | HOLDING-BED 18 |  | DOMINIC VENDETTA
|  | GE HEALTHCARE | CARESCAPE B450 | MONITOR, BEDSIDE, PHYSIOLOGIC | SJA14224798HA |  | Kelemen |  |  | 06/04/2014 |  | 6/4/21 |  |  | NO | YES |  |  |  |  | GE MEDICAL SYSTEMS 10356171 SJA14224798HA |  |  | Active |  | 00:40:97:16:5B:A7 |  | Alarm | 1Y:00-MFG | 02/14/2019 | 02/01/2020 | COOPER UNIVERSITY HOSPITAL |  |  | HOLDING-BED16 |  | DOMINIC VENDETTA
|  | GE HEALTHCARE | CARESCAPE B450 | MONITOR, BEDSIDE, PHYSIOLOGIC | SJA14224800HA |  | Kelemen |  |  | 06/04/2014 |  | 6/4/21 |  |  | NO | YES |  |  |  |  | GE MEDICAL SYSTEMS 10356172 SJA14224800HA |  |  | Active |  | 00:40:97:16:5B:AD |  | Alarm | 1Y:00-MFG | 02/14/2019 | 02/01/2020 | COOPER UNIVERSITY HOSPITAL |  |  | HOLDING-BED 17 |  | DOMINIC VENDETTA
|  | GE HEALTHCARE | CARESCAPE B450 | MONITOR, BEDSIDE, PHYSIOLOGIC | SNE16191011HA |  | Pavilion | [7 empty] | NO | YES
|  | GE HEALTHCARE | CARESCAPE B450 | MONITOR, BEDSIDE, PHYSIOLOGIC | SJA15362272HA | ANESTHESIOLOGY | Kelemen |  |  | 10/03/2016 |  | 10/3/23 |  |  | NO | YES |  |  |  |  | GE MEDICAL SYSTEMS 10349404 SJA15362272HA |  |  | Active |  | 00:40:97:16:C0:16 |  | Alarm | 1Y:00-MFG | 10/25/2019 | 10/01/2020 | COOPER UNIVERSITY HOSPITAL |  |  | SPECIAL TEST-ROOM 647 Endo 2 |  | GIACINTA ROUPAS
|  | GE HEALTHCARE | CARESCAPE B450 | MONITOR, BEDSIDE, PHYSIOLOGIC | SJA15362273HA | ANESTHESIOLOGY | Kelemen |  |  | 10/03/2016 |  | 10/3/23 |  |  | NO | YES |  |  |  |  | GE MEDICAL SYSTEMS 10349402 SJA15362273HA |  |  | Active |  | 00:40:97:16:C0:18 |  | Alarm | 1Y:00-MFG | 10/09/2019 | 10/01/2020 | COOPER UNIVERSITY HOSPITAL |  |  | SPECIAL TEST-ROOM 648 |  | GIACINTA ROUPAS
|  | GE HEALTHCARE | CARESCAPE B450 | MONITOR, BEDSIDE, PHYSIOLOGIC | SJA15331007HA | ANGIOGRAPHY | Kelemen | Basement |  | 09/03/2015 |  | 9/3/22 |  |  | NO | YES |  |  |  |  | GE MEDICAL SYSTEMS 10349390 SJA15331007HA |  |  | Active |  | 00:40:97:16:B9:FE |  | Alarm | 1Y:00-MFG | 03/29/2019 | 03/01/2020 | COOPER UNIVERSITY HOSPITAL |  |  | ROLL 9 |  | PAULETTE DUCKREY
|  | GE HEALTHCARE | CARESCAPE B450 | MONITOR, BEDSIDE, PHYSIOLOGIC | SJA1533101HA | EMERGENCY ROOM | Kelemen |  |  | 09/03/2015 |  | 9/3/22 |  |  | NO | YES |  |  |  |  | GE MEDICAL SYSTEMS 10349391 SJA1533101HA |  |  | Active |  | 00:40:97:16:B9:B8 |  | Alarm | 1Y:00-MFG | 02/21/2019 | 02/01/2020 | COOPER UNIVERSITY HOSPITAL |  |  | ED-ROLL21 |  | KAREN GRUBER
|  | GE HEALTHCARE | CARESCAPE B450 | MONITOR, BEDSIDE, PHYSIOLOGIC | SJA15331009HA | DIALYSIS PROCEDURE CENTER | Kelemen |  |  | 09/03/2015 |  | 9/3/22 |  |  | NO | YES |  |  |  |  | GE MEDICAL SYSTEMS 10349392 SJA15331009HA |  |  | Active |  | 00:40:97:16:B9:D2 |  | Alarm | 1Y:00-MFG | 05/28/2019 | 05/01/2020 | COOPER UNIVERSITY HOSPITAL |  |  | Dialysis 518 |  | GERRY DNUNZIO
|  | GE HEALTHCARE | CARESCAPE B450 | MONITOR, BEDSIDE, PHYSIOLOGIC | SJA15331008HA | EMERGENCY ROOM | Kelemen |  |  | 09/03/2015 |  | 9/3/22 |  |  | NO | YES |  |  |  |  | GE MEDICAL SYSTEMS 10349393 SJA15331008HA |  |  | Active |  | 00:40:97:16:B9:B8 |  | Alarm | 1Y:00-MFG | 02/22/2019 | 02/01/2020 | COOPER UNIVERSITY HOSPITAL |  |  | ED-ROLL20 |  | KAREN GRUBER
|  | GE HEALTHCARE | CARESCAPE B450 | MONITOR, BEDSIDE, PHYSIOLOGIC | SJA15362270HA | ANESTHESIOLOGY | Kelemen |  |  | 10/03/2016 |  | 10/3/23 |  |  | NO | YES |  |  |  |  | GE MEDICAL SYSTEMS 10349330 SJA15362270HA |  |  | Active |  | 12:61:61:92:72 |  | Alarm | 1Y:00-MFG | 10/09/2019 | 10/01/2020 | COOPER UNIVERSITY HOSPITAL |  |  | SPECIAL TEST-ROOM 649 |  | GIACINTA ROUPAS
|  | GE HEALTHCARE | CARESCAPE B450 | MONITOR, BEDSIDE, PHYSIOLOGIC | SJA15150027HA | ANESTHESIOLOGY | Kelemen |  |  | 10/03/2016 |  | 10/3/23 |  |  | NO | YES |  |  |  |  | GE MEDICAL SYSTEMS 10349332 SJA15150027HA |  |  | Active |  | 12:61:61:57:22:0 |  | Alarm | 1Y:00-MFG | 10/09/2019 | 10/01/2020 | COOPER UNIVERSITY HOSPITAL |  |  | SPECIAL TEST-ROOM 646 STU Roll 1 |  | GIACINTA ROUPAS
|  | GE HEALTHCARE | CARESCAPE B450 | MONITOR, BEDSIDE, PHYSIOLOGIC | sja14138588ha | PAVILION 8 | Pavilion | [7 empty] | NO | YES
|  | GE HEALTHCARE | CARESCAPE B450 | MONITOR, BEDSIDE, PHYSIOLOGIC | SJA14138586HA | PAVILION 8 | Pavilion |  |  | 07/10/2019 |  | 7/10/26 |  |  | NO | YES |  |  |  |  | GE MEDICAL SYSTEMS 30144756 SJA14138586HA |  |  | Active |  | 00:40:97:16:56:F1 |  | Alarm | 1Y:00-MFG | 07/10/2019 | 07/10/2019 | COOPER UNIVERSITY HOSPITAL |  |  | ROOM 835 |  | BRIAN OSHAUGHNESSY |  |  |  | 07/10/2019 | 07/10/2019 |  |  |  |  | 07/10/2019 | 07/10/2019
|  | GE HEALTHCARE | CARESCAPE B450 | MONITOR, BEDSIDE, PHYSIOLOGIC | SJA14138597HA |  | Pavilion | [7 empty] | NO | YES
|  | GE HEALTHCARE | CARESCAPE B650 | MONITOR, BEDSIDE, PHYSIOLOGIC | SQC18242044SA | VOORHEES SURGERY CENTER-OPERATING ROOM | 900 Centennial Blvd | Suite E |  | 04/24/2019 |  | 4/24/26 |  |  | NO | YES |  |  |  |  | GE MEDICAL SYSTEMS 11239357 SQC18242044SA |  |  | Active |  | 00:40:97:30:20:0E |  | Equipment | 1Y:00-MFG | 04/24/2019 | 04/24/2019 | COOPER AMBULATORY OFF-SITES |  |  | PROCEDURE ROOM | WOT00000001194735 | JENNIFER BOMBARO | Performance Verification | Closed | Salvatore Bombara | 04/24/2019 | 04/24/2019 | Performance Verification for GE MEDICAL SYSTEMS 11239357 SQC18242044SA | Initial Install of Performance Verification. Device is ready for patient use. |  |  | 04/24/2019 | 04/24/2019
|  | GE HEALTHCARE | CARESCAPE B650 | MONITOR, BEDSIDE, PHYSIOLOGIC | SQC18202207SA | ANESTHESIOLOGY | Pavilion |  |  | 02/18/2019 |  | 2/18/26 |  |  | NO | YES |  |  |  |  | GE MEDICAL SYSTEMS 11239342 SQC18202207SA |  |  | Active |  | 00:40:97:30:1E:62 |  | Equipment | 1Y:00-MFG | 02/18/2019 | 02/18/2019 | COOPER UNIVERSITY HOSPITAL |  |  | SD OR 4 | WOT00000001058701 | GIACINTA ROUPAS | Performance Verification | Closed | Salvatore Bombara | 02/18/2019 | 02/18/2019 | Performance Verification for GE MEDICAL SYSTEMS 11239342 SQC18202207SA | Initial Install of Performance Verification. Device is ready for patient use. |  |  | 02/18/2019 | 02/18/2019
|  | GE HEALTHCARE | CARESCAPE B650 | MONITOR, BEDSIDE, PHYSIOLOGIC | SQC18202196SA | ANESTHESIOLOGY | Pavilion |  |  | 02/11/2019 |  | 2/11/26 |  |  | NO | YES |  |  |  |  | GE MEDICAL SYSTEMS 11239340 SQC18202196SA |  |  | Active |  | 00:40:97:30:1E:60 |  | Equipment | 1Y:00-MFG | 02/11/2019 | 02/11/2019 | COOPER UNIVERSITY HOSPITAL |  |  | SD OR 2 | WOT00000001058531 | GIACINTA ROUPAS | Performance Verification | Closed | Salvatore Bombara | 02/11/2019 | 02/11/2019 | Performance Verification for GE MEDICAL SYSTEMS 11239340 SQC18202196SA | Initial Install of Performance Verification. Device is ready for patient use. |  |  | 02/11/2019 | 02/11/2019
|  | GE HEALTHCARE | CARESCAPE B650 | MONITOR, BEDSIDE, PHYSIOLOGIC | SQC17470107HA | ANESTHESIOLOGY | Pavilion |  |  | 02/18/2019 |  | 2/18/26 |  |  | NO | YES |  |  |  |  | GE MEDICAL SYSTEMS 11239057 SQC17470107HA |  |  | Active |  | 00:40:97:30:08:B8 |  | Equipment | 1Y:00-MFG | 02/18/2019 | 02/18/2019 | COOPER UNIVERSITY HOSPITAL |  |  | SD OR 1 | WOT00000000554136 | GIACINTA ROUPAS | Performance Verification | Closed | Salvatore Bombara | 02/18/2019 | 02/18/2019 | Performance Verification for GE MEDICAL SYSTEMS 11239057 SQC17470107HA | Initial Install of Performance Verification. Device is ready for patient use. |  |  | 02/18/2019 | 02/18/2019
|  | GE HEALTHCARE | CARESCAPE B650 | MONITOR, BEDSIDE, PHYSIOLOGIC | SQC17470104HA | SAME DAY PREOP -2ND FL PAVILION | Pavilion |  |  | 01/08/2019 |  | 1/8/26 |  |  | NO | YES |  |  |  |  | GE MEDICAL SYSTEMS 11239053 SQC17470104HA |  |  | Active |  | 00:40:97:30:08:D9 |  | Equipment | 1Y:00-MFG | 01/08/2019 | 01/08/2019 | COOPER UNIVERSITY HOSPITAL |  |  | Sd Preop 12 | WOT00000000554061 | JOE DRUCTOR | Performance Verification | Closed | Salvatore Bombara | 01/08/2019 | 01/08/2019 | Performance Verification for GE MEDICAL SYSTEMS 11239053 SQC17470104HA | Initial Install of Performance Verification. Device is ready for patient use. |  |  | 01/08/2019 | 01/08/2019
|  | GE HEALTHCARE | CARESCAPE B650 | MONITOR, BEDSIDE, PHYSIOLOGIC | SQC17460273HA | SAME DAY PREOP -2ND FL PAVILION | Kelemen |  |  | 01/08/2019 |  | 1/8/26 |  |  | NO | YES |  |  |  |  | GE MEDICAL SYSTEMS 11239049 SQC17460273HA |  |  | Active |  | 00:40:97:30:08:17 |  | Equipment | 1Y:00-MFG | 01/08/2019 | 01/08/2019 | COOPER UNIVERSITY HOSPITAL |  |  | Sd Preop 10 | WOT00000000553973 | JOE DRUCTOR | Performance Verification | Closed | Salvatore Bombara | 01/08/2019 | 01/08/2019 | Performance Verification for GE MEDICAL SYSTEMS 11239049 SQC17460273HA | Initial Install of Performance Verification. Device is ready for patient use. |  |  | 01/08/2019 | 01/08/2019
|  | GE HEALTHCARE | CARESCAPE B650 | MONITOR, BEDSIDE, PHYSIOLOGIC | SQC17470117HA | SAME DAY PREOP -2ND FL PAVILION | Pavilion |  |  | 01/08/2019 |  | 1/8/26 |  |  | NO | YES |  |  |  |  | GE MEDICAL SYSTEMS 11239047 SQC17470117HA |  |  | Active |  | 00:40:97:30:08:CB |  | Equipment | 1Y:00-MFG | 01/08/2019 | 01/08/2019 | COOPER UNIVERSITY HOSPITAL |  |  | SD PRE OP 9 | WOT00000000552980 | JOE DRUCTOR | Performance Verification | Closed | Kirk Lis | 01/08/2019 | 01/08/2019 | Performance Verification for GE MEDICAL SYSTEMS 11239047 SQC17470117HA | Initial Install of Performance Verification. Device is ready for patient use. |  |  | 01/08/2019 | 01/08/2019
|  | GE HEALTHCARE | CARESCAPE B650 | MONITOR, BEDSIDE, PHYSIOLOGIC | SQC17470080HA | SAME DAY PREOP -2ND FL PAVILION | Kelemen |  |  | 01/08/2019 |  | 1/8/26 |  |  | NO | YES |  |  |  |  | GE MEDICAL SYSTEMS 11239045 SQC17470080HA |  |  | Active |  | 00:40:97:30:09:09 |  | Equipment | 1Y:00-MFG | 01/08/2019 | 01/08/2019 | COOPER UNIVERSITY HOSPITAL |  |  | SD PRE OP 8 | WOT00000000552966 | JOE DRUCTOR | Performance Verification | Closed | Kirk Lis | 01/08/2019 | 01/08/2019 | Performance Verification for GE MEDICAL SYSTEMS 11239045 SQC17470080HA | Initial Install of Performance Verification. Device is ready for patient use. |  |  | 01/08/2019 | 01/08/2019
|  | GE HEALTHCARE | CARESCAPE B650 | MONITOR, BEDSIDE, PHYSIOLOGIC | SQC17470079HA |  | Pavilion | [7 empty] | NO | YES
|  | GE HEALTHCARE | CARESCAPE B650 | MONITOR, BEDSIDE, PHYSIOLOGIC | SQC17470122HA | SAME DAY PREOP -2ND FL PAVILION | Kelemen |  |  | 01/08/2019 |  | 1/8/26 |  |  | NO | YES |  |  |  |  | GE MEDICAL SYSTEMS 11239043 SQC17470122HA |  |  | Active |  | 00:40:97:30:08:EE |  | Equipment | 1Y:00-MFG | 01/08/2019 | 01/08/2019 | COOPER UNIVERSITY HOSPITAL |  |  | PRE OP 5 | WOT00000000552929 | JOE DRUCTOR | Performance Verification | Closed | Kirk Lis | 01/08/2019 | 01/08/2019 | Performance Verification for GE MEDICAL SYSTEMS 11239043 SQC17470122HA | Initial Install of Performance Verification. Device is ready for patient use. |  |  | 01/08/2019 | 01/08/2019
|  | GE HEALTHCARE | CARESCAPE B650 | MONITOR, BEDSIDE, PHYSIOLOGIC | SQC17470088HA | SAME DAY PREOP -2ND FL PAVILION | Pavilion |  |  | 01/08/2019 |  | 1/8/26 |  |  | NO | YES |  |  |  |  | GE MEDICAL SYSTEMS 11239038 SQC17470088HA |  |  | Active |  | 00:40:97:30:07:E4 |  | Equipment | 1Y:00-MFG | 01/08/2019 | 01/08/2019 | COOPER UNIVERSITY HOSPITAL |  |  | SD Preop 6 | WOT00000000552883 | JOE DRUCTOR | Performance Verification | Closed | Salvatore Bombara | 01/08/2019 | 01/08/2019 | CEID Record Completion for GE MEDICAL SYSTEMS 11239038 SQC17470088HA | Inventoried unit. | EXP3418347 | Labor | 01/08/2019 | 01/08/2019 | Josh Harris
|  | GE HEALTHCARE | CARESCAPE B650 | MONITOR, BEDSIDE, PHYSIOLOGIC | SQC17470120HA | SAME DAY PREOP -2ND FL PAVILION | Pavilion |  |  | 01/08/2019 |  | 1/8/26 |  |  | NO | YES |  |  |  |  | GE MEDICAL SYSTEMS 11239041 SQC17470120HA |  |  | Active |  | 00:40:97:30:08:CB |  | Equipment | 1Y:00-MFG | 01/08/2019 | 01/08/2019 | COOPER UNIVERSITY HOSPITAL |  |  | SD Preop 7 | WOT00000000552907 | JOE DRUCTOR | Performance Verification | Closed | Salvatore Bombara | 01/08/2019 | 01/08/2019 | Performance Verification for GE MEDICAL SYSTEMS 11239041 SQC17470120HA | Initial Install of Performance Verification. Device is ready for patient use. |  |  | 01/08/2019 | 01/08/2019
|  | GE HEALTHCARE | CARESCAPE B650 | MONITOR, BEDSIDE, PHYSIOLOGIC | SQC17470123HA | SAME DAY PREOP -2ND FL PAVILION | Pavilion |  |  | 01/08/2019 |  | 1/8/26 |  |  | NO | YES |  |  |  |  | GE MEDICAL SYSTEMS 11239039 SQC17470123HA |  |  | Active |  | 00:40:97:30:08:C2 |  | Equipment | 1Y:00-MFG | 01/08/2019 | 01/08/2019 | COOPER UNIVERSITY HOSPITAL |  |  | SD PRE OP 4 | WOT00000000552854 | JOE DRUCTOR | Performance Verification | Closed | Kirk Lis | 01/08/2019 | 01/08/2019 | CEID Record Completion for GE MEDICAL SYSTEMS 11239039 SQC17470123HA | INVENTORIED NEW EQUIPMENT | EXP0259036 | Labor | 01/08/2019 | 01/08/2019 | Kirk Lis
|  | GE HEALTHCARE | CARESCAPE B650 | MONITOR, BEDSIDE, PHYSIOLOGIC | SQC17470102HA | SAME DAY PREOP -2ND FL PAVILION | Pavilion |  |  | 01/08/2019 |  | 1/8/26 |  |  | NO | YES |  |  |  |  | GE MEDICAL SYSTEMS 11239036 SQC17470102HA |  |  | Active |  | 00:40:97:30:08:E2 |  | Equipment | 1Y:00-MFG | 01/08/2019 | 01/08/2019 | COOPER UNIVERSITY HOSPITAL |  |  | SD preop 3 | WOT00000000552804 | JOE DRUCTOR | Performance Verification | Closed | Salvatore Bombara | 01/08/2019 | 01/08/2019 | Performance Verification for GE MEDICAL SYSTEMS 11239036 SQC17470102HA | Initial Install of Performance Verification. Device is ready for patient use. |  |  | 01/08/2019 | 01/08/2019
|  | GE HEALTHCARE | CARESCAPE B650 | MONITOR, BEDSIDE, PHYSIOLOGIC | SQC17470115HA | SAME DAY PREOP -2ND FL PAVILION | Kelemen |  |  | 01/08/2019 |  | 1/8/26 |  |  | NO | YES |  |  |  |  | GE MEDICAL SYSTEMS 11239033 SQC17470115HA |  |  | Active |  | 00:40:97:30:08:EB |  | Equipment | 1Y:00-MFG | 01/08/2019 | 01/08/2019 | COOPER UNIVERSITY HOSPITAL |  |  | SD PRE OP 2 | WOT00000000552716 | JOE DRUCTOR | Performance Verification | Closed | Kirk Lis | 01/08/2019 | 01/08/2019 | Performance Verification for GE MEDICAL SYSTEMS 11239033 SQC17470115HA | Initial Install of Performance Verification. Device is ready for patient use. |  |  | 01/08/2019 | 01/08/2019
|  | GE HEALTHCARE | CARESCAPE B650 | MONITOR, BEDSIDE, PHYSIOLOGIC | SQC17470114HA | SAME DAY PREOP -2ND FL PAVILION | Pavilion |  |  | 01/08/2019 |  | 1/8/26 |  |  | NO | YES |  |  |  |  | GE MEDICAL SYSTEMS 11239031 SQC17470114HA |  |  | Active |  | 00:40:97:30:08:92 |  | Equipment | 1Y:00-MFG | 01/08/2019 | 01/08/2019 | COOPER UNIVERSITY HOSPITAL |  |  | SD PRE OP 1 | WOT00000000552631 | JOE DRUCTOR | Performance Verification | Closed | Kirk Lis | 01/08/2019 | 01/08/2019 | Performance Verification for GE MEDICAL SYSTEMS 11239031 SQC17470114HA | Initial Install of Performance Verification. Device is ready for patient use. |  |  | 01/08/2019 | 01/08/2019
|  | GE HEALTHCARE | CARESCAPE B650 | MONITOR, BEDSIDE, PHYSIOLOGIC | SQC17470109HA | ANESTHESIOLOGY | Pavilion |  |  | 02/18/2019 |  | 2/18/26 |  |  | NO | YES |  |  |  |  | GE MEDICAL SYSTEMS 11239006 SQC17470109HA |  |  | Active |  | 00:40:97:30:08:C9 |  | Equipment | 1Y:00-MFG | 02/18/2019 | 02/18/2019 | COOPER UNIVERSITY HOSPITAL |  |  | SD6 | WOT00000000551860 | GIACINTA ROUPAS | Performance Verification | Closed | Salvatore Bombara | 02/18/2019 | 02/18/2019 | Performance Verification for GE MEDICAL SYSTEMS 11239006 SQC17470109HA | Initial Install of Performance Verification. Device is ready for patient use. |  |  | 02/18/2019 | 02/18/2019
|  | GE HEALTHCARE | CARESCAPE B650 | MONITOR, BEDSIDE, PHYSIOLOGIC | SK416371061HA | ANESTHESIOLOGY | Pavilion |  |  | 02/01/2017 |  | 2/1/24 |  |  | NO | YES |  |  |  |  | GE MEDICAL SYSTEMS 10769293 SK416371061HA |  |  | Active |  | 00:40:97:0C:CF:E4 |  | Equipment | 1Y:00-MFG | 10/25/2019 | 10/01/2020 | COOPER UNIVERSITY HOSPITAL |  |  | Pav OR P11 | 0011166654 | GIACINTA ROUPAS | Performance Verification | Closed | Bonnie Aichroth | 02/01/2017 | 02/01/2017 | INCOMING INVENTORY | DEVICE INVENTORIED | BDB736A5-B80C-4F31-8AD3-FBF55D37FFB8 | Labor | 02/01/2017 | 02/01/2017 | Bonnie Aichroth
|  | GE HEALTHCARE | CARESCAPE B650 | MONITOR, BEDSIDE, PHYSIOLOGIC | SK416371056HA | ANESTHESIOLOGY | Pavilion |  |  | 02/01/2017 |  | 2/1/24 |  |  | NO | YES |  |  |  |  | GE MEDICAL SYSTEMS 10769292 SK416371056HA |  |  | Active |  | 00:40:97:00:CE:01 |  | Equipment | 1Y:00-MFG | 10/25/2019 | 10/01/2020 | COOPER UNIVERSITY HOSPITAL |  |  | Pav Anes Store Room | 0011166638 | GIACINTA ROUPAS | Preventative Maintenance | Closed | Bonnie Aichroth | 02/01/2017 | 02/01/2017 | PERFORMANCE ASSURANCE AT INVENTORY | INVENTORIED DEVICE AND ENSURED DEVICE WAS FUNCTIONING PROPERLY. | 6205E2DF-FF40-4A22-BBC8-C2D34624C84F | Labor | 02/01/2017 | 02/01/2017 | Richard Jolly
|  | GE HEALTHCARE | CARESCAPE B650 | MONITOR, BEDSIDE, PHYSIOLOGIC | SK416371059HA | ANESTHESIOLOGY | Kelemen |  |  | 02/01/2017 |  | 2/1/24 |  |  | NO | YES |  |  |  |  | GE MEDICAL SYSTEMS 10769290 SK416371059HA |  |  | Active |  | 00:40:97:0C:CF:F2 |  | Equipment | 1Y:00-MFG | 10/25/2019 | 10/01/2020 | COOPER UNIVERSITY HOSPITAL |  |  | Kelemen OR K4 | 0011166651 | GIACINTA ROUPAS | Preventative Maintenance | Closed | Bonnie Aichroth | 02/01/2017 | 02/01/2017 | PERFORMANCE ASSURANCE AT INVENTORY | INVENTORIED DEVICE AND ENSURED DEVICE WAS FUNCTIONING PROPERLY. | FF61A835-CF02-4E58-A140-CECD1D6A8F60 | Labor | 02/01/2017 | 02/01/2017 | Richard Jolly
|  | GE HEALTHCARE | CARESCAPE B650 | MONITOR, BEDSIDE, PHYSIOLOGIC | SK416371058HA | ANESTHESIOLOGY | Pavilion |  |  | 02/01/2017 |  | 2/1/24 |  |  | NO | YES |  |  |  |  | GE MEDICAL SYSTEMS 10769291 SK416371058HA |  |  | Active |  | 00:40:97:0C:CF:F4 |  | Equipment | 1Y:00-MFG | 10/25/2019 | 10/01/2020 | COOPER UNIVERSITY HOSPITAL |  |  | Pav OR P10 | 0011166592 | GIACINTA ROUPAS | Preventative Maintenance | Closed | Bonnie Aichroth | 02/01/2017 | 02/01/2017 | PERFORMANCE ASSURANCE AT INVENTORY | INVENTORIED DEVICE AND ENSURED DEVICE WAS FUNCTIONING PROPERLY. | D5EC2C1E-F29F-4F1B-A505-24913C2E01A2 | Labor | 02/01/2017 | 02/01/2017 | Richard Jolly
|  | GE HEALTHCARE | CARESCAPE B650 | MONITOR, BEDSIDE, PHYSIOLOGIC | SK416371069HA | ANESTHESIOLOGY | Kelemen |  |  | 02/01/2017 |  | 2/1/24 |  |  | NO | YES |  |  |  |  | GE MEDICAL SYSTEMS 10769289 SK416371069HA |  |  | Active |  | 00:40:97:0C:CF:B9 |  | Equipment | 1Y:00-MFG | 10/25/2019 | 10/01/2020 | COOPER UNIVERSITY HOSPITAL |  |  | Kelemen OR K2 | 0011166565 | GIACINTA ROUPAS | Preventative Maintenance | Closed | Bonnie Aichroth | 02/01/2017 | 02/01/2017 | PERFORMANCE ASSURANCE AT INVENTORY | INVENTORIED DEVICE AND ENSURED DEVICE WAS FUNCTIONING PROPERLY. | F34EB316-E868-4EB5-A29C-54E2B655ACD3 | Labor | 02/01/2017 | 02/01/2017 | Richard Jolly
|  | GE HEALTHCARE | CARESCAPE B650 | MONITOR, BEDSIDE, PHYSIOLOGIC | SK416371063HA | ANESTHESIOLOGY | Pavilion |  |  | 02/01/2017 |  | 2/1/24 |  |  | NO | YES |  |  |  |  | GE MEDICAL SYSTEMS 10769288 SK416371063HA |  |  | Active |  | 00:40:97:0C:CF:F5 |  | Equipment | 1Y:00-MFG | 10/25/2019 | 10/01/2020 | COOPER UNIVERSITY HOSPITAL |  |  | Pav OR P9 | 0011166644 | GIACINTA ROUPAS | Performance Verification | Closed | Bonnie Aichroth | 02/01/2017 | 02/01/2017 | INCOMING INVENTORY | DEVICE INVENTORIED | 93802245-12FC-4ED1-AF14-6F5B788AEFF8 | Labor | 02/01/2017 | 02/01/2017 | Bonnie Aichroth
|  | GE HEALTHCARE | CARESCAPE B650 | MONITOR, BEDSIDE, PHYSIOLOGIC | SK416371057HA | ANESTHESIOLOGY | Pavilion |  |  | 02/01/2017 |  | 2/1/24 |  |  | NO | YES |  |  |  |  | GE MEDICAL SYSTEMS 10769287 SK416371057HA |  |  | Active |  | 00:40:97:0C:CF:01 |  | Equipment | 1Y:00-MFG | 10/25/2019 | 10/01/2020 | COOPER UNIVERSITY HOSPITAL |  |  | Pav OR P2 | 0011166633 | GIACINTA ROUPAS | Preventative Maintenance | Closed | Bonnie Aichroth | 02/01/2017 | 02/01/2017 | PERFORMANCE ASSURANCE AT INVENTORY | INVENTORIED DEVICE AND ENSURED DEVICE WAS FUNCTIONING PROPERLY. | CD808294-55D2-4631-AED6-D04349EEAF93 | Labor | 02/01/2017 | 02/01/2017 | Richard Jolly
|  | GE HEALTHCARE | CARESCAPE B650 | MONITOR, BEDSIDE, PHYSIOLOGIC | SK416371060HA | ANESTHESIOLOGY | Kelemen |  |  | 02/01/2017 |  | 2/1/24 |  |  | NO | YES |  |  |  |  | GE MEDICAL SYSTEMS 10769286 SK416371060HA |  |  | Active |  | 00:40:97:0C:CF:EE |  | Equipment | 1Y:00-MFG | 10/25/2019 | 10/01/2020 | COOPER UNIVERSITY HOSPITAL |  |  | Keleman OR K5 | 0011166606 | GIACINTA ROUPAS | Performance Verification | Closed | Bonnie Aichroth | 02/01/2017 | 02/01/2017 | INCOMING INVENTORY | DEVICE INVENTORIED | DF31A266-641F-4F0E-B16E-F2A432DDF803 | Labor | 02/01/2017 | 02/01/2017 | Bonnie Aichroth
|  | GE HEALTHCARE | CARESCAPE B650 | MONITOR, BEDSIDE, PHYSIOLOGIC | SK416371062HA | ANESTHESIOLOGY | Kelemen |  |  | 02/01/2017 |  | 2/1/24 |  |  | NO | YES |  |  |  |  | GE MEDICAL SYSTEMS 10769285 SK416371062HA |  |  | Active |  | 00:40:97:0C:CF:E6 |  | Equipment | 1Y:00-MFG | 10/25/2019 | 10/01/2020 | COOPER UNIVERSITY HOSPITAL |  |  | Keleman OR K1 | 0011166548 | GIACINTA ROUPAS | Performance Verification | Closed | Bonnie Aichroth | 02/01/2017 | 02/01/2017 | INCOMING INVENTORY | DEVICE INVENTORIED | 2C71532C-8013-4301-8A86-2392E6F97138 | Labor | 02/01/2017 | 02/01/2017 | Bonnie Aichroth
|  | GE HEALTHCARE | CARESCAPE B650 | MONITOR, BEDSIDE, PHYSIOLOGIC | SK416371052HA | ANESTHESIOLOGY | Kelemen |  |  | 02/01/2017 |  | 2/1/24 |  |  | NO | YES |  |  |  |  | GE MEDICAL SYSTEMS 10769284 SK416371052HA |  |  | Active |  | 00:40:97:0C:CD:C7 |  | Equipment | 1Y:00-MFG | 10/25/2019 | 10/01/2020 | COOPER UNIVERSITY HOSPITAL |  |  | Keleman OR K6 | 0011166626 | GIACINTA ROUPAS | Preventative Maintenance | Closed | Bonnie Aichroth | 02/01/2017 | 02/01/2017 | PERFORMANCE ASSURANCE AT INVENTORY | INVENTORIED DEVICE AND ENSURED DEVICE WAS FUNCTIONING PROPERLY. | 4E60C2F8-4DDE-402F-91FD-E7FD3B834DED | Labor | 02/01/2017 | 02/01/2017 | Richard Jolly
|  | GE HEALTHCARE | CARESCAPE B650 | MONITOR, BEDSIDE, PHYSIOLOGIC | SQC17470134HA | SAME DAY PACU-2ND FL PAVILION | Pavilion |  |  | 02/12/2018 |  | 2/12/25 |  |  | NO | YES |  |  |  |  | GE MEDICAL SYSTEMS 10752626 SQC17470134HA |  |  | Active |  | 00:40:97:30:08:DD |  | Equipment | 1Y:00-MFG | 01/04/2019 | 01/01/2020 | COOPER UNIVERSITY HOSPITAL |  |  | SD PACU 14 | WOT00000000548989 | Lisa Geoghegan | Performance Verification | Closed | Richard Jolly | 02/15/2018 | 07/22/2019 | Performance Verification for GE MEDICAL SYSTEMS 10752626 SQC17470134HA | Initial Install of Performance Verification. Device is ready for patient use.
|  | GE HEALTHCARE | CARESCAPE B650 | MONITOR, BEDSIDE, PHYSIOLOGIC | SQC17470121HA | SAME DAY PACU-2ND FL PAVILION | Pavilion |  |  | 02/12/2018 |  | 2/12/25 |  |  | NO | YES |  |  |  |  | GE MEDICAL SYSTEMS 10752627 SQC17470121HA |  |  | Active |  | 00:40:97:30:08:D2 |  | Equipment | 1Y:00-MFG | 01/04/2019 | 01/01/2020 | COOPER UNIVERSITY HOSPITAL |  |  | SD PACU 13 | WOT00000000548955 | Lisa Geoghegan | Performance Verification | Closed | Richard Jolly | 02/15/2018 | 07/22/2019 | Performance Verification for GE MEDICAL SYSTEMS 10752627 SQC17470121HA | Initial Install of Performance Verification. Device is ready for patient use.
|  | GE HEALTHCARE | CARESCAPE B650 | MONITOR, BEDSIDE, PHYSIOLOGIC | SQC17470082HA | SAME DAY PACU-2ND FL PAVILION | Pavilion |  |  | 02/12/2018 |  | 2/12/25 |  |  | NO | YES |  |  |  |  | GE MEDICAL SYSTEMS 10752623 SQC17470082HA |  |  | Active |  | 00:40:97:30:07:E6 |  | Equipment | 1Y:00-MFG | 01/04/2019 | 01/01/2020 | COOPER UNIVERSITY HOSPITAL |  |  | SD PACU 18 | WOT00000000549166 | Lisa Geoghegan | Performance Verification | Closed | Richard Jolly | 02/15/2018 | 07/22/2019 | Performance Verification for GE MEDICAL SYSTEMS 10752623 SQC17470082HA | Initial Install of Performance Verification. Device is ready for patient use.
|  | GE HEALTHCARE | CARESCAPE B650 | MONITOR, BEDSIDE, PHYSIOLOGIC | SQC17470118HA | SAME DAY PACU-2ND FL PAVILION | Pavilion |  |  | 02/12/2018 |  | 2/12/25 |  |  | NO | YES |  |  |  |  | GE MEDICAL SYSTEMS 10752628 SQC17470118HA |  |  | Active |  | 00:40:97:30:09:10 |  | Equipment | 1Y:00-MFG | 01/04/2019 | 01/01/2020 | COOPER UNIVERSITY HOSPITAL |  |  | SD PACU 16 | WOT00000000546313 | Lisa Geoghegan | Performance Verification | Closed | Josh Harris | 02/14/2018 | 07/22/2019 | CEID Record Completion for GE MEDICAL SYSTEMS 10752628 SQC17470118HA | Inventoried unit. | EXP3409414 | Labor | 07/10/2019 | 07/10/2019 | Josh Harris
|  | GE HEALTHCARE | CARESCAPE B650 | MONITOR, BEDSIDE, PHYSIOLOGIC | SQC17470113HA | SAME DAY PACU-2ND FL PAVILION | Pavilion |  |  | 02/12/2018 |  | 2/12/25 |  |  | NO | YES |  |  |  |  | GE MEDICAL SYSTEMS 10752625 SQC17470113HA |  |  | Active |  | 00:40:97:30:08:BC |  | Equipment | 1Y:00-MFG | 01/04/2019 | 01/01/2020 | COOPER UNIVERSITY HOSPITAL |  |  | SD PACU 15 | WOT00000000549003 | Lisa Geoghegan | Performance Verification | Closed | Richard Jolly | 02/15/2018 | 07/22/2019 | Performance Verification for GE MEDICAL SYSTEMS 10752625 SQC17470113HA | Initial Install of Performance Verification. Device is ready for patient use.
|  | GE HEALTHCARE | CARESCAPE B650 | MONITOR, BEDSIDE, PHYSIOLOGIC | SQC17470119HA | SAME DAY PACU-2ND FL PAVILION | Pavilion |  |  | 02/12/2018 |  | 2/12/25 |  |  | NO | YES |  |  |  |  | GE MEDICAL SYSTEMS 10752624 SQC17470119HA |  |  | Active |  | 00:40:97:30:08:CE |  | Equipment | 1Y:00-MFG | 01/04/2019 | 01/01/2020 | COOPER UNIVERSITY HOSPITAL |  |  | SD PACU 17 | WOT00000000549020 | Lisa Geoghegan | Performance Verification | Closed | Richard Jolly | 02/15/2018 | 07/22/2019 | Performance Verification for GE MEDICAL SYSTEMS 10752624 SQC17470119HA | Initial Install of Performance Verification. Device is ready for patient use.
|  | GE HEALTHCARE | CARESCAPE B650 | MONITOR, BEDSIDE, PHYSIOLOGIC | SQC17470087HA | SAME DAY PACU-2ND FL PAVILION | Pavilion |  |  | 02/12/2018 |  | 2/12/25 |  |  | NO | YES |  |  |  |  | GE MEDICAL SYSTEMS 10752622 SQC17470087HA |  |  | Active |  | 00:40:97:30:07:F7 |  | Equipment | 1Y:00-MFG | 01/04/2019 | 01/01/2020 | COOPER UNIVERSITY HOSPITAL |  |  | SD PACU 19 | WOT00000000549195 | Lisa Geoghegan | Performance Verification | Closed | Richard Jolly | 02/15/2018 | 07/22/2019 | Performance Verification for GE MEDICAL SYSTEMS 10752622 SQC17470087HA | Initial Install of Performance Verification. Device is ready for patient use.
|  | GE HEALTHCARE | CARESCAPE B650 | MONITOR, BEDSIDE, PHYSIOLOGIC | SQC17470085HA | SAME DAY PACU-2ND FL PAVILION | Pavilion |  |  | 02/12/2018 |  | 2/12/25 |  |  | NO | YES |  |  |  |  | GE MEDICAL SYSTEMS 10752620 SQC17470085HA |  |  | Active |  | 00:40:97:30:07:D0 |  | Equipment | 1Y:00-MFG | 01/04/2019 | 01/01/2020 | COOPER UNIVERSITY HOSPITAL |  |  | SD PACU 21 | WOT00000000549237 | Lisa Geoghegan | Performance Verification | Closed | Josh Harris | 02/15/2018 | 07/22/2019 | CEID Record Completion for GE MEDICAL SYSTEMS 10752620 SQC17470085HA | Inventoried unit. | EXP3402120 | Labor | 07/10/2019 | 07/10/2019 | Josh Harris
|  | GE HEALTHCARE | CARESCAPE B650 | MONITOR, BEDSIDE, PHYSIOLOGIC | SQC17470137HA | SAME DAY PACU-2ND FL PAVILION | Pavilion |  |  | 02/12/2018 |  | 2/12/25 |  |  | NO | YES |  |  |  |  | GE MEDICAL SYSTEMS 10752621 SQC17470137HA |  |  | Active |  | 00:40:97:30:08:DF |  | Equipment | 1Y:00-MFG | 01/04/2019 | 01/01/2020 | COOPER UNIVERSITY HOSPITAL |  |  | SD PACU 20 | WOT00000000549207 | Lisa Geoghegan | Performance Verification | Closed | Richard Jolly | 02/15/2018 | 08/09/2019 | Performance Verification for GE MEDICAL SYSTEMS 10752621 SQC17470137HA | Initial Install of Performance Verification. Device is ready for patient use.
|  | GE HEALTHCARE | CARESCAPE B650 | MONITOR, BEDSIDE, PHYSIOLOGIC | Sqc17470083ha | SAME DAY PACU-2ND FL PAVILION | Pavilion |  |  | 02/12/2018 |  | 2/12/25 |  |  | NO | YES |  |  |  |  | GE MEDICAL SYSTEMS 10752618 Sqc17470083ha |  |  | Active |  | 00:40:97:30:08:EA |  | Equipment | 1Y:00-MFG | 01/04/2019 | 01/01/2020 | COOPER UNIVERSITY HOSPITAL |  |  | SD PACU 23 | WOT00000000549272 | Lisa Geoghegan | Performance Verification | Closed | Richard Jolly | 02/15/2018 | 07/22/2019 | Performance Verification for GE MEDICAL SYSTEMS 10752618 Sqc17470083ha | Initial Install of Performance Verification. Device is ready for patient use.
|  | GE HEALTHCARE | CARESCAPE B650 | MONITOR, BEDSIDE, PHYSIOLOGIC | SQC17470089HA | SAME DAY PACU-2ND FL PAVILION | Pavilion |  |  | 02/12/2018 |  | 2/12/25 |  |  | NO | YES |  |  |  |  | GE MEDICAL SYSTEMS 10752619 SQC17470089HA |  |  | Active |  | 00:40:97:30:07:E7 |  | Equipment | 1Y:00-MFG | 01/04/2019 | 01/01/2020 | COOPER UNIVERSITY HOSPITAL |  |  | SD PACU 22 | WOT00000000549257 | Lisa Geoghegan | Performance Verification | Closed | Richard Jolly | 02/15/2018 | 07/22/2019 | Performance Verification for GE MEDICAL SYSTEMS 10752619 SQC17470089HA | Initial Install of Performance Verification. Device is ready for patient use.
|  | GE HEALTHCARE | CARESCAPE B650 | MONITOR, BEDSIDE, PHYSIOLOGIC | SQC17470103HA | SAME DAY PACU-2ND FL PAVILION | Pavilion |  |  | 02/12/2018 |  | 2/12/25 |  |  | NO | YES |  |  |  |  | GE MEDICAL SYSTEMS 10752617 SQC17470103HA |  |  | Active |  | 00:40:97:30:08:DE |  | Equipment | 1Y:00-MFG | 01/04/2019 | 01/01/2020 | COOPER UNIVERSITY HOSPITAL |  |  | SD PACU 24 | WOT00000000549280 | Lisa Geoghegan | Performance Verification | Closed | Richard Jolly | 02/15/2018 | 07/22/2019 | Performance Verification for GE MEDICAL SYSTEMS 10752617 SQC17470103HA | Initial Install of Performance Verification. Device is ready for patient use.
|  | GE HEALTHCARE | CARESCAPE B650 | MONITOR, BEDSIDE, PHYSIOLOGIC | SQC17470112HA | ANESTHESIOLOGY | Pavilion |  |  | 02/12/2018 |  | 2/12/25 |  |  | NO | YES |  |  |  |  | GE MEDICAL SYSTEMS 10752600 SQC17470112HA |  |  | Active |  | 00:40:97:30:08:C7 |  | Equipment | 1Y:00-MFG | 01/08/2019 | 01/01/2020 | COOPER UNIVERSITY HOSPITAL |  |  | Pav OR 4 | WOT00000000546539 | GIACINTA ROUPAS | Performance Verification | Closed | Richard Jolly | 02/14/2018 | 07/22/2019 | Performance Verification for GE MEDICAL SYSTEMS 10752600 SQC17470112HA | Initial Install of Performance Verification. Device is ready for patient use.
|  | GE HEALTHCARE | CARESCAPE B650 | MONITOR, BEDSIDE, PHYSIOLOGIC | SQC17470110HA | ANESTHESIOLOGY | Pavilion |  |  | 02/12/2018 |  | 2/12/25 |  |  | NO | YES |  |  |  |  | GE MEDICAL SYSTEMS 10752599 SQC17470110HA |  |  | Active |  | 00:40:97:30:08:C0 |  | Equipment | 1Y:00-MFG | 02/18/2019 | 01/01/2020 | COOPER UNIVERSITY HOSPITAL |  |  | SD OR 5 | WOT00000000546390 | GIACINTA ROUPAS | Performance Verification | Closed | Richard Jolly | 02/14/2018 | 07/22/2019 | Performance Verification for GE MEDICAL SYSTEMS 10752599 SQC17470110HA | Initial Install of Performance Verification. Device is ready for patient use.
|  | GE HEALTHCARE | CARESCAPE B650 | MONITOR, BEDSIDE, PHYSIOLOGIC | SQC17470108HA | ANESTHESIOLOGY | Kelemen |  |  | 02/12/2018 |  | 2/12/25 |  |  | NO | YES |  |  |  |  | GE MEDICAL SYSTEMS 10752597 SQC17470108HA |  |  | Active |  | 00:40:97:30:08:BB |  | Equipment | 1Y:00-MFG | 01/04/2019 | 01/01/2020 | COOPER UNIVERSITY HOSPITAL |  |  | SD OR 03 | WOT00000000546341 | GIACINTA ROUPAS | Performance Verification | Closed | Richard Jolly | 02/14/2018 | 07/22/2019 | Performance Verification for GE MEDICAL SYSTEMS 10752597 SQC17470108HA | Initial Install of Performance Verification. Device is ready for patient use.
|  | GE HEALTHCARE | CARESCAPE B650 | MONITOR, BEDSIDE, PHYSIOLOGIC | SK417321007HA | KELEMEN N6 | Kelemen |  |  | 09/18/2017 |  | 9/18/24 |  |  | NO | YES |  |  |  |  | GE MEDICAL SYSTEMS 10732310 SK417321007HA |  |  | Active |  | 00:40:97:0C:FB:E5 |  | Equipment | 1Y:00-MFG | 08/26/2019 | 08/01/2020 | COOPER UNIVERSITY HOSPITAL |  |  | 641W | 0012411784 | Susan Cannon | Performance Verification | Closed | Josh Harris | 11/17/2017 | 11/17/2017 | INCOMING INVENTORY | DEVICE INVENTORIED | B806200E-E826-43FA-9010-0CFD885F4708 | Labor | 11/17/2017 | 11/17/2017 | Josh Harris
|  | GE HEALTHCARE | CARESCAPE B650 | MONITOR, BEDSIDE, PHYSIOLOGIC | SK417321006HA | KELEMEN N6 | Kelemen |  |  | 09/18/2017 |  | 9/18/24 |  |  | NO | YES |  |  |  |  | GE MEDICAL SYSTEMS 10732312 SK417321006HA |  |  | Active |  | 00:40:97:0C:FA:48 |  | Equipment | 1Y:00-MFG | 08/26/2019 | 08/01/2020 | COOPER UNIVERSITY HOSPITAL |  |  | 642 W | 0012411791 | Susan Cannon | Preventative Maintenance | Closed | Josh Harris | 11/17/2017 | 11/17/2017 | PERFORMANCE ASSURANCE AT INVENTORY | INVENTORIED DEVICE AND ENSURED DEVICE WAS FUNCTIONING PROPERLY. | 7FAE8D2F-7830-4A76-A019-2943467E4B48 | Labor | 09/18/2017 | 09/18/2017 | Richard Jolly
|  | GE HEALTHCARE | CARESCAPE B650 | MONITOR, BEDSIDE, PHYSIOLOGIC | SK417321008HA | KELEMEN N6 | Kelemen |  |  | 09/18/2017 |  | 9/18/24 |  |  | NO | YES |  |  |  |  | GE MEDICAL SYSTEMS 10732311 SK417321008HA |  |  | Active |  | 00:40:97:0C:FA:7F |  | Equipment | 1Y:00-MFG | 08/26/2019 | 08/01/2020 | COOPER UNIVERSITY HOSPITAL |  |  | 642D | 0012411787 | Susan Cannon | Performance Verification | Closed | Josh Harris | 11/17/2017 | 11/17/2017 | INCOMING INVENTORY | DEVICE INVENTORIED | DE5825D4-53EE-42EB-AF9A-6B4BA63285FA | Labor | 11/17/2017 | 11/17/2017 | Josh Harris
|  | GE HEALTHCARE | CARESCAPE B650 | MONITOR, BEDSIDE, PHYSIOLOGIC | SK417321046HA | KELEMEN N6 | Kelemen |  |  | 09/18/2017 |  | 9/18/24 |  |  | NO | YES |  |  |  |  | GE MEDICAL SYSTEMS 10732303 SK417321046HA |  |  | Active |  | 00:40:97:0C:FB:BC |  | Equipment | 1Y:00-MFG | 08/23/2019 | 08/01/2020 | COOPER UNIVERSITY HOSPITAL |  |  |  | 0012411759 | Susan Cannon | Preventative Maintenance | Closed | Josh Harris | 11/17/2017 | 11/17/2017 | PERFORMANCE ASSURANCE AT INVENTORY | INVENTORIED DEVICE AND ENSURED DEVICE WAS FUNCTIONING PROPERLY. | 54A1F1A8-2FDF-46F6-BF08-46A375EDBBD3 | Labor | 09/18/2017 | 09/18/2017 | Richard Jolly
|  | GE HEALTHCARE | CARESCAPE B650 | MONITOR, BEDSIDE, PHYSIOLOGIC | SK417321045HA | KELEMEN N6 | Kelemen |  |  | 09/18/2017 |  | 9/18/24 |  |  | NO | YES |  |  |  |  | GE MEDICAL SYSTEMS 10732304 SK417321045HA |  |  | Active |  | 00:40:97:0C:FB:C9 |  | Equipment | 1Y:00-MFG | 08/23/2019 | 08/01/2020 | COOPER UNIVERSITY HOSPITAL |  |  |  | 0012411761 | Susan Cannon | Preventative Maintenance | Closed | Josh Harris | 11/17/2017 | 11/17/2017 | PERFORMANCE ASSURANCE AT INVENTORY | INVENTORIED DEVICE AND ENSURED DEVICE WAS FUNCTIONING PROPERLY. | BF72027D-C910-420D-BC65-75AA6901EA43 | Labor | 09/18/2017 | 09/18/2017 | Richard Jolly
|  | GE HEALTHCARE | CARESCAPE B650 | MONITOR, BEDSIDE, PHYSIOLOGIC | SK417321011HA | KELEMEN N6 | Kelemen |  |  | 09/18/2017 |  | 9/18/24 |  |  | NO | YES |  |  |  |  | GE MEDICAL SYSTEMS 10732309 SK417321011HA |  |  | Active |  | 00:40:97:0C:FA:64 |  | Equipment | 1Y:00-MFG | 08/21/2019 | 08/01/2020 | COOPER UNIVERSITY HOSPITAL |  |  | 641D | 0012411782 | Susan Cannon | Performance Verification | Closed | Josh Harris | 11/17/2017 | 11/17/2017 | INCOMING INVENTORY | DEVICE INVENTORIED | 02CE344B-8E09-44AF-9A75-EE3257A49EA9 | Labor | 11/17/2017 | 11/17/2017 | Josh Harris
|  | GE HEALTHCARE | CARESCAPE B650 | MONITOR, BEDSIDE, PHYSIOLOGIC | SK417321044HA | KELEMEN N6 | Kelemen |  |  | 09/18/2017 |  | 9/18/24 |  |  | NO | YES |  |  |  |  | GE MEDICAL SYSTEMS 10732308 SK417321044HA |  |  | Active |  | 00:40:97:0C:FB:71 |  | Equipment | 1Y:00-MFG | 08/26/2019 | 08/01/2020 | COOPER UNIVERSITY HOSPITAL |  |  |  | 0012411780 | Susan Cannon | Preventative Maintenance | Closed | Josh Harris | 11/17/2017 | 11/17/2017 | PERFORMANCE ASSURANCE AT INVENTORY | INVENTORIED DEVICE AND ENSURED DEVICE WAS FUNCTIONING PROPERLY. | A62716FE-3E94-450E-B7D3-476912B0A357 | Labor | 09/18/2017 | 09/18/2017 | Richard Jolly
|  | GE HEALTHCARE | CARESCAPE B650 | MONITOR, BEDSIDE, PHYSIOLOGIC | SK417321005HA | KELEMEN N6 | Kelemen |  |  | 09/18/2017 |  | 9/18/24 |  |  | NO | YES |  |  |  |  | GE MEDICAL SYSTEMS 10732307 SK417321005HA |  |  | Active |  | 00:40:97:0C:FA:36 |  | Equipment | 1Y:00-MFG | 08/26/2019 | 08/01/2020 | COOPER UNIVERSITY HOSPITAL |  |  | 640D | 0012411773 | Susan Cannon | Performance Verification | Closed | Josh Harris | 11/17/2017 | 11/17/2017 | INCOMING INVENTORY | DEVICE INVENTORIED | 5D4CA71D-EE4C-48AC-9CEF-E55F7F0545D2 | Labor | 11/17/2017 | 11/17/2017 | Josh Harris
|  | GE HEALTHCARE | CARESCAPE B650 | MONITOR, BEDSIDE, PHYSIOLOGIC | SK417321042HA | KELEMEN N6 | Kelemen |  |  | 09/18/2017 |  | 9/18/24 |  |  | NO | YES |  |  |  |  | GE MEDICAL SYSTEMS 10732306 SK417321042HA |  |  | Active |  | 00:40:97:0C:FB:79 |  | Equipment | 1Y:00-MFG | 08/26/2019 | 08/01/2020 | COOPER UNIVERSITY HOSPITAL |  |  | 639W | 0012411768 | Susan Cannon | Performance Verification | Closed | Josh Harris | 11/17/2017 | 11/17/2017 | INCOMING INVENTORY | DEVICE INVENTORIED | EA9FDF89-8A9B-45DE-AB77-D3CCFC8249CD | Labor | 11/17/2017 | 11/17/2017 | Josh Harris
|  | GE HEALTHCARE | CARESCAPE B650 | MONITOR, BEDSIDE, PHYSIOLOGIC | SK417321023HA | KELEMEN N6 | Kelemen |  |  | 09/18/2017 |  | 9/18/24 |  |  | NO | YES |  |  |  |  | GE MEDICAL SYSTEMS 10732305 SK417321023HA |  |  | Active |  | 00:40:97:0C:FB:BB |  | Equipment | 1Y:00-MFG | 08/21/2019 | 08/01/2020 | COOPER UNIVERSITY HOSPITAL |  |  | 639D | 0012411764 | Susan Cannon | Performance Verification | Closed | Josh Harris | 11/17/2017 | 11/17/2017 | INCOMING INVENTORY | DEVICE INVENTORIED | 190B202C-52B9-4B81-9353-21F25F023392 | Labor | 11/17/2017 | 11/17/2017 | Josh Harris
|  | GE HEALTHCARE | CARESCAPE B650 | MONITOR, BEDSIDE, PHYSIOLOGIC | SK417321022HA | KELEMEN N6 | Kelemen |  |  | 09/18/2017 |  | 9/18/24 |  |  | NO | YES |  |  |  |  | GE MEDICAL SYSTEMS 10732302 SK417321022HA |  |  | Active |  | 00:40:97:0C:FA:3C |  | Equipment | 1Y:00-MFG | 08/16/2019 | 08/01/2020 | COOPER UNIVERSITY HOSPITAL |  |  | 636W | 0012411752 | Susan Cannon | Performance Verification | Closed | Josh Harris | 11/17/2017 | 11/17/2017 | INCOMING INVENTORY | DEVICE INVENTORIED | AA245909-484C-412C-9D32-C4FEAEB9FA45 | Labor | 11/17/2017 | 11/17/2017 | Josh Harris
|  | GE HEALTHCARE | CARESCAPE B650 | MONITOR, BEDSIDE, PHYSIOLOGIC | SK417321014HA | KELEMEN N6 | Kelemen |  |  | 09/18/2017 |  | 9/18/24 |  |  | NO | YES |  |  |  |  | GE MEDICAL SYSTEMS 10732301 SK417321014HA |  |  | Active |  | 00:40:97:0C:FB:FD |  | Equipment | 1Y:00-MFG | 08/26/2019 | 08/01/2020 | COOPER UNIVERSITY HOSPITAL |  |  | 636D | 0012411735 | Susan Cannon | Performance Verification | Closed | Josh Harris | 11/17/2017 | 11/17/2017 | INCOMING INVENTORY | DEVICE INVENTORIED | DA07DBA7-F92E-4C2A-8032-DE5F1E98FB10 | Labor | 11/17/2017 | 11/17/2017 | Josh Harris
|  | GE HEALTHCARE | CARESCAPE B650 | MONITOR, BEDSIDE, PHYSIOLOGIC | SK416301101HA | CDU - CLINICAL DECISION UNIT-9 KELEMEN | Kelemen |  |  | 08/15/2016 |  | 8/15/23 |  |  | NO | YES |  |  |  |  | GE MEDICAL SYSTEMS 10649773 SK416301101HA |  |  | Active |  | 00:40:97:0C:CB:35 |  | Equipment | 1Y:00-MFG | 05/29/2019 | 05/01/2020 | COOPER UNIVERSITY HOSPITAL |  |  | 9 KELEMEN RM 928 |  | KAREN GRUBER
|  | GE HEALTHCARE | CARESCAPE B650 | MONITOR, BEDSIDE, PHYSIOLOGIC | SK416301111HA | CDU - CLINICAL DECISION UNIT-9 KELEMEN | Kelemen |  |  | 08/15/2016 |  | 8/15/23 |  |  | NO | YES |  |  |  |  | GE MEDICAL SYSTEMS 10649772 SK416301111HA |  |  | Active |  | 00:40:97:0C:CB:56 |  | Equipment | 1Y:00-MFG | 05/29/2019 | 05/01/2020 | COOPER UNIVERSITY HOSPITAL |  |  | 9 KELEMEN RM 927 |  | KAREN GRUBER
|  | GE HEALTHCARE | CARESCAPE B650 | MONITOR, BEDSIDE, PHYSIOLOGIC | SK416301114HA | EMERGENCY ROOM | Kelemen |  |  | 08/15/2016 |  | 8/15/23 |  |  | NO | YES |  |  |  |  | GE MEDICAL SYSTEMS 10649771 SK416301114HA |  |  | Active |  | 00:40:97:0C:CB:96 |  | Equipment | 1Y:00-MFG | 02/20/2019 | 02/01/2020 | COOPER UNIVERSITY HOSPITAL |  |  | CCAA2 |  | KAREN GRUBER
|  | GE HEALTHCARE | CARESCAPE B650 | MONITOR, BEDSIDE, PHYSIOLOGIC | SK416301125HA | EMERGENCY ROOM | Kelemen |  |  | 08/15/2016 |  | 8/15/23 |  |  | NO | YES |  |  |  |  | GE MEDICAL SYSTEMS 10649769 SK416301125HA |  |  | Active |  | 00:40:97:0C:CA:EB |  | Equipment | 1Y:00-MFG | 02/20/2019 | 02/01/2020 | COOPER UNIVERSITY HOSPITAL |  |  | CCAA1 |  | KAREN GRUBER
|  | GE HEALTHCARE | CARESCAPE B650 | MONITOR, BEDSIDE, PHYSIOLOGIC | SK416301115HA | CDU - CLINICAL DECISION UNIT-9 KELEMEN | Kelemen |  |  | 08/15/2016 |  | 8/15/23 |  |  | NO | YES |  |  |  |  | GE MEDICAL SYSTEMS 10649764 SK416301115HA |  |  | Active |  | 00:40:97:0C:CA:C3 |  | Equipment | 1Y:00-MFG | 05/20/2019 | 05/01/2020 | COOPER UNIVERSITY HOSPITAL |  |  | 9 KELEMEN RM 921 |  | KAREN GRUBER
|  | GE HEALTHCARE | CARESCAPE B650 | MONITOR, BEDSIDE, PHYSIOLOGIC | SK416301121HA | CDU - CLINICAL DECISION UNIT-9 KELEMEN | Kelemen |  |  | 08/15/2016 |  | 8/15/23 |  |  | NO | YES |  |  |  |  | GE MEDICAL SYSTEMS 10649768 SK416301121HA |  |  | Active |  | 00:40:97:0C:CA:CC |  | Equipment | 1Y:00-MFG | 05/20/2019 | 05/01/2020 | COOPER UNIVERSITY HOSPITAL |  |  | 9 KELEMEN RM 924W |  | KAREN GRUBER
|  | GE HEALTHCARE | CARESCAPE B650 | MONITOR, BEDSIDE, PHYSIOLOGIC | SK416301116HA | CDU - CLINICAL DECISION UNIT-9 KELEMEN | Kelemen |  |  | 08/15/2016 |  | 8/15/23 |  |  | NO | YES |  |  |  |  | GE MEDICAL SYSTEMS 10649767 SK416301116HA |  |  | Active |  | 00:40:97:0C:CA:FF |  | Equipment | 1Y:00-MFG | 05/21/2019 | 05/01/2020 | COOPER UNIVERSITY HOSPITAL |  |  | 9 KELEMEN RM 924D |  | KAREN GRUBER
|  | GE HEALTHCARE | CARESCAPE B650 | MONITOR, BEDSIDE, PHYSIOLOGIC | SK416301109HA | EMERGENCY ROOM | Kelemen |  |  | 08/15/2016 |  | 8/15/23 |  |  | NO | YES |  |  |  |  | GE MEDICAL SYSTEMS 10649766 SK416301109HA |  |  | Active |  | 00:40:97:0C:CB:8C |  | Equipment | 1Y:00-MFG | 02/20/2019 | 02/01/2020 | COOPER UNIVERSITY HOSPITAL |  |  | CCAA4 |  | KAREN GRUBER
|  | GE HEALTHCARE | CARESCAPE B650 | MONITOR, BEDSIDE, PHYSIOLOGIC | SK416301118HA | EMERGENCY ROOM | Kelemen |  |  | 08/15/2016 |  | 8/15/23 |  |  | NO | YES |  |  |  |  | GE MEDICAL SYSTEMS 10649765 SK416301118HA |  |  | Active |  | 00:40:97:0C:CB:0B |  | Equipment | 1Y:00-MFG | 02/20/2019 | 02/01/2020 | COOPER UNIVERSITY HOSPITAL |  |  | CCAA5 |  | KAREN GRUBER
|  | GE HEALTHCARE | CARESCAPE B650 | MONITOR, BEDSIDE, PHYSIOLOGIC | SK416301122HA | CDU - CLINICAL DECISION UNIT-9 KELEMEN | Kelemen |  |  | 08/15/2016 |  | 8/15/23 |  |  | NO | YES |  |  |  |  | GE MEDICAL SYSTEMS 10649763 SK416301122HA |  |  | Active |  | 00:40:97:0C:CA:BF |  | Equipment | 1Y:00-MFG | 05/30/2019 | 05/01/2020 | COOPER UNIVERSITY HOSPITAL |  |  | 9 KELEMEN RM 920 |  | KAREN GRUBER
|  | GE HEALTHCARE | CARESCAPE B650 | MONITOR, BEDSIDE, PHYSIOLOGIC | SK416301108HA | EMERGENCY ROOM | Kelemen |  |  | 08/15/2016 |  | 8/15/23 |  |  | NO | YES |  |  |  |  | GE MEDICAL SYSTEMS 10649761 SK416301108HA |  |  | Active |  | 00:40:97:0C:CB:96 |  | Equipment | 1Y:00-MFG | 02/20/2019 | 02/01/2020 | COOPER UNIVERSITY HOSPITAL |  |  | CCAA3 |  | KAREN GRUBER
|  | GE HEALTHCARE | CARESCAPE B650 | MONITOR, BEDSIDE, PHYSIOLOGIC | SK416301103HA | CDU - CLINICAL DECISION UNIT-9 KELEMEN | Kelemen |  |  | 08/15/2016 |  | 8/15/23 |  |  | NO | YES |  |  |  |  | GE MEDICAL SYSTEMS 10649762 SK416301103HA |  |  | Active |  | 00:40:97:0C:CB:8D |  | Equipment | 1Y:00-MFG | 05/20/2019 | 05/01/2020 | COOPER UNIVERSITY HOSPITAL |  |  | 9 KELEMEN RM 919 |  | KAREN GRUBER
|  | GE HEALTHCARE | CARESCAPE B650 | MONITOR, BEDSIDE, PHYSIOLOGIC | SK416301110HA | CDU - CLINICAL DECISION UNIT-9 KELEMEN | Kelemen |  |  | 08/15/2016 |  | 8/15/23 |  |  | NO | YES |  |  |  |  | GE MEDICAL SYSTEMS 10649759 SK416301110HA |  |  | Active |  | 00:40:97:0C:CA:FA |  | Equipment | 1Y:00-MFG | 05/21/2019 | 05/01/2020 | COOPER UNIVERSITY HOSPITAL |  |  | 9 KELEMEN RM 915 |  | KAREN GRUBER
|  | GE HEALTHCARE | CARESCAPE B650 | MONITOR, BEDSIDE, PHYSIOLOGIC | SK416301107HA | CDU - CLINICAL DECISION UNIT-9 KELEMEN | Kelemen |  |  | 08/15/2016 |  | 8/15/23 |  |  | NO | YES |  |  |  |  | GE MEDICAL SYSTEMS 10649760 SK416301107HA |  |  | Active |  | 00:40:97:0C:CA:52 |  | Equipment | 1Y:00-MFG | 05/30/2019 | 05/01/2020 | COOPER UNIVERSITY HOSPITAL |  |  | Moved to ED office ED117 |  | KAREN GRUBER
|  | GE HEALTHCARE | CARESCAPE B650 | MONITOR, BEDSIDE, PHYSIOLOGIC | SK416301099HA | CDU - CLINICAL DECISION UNIT-9 KELEMEN | Kelemen |  |  | 08/15/2016 |  | 8/15/23 |  |  | NO | YES |  |  |  |  | GE MEDICAL SYSTEMS 10649758 SK416301099HA |  |  | Active |  | 00:40:97:0C:CA:CB |  | Equipment | 1Y:00-MFG | 05/20/2019 | 05/01/2020 | COOPER UNIVERSITY HOSPITAL |  |  | 9 KELEMEN RM 914 |  | KAREN GRUBER
|  | GE HEALTHCARE | CARESCAPE B650 | MONITOR, BEDSIDE, PHYSIOLOGIC | SK416301106HA | CDU - CLINICAL DECISION UNIT-9 KELEMEN | Kelemen |  |  | 08/15/2016 |  | 8/15/23 |  |  | NO | YES |  |  |  |  | GE MEDICAL SYSTEMS 10649756 SK416301106HA |  |  | Active |  | 00:40:97:0C:CB:95 |  | Equipment | 1Y:00-MFG | 05/20/2019 | 05/01/2020 | COOPER UNIVERSITY HOSPITAL |  |  | 9 KELEMEN RM 912 |  | KAREN GRUBER
|  | GE HEALTHCARE | CARESCAPE B650 | MONITOR, BEDSIDE, PHYSIOLOGIC | SK416301113HA | CDU - CLINICAL DECISION UNIT-9 KELEMEN | Kelemen |  |  | 08/15/2016 |  | 8/15/23 |  |  | NO | YES |  |  |  |  | GE MEDICAL SYSTEMS 10649757 SK416301113HA |  |  | Active |  | 00:40:97:0C:CB:54 |  | Equipment | 1Y:00-MFG | 05/20/2019 | 05/01/2020 | COOPER UNIVERSITY HOSPITAL |  |  | 9 KELEMEN RM 913 |  | KAREN GRUBER
|  | GE HEALTHCARE | CARESCAPE B650 | MONITOR, BEDSIDE, PHYSIOLOGIC | SK416301112HA | CDU - CLINICAL DECISION UNIT-9 KELEMEN | Kelemen |  |  | 08/15/2016 |  | 8/15/23 |  |  | NO | YES |  |  |  |  | GE MEDICAL SYSTEMS 10649754 SK416301112HA |  |  | Active |  | 00:40:97:0C:CA:F1 |  | Equipment | 1Y:00-MFG | 05/28/2019 | 05/01/2020 | COOPER UNIVERSITY HOSPITAL |  |  | 9 KELEMEN RM 910 |  | KAREN GRUBER
|  | GE HEALTHCARE | CARESCAPE B650 | MONITOR, BEDSIDE, PHYSIOLOGIC | SK416301104HA | CDU - CLINICAL DECISION UNIT-9 KELEMEN | Kelemen |  |  | 08/15/2016 |  | 8/15/23 |  |  | NO | YES |  |  |  |  | GE MEDICAL SYSTEMS 10649755 SK416301104HA |  |  | Active |  | 00:40:97:0C:CB:8E |  | Equipment | 1Y:00-MFG | 05/21/2019 | 05/01/2020 | COOPER UNIVERSITY HOSPITAL |  |  | 9 KELEMEN RM 911 |  | KAREN GRUBER
|  | GE HEALTHCARE | CARESCAPE B650 | MONITOR, BEDSIDE, PHYSIOLOGIC | SEW12357516HA | VOORHEES SURGERY CENTER-OPERATING ROOM | 900 Centennial Blvd | Suite E |  | 09/02/2012 |  | 9/2/19 |  |  | NO | YES |  |  |  |  | GE MEDICAL SYSTEMS 10347163 SEW12357516HA |  |  | Active |  | 00:40:97:0C:2C:9E |  | Equipment | 1Y:00-MFG | 04/18/2019 | 04/01/2020 | COOPER AMBULATORY OFF-SITES |  |  | Pacu 1 |  | JENNIFER BOMBARO
|  | GE HEALTHCARE | CARESCAPE B650 | MONITOR, BEDSIDE, PHYSIOLOGIC | SEW12367707HA | VOORHEES SURGERY CENTER-OPERATING ROOM | 900 Centennial Blvd | Suite E |  | 09/09/2012 |  | 9/9/19 |  |  | NO | YES |  |  |  |  | GE MEDICAL SYSTEMS 10346736 SEW12367707HA |  |  | Active |  | 00:40:97:0C:2E:26 |  | Equipment | 1Y:00-MFG | 04/18/2019 | 04/01/2020 | COOPER AMBULATORY OFF-SITES |  |  | PACU Room 5 |  | JENNIFER BOMBARO
|  | GE HEALTHCARE | CARESCAPE B650 | MONITOR, BEDSIDE, PHYSIOLOGIC | SEW12357295HA | VOORHEES SURGERY CENTER-OPERATING ROOM | 900 Centennial Blvd | Suite E |  | 09/02/2012 |  | 9/2/19 |  |  | NO | YES |  |  |  |  | GE MEDICAL SYSTEMS 10346725 SEW12357295HA |  |  | Active |  | 00:40:97:13:59:9C |  | Equipment | 1Y:00-MFG | 04/16/2019 | 04/01/2020 | COOPER AMBULATORY OFF-SITES |  |  | PACU ROOM 4 |  | JENNIFER BOMBARO
|  | GE HEALTHCARE | CARESCAPE B650 | MONITOR, BEDSIDE, PHYSIOLOGIC | SEW12367698HA | VOORHEES SURGERY CENTER-OPERATING ROOM | 900 Centennial Blvd | Suite E |  | 09/09/2012 |  | 9/9/19 |  |  | NO | YES |  |  |  |  | GE MEDICAL SYSTEMS 10346709 SEW12367698HA |  |  | Active |  | 00:40:97:0C:2D:9F |  | Equipment | 1Y:00-MFG | 04/16/2019 | 04/01/2020 | COOPER AMBULATORY OFF-SITES |  |  | PACU ROOM 2 |  | JENNIFER BOMBARO
|  | GE HEALTHCARE | CARESCAPE B650 | MONITOR, BEDSIDE, PHYSIOLOGIC | SEW12367693HA | VOORHEES SURGERY CENTER-OPERATING ROOM | 900 Centennial Blvd | Suite E |  | 09/09/2012 |  | 9/9/19 |  |  | NO | YES |  |  |  |  | GE MEDICAL SYSTEMS 10346700 SEW12367693HA |  |  | Active |  | 00:40:97:0C:2E:46 |  | Equipment | 1Y:00-MFG | 04/16/2019 | 04/01/2020 | COOPER AMBULATORY OFF-SITES |  |  | PACU room 3 |  | JENNIFER BOMBARO
|  | GE HEALTHCARE | CARESCAPE B650 | MONITOR, BEDSIDE, PHYSIOLOGIC | SEW1235729HA | VOORHEES SURGERY CENTER-OPERATING ROOM | 900 Centennial Blvd | Suite E |  | 09/02/2012 |  | 9/2/19 |  |  | NO | YES |  |  |  |  | GE MEDICAL SYSTEMS 10346697 SEW1235729HA |  |  | Active |  | 00:40:97:0C:29:4B |  | Equipment | 1Y:00-MFG | 04/15/2019 | 04/01/2020 | COOPER AMBULATORY OFF-SITES |  |  | PACU Room 6 |  | JENNIFER BOMBARO
|  | GE HEALTHCARE | CARESCAPE B650 | MONITOR, BEDSIDE, PHYSIOLOGIC | SEW12367702HA | VOORHEES SURGERY CENTER-OPERATING ROOM | 900 Centennial Blvd | Suite E |  | 09/09/2012 |  | 9/9/19 |  |  | NO | YES |  |  |  |  | GE MEDICAL SYSTEMS 10346691 SEW12367702HA |  |  | Active |  | 00:40:97:0C:2E:29 |  | Equipment | 1Y:00-MFG | 04/15/2019 | 04/01/2020 | COOPER AMBULATORY OFF-SITES |  |  | PACU Room 7 |  | JENNIFER BOMBARO
|  | GE HEALTHCARE | CARESCAPE B650 | MONITOR, BEDSIDE, PHYSIOLOGIC | SEW12367700HA | VOORHEES SURGERY CENTER-OPERATING ROOM | 900 Centennial Blvd | Suite E |  | 09/09/2012 |  | 9/9/19 |  |  | NO | YES |  |  |  |  | GE MEDICAL SYSTEMS 10346680 SEW12367700HA |  |  | Active |  | 00:40:97:0C:2D:DA |  | Equipment | 1Y:00-MFG | 04/15/2019 | 04/01/2020 | COOPER AMBULATORY OFF-SITES |  |  | PRE OP 7 |  | JENNIFER BOMBARO
|  | GE HEALTHCARE | CARESCAPE B650 | MONITOR, BEDSIDE, PHYSIOLOGIC | SEW12357294HA | VOORHEES SURGERY CENTER-OPERATING ROOM | 900 Centennial Blvd | Suite E |  | 09/02/2012 |  | 9/2/19 |  |  | NO | YES |  |  |  |  | GE MEDICAL SYSTEMS 10346075 SEW12357294HA |  |  | Active |  | 00:40:97:9C:2C:D6 |  | Equipment | 1Y:00-MFG | 04/15/2019 | 04/01/2020 | COOPER AMBULATORY OFF-SITES |  |  | PRE-OP ROOM 5 |  | JENNIFER BOMBARO
|  | GE HEALTHCARE | CARESCAPE B650 | MONITOR, BEDSIDE, PHYSIOLOGIC | SEW12367701HA | VOORHEES SURGERY CENTER-OPERATING ROOM | 900 Centennial Blvd | Suite E |  | 09/09/2012 |  | 9/9/19 |  |  | NO | YES |  |  |  |  | GE MEDICAL SYSTEMS 10346073 SEW12367701HA |  |  | Active |  | 00:40:97:0C:2D:D8 |  | Equipment | 1Y:00-MFG | 04/15/2019 | 04/01/2020 | COOPER AMBULATORY OFF-SITES |  |  | PACU RM 8 |  | JENNIFER BOMBARO
|  | GE HEALTHCARE | CARESCAPE B650 | MONITOR, BEDSIDE, PHYSIOLOGIC | SEW12367704HA | VOORHEES SURGERY CENTER-OPERATING ROOM | 900 Centennial Blvd | Suite E |  | 09/09/2012 |  | 9/9/19 |  |  | NO | YES |  |  |  |  | GE MEDICAL SYSTEMS 10346067 SEW12367704HA |  |  | Active |  | 00:40:97:0C:2D:99 |  | Equipment | 1Y:00-MFG | 04/15/2019 | 04/01/2020 | COOPER AMBULATORY OFF-SITES |  |  | Pre-op Room 1 |  | JENNIFER BOMBARO
|  | GE HEALTHCARE | CARESCAPE B650 | MONITOR, BEDSIDE, PHYSIOLOGIC | SEW12357292HA | VOORHEES SURGERY CENTER-OPERATING ROOM | 900 Centennial Blvd | Suite E |  | 09/02/2012 |  | 9/2/19 |  |  | NO | YES |  |  |  |  | GE MEDICAL SYSTEMS 10346063 SEW12357292HA |  |  | Active |  | 00:40:97:0C:2C:E1 |  | Equipment | 1Y:00-MFG | 04/15/2019 | 04/01/2020 | COOPER AMBULATORY OFF-SITES |  |  | Pre-op Room 6 |  | JENNIFER BOMBARO
|  | GE HEALTHCARE | CARESCAPE B650 | MONITOR, BEDSIDE, PHYSIOLOGIC | SEW12357300HA | VOORHEES SURGERY CENTER-OPERATING ROOM | 900 Centennial Blvd | Suite E |  | 09/02/2012 |  | 9/2/19 |  |  | NO | YES |  |  |  |  | GE MEDICAL SYSTEMS 10346058 SEW12357300HA |  |  | Active |  | 00:40:97:0C:29:60 |  | Equipment | 1Y:00-MFG | 04/15/2019 | 04/01/2020 | COOPER AMBULATORY OFF-SITES |  |  | Pre-op Room 4 |  | JENNIFER BOMBARO
|  | GE HEALTHCARE | CARESCAPE B650 | MONITOR, BEDSIDE, PHYSIOLOGIC | SEW12357296HA | VOORHEES SURGERY CENTER-OPERATING ROOM | 900 Centennial Blvd | Suite E |  | 09/02/2012 |  | 9/2/19 |  |  | NO | YES |  |  |  |  | GE MEDICAL SYSTEMS 10346052 SEW12357296HA |  |  | Active |  | 00:40:97:0C:2A:14 |  | Equipment | 1Y:00-MFG | 04/15/2019 | 04/01/2020 | COOPER AMBULATORY OFF-SITES |  |  | Pre-op Room 3 |  | JENNIFER BOMBARO
|  | GE HEALTHCARE | CARESCAPE B650 | MONITOR, BEDSIDE, PHYSIOLOGIC | SEW12357510HA | VOORHEES SURGERY CENTER-OPERATING ROOM | 900 Centennial Blvd | Suite E |  | 09/02/2012 |  | 9/2/19 |  |  | NO | YES |  |  |  |  | GE MEDICAL SYSTEMS 10346050 SEW12357510HA |  |  | Active |  | 00:40:97:0C:2B:CE |  | Equipment | 1Y:00-MFG | 04/15/2019 | 04/01/2020 | COOPER AMBULATORY OFF-SITES |  |  | Pre-op Room 2 |  | JENNIFER BOMBARO
|  | GE HEALTHCARE | CDA19T | MONITOR, BEDSIDE, PHYSIOLOGIC | DTM411I0896 | MED/SURG 6 PAVILION | Pavilion |  |  | 10/31/2019 |  | 10/31/26 |  |  | NO | YES |  |  |  |  | GE MEDICAL SYSTEMS 11207529 DTM411I0896 |  |  | Active |  |  |  | Accessory | PAAR:00-PVAR | 10/31/2019 | 10/31/2019 | COOPER UNIVERSITY HOSPITAL |  |  | PAV6 Central | WOT00000002194371 | BRIAN OSHAUGHNESSY | Performance Verification | Closed | Michael Youch | 10/31/2019 | 10/31/2019 | CEID Record Completion for GE MEDICAL SYSTEMS 11207529 DTM411I0896 | Inventoried, safety, and documentation . | EXP3101901 | Labor | 10/31/2019 | 10/31/2019 | Michael Youch
|  | GE HEALTHCARE | CDA19T | MONITOR, BEDSIDE, PHYSIOLOGIC | DTM411I0908 | BIOMEDICAL | Kelemen |  |  | 10/31/2019 |  | 10/31/26 |  |  | NO | YES |  |  |  |  | GE MEDICAL SYSTEMS 11187563 DTM411I0908 |  |  | Active |  |  |  | Accessory | PAAR:00-PVAR | 10/31/2019 | 10/31/2019 | COOPER UNIVERSITY HOSPITAL |  |  | Biomed - Test | WOT00000002556541 | Bonnie Aichroch | Performance Verification | Closed | Stephen Zubrzycki | 10/31/2019 | 10/31/2019 | Performance Verification for GE MEDICAL SYSTEMS 11187563 DTM411I0908 | Initial Install of Performance Verification. Device is ready for patient use. |  |  | 10/31/2019 | 10/31/2019
|  | GE HEALTHCARE | CDA19T | MONITOR, BEDSIDE, PHYSIOLOGIC | DTJ010D0132 |  | Dorrance | [7 empty] | NO | YES
|  | GE HEALTHCARE | DASH 3000 | MONITOR, BEDSIDE, PHYSIOLOGIC | DSH05328176GA | ANESTHESIOLOGY | Pavilion |  |  | 10/29/2019 |  | 10/29/26 |  |  | NO | YES |  |  |  |  | GE MEDICAL SYSTEMS 11239447 DSH05328176GA |  |  | Active |  | 00:00:A1:0E:8D:EF |  | Equipment | 1Y:00-MFG | 10/29/2019 | 10/29/2019 | COOPER UNIVERSITY HOSPITAL |  |  | ANESTH WK RM |  | GIACINTA ROUPAS |  |  |  | 10/29/2019 | 10/29/2019 |  |  |  |  | 10/29/2019 | 10/29/2019
|  | GE HEALTHCARE | DASH 3000 | MONITOR, BEDSIDE, PHYSIOLOGIC | DSH05328258GA | ANESTHESIOLOGY | Pavilion |  |  | 10/29/2019 |  | 10/29/26 |  |  | NO | YES |  |  |  |  | GE MEDICAL SYSTEMS 11239439 DSH05328258GA |  |  | Active | 10368104, 11239493 | 00:00:A1:04:B8:C3 |  | Equipment | 1Y:00-MFG | 10/29/2019 | 10/29/2019 | COOPER UNIVERSITY HOSPITAL |  |  | ANESTH WK RM |  | GIACINTA ROUPAS |  |  |  | 10/29/2019 | 10/29/2019 |  |  |  |  | 10/29/2019 | 10/29/2019
|  | GE HEALTHCARE | DASH 3000 | MONITOR, BEDSIDE, PHYSIOLOGIC | DSH05318052GA |  | Pavilion |  |  | 10/29/2019 |  | 10/29/26 |  |  | NO | YES |  |  |  |  | GE MEDICAL SYSTEMS 11239404 DSH05318052GA |  |  | Active |  | 00:00:A1:04:D7:FE |  | Equipment | 1Y:00-MFG | 10/29/2019 | 10/29/2019 | COOPER UNIVERSITY HOSPITAL |  |  | Pav Anes Work Rm |  | GIACINTA ROUPAS |  |  |  | 10/29/2019 | 10/29/2019 |  |  |  |  | 10/29/2019 | 10/29/2019
|  | GE HEALTHCARE | DASH 3000 | MONITOR, BEDSIDE, PHYSIOLOGIC | DSH05328251GA | ANESTHESIOLOGY | Pavilion |  |  | 10/29/2019 |  | 10/29/26 |  |  | NO | YES |  |  |  |  | GE MEDICAL SYSTEMS 11239325 DSH05328251GA |  |  | Active |  | 00:00:A1:07:93:44 |  | Equipment | 1Y:00-MFG | 10/29/2019 | 10/29/2019 | COOPER UNIVERSITY HOSPITAL |  |  | Kel Anes Store Rm |  | GIACINTA ROUPAS |  |  |  | 10/29/2019 | 10/29/2019 |  |  |  |  | 10/29/2019 | 10/29/2019
|  | GE HEALTHCARE | DASH 3000 | MONITOR, BEDSIDE, PHYSIOLOGIC | SD010189663GA | EMERGENCY ROOM | Kelemen |  |  | 02/14/2019 |  | 2/14/26 |  |  | NO | YES |  |  |  |  | GE MEDICAL SYSTEMS 11222277 SD010189663GA |  |  | Active |  | 00:00:A1:08:70:1B |  | Equipment | 1Y:00-MFG | 02/14/2019 | 02/14/2019 | COOPER UNIVERSITY HOSPITAL |  |  | ED-ROLL 13 |  | KAREN GRUBER |  |  |  | 02/14/2019 | 02/14/2019 |  |  |  |  | 02/14/2019 | 02/14/2019
|  | GE HEALTHCARE | DASH 3000 | MONITOR, BEDSIDE, PHYSIOLOGIC | C2DJ2278GR |  | Kelemen | [7 empty] | NO | YES
|  | GE HEALTHCARE | DASH 3000 | MONITOR, BEDSIDE, PHYSIOLOGIC | a2dj9050gr |  | Kelemen | [7 empty] | NO | YES
|  | GE HEALTHCARE | DASH 3000 | MONITOR, BEDSIDE, PHYSIOLOGIC | B3DJ5266GR | EMERGENCY ROOM | Kelemen |  |  | 02/22/2019 |  | 2/22/26 |  |  | NO | YES |  |  |  |  | GE MEDICAL SYSTEMS 11222200 B3DJ5266GR |  |  | Active |  | 00:00:A1:07:93:4F |  | Equipment | 1Y:00-MFG | 02/22/2019 | 02/22/2019 | COOPER UNIVERSITY HOSPITAL |  |  | ED-BED 32 |  | KAREN GRUBER |  |  |  | 02/22/2019 | 02/22/2019 |  |  |  |  | 02/22/2019 | 02/22/2019
|  | GE HEALTHCARE | DASH 3000 | MONITOR, BEDSIDE, PHYSIOLOGIC | F3EH1213GR | EMERGENCY ROOM | Kelemen |  |  | 02/18/2019 |  | 2/18/26 |  |  | NO | YES |  |  |  |  | GE MEDICAL SYSTEMS 11222191 F3EH1213GR |  |  | Active |  | 00:00:A1:03:3B:74 |  | Equipment | 1Y:00-MFG | 02/18/2019 | 02/18/2019 | COOPER UNIVERSITY HOSPITAL |  |  | ED-BED 36 |  | KAREN GRUBER |  |  |  | 02/18/2019 | 02/18/2019 |  |  |  |  | 02/18/2019 | 02/18/2019
|  | GE HEALTHCARE | DASH 3000 | MONITOR, BEDSIDE, PHYSIOLOGIC | SD009255008GA | EMERGENCY ROOM | Kelemen |  |  | 02/19/2019 |  | 2/19/26 |  |  | NO | YES |  |  |  |  | GE MEDICAL SYSTEMS 11222182 SD009255008GA |  |  | Active |  | 00:00:A1:07:FB:9C |  | Equipment | 1Y:00-MFG | 02/19/2019 | 02/19/2019 | COOPER UNIVERSITY HOSPITAL |  |  | ED-BED 27 |  | KAREN GRUBER |  |  |  | 02/19/2019 | 02/19/2019 |  |  |  |  | 02/19/2019 | 02/19/2019
|  | GE HEALTHCARE | DASH 3000 | MONITOR, BEDSIDE, PHYSIOLOGIC | SD007241778GA |  | Kelemen |  |  | 06/18/2019 |  | 6/18/26 |  |  | NO | YES |  |  |  |  | GE MEDICAL SYSTEMS 11222181 SD007241778GA |  |  | Active | 10356446, 11222181, 11222122 | 00:00:A1:05:F5:0A |  | Equipment | 1Y:00-MFG | 06/18/2019 | 06/18/2019 | COOPER UNIVERSITY HOSPITAL |  |  | 3RD FLOOR |  | FRANK OBRIEN |  |  |  | 06/18/2019 | 06/18/2019 |  |  |  |  | 06/18/2019 | 06/18/2019
|  | GE HEALTHCARE | DASH 3000 | MONITOR, BEDSIDE, PHYSIOLOGIC | SD010481125GA |  | Kelemen | [7 empty] | NO | YES
|  | GE HEALTHCARE | DASH 3000 | MONITOR, BEDSIDE, PHYSIOLOGIC | SHQ13280696SA |  | Kelemen | [7 empty] | NO | YES
|  | GE HEALTHCARE | DASH 3000 | MONITOR, BEDSIDE, PHYSIOLOGIC | SD008221161GA |  | Kelemen | [7 empty] | NO | YES
|  | GE HEALTHCARE | DASH 3000 | MONITOR, BEDSIDE, PHYSIOLOGIC | SD01045977GA |  | Kelemen | BASEMENT | [6 empty] | NO | YES
|  | GE HEALTHCARE | DASH 3000 | MONITOR, BEDSIDE, PHYSIOLOGIC | SD009513328GA |  | Kelemen | [7 empty] | NO | YES
|  | GE HEALTHCARE | DASH 3000 | MONITOR, BEDSIDE, PHYSIOLOGIC | SD009119387GA |  | Kelemen | [7 empty] | NO | YES
|  | GE HEALTHCARE | DASH 3000 | MONITOR, BEDSIDE, PHYSIOLOGIC | J3EH5216GR | EMERGENCY ROOM | Kelemen |  |  | 02/22/2019 |  | 2/22/26 |  |  | NO | YES |  |  |  |  | GE MEDICAL SYSTEMS 10769713 J3EH5216GR |  |  | Active |  | 00:00:A1:0E:27:AC |  | Equipment | 1Y:00-MFG | 02/22/2019 | 02/22/2019 | COOPER UNIVERSITY HOSPITAL |  |  | ED-BED 34 |  | KAREN GRUBER |  |  |  | 02/22/2019 | 02/22/2019 |  |  |  |  | 02/22/2019 | 02/22/2019
|  | GE HEALTHCARE | DASH 3000 | MONITOR, BEDSIDE, PHYSIOLOGIC | SD007241777GA | PAVILION PACU | Pavilion |  |  | 06/18/2019 |  | 6/18/26 |  |  | NO | YES |  |  |  |  | GE MEDICAL SYSTEMS 10769707 SD007241777GA |  |  | Active |  | 00:00:A1:05:F5:08 |  | Equipment | 1Y:00-MFG | 06/18/2019 | 06/18/2019 | COOPER UNIVERSITY HOSPITAL |  |  | ANESTH WK RM |  | FRANK OBRIEN |  |  |  | 06/18/2019 | 06/18/2019 |  |  |  |  | 06/18/2019 | 06/18/2019
|  | GE HEALTHCARE | DASH 3000 | MONITOR, BEDSIDE, PHYSIOLOGIC | SD010481113GA |  | Pavilion | [7 empty] | NO | YES
|  | GE HEALTHCARE | DASH 3000 | MONITOR, BEDSIDE, PHYSIOLOGIC | A2DJ9353GR |  | Kelemen | [7 empty] | NO | YES
|  | GE HEALTHCARE | DASH 3000 | MONITOR, BEDSIDE, PHYSIOLOGIC | SD010189655GA |  | Kelemen | [7 empty] | NO | YES
|  | GE HEALTHCARE | DASH 3000 | MONITOR, BEDSIDE, PHYSIOLOGIC | A4EH4205GR | EMERGENCY ROOM | Kelemen |  |  | 08/25/2004 |  | 8/25/11 |  |  | NO | YES |  |  |  |  | GE MEDICAL SYSTEMS 10369102 A4EH4205GR |  |  | Active |  | 00:00:A1:03:E1:DD |  | Equipment | 1Y:00-MFG | 02/19/2019 | 02/01/2020 | COOPER UNIVERSITY HOSPITAL |  |  | ER - 107 - PED 01 |  | KAREN GRUBER
|  | GE HEALTHCARE | DASH 3000 | MONITOR, BEDSIDE, PHYSIOLOGIC | SD010459772GA | CAT SCAN | Kelemen | BASEMENT |  | 09/09/2010 |  | 9/9/17 |  |  | NO | YES |  |  |  |  | GE MEDICAL SYSTEMS 10368699 SD010459772GA |  |  | Active |  | 00:00:A1:08:B3:7A |  | Equipment | 1Y:00-MFG | 07/23/2019 | 07/01/2020 | COOPER UNIVERSITY HOSPITAL |  |  | PATIENT HOLDING AREA |  | PAULETTE DUCKREY
|  | GE HEALTHCARE | DASH 3000 | MONITOR, BEDSIDE, PHYSIOLOGIC | SD010459765GA | CAT SCAN | Kelemen | BASEMENT |  | 09/09/2010 |  | 9/9/17 |  |  | NO | YES |  |  |  |  | GE MEDICAL SYSTEMS 10368700 SD010459765GA |  |  | Active |  | 00:00:A1:08:B4:43 |  | Equipment | 1Y:00-MFG | 07/23/2019 | 07/01/2020 | COOPER UNIVERSITY HOSPITAL |  |  | CT RAD NURSING |  | PAULETTE DUCKREY
|  | GE HEALTHCARE | DASH 3000 | MONITOR, BEDSIDE, PHYSIOLOGIC | SD010459763GA | CAT SCAN | Kelemen | Basement |  | 09/09/2010 |  | 9/9/17 |  |  | NO | YES |  |  |  |  | GE MEDICAL SYSTEMS 10368701 SD010459763GA |  |  | Active |  | 00:00:A1:08:B3:8F |  | Equipment | 1Y:00-MFG | 07/23/2019 | 07/01/2020 | COOPER UNIVERSITY HOSPITAL |  |  | RAD NURSING |  | PAULETTE DUCKREY
|  | GE HEALTHCARE | DASH 3000 | MONITOR, BEDSIDE, PHYSIOLOGIC | D2DJ3364GR | EMERGENCY ROOM | Kelemen |  |  | 08/24/2004 |  | 8/24/11 |  |  | NO | YES |  |  |  |  | GE MEDICAL SYSTEMS 10368821 D2DJ3364GR |  |  | Active |  | 00:00:A1:07:C0:6C |  | Equipment | 1Y:00-MFG | 02/19/2019 | 02/01/2020 | COOPER UNIVERSITY HOSPITAL |  |  | ED-BED29 |  | KAREN GRUBER
|  | GE HEALTHCARE | DASH 3000 | MONITOR, BEDSIDE, PHYSIOLOGIC | SD009244562GA | EMERGENCY ROOM | Kelemen |  |  | 05/26/2009 |  | 5/26/16 |  |  | NO | YES |  |  |  |  | GE MEDICAL SYSTEMS 10368819 SD009244562GA |  |  | Active |  | 00:00:A1:07:E1:C7 |  | Equipment | 1Y:00-MFG | 02/20/2019 | 02/01/2020 | COOPER UNIVERSITY HOSPITAL |  |  | ED-TRI |  | KAREN GRUBER
|  | GE HEALTHCARE | DASH 3000 | MONITOR, BEDSIDE, PHYSIOLOGIC | SD009255007GA | EMERGENCY ROOM | Kelemen |  |  | 05/26/2009 |  | 5/26/16 |  |  | NO | YES |  |  |  |  | GE MEDICAL SYSTEMS 10368808 SD009255007GA |  |  | Active |  | 00:00:A1:07:FC:2B |  | Equipment | 1Y:00-MFG | 02/14/2019 | 02/01/2020 | COOPER UNIVERSITY HOSPITAL |  |  | ED-BED 23 |  | KAREN GRUBER
|  | GE HEALTHCARE | DASH 3000 | MONITOR, BEDSIDE, PHYSIOLOGIC | C3DJ5953GR |  | Kelemen | [7 empty] | NO | YES
|  | GE HEALTHCARE | DASH 3000 | MONITOR, BEDSIDE, PHYSIOLOGIC | SD010189672GA | EMERGENCY ROOM | Kelemen |  |  | 03/31/2009 |  | 3/31/16 |  |  | NO | YES |  |  |  |  | GE MEDICAL SYSTEMS 10368799 SD010189672GA |  |  | Active |  | 00:00:A1:08:89:C1 |  | Equipment | 1Y:00-MFG | 02/14/2019 | 02/01/2020 | COOPER UNIVERSITY HOSPITAL |  |  | ED-ROLL 9 |  | KAREN GRUBER
|  | GE HEALTHCARE | DASH 3000 | MONITOR, BEDSIDE, PHYSIOLOGIC | SD009255013GA | EMERGENCY ROOM | Kelemen |  |  | 05/26/2009 |  | 5/26/16 |  |  | NO | YES |  |  |  |  | GE MEDICAL SYSTEMS 10368806 SD009255013GA |  |  | Active |  | 00:00:A:107:FC:32 |  | Equipment | 1Y:00-MFG | 02/14/2019 | 02/01/2020 | COOPER UNIVERSITY HOSPITAL |  |  | ER-BED 22 |  | KAREN GRUBER
|  | GE HEALTHCARE | DASH 3000 | MONITOR, BEDSIDE, PHYSIOLOGIC | D2DJ3353GR | EMERGENCY ROOM | Kelemen |  |  | 08/24/2004 |  | 8/24/11 |  |  | NO | YES |  |  |  |  | GE MEDICAL SYSTEMS 10368804 D2DJ3353GR |  |  | Active |  | 00:00:A1:07:93:49 |  | Equipment | 1Y:00-MFG | 02/14/2019 | 02/01/2020 | COOPER UNIVERSITY HOSPITAL |  |  | ER - 60 |  | KAREN GRUBER
|  | GE HEALTHCARE | DASH 3000 | MONITOR, BEDSIDE, PHYSIOLOGIC | SD010189650GA | EMERGENCY ROOM | Kelemen |  |  | 03/31/2009 |  | 3/31/16 |  |  | NO | YES |  |  |  |  | GE MEDICAL SYSTEMS 10368802 SD010189650GA |  |  | Active |  | 00:00:A1:08:8A:09 |  | Equipment | 1Y:00-MFG | 02/14/2019 | 02/01/2020 | COOPER UNIVERSITY HOSPITAL |  |  | ER-BED 20 |  | KAREN GRUBER
|  | GE HEALTHCARE | DASH 3000 | MONITOR, BEDSIDE, PHYSIOLOGIC | SD010189649GA | EMERGENCY ROOM | Kelemen |  |  | 03/31/2009 |  | 3/31/16 |  |  | NO | YES |  |  |  |  | GE MEDICAL SYSTEMS 10368796 SD010189649GA |  |  | Disposition |  | 00:00:A1:08:89:EF |  | Equipment | 1Y:00-MFG | 02/19/2019 | 02/01/2020 | COOPER UNIVERSITY HOSPITAL |  |  | ED-ROLL 15 |  | KAREN GRUBER
|  | GE HEALTHCARE | DASH 3000 | MONITOR, BEDSIDE, PHYSIOLOGIC | SD010189660GA | EMERGENCY ROOM | Kelemen |  |  | 03/31/2009 |  | 3/31/16 |  |  | NO | YES |  |  |  |  | GE MEDICAL SYSTEMS 10368790 SD010189660GA |  |  | Active |  | 00:00:A1:08:6D:AA |  | Equipment | 1Y:00-MFG | 02/20/2019 | 02/01/2020 | COOPER UNIVERSITY HOSPITAL |  |  | ED-ROLL12 |  | KAREN GRUBER
|  | GE HEALTHCARE | DASH 3000 | MONITOR, BEDSIDE, PHYSIOLOGIC | SD01012785GA | EMERGENCY ROOM | Kelemen |  |  | 03/31/2009 |  | 3/31/16 |  |  | NO | YES |  |  |  |  | GE MEDICAL SYSTEMS 10368778 SD01012785GA |  |  | Active |  | 00:00:A1:08:70:6E |  | Equipment | 1Y:00-MFG | 02/19/2019 | 02/01/2020 | COOPER UNIVERSITY HOSPITAL |  |  | ED-ROLL 6 |  | KAREN GRUBER
|  | GE HEALTHCARE | DASH 3000 | MONITOR, BEDSIDE, PHYSIOLOGIC | F2DJ5084GR | EMERGENCY ROOM | Kelemen |  |  | 08/24/2004 |  | 8/24/11 |  |  | NO | YES |  |  |  |  | GE MEDICAL SYSTEMS 10368769 F2DJ5084GR |  |  | Active |  | 00:00:A1:07:93:27 |  | Equipment | 1Y:00-MFG | 02/19/2019 | 02/01/2020 | COOPER UNIVERSITY HOSPITAL |  |  | ER - PED 03A |  | KAREN GRUBER
|  | GE HEALTHCARE | DASH 3000 | MONITOR, BEDSIDE, PHYSIOLOGIC | SD009119617GA | EMERGENCY ROOM | Kelemen |  |  | 05/26/2009 |  | 5/26/16 |  |  | NO | YES |  |  |  |  | GE MEDICAL SYSTEMS 10368761 SD009119617GA |  |  | Active |  | 00:00:A1:07:BD:3F |  | Equipment | 1Y:00-MFG | 02/19/2019 | 02/01/2020 | COOPER UNIVERSITY HOSPITAL |  |  | ED-PED 06 |  | KAREN GRUBER
|  | GE HEALTHCARE | DASH 3000 | MONITOR, BEDSIDE, PHYSIOLOGIC | M2DJ3475GR | EMERGENCY ROOM | Kelemen |  |  | 08/25/2004 |  | 8/25/11 |  |  | NO | YES |  |  |  |  | GE MEDICAL SYSTEMS 10368763 M2DJ3475GR |  |  | Active |  | 00:00:A1:07:C0:86 |  | Equipment | 1Y:00-MFG | 02/19/2019 | 02/01/2020 | COOPER UNIVERSITY HOSPITAL |  |  | ED-PED 07 |  | KAREN GRUBER
|  | GE HEALTHCARE | DASH 3000 | MONITOR, BEDSIDE, PHYSIOLOGIC | SD009255006GA | EMERGENCY ROOM | Kelemen |  |  | 05/26/2009 |  | 5/26/16 |  |  | NO | YES |  |  |  |  | GE MEDICAL SYSTEMS 10368758 SD009255006GA |  |  | Active |  | 00:00:A1:07:FB:D1 |  | Equipment | 1Y:00-MFG | 02/19/2019 | 02/01/2020 | COOPER UNIVERSITY HOSPITAL |  |  | ED-PED 05 |  | KAREN GRUBER
|  | GE HEALTHCARE | DASH 3000 | MONITOR, BEDSIDE, PHYSIOLOGIC | SD010459752GA | CAT SCAN | Kelemen | Basement |  | 09/09/2010 |  | 9/9/17 |  |  | NO | YES |  |  |  |  | GE MEDICAL SYSTEMS 10368738 SD010459752GA |  |  | Active |  | 00:00:A1:08:B4:88 |  | Equipment | 1Y:00-MFG | 07/23/2019 | 07/01/2020 | COOPER UNIVERSITY HOSPITAL |  |  | CT RAD NURSING |  | PAULETTE DUCKREY
|  | GE HEALTHCARE | DASH 3000 | MONITOR, BEDSIDE, PHYSIOLOGIC | SD010459762GA | CAT SCAN | Kelemen | BASEMENT |  | 09/09/2010 |  | 9/9/17 |  |  | NO | YES |  |  |  |  | GE MEDICAL SYSTEMS 10368679 SD010459762GA |  |  | Active |  | 00:00:A1:08:B3:89 |  | Equipment | 1Y:00-MFG | 07/23/2019 | 07/01/2020 | COOPER UNIVERSITY HOSPITAL |  |  | Rad Roller 2 IN B45 |  | PAULETTE DUCKREY
|  | GE HEALTHCARE | DASH 3000 | MONITOR, BEDSIDE, PHYSIOLOGIC | SD010459764GA | CAT SCAN | Kelemen | BASEMENT |  | 09/09/2010 |  | 9/9/17 |  |  | NO | YES |  |  |  |  | GE MEDICAL SYSTEMS 10368694 SD010459764GA |  |  | Active |  | 00:00:A1:08:B3:A8 |  | Equipment | 1Y:00-MFG | 07/23/2019 | 07/01/2020 | COOPER UNIVERSITY HOSPITAL |  |  | PATIENT HOLDING AREA |  | PAULETTE DUCKREY
|  | GE HEALTHCARE | DASH 3000 | MONITOR, BEDSIDE, PHYSIOLOGIC | SD00925005GA | EMERGENCY ROOM | Kelemen |  |  | 05/26/2009 |  | 5/26/16 |  |  | NO | YES |  |  |  |  | GE MEDICAL SYSTEMS 10368206 SD00925005GA |  |  | Active |  | 00:00:A1:07:FB:9E |  | Equipment | 1Y:00-MFG | 02/19/2019 | 02/01/2020 | COOPER UNIVERSITY HOSPITAL |  |  | PEDS ER RM 4 |  | KAREN GRUBER
|  | GE HEALTHCARE | DASH 3000 | MONITOR, BEDSIDE, PHYSIOLOGIC | SD009223903GA | INTENSIVE CARE NURSERY | Dorrance |  |  | 11/01/2019 |  | 11/1/26 |  |  | NO | YES |  |  |  |  | GE MEDICAL SYSTEMS 30438060 SD009223903GA |  |  | Active |  | 00:00:A1:07:E3:B8 |  | Equipment | 1Y:00-MFG | 11/01/2019 | 11/01/2019 | COOPER UNIVERSITY HOSPITAL |  |  | ICN | WOT00000001303046 | JOANNE FOX | Performance Verification | Closed | Gene Amodei | 11/01/2019 | 11/01/2019 | CEID Record Completion for GE MEDICAL SYSTEMS 30438060 SD009223903GA | vpo | EXP2323286 | Labor | 11/01/2019 | 11/01/2019 | Gene Amodei
|  | GE HEALTHCARE | DASH 3000 | MONITOR, BEDSIDE, PHYSIOLOGIC | SD007483228GR | KELEMEN N6 | Kelemen |  |  | 08/29/2019 |  | 8/29/26 |  |  | NO | YES |  |  |  |  | GE MEDICAL SYSTEMS 30438040 SD007483228GR |  |  | Active |  | 00:00:A1:06:76:29 |  | Equipment | 1Y:00-MFG | 08/29/2019 | 08/29/2019 | COOPER UNIVERSITY HOSPITAL |  |  | 6TH FLOOR |  | Susan Cannon |  |  |  | 08/29/2019 | 08/29/2019 |  |  |  |  | 08/29/2019 | 08/29/2019
|  | GE HEALTHCARE | DASH 3000 | MONITOR, BEDSIDE, PHYSIOLOGIC | SD009513893GA | EMERGENCY ROOM | Kelemen |  |  | 05/26/2009 |  | 5/26/16 |  |  | NO | YES |  |  |  |  | GE MEDICAL SYSTEMS 10367734 SD009513893GA |  |  | Active |  | 00:00:A1:08:85:182 |  | Equipment | 1Y:00-MFG | 02/19/2019 | 02/01/2020 | COOPER UNIVERSITY HOSPITAL |  |  | ER - ROLL 5 |  | KAREN GRUBER
|  | GE HEALTHCARE | DASH 3000 | MONITOR, BEDSIDE, PHYSIOLOGIC | K0DJ4936G | BUNKER HILL-ORAL SURGERY | 2 Plaza Dr |  |  | 11/01/2000 |  | 11/1/07 |  |  | NO | YES |  |  |  |  | GE MEDICAL SYSTEMS 10366938 K0DJ4936G |  |  | Active |  | 00:00:A1:01:E9:7A |  | Equipment | 1Y:00-MFG | 09/05/2019 | 09/01/2020 | COOPER AMBULATORY OFF-SITES |  |  | HALLWAY |  | BARBARA DIPINTO
|  | GE HEALTHCARE | DASH 3000 | MONITOR, BEDSIDE, PHYSIOLOGIC | K0DJ4942G | BUNKER HILL-ORAL SURGERY | 2 Plaza Dr |  |  | 11/01/2000 |  | 11/1/07 |  |  | NO | YES |  |  |  |  | GE MEDICAL SYSTEMS 10366931 K0DJ4942G |  |  | Active |  | 00:00:A1:01:E9:7C |  | Equipment | 1Y:00-MFG | 09/05/2019 | 09/01/2020 | COOPER AMBULATORY OFF-SITES |  |  | exam 3 |  | BARBARA DIPINTO
|  | GE HEALTHCARE | DASH 3000 | MONITOR, BEDSIDE, PHYSIOLOGIC | DSH04521837GA | KELEMEN N6 | Kelemen |  |  | 05/27/2005 |  | 5/27/12 |  |  | NO | YES |  |  |  |  | GE MEDICAL SYSTEMS 10360458 DSH04521837GA |  |  | Disposition |  |  |  | Equipment | 1Y:00-MFG | 08/25/2017 | 08/01/2020 | COOPER UNIVERSITY HOSPITAL |  |  | PICU/RM 636 |  | Susan Cannon
|  | GE HEALTHCARE | DASH 3000 | MONITOR, BEDSIDE, PHYSIOLOGIC | SD007241519GR | PEDIATRICS SOUTH 7 | Kelemen |  |  | 06/17/2008 |  | 6/17/15 |  |  | NO | YES |  |  |  |  | GE MEDICAL SYSTEMS 10356474 SD007241519GR |  |  | Active |  | 00:00:A1:06:36:83 |  | Equipment | 1Y:00-MFG | 08/23/2019 | 08/01/2020 | COOPER UNIVERSITY HOSPITAL |  |  | 7TH FL SOUTH |  | JOANNE FOX
|  | GE HEALTHCARE | DASH 3000 | MONITOR, BEDSIDE, PHYSIOLOGIC | SD008346351GA | MOTHER INFANT UNIT | Dorrance |  |  | 10/09/2008 |  | 10/9/15 |  |  | NO | YES |  |  |  |  | GE MEDICAL SYSTEMS 10356475 SD008346351GA |  |  | Active |  | 00:00:A1:07:4C:A3 |  | Equipment | 1Y:00-MFG | 01/24/2019 | 01/01/2020 | COOPER UNIVERSITY HOSPITAL |  |  | DORRANCE 3 |  | Christina Smith
|  | GE HEALTHCARE | DASH 3000 | MONITOR, BEDSIDE, PHYSIOLOGIC | SD007231159GR |  | Kelemen | [7 empty] | NO | YES
|  | GE HEALTHCARE | DASH 3000 | MONITOR, BEDSIDE, PHYSIOLOGIC | SBG06525931GA | PEDIATRICS SOUTH 7 | Kelemen |  |  | 02/13/2007 |  | 2/13/14 |  |  | NO | YES |  |  |  |  | GE MEDICAL SYSTEMS 10356118 SBG06525931GA |  |  | Active |  | 00:00:A1:05:BE:FE |  | Equipment | 1Y:00-MFG | 08/23/2019 | 08/01/2020 | COOPER UNIVERSITY HOSPITAL |  |  | PED PROCEDURE ROOM |  | JOANNE FOX
|  | GE HEALTHCARE | DASH 3000 | MONITOR, BEDSIDE, PHYSIOLOGIC | SD010459766GA | CAT SCAN | Kelemen | BASEMENT |  | 09/09/2010 |  | 9/9/17 |  |  | NO | YES |  |  |  |  | GE MEDICAL SYSTEMS 10347602 SD010459766GA |  |  | Active |  | 00:00:A1:08:B4:4E |  | Equipment | 1Y:00-MFG | 07/19/2019 | 07/01/2020 | COOPER UNIVERSITY HOSPITAL |  |  | Rad Roller 1 in CT1 |  | PAULETTE DUCKREY
|  | GE HEALTHCARE | DASH 3000 | MONITOR, BEDSIDE, PHYSIOLOGIC | SD008221160GA | SPECIAL TEST | Kelemen |  |  | 01/16/2019 |  | 1/16/26 |  |  | NO | YES |  |  |  |  | GE MEDICAL SYSTEMS 30144921 SD008221160GA |  |  | Active |  | 00:00:A1:07:00:79 |  | Equipment | 1Y:00-MFG | 01/16/2019 | 01/16/2019 | COOPER UNIVERSITY HOSPITAL |  |  | 6TH FLOOR |  | AMY HANNAN |  |  |  | 01/16/2019 | 01/16/2019 |  |  |  |  | 01/16/2019 | 01/16/2019
|  | GE HEALTHCARE | DASH 3000 | MONITOR, BEDSIDE, PHYSIOLOGIC | SD010491628GA | SPECIAL TEST | Kelemen |  |  | 01/16/2019 |  | 1/16/26 |  |  | NO | YES |  |  |  |  | GE MEDICAL SYSTEMS 30144916 SD010491628GA |  |  | Active |  | 00:00:A1:0C:0E:26 |  | Equipment | 1Y:00-MFG | 01/16/2019 | 01/16/2019 | COOPER UNIVERSITY HOSPITAL |  |  | SPECIAL TEST |  | AMY HANNAN |  |  |  | 01/16/2019 | 01/16/2019 |  |  |  |  | 01/16/2019 | 01/16/2019
|  | GE HEALTHCARE | DASH 3000 | MONITOR, BEDSIDE, PHYSIOLOGIC | SD010491407GA | SPECIAL TEST | Kelemen |  |  | 01/16/2019 |  | 1/16/26 |  |  | NO | YES |  |  |  |  | GE MEDICAL SYSTEMS 30144917 SD010491407GA |  |  | Active |  | 00:00:A1:0C:0A:0F |  | Equipment | 1Y:00-MFG | 01/16/2019 | 01/16/2019 | COOPER UNIVERSITY HOSPITAL |  |  | SPECIAL TEST |  | AMY HANNAN |  |  |  | 01/16/2019 | 01/16/2019 |  |  |  |  | 01/16/2019 | 01/16/2019
|  | GE HEALTHCARE | DASH 3000 | MONITOR, BEDSIDE, PHYSIOLOGIC | SD008221159GA | SPECIAL TEST | Kelemen |  |  | 01/16/2019 |  | 1/16/26 |  |  | NO | YES |  |  |  |  | GE MEDICAL SYSTEMS 30144918 SD008221159GA |  |  | Active |  | 00:00:A1:7B:4C |  | Equipment | 1Y:00-MFG | 01/16/2019 | 01/16/2019 | COOPER UNIVERSITY HOSPITAL |  |  | 6TH FLOOR |  | AMY HANNAN |  |  |  | 01/16/2019 | 01/16/2019 |  |  |  |  | 01/16/2019 | 01/16/2019
|  | GE HEALTHCARE | DASH 3000 | MONITOR, BEDSIDE, PHYSIOLOGIC | SD00821102GA | SPECIAL TEST | Kelemen |  |  | 01/16/2019 |  | 1/16/26 |  |  | NO | YES |  |  |  |  | GE MEDICAL SYSTEMS 30144915 SD00821102GA |  |  | Active |  | 00:00:A1:07:0D:B7 |  | Equipment | 1Y:00-MFG | 01/16/2019 | 01/16/2019 | COOPER UNIVERSITY HOSPITAL |  |  | 6TH FLOOR |  | AMY HANNAN |  |  |  | 01/16/2019 | 01/16/2019 |  |  |  |  | 01/16/2019 | 01/16/2019
|  | GE HEALTHCARE | DASH 3000 | MONITOR, BEDSIDE, PHYSIOLOGIC | SD010491625GA | SPECIAL TEST | Kelemen |  |  | 01/16/2019 |  | 1/16/26 |  |  | NO | YES |  |  |  |  | GE MEDICAL SYSTEMS 30144909 SD010491625GA |  |  | Active |  | 00:00:A1:0C:0E:22 |  | Equipment | 1Y:00-MFG | 01/16/2019 | 01/16/2019 | COOPER UNIVERSITY HOSPITAL |  |  | SPECIAL TEST |  | AMY HANNAN |  |  |  | 01/16/2019 | 01/16/2019 |  |  |  |  | 01/16/2019 | 01/16/2019
|  | GE HEALTHCARE | DASH 3000 | MONITOR, BEDSIDE, PHYSIOLOGIC | SD008211075GA | SPECIAL TEST | Kelemen |  |  | 01/16/2019 |  | 1/16/26 |  |  | NO | YES |  |  |  |  | GE MEDICAL SYSTEMS 30143403 SD008211075GA |  |  | Active |  | 00:00:A1:07:0B:BC |  | Equipment | 1Y:00-MFG | 01/16/2019 | 01/16/2019 | COOPER UNIVERSITY HOSPITAL |  |  | 6TH FLOOR |  | AMY HANNAN |  |  |  | 01/16/2019 | 01/16/2019 |  |  |  |  | 01/16/2019 | 01/16/2019
|  | GE HEALTHCARE | DASH 3000 | MONITOR, BEDSIDE, PHYSIOLOGIC | SBG07173247GR | PEDIATRICS SOUTH 7 | Kelemen |  |  | 08/26/2019 |  | 8/26/26 |  |  | NO | YES |  |  |  |  | GE MEDICAL SYSTEMS 30143388 SBG07173247GR |  |  | Active |  | 00:00:A1:05:B5:C1 |  | Equipment | 1Y:00-MFG | 08/26/2019 | 08/26/2019 | COOPER UNIVERSITY HOSPITAL |  |  | PEDS PROCEDURE ROOM |  | JOANNE FOX |  |  |  | 08/26/2019 | 08/26/2019 |  |  |  |  | 08/26/2019 | 08/26/2019
|  | GE HEALTHCARE | DASH 3000 | MONITOR, BEDSIDE, PHYSIOLOGIC | SD009513222GA | PEDIATRICS SOUTH 7 | Kelemen |  |  | 08/23/2019 |  | 8/23/26 |  |  | NO | YES |  |  |  |  | GE MEDICAL SYSTEMS 30143358 SD009513222GA |  |  | Active |  | 00:00:A1:08:53:42 |  | Equipment | 1Y:00-MFG | 08/23/2019 | 08/23/2019 | COOPER UNIVERSITY HOSPITAL |  |  | RM 750 |  | JOANNE FOX |  |  |  | 08/23/2019 | 08/23/2019 |  |  |  |  | 08/23/2019 | 08/23/2019
|  | GE HEALTHCARE | DASH 3000 | MONITOR, BEDSIDE, PHYSIOLOGIC | SD007231069GR | KELEMEN N6 | Kelemen |  |  | 08/26/2019 |  | 8/26/26 |  |  | NO | YES |  |  |  |  | GE MEDICAL SYSTEMS 30143355 SD007231069GR |  |  | Active |  | 00:00:A1:06:37:B4 |  | Equipment | 1Y:00-MFG | 08/26/2019 | 08/26/2019 | COOPER UNIVERSITY HOSPITAL |  |  | RM 750 |  | Susan Cannon |  |  |  | 08/26/2019 | 08/26/2019 |  |  |  |  | 08/26/2019 | 08/26/2019
|  | GE HEALTHCARE | DASH 3000 | MONITOR, BEDSIDE, PHYSIOLOGIC | SBG05515232GA | CARDIAC CATH LAB | Kelemen |  |  | 05/30/2019 |  | 5/30/26 |  |  | NO | YES |  |  |  |  | GE MEDICAL SYSTEMS 30143087 SBG05515232GA |  |  | Active |  | 00:00:A1:0D:86:87 |  | Equipment | 1Y:00-MFG | 05/30/2019 | 05/30/2019 | COOPER UNIVERSITY HOSPITAL |  |  | CCL - Holding 1 |  | LINDA BEAN |  |  |  | 05/30/2019 | 05/30/2019 |  |  |  |  | 05/30/2019 | 05/30/2019
|  | GE HEALTHCARE | DASH 3000 | MONITOR, BEDSIDE, PHYSIOLOGIC | SBG05515248GA | CARDIAC CATH LAB | Kelemen |  |  | 05/30/2019 |  | 5/30/26 |  |  | NO | YES |  |  |  |  | GE MEDICAL SYSTEMS 30143079 SBG05515248GA |  |  | Active |  | 00:00:A1:0E:50:5B |  | Equipment | 1Y:00-MFG | 05/30/2019 | 05/30/2019 | COOPER UNIVERSITY HOSPITAL |  |  | CCL - Holding 2 |  | LINDA BEAN |  |  |  | 05/30/2019 | 05/30/2019 |  |  |  |  | 05/30/2019 | 05/30/2019
|  | GE HEALTHCARE | DASH 3000 | MONITOR, BEDSIDE, PHYSIOLOGIC | SBG05515252GA | CARDIAC CATH LAB | Kelemen |  |  | 05/30/2019 |  | 5/30/26 |  |  | NO | YES |  |  |  |  | GE MEDICAL SYSTEMS 30143078 SBG05515252GA |  |  | Active |  | 00:00:A1:04:CF:64 |  | Equipment | 1Y:00-MFG | 05/30/2019 | 05/30/2019 | COOPER UNIVERSITY HOSPITAL |  |  | CCL - Holding 3 |  | LINDA BEAN |  |  |  | 05/30/2019 | 05/30/2019 |  |  |  |  | 05/30/2019 | 05/30/2019
|  | GE HEALTHCARE | DASH 3000 | MONITOR, BEDSIDE, PHYSIOLOGIC | SD007335437GA | 3 COOPER-GAMMA KNIFE | 3 Cooper |  |  | 09/06/2007 |  | 9/6/14 |  |  | NO | YES |  |  |  |  | GE MEDICAL SYSTEMS 10346002 SD007335437GA |  |  | Active |  | 00:00:A1:06:3A:74 |  | Equipment | 1Y:00-MFG | 09/13/2019 | 09/01/2020 | COOPER AMBULATORY OFF-SITES |  |  | RM 192 |  | ANNE BEXTON
|  | GE HEALTHCARE | DASH 3000 | MONITOR, BEDSIDE, PHYSIOLOGIC | DS007335432GA | 3 COOPER-GAMMA KNIFE | 3 Cooper |  |  | 09/06/2007 |  | 9/6/14 |  |  | NO | YES |  |  |  |  | GE MEDICAL SYSTEMS 10345524 DS007335432GA |  |  | Active |  | 00:00:A1:06:46:16 |  | Equipment | 1Y:00-MFG | 09/13/2019 | 09/01/2020 | COOPER AMBULATORY OFF-SITES |  |  | THE VAULT |  | ANNE BEXTON
|  | GE HEALTHCARE | DASH 3000 | MONITOR, BEDSIDE, PHYSIOLOGIC | SD007335434GA | 3 COOPER-GAMMA KNIFE | 3 Cooper |  |  | 09/06/2007 |  | 9/6/14 |  |  | NO | YES |  |  |  |  | GE MEDICAL SYSTEMS 10345511 SD007335434GA |  |  | Active |  | 00:00:A1:06:46:1C |  | Equipment | 1Y:00-MFG | 09/13/2019 | 09/01/2020 | COOPER AMBULATORY OFF-SITES |  |  | rm 191 |  | ANNE BEXTON
|  | GE HEALTHCARE | DASH 3000 | MONITOR, BEDSIDE, PHYSIOLOGIC | SD010189656GA |  | Kelemen | [7 empty] | NO | YES
|  | GE HEALTHCARE | DASH 4000 | MONITOR, BEDSIDE, PHYSIOLOGIC | SD009223904GA | INTENSIVE CARE NURSERY | Dorrance |  |  | 08/08/2019 |  | 8/8/26 |  |  | NO | YES |  |  |  |  | GE MEDICAL SYSTEMS 11239450 SD009223904GA |  |  | Active |  | 00:00:A1:07:E3:98 |  | Equipment | 1Y:00-MFG | 08/08/2019 | 08/08/2019 | COOPER UNIVERSITY HOSPITAL |  |  | nice port 6 |  | JOANNE FOX |  |  |  | 08/08/2019 | 08/08/2019 |  |  |  |  | 08/08/2019 | 08/08/2019
|  | GE HEALTHCARE | DASH 4000 | MONITOR, BEDSIDE, PHYSIOLOGIC | SD010189693GA | INTERMEDIATE NURSING CARE UNIT | Kelemen |  |  | 11/01/2019 |  | 11/1/26 |  |  | NO | YES |  |  |  |  | GE MEDICAL SYSTEMS 11222247 SD010189693GA |  |  | Active |  | 00:00:A1:08:88:B6 |  | Equipment | 1Y:00-MFG | 11/01/2019 | 11/01/2019 | COOPER UNIVERSITY HOSPITAL |  |  | 10TH FLOOR - ROLL 5 |  | Lisa Brooks |  |  |  | 11/01/2019 | 11/01/2019 |  |  |  |  | 11/01/2019 | 11/01/2019
|  | GE HEALTHCARE | DASH 4000 | MONITOR, BEDSIDE, PHYSIOLOGIC | SD010189713GA | INTERMEDIATE NURSING CARE UNIT | Kelemen |  |  | 11/01/2019 |  | 11/1/26 |  |  | NO | YES |  |  |  |  | GE MEDICAL SYSTEMS 11222249 SD010189713GA |  |  | Active |  | 00:00:A1:08:6B:13 |  | Equipment | 1Y:00-MFG | 11/01/2019 | 11/01/2019 | COOPER UNIVERSITY HOSPITAL |  |  | 10TH FLOOR - ROLL 9 |  | Lisa Brooks |  |  |  | 11/01/2019 | 11/01/2019 |  |  |  |  | 11/01/2019 | 11/01/2019
|  | GE HEALTHCARE | DASH 4000 | MONITOR, BEDSIDE, PHYSIOLOGIC | SD010189689GA | INTERMEDIATE NURSING CARE UNIT | Kelemen |  |  | 11/01/2019 |  | 11/1/26 |  |  | NO | YES |  |  |  |  | GE MEDICAL SYSTEMS 11222251 SD010189689GA |  |  | Active |  | 00:00:A1:08:70:B9 |  | Equipment | 1Y:00-MFG | 11/01/2019 | 11/01/2019 | COOPER UNIVERSITY HOSPITAL |  |  | 10TH FLOOR - ROLL 6 |  | Lisa Brooks |  |  |  | 11/01/2019 | 11/01/2019 |  |  |  |  | 11/01/2019 | 11/01/2019
|  | GE HEALTHCARE | DASH 4000 | MONITOR, BEDSIDE, PHYSIOLOGIC | SD010148676GA | INTERMEDIATE NURSING CARE UNIT | Kelemen |  |  | 11/01/2019 |  | 11/1/26 |  |  | NO | YES |  |  |  |  | GE MEDICAL SYSTEMS 11222246 SD010148676GA |  |  | Active |  | 00:00:A1:08:73:3E |  | Equipment | 1Y:00-MFG | 11/01/2019 | 11/01/2019 | COOPER UNIVERSITY HOSPITAL |  |  | 10TH FLOOR - ROLL 2 |  | Lisa Brooks |  |  |  | 11/01/2019 | 11/01/2019 |  |  |  |  | 11/01/2019 | 11/01/2019
|  | GE HEALTHCARE | DASH 4000 | MONITOR, BEDSIDE, PHYSIOLOGIC | SD010189697GA | INTERMEDIATE NURSING CARE UNIT | Kelemen |  |  | 11/01/2019 |  | 11/1/26 |  |  | NO | YES |  |  |  |  | GE MEDICAL SYSTEMS 11222023 SD010189697GA |  |  | Active |  | 00:00:A1:08:66:D8 |  | Equipment | 1Y:00-MFG | 11/01/2019 | 11/01/2019 | COOPER UNIVERSITY HOSPITAL |  |  | 10TH FLOOR - ROLL 12 |  | Lisa Brooks |  |  |  | 11/01/2019 | 11/01/2019 |  |  |  |  | 11/01/2019 | 11/01/2019
|  | GE HEALTHCARE | DASH 4000 | MONITOR, BEDSIDE, PHYSIOLOGIC | SD010148691GA | INTERMEDIATE NURSING CARE UNIT | Kelemen |  |  | 11/01/2019 |  | 11/1/26 |  |  | NO | YES |  |  |  |  | GE MEDICAL SYSTEMS 11208420 SD010148691GA |  |  | Active |  | 00:00:A1:08:79:C2 |  | Equipment | 1Y:00-MFG | 11/01/2019 | 11/01/2019 | COOPER UNIVERSITY HOSPITAL |  |  | 10TH FLOOR - ROLL 11 |  | Lisa Brooks |  |  |  | 11/01/2019 | 11/01/2019 |  |  |  |  | 11/01/2019 | 11/01/2019
|  | GE HEALTHCARE | DASH 4000 | MONITOR, BEDSIDE, PHYSIOLOGIC | SD010148689GA | MED/SURG 6 PAVILION | Pavilion |  |  | 02/15/2019 |  | 2/15/26 |  |  | NO | YES |  |  |  |  | GE MEDICAL SYSTEMS 11208404 SD010148689GA |  |  | Active |  | 00:00:A1:08:6F:06 |  | Equipment | 1Y:00-MFG | 02/15/2019 | 02/15/2019 | COOPER UNIVERSITY HOSPITAL |  |  |  |  | BRIAN OSHAUGHNESSY |  |  |  | 02/15/2019 | 02/15/2019 |  |  |  |  | 02/15/2019 | 02/15/2019
|  | GE HEALTHCARE | DASH 4000 | MONITOR, BEDSIDE, PHYSIOLOGIC | SD010189690GA | INTERMEDIATE NURSING CARE UNIT | Kelemen |  |  | 11/01/2019 |  | 11/1/26 |  |  | NO | YES |  |  |  |  | GE MEDICAL SYSTEMS 11208356 SD010189690GA |  |  | Active |  | 00:00:A1:06:08:EE |  | Equipment | 1Y:00-MFG | 11/01/2019 | 11/01/2019 | COOPER UNIVERSITY HOSPITAL |  |  | 10TH FLOOR - ROLL 4 |  | Lisa Brooks |  |  |  | 11/01/2019 | 11/01/2019 |  |  |  |  | 11/01/2019 | 11/01/2019
|  | GE HEALTHCARE | DASH 4000 | MONITOR, BEDSIDE, PHYSIOLOGIC | SD010148677GA | INTERMEDIATE NURSING CARE UNIT | Kelemen |  |  | 11/01/2019 |  | 11/1/26 |  |  | NO | YES |  |  |  |  | GE MEDICAL SYSTEMS 11208354 SD010148677GA |  |  | Active |  | 00:00:A1:80:72:DE |  | Equipment | 1Y:00-MFG | 11/01/2019 | 11/01/2019 | COOPER UNIVERSITY HOSPITAL |  |  | 10TH FLOOR - ROLL 7 |  | Lisa Brooks |  |  |  | 11/01/2019 | 11/01/2019 |  |  |  |  | 11/01/2019 | 11/01/2019
|  | GE HEALTHCARE | DASH 4000 | MONITOR, BEDSIDE, PHYSIOLOGIC | SD010189708GA | INTERMEDIATE NURSING CARE UNIT | Kelemen |  |  | 11/01/2019 |  | 11/1/26 |  |  | NO | YES |  |  |  |  | GE MEDICAL SYSTEMS 10769712 SD010189708GA |  |  | Active |  | 00:00:A1:08:6C:D6 |  | Equipment | 1Y:00-MFG | 11/01/2019 | 11/01/2019 | COOPER UNIVERSITY HOSPITAL |  |  | 10TH FLOOR - ROLL 10 |  | Lisa Brooks |  |  |  | 11/01/2019 | 11/01/2019 |  |  |  |  | 11/01/2019 | 11/01/2019
|  | GE HEALTHCARE | DASH 4000 | MONITOR, BEDSIDE, PHYSIOLOGIC | F2DJ4735GR | EMERGENCY ROOM | Kelemen |  |  | 02/19/2019 |  | 2/19/26 |  |  | NO | YES |  |  |  |  | GE MEDICAL SYSTEMS 10769684 F2DJ4735GR |  |  | Active |  | 00:00:A1:07:BE:8C |  | Equipment | 1Y:00-MFG | 02/19/2019 | 02/19/2019 | COOPER UNIVERSITY HOSPITAL |  |  | ED-BED 28 |  | KAREN GRUBER |  |  |  | 02/19/2019 | 02/19/2019 |  |  |  |  | 02/19/2019 | 02/19/2019
|  | GE HEALTHCARE | DASH 4000 | MONITOR, BEDSIDE, PHYSIOLOGIC | SD010189699GA | INTERMEDIATE NURSING CARE UNIT | Kelemen |  |  | 05/13/2010 |  | 5/13/17 |  |  | NO | YES |  |  |  |  | GE MEDICAL SYSTEMS 10769613 SD010189699GA |  |  | Active |  | 00:00:A1:80:66:EB |  | Equipment | 1Y:00-MFG | 11/01/2019 | 11/01/2020 | COOPER UNIVERSITY HOSPITAL |  |  | 10TH FLOOR - ROLL 8 |  | Lisa Brooks
|  | GE HEALTHCARE | DASH 4000 | MONITOR, BEDSIDE, PHYSIOLOGIC | SD009223898GA |  | Kelemen | [7 empty] | NO | YES
|  | GE HEALTHCARE | DASH 4000 | MONITOR, BEDSIDE, PHYSIOLOGIC | SD011133464SA | EMERGENCY ROOM | Kelemen |  |  | 03/21/2011 |  | 3/21/18 |  |  | NO | YES |  |  |  |  | GE MEDICAL SYSTEMS 10752667 SD011133464SA |  |  | Disposition |  | 00:00:A1:OC:37:6E |  | Equipment | 1Y:00-MFG | 10/24/2018 | 05/01/2020 | COOPER UNIVERSITY HOSPITAL |  |  | ED-ROLL 7 |  | KAREN GRUBER
|  | GE HEALTHCARE | DASH 4000 | MONITOR, BEDSIDE, PHYSIOLOGIC | SD011133416SA |  | Kelemen | [7 empty] | NO | YES
|  | GE HEALTHCARE | DASH 4000 | MONITOR, BEDSIDE, PHYSIOLOGIC | SBG06515652GA | ANGIOGRAPHY | Kelemen | BASEMENT |  | 04/24/2007 |  | 4/24/14 |  |  | NO | YES |  |  |  |  | GE MEDICAL SYSTEMS 10369010 SBG06515652GA |  |  | Active |  | 00:00:A1:05:BE:C1 |  | Equipment | 1Y:00-MFG | 03/29/2019 | 03/01/2020 | COOPER UNIVERSITY HOSPITAL |  |  | Room M Roll Stand |  | PAULETTE DUCKREY
|  | GE HEALTHCARE | DASH 4000 | MONITOR, BEDSIDE, PHYSIOLOGIC | NOT KNOWN | ANGIOGRAPHY | Kelemen | BASEMENT |  | 01/01/1900 |  |  |  |  | NO | YES |  |  |  |  | GE MEDICAL SYSTEMS 10369003 NOT KNOWN |  |  | Active |  | 00:00:A1:0E:50:48 |  | Equipment | 1Y:00-MFG | 03/29/2019 | 03/01/2020 | COOPER UNIVERSITY HOSPITAL |  |  | holding |  | PAULETTE DUCKREY
|  | GE HEALTHCARE | DASH 4000 | MONITOR, BEDSIDE, PHYSIOLOGIC | G3EH2786GR | EMERGENCY ROOM | Kelemen |  |  | 08/24/2004 |  | 8/24/11 |  |  | NO | YES |  |  |  |  | GE MEDICAL SYSTEMS 10368852 G3EH2786GR |  |  | Active |  | 00:00:A1:07:6B:B2 |  | Equipment | 1Y:00-MFG | 02/19/2019 | 02/01/2020 | COOPER UNIVERSITY HOSPITAL |  |  | ED-BED 37 |  | KAREN GRUBER
|  | GE HEALTHCARE | DASH 4000 | MONITOR, BEDSIDE, PHYSIOLOGIC | K3EH7102GR | EMERGENCY ROOM | Kelemen |  |  | 08/24/2004 |  | 8/24/11 |  |  | NO | YES |  |  |  |  | GE MEDICAL SYSTEMS 10368847 K3EH7102GR |  |  | Active |  | 00:00:A1:07:93:48 |  | Equipment | 1Y:00-MFG | 02/19/2019 | 02/01/2020 | COOPER UNIVERSITY HOSPITAL |  |  | ED-BED 30 |  | KAREN GRUBER
|  | GE HEALTHCARE | DASH 4000 | MONITOR, BEDSIDE, PHYSIOLOGIC | E3EH0526GR | EMERGENCY ROOM | Kelemen |  |  | 08/24/2004 |  | 8/24/11 |  |  | NO | YES |  |  |  |  | GE MEDICAL SYSTEMS 10368839 E3EH0526GR |  |  | Active |  | 00:00:A1:03:3C:88 |  | Equipment | 1Y:00-MFG | 02/18/2019 | 02/01/2020 | COOPER UNIVERSITY HOSPITAL |  |  | ED-BED38 |  | KAREN GRUBER
|  | GE HEALTHCARE | DASH 4000 | MONITOR, BEDSIDE, PHYSIOLOGIC | SBG06515636GA | ANGIOGRAPHY | Pavilion |  |  | 04/24/2007 |  | 4/24/14 |  |  | NO | YES |  |  |  |  | GE MEDICAL SYSTEMS 10368751 SBG06515636GA |  |  | Active |  | 00:00:A1:05:BE:DD |  | Equipment | 1Y:00-MFG | 03/18/2019 | 03/01/2020 | COOPER UNIVERSITY HOSPITAL |  |  | KELEMEN BASEMENT |  | PAULETTE DUCKREY
|  | GE HEALTHCARE | DASH 4000 | MONITOR, BEDSIDE, PHYSIOLOGIC | 5HQ12484033SA | ANESTHESIOLOGY | Pavilion |  |  | 11/15/2012 |  | 11/15/19 |  |  | NO | YES |  |  |  |  | GE MEDICAL SYSTEMS 10368685 5HQ12484033SA |  |  | Active |  | 00:00:A1:0C:D7:81 |  | Equipment | 1Y:00-MFG | 10/28/2019 | 10/01/2020 | COOPER UNIVERSITY HOSPITAL |  |  | Anes Pav Store Room |  | GIACINTA ROUPAS
|  | GE HEALTHCARE | DASH 4000 | MONITOR, BEDSIDE, PHYSIOLOGIC | 5HQ12484034SA | ANESTHESIOLOGY | Pavilion |  |  | 11/15/2012 |  | 11/15/19 |  |  | NO | YES |  |  |  |  | GE MEDICAL SYSTEMS 10368373 5HQ12484034SA |  |  | Active |  | 00:00:A1:0C:E2:0C |  | Equipment | 1Y:00-MFG | 10/28/2019 | 10/01/2020 | COOPER UNIVERSITY HOSPITAL |  |  | Anes Work/store Room |  | GIACINTA ROUPAS
|  | GE HEALTHCARE | DASH 4000 | MONITOR, BEDSIDE, PHYSIOLOGIC | SD011133425SA | CDU - CLINICAL DECISION UNIT-9 KELEMEN | Kelemen |  |  | 03/21/2011 |  | 3/21/18 |  |  | NO | YES |  |  |  |  | GE MEDICAL SYSTEMS 10367712 SD011133425SA |  |  | Active |  | 00:00:A1:0D:1F:24 |  | Equipment | 1Y:00-MFG | 05/21/2019 | 05/01/2020 | COOPER UNIVERSITY HOSPITAL |  |  | CDU |  | KAREN GRUBER
|  | GE HEALTHCARE | DASH 4000 | MONITOR, BEDSIDE, PHYSIOLOGIC | SHQ12319819SA | SHORT PROCEDURE UNIT | Kelemen |  |  | 08/10/2012 |  | 8/10/19 |  |  | NO | YES |  |  |  |  | GE MEDICAL SYSTEMS 10367547 SHQ12319819SA |  |  | Active |  | 00:00:A1:0C:B8:EC |  | Equipment | 1Y:00-MFG | 06/27/2019 | 06/01/2020 | COOPER UNIVERSITY HOSPITAL |  |  | BED 5 |  | Lisa Geoghegan
|  | GE HEALTHCARE | DASH 4000 | MONITOR, BEDSIDE, PHYSIOLOGIC | SD008025316GA | SHORT PROCEDURE UNIT | Kelemen |  |  | 05/01/2008 |  | 5/1/15 |  |  | NO | YES |  |  |  |  | GE MEDICAL SYSTEMS 10367544 SD008025316GA |  |  | Active |  | 00:00:A1:06:BE:9B |  | Equipment | 1Y:00-MFG | 06/27/2019 | 06/01/2020 | COOPER UNIVERSITY HOSPITAL |  |  | BED 7 |  | Lisa Geoghegan
|  | GE HEALTHCARE | DASH 4000 | MONITOR, BEDSIDE, PHYSIOLOGIC | SD008025322GA |  | Kelemen | [7 empty] | NO | YES
|  | GE HEALTHCARE | DASH 4000 | MONITOR, BEDSIDE, PHYSIOLOGIC | SH123Q9768SA | SHORT PROCEDURE UNIT | Kelemen |  |  | 08/10/2012 |  | 8/10/19 |  |  | NO | YES |  |  |  |  | GE MEDICAL SYSTEMS 10367538 SH123Q9768SA |  |  | Active |  | 00:00:A1:0C:BE:D6 |  | Equipment | 1Y:00-MFG | 06/27/2019 | 06/01/2020 | COOPER UNIVERSITY HOSPITAL |  |  | BED 6 |  | Lisa Geoghegan
|  | GE HEALTHCARE | DASH 4000 | MONITOR, BEDSIDE, PHYSIOLOGIC | SHQ12463614SA | DIALYSIS PROCEDURE CENTER | Kelemen |  |  | 11/02/2012 |  | 11/2/19 |  |  | NO | YES |  |  |  |  | GE MEDICAL SYSTEMS 10367524 SHQ12463614SA |  |  | Active |  | 00:00:A1:0C:A0:11 |  | Equipment | 1Y:00-MFG | 05/30/2019 | 05/01/2020 | COOPER UNIVERSITY HOSPITAL |  |  | BED 1 DIALYSIS |  | GERRY DNUNZIO
|  | GE HEALTHCARE | DASH 4000 | MONITOR, BEDSIDE, PHYSIOLOGIC | SHQ12463607SA | DIALYSIS PROCEDURE CENTER | Kelemen |  |  | 11/02/2012 |  | 11/2/19 |  |  | NO | YES |  |  |  |  | GE MEDICAL SYSTEMS 10367522 SHQ12463607SA |  |  | Active |  | 00:00:A1:0C:A0:15 |  | Equipment | 1Y:00-MFG | 05/30/2019 | 05/01/2020 | COOPER UNIVERSITY HOSPITAL |  |  | BED 2 DIALYSIS |  | GERRY DNUNZIO
|  | GE HEALTHCARE | DASH 4000 | MONITOR, BEDSIDE, PHYSIOLOGIC | SHQ12463603SA | DIALYSIS PROCEDURE CENTER | Kelemen |  |  | 11/02/2012 |  | 11/2/19 |  |  | NO | YES |  |  |  |  | GE MEDICAL SYSTEMS 10367520 SHQ12463603SA |  |  | Active |  | 00:00:A1:0C:E2:AA |  | Equipment | 1Y:00-MFG | 05/28/2019 | 05/01/2020 | COOPER UNIVERSITY HOSPITAL |  |  | BED 4 DIALYSIS |  | GERRY DNUNZIO
|  | GE HEALTHCARE | DASH 4000 | MONITOR, BEDSIDE, PHYSIOLOGIC | SHQ12463602SA | DIALYSIS PROCEDURE CENTER | Kelemen |  |  | 11/02/2012 |  | 11/2/19 |  |  | NO | YES |  |  |  |  | GE MEDICAL SYSTEMS 10367517 SHQ12463602SA |  |  | Active |  | 00:00:A1:0C:E2:A5 |  | Equipment | 1Y:00-MFG | 05/30/2019 | 05/01/2020 | COOPER UNIVERSITY HOSPITAL |  |  | BED 3 DIALYSIS |  | GERRY DNUNZIO
|  | GE HEALTHCARE | DASH 4000 | MONITOR, BEDSIDE, PHYSIOLOGIC | SD008025353GA | SHORT PROCEDURE UNIT | Kelemen |  |  | 05/01/2008 |  | 5/1/15 |  |  | NO | YES |  |  |  |  | GE MEDICAL SYSTEMS 10367473 SD008025353GA |  |  | Active |  | 00:00:A1:06:BE:70 |  | Equipment | 1Y:00-MFG | 07/18/2019 | 06/01/2020 | COOPER UNIVERSITY HOSPITAL |  |  | BED 1 |  | Lisa Geoghegan
|  | GE HEALTHCARE | DASH 4000 | MONITOR, BEDSIDE, PHYSIOLOGIC | SD008025091GA | SHORT PROCEDURE UNIT | Kelemen |  |  | 05/01/2008 |  | 5/1/15 |  |  | NO | YES |  |  |  |  | GE MEDICAL SYSTEMS 10367448 SD008025091GA |  |  | Active |  | 00:00:A1:06:BD:7A |  | Equipment | 1Y:00-MFG | 06/27/2019 | 06/01/2020 | COOPER UNIVERSITY HOSPITAL |  |  | BED 3 |  | Lisa Geoghegan
|  | GE HEALTHCARE | DASH 4000 | MONITOR, BEDSIDE, PHYSIOLOGIC | 5HQ12484030SG | ANESTHESIOLOGY | Kelemen |  |  | 11/15/2012 |  | 11/15/19 |  |  | NO | YES |  |  |  |  | GE MEDICAL SYSTEMS 10366698 5HQ12484030SG |  |  | Active |  | 00:00:A1:0C:E2:09 |  | Equipment | 1Y:00-MFG | 10/28/2019 | 10/01/2020 | COOPER UNIVERSITY HOSPITAL |  |  | K 667 Bronchoscopy |  | GIACINTA ROUPAS
|  | GE HEALTHCARE | DASH 4000 | MONITOR, BEDSIDE, PHYSIOLOGIC | SD010189709GA | INTERMEDIATE NURSING CARE UNIT | Kelemen |  |  | 05/13/2010 |  | 5/13/17 |  |  | NO | YES |  |  |  |  | GE MEDICAL SYSTEMS 10366544 SD010189709GA |  |  | Active |  | 00:00:A1:80:64:62 |  | Equipment | 1Y:00-MFG | 11/01/2019 | 11/01/2020 | COOPER UNIVERSITY HOSPITAL |  |  | south 10 - ROLL 1 |  | Lisa Brooks
|  | GE HEALTHCARE | DASH 4000 | MONITOR, BEDSIDE, PHYSIOLOGIC | SHQ144117625A | ANGIOGRAPHY | Kelemen | BASEMENT |  | 01/01/1900 |  |  |  |  | NO | YES |  |  |  |  | GE MEDICAL SYSTEMS 10366446 SHQ144117625A |  |  | Active |  | 00:00:A1:0E:3E:AD |  | Equipment | 1Y:00-MFG | 09/30/2019 | 09/01/2020 | COOPER UNIVERSITY HOSPITAL |  |  | RAD NURSING |  | PAULETTE DUCKREY
|  | GE HEALTHCARE | DASH 4000 | MONITOR, BEDSIDE, PHYSIOLOGIC | SD009223891GA | INTENSIVE CARE NURSERY | Dorrance |  |  | 07/31/2009 |  | 7/31/16 |  |  | NO | YES |  |  |  |  | GE MEDICAL SYSTEMS 10365024 SD009223891GA |  |  | Active |  | 00:00:A1:07:F6:42 |  | Equipment | 1Y:00-MFG | 08/22/2019 | 08/01/2020 | COOPER UNIVERSITY HOSPITAL |  |  | ICN DORRANCE 5 |  | JOANNE FOX
|  | GE HEALTHCARE | DASH 4000 | MONITOR, BEDSIDE, PHYSIOLOGIC | 5HQ12484031SA | CARDIAC CATH LAB | Kelemen |  |  | 11/15/2012 |  | 11/15/19 |  |  | NO | YES |  |  |  |  | GE MEDICAL SYSTEMS 10356492 5HQ12484031SA |  |  | Active |  | 00:00:A1:0C:D7:83 |  | Equipment | 1Y:00-MFG | 05/30/2019 | 05/01/2020 | COOPER UNIVERSITY HOSPITAL |  |  | CCL - K455 |  | LINDA BEAN
|  | GE HEALTHCARE | DASH 4000 | MONITOR, BEDSIDE, PHYSIOLOGIC | SD010189692GA | MED/SURG 6 PAVILION | Pavilion |  |  | 05/13/2010 |  | 5/13/17 |  |  | NO | YES |  |  |  |  | GE MEDICAL SYSTEMS 10356465 SD010189692GA |  |  | Active |  | 00:00:A1:08:6D:31 |  | Equipment | 1Y:00-MFG | 02/15/2019 | 02/01/2020 | COOPER UNIVERSITY HOSPITAL |  |  |  |  | BRIAN OSHAUGHNESSY
|  | GE HEALTHCARE | DASH 4000 | MONITOR, BEDSIDE, PHYSIOLOGIC | SD010148688GA | MED/SURG 6 PAVILION | Pavilion |  |  | 05/13/2010 |  | 5/13/17 |  |  | NO | YES |  |  |  |  | GE MEDICAL SYSTEMS 10356463 SD010148688GA |  |  | Active |  | 00:00:A1:08:75:F7 |  | Equipment | 1Y:00-MFG | 02/15/2019 | 02/01/2020 | COOPER UNIVERSITY HOSPITAL |  |  |  |  | BRIAN OSHAUGHNESSY
|  | GE HEALTHCARE | DASH 4000 | MONITOR, BEDSIDE, PHYSIOLOGIC | SHQ114334365A | MED/SURG 6 PAVILION | Pavilion |  |  | 01/17/2012 |  | 1/17/19 |  |  | NO | YES |  |  |  |  | GE MEDICAL SYSTEMS 10356461 SHQ114334365A |  |  | Active |  | 00:00:A1:0C:78:DA |  | Equipment | 1Y:00-MFG | 02/15/2019 | 02/01/2020 | COOPER UNIVERSITY HOSPITAL |  |  | RM 631 |  | BRIAN OSHAUGHNESSY
|  | GE HEALTHCARE | DASH 4000 | MONITOR, BEDSIDE, PHYSIOLOGIC | SD010189705GA | MED/SURG 6 PAVILION | Kelemen |  |  | 05/13/2010 |  | 5/13/17 |  |  | NO | YES |  |  |  |  | GE MEDICAL SYSTEMS 10355317 SD010189705GA |  |  | Active |  | 00:00:A1:08:63:EE |  | Equipment | 1Y:00-MFG | 04/22/2019 | 02/01/2020 | COOPER UNIVERSITY HOSPITAL |  |  | Biomed loaner? |  | BRIAN OSHAUGHNESSY
|  | GE HEALTHCARE | DASH 4000 | MONITOR, BEDSIDE, PHYSIOLOGIC | SHQ11433426SA | MED/SURG 6 PAVILION | Pavilion |  |  | 01/17/2012 |  | 1/17/19 |  |  | NO | YES |  |  |  |  | GE MEDICAL SYSTEMS 10355306 SHQ11433426SA |  |  | Active |  | 00:00:A1:0C:7C:E0 |  | Equipment | 1Y:00-MFG | 02/15/2019 | 02/01/2020 | COOPER UNIVERSITY HOSPITAL |  |  | ROOM 626 PAVILION |  | BRIAN OSHAUGHNESSY
|  | GE HEALTHCARE | DASH 4000 | MONITOR, BEDSIDE, PHYSIOLOGIC | SD010138467GA | MED/SURG 6 PAVILION | Pavilion |  |  | 05/13/2010 |  | 5/13/17 |  |  | NO | YES |  |  |  |  | GE MEDICAL SYSTEMS 10355287 SD010138467GA |  |  | Active |  | 00:00:A1:08:75:F6 |  | Equipment | 1Y:00-MFG | 02/15/2019 | 02/01/2020 | COOPER UNIVERSITY HOSPITAL |  |  | ROOM P621 |  | BRIAN OSHAUGHNESSY
|  | GE HEALTHCARE | DASH 4000 | MONITOR, BEDSIDE, PHYSIOLOGIC | SD009203221GA | INTENSIVE CARE NURSERY | Dorrance |  |  | 07/31/2009 |  | 7/31/16 |  |  | NO | YES |  |  |  |  | GE MEDICAL SYSTEMS 10355212 SD009203221GA |  |  | Active |  | 00:00:A1:07:B3:F6 |  | Equipment | 1Y:00-MFG | 08/21/2019 | 08/01/2020 | COOPER UNIVERSITY HOSPITAL |  |  | NICU-TRAN4 |  | JOANNE FOX
|  | GE HEALTHCARE | DASH 4000 | MONITOR, BEDSIDE, PHYSIOLOGIC | SD009099073GA | INTENSIVE CARE NURSERY | Dorrance |  |  | 07/31/2009 |  | 7/31/16 |  |  | NO | YES |  |  |  |  | GE MEDICAL SYSTEMS 10355210 SD009099073GA |  |  | Active |  | 00:00:A1:07:C0:D0 |  | Equipment | 1Y:00-MFG | 08/21/2019 | 08/01/2020 | COOPER UNIVERSITY HOSPITAL |  |  | NICU-TRAN6 |  | JOANNE FOX
|  | GE HEALTHCARE | DASH 4000 | MONITOR, BEDSIDE, PHYSIOLOGIC | SD09203190GA | INTENSIVE CARE NURSERY | Dorrance |  |  | 07/31/2009 |  | 7/31/16 |  |  | NO | YES |  |  |  |  | GE MEDICAL SYSTEMS 10355211 SD09203190GA |  |  | Active |  | 00:00:A1:70:B3:A4 |  | Equipment | 1Y:00-MFG | 08/22/2019 | 08/01/2020 | COOPER UNIVERSITY HOSPITAL |  |  | NICU-TRAN5 |  | JOANNE FOX
|  | GE HEALTHCARE | DASH 4000 | MONITOR, BEDSIDE, PHYSIOLOGIC | SD009203225GA | INTENSIVE CARE NURSERY | Dorrance |  |  | 07/31/2009 |  | 7/31/16 |  |  | NO | YES |  |  |  |  | GE MEDICAL SYSTEMS 10355209 SD009203225GA |  |  | Active |  | 00:00:A1:07:B3:B0 |  | Equipment | 1Y:00-MFG | 08/22/2019 | 08/01/2020 | COOPER UNIVERSITY HOSPITAL |  |  | NICU-TRAN3 |  | JOANNE FOX
|  | GE HEALTHCARE | DASH 4000 | MONITOR, BEDSIDE, PHYSIOLOGIC | SD009234161GA | INTENSIVE CARE NURSERY | Dorrance |  |  | 07/31/2009 |  | 7/31/16 |  |  | NO | YES |  |  |  |  | GE MEDICAL SYSTEMS 10355158 SD009234161GA |  |  | Active |  | 00:00:A1:07:E4:AD |  | Equipment | 1Y:00-MFG | 08/14/2019 | 08/01/2020 | COOPER UNIVERSITY HOSPITAL |  |  | DORRANCE 5 |  | JOANNE FOX
|  | GE HEALTHCARE | DASH 4000 | MONITOR, BEDSIDE, PHYSIOLOGIC | SD009234163GA | INTENSIVE CARE NURSERY | Dorrance |  |  | 07/31/2009 |  | 7/31/16 |  |  | NO | YES |  |  |  |  | GE MEDICAL SYSTEMS 10355174 SD009234163GA |  |  | Active |  | 00:00:A1:07:CE:A4 |  | Equipment | 1Y:00-MFG | 08/22/2019 | 08/01/2020 | COOPER UNIVERSITY HOSPITAL |  |  | SEVENTH FLOOR DORRANCE STORAGE |  | JOANNE FOX
|  | GE HEALTHCARE | DASH 4000 | MONITOR, BEDSIDE, PHYSIOLOGIC | SD009223902GA | INTENSIVE CARE NURSERY | Dorrance |  |  | 07/31/2009 |  | 7/31/16 |  |  | NO | YES |  |  |  |  | GE MEDICAL SYSTEMS 10355170 SD009223902GA |  |  | Active |  | 00:al.7.4.b9 |  | Equipment | 1Y:00-MFG | 08/20/2019 | 08/01/2020 | COOPER UNIVERSITY HOSPITAL |  |  | NICU |  | JOANNE FOX
|  | GE HEALTHCARE | DASH 4000 | MONITOR, BEDSIDE, PHYSIOLOGIC | SD009119729GA | INTENSIVE CARE NURSERY | Dorrance |  |  | 07/31/2009 |  | 7/31/16 |  |  | NO | YES |  |  |  |  | GE MEDICAL SYSTEMS 10355165 SD009119729GA |  |  | Active |  | 00:00:A1:0C:CD:EB |  | Equipment | 1Y:00-MFG | 08/15/2019 | 08/01/2020 | COOPER UNIVERSITY HOSPITAL |  |  | SEVENTH FLOOR DORRANCE STORAGE |  | JOANNE FOX
|  | GE HEALTHCARE | DASH 4000 | MONITOR, BEDSIDE, PHYSIOLOGIC | SD009223897GA | INTENSIVE CARE NURSERY | Dorrance |  |  | 07/31/2009 |  | 7/31/16 |  |  | NO | YES |  |  |  |  | GE MEDICAL SYSTEMS 10355163 SD009223897GA |  |  | Active |  | 00:00:A1:07:E3:CC |  | Equipment | 1Y:00-MFG | 08/14/2019 | 08/01/2020 | COOPER UNIVERSITY HOSPITAL |  |  | SEVENTH FLOOR DORRANCE STORAGE |  | JOANNE FOX
|  | GE HEALTHCARE | DASH 4000 | MONITOR, BEDSIDE, PHYSIOLOGIC | SD009317056GA | INTENSIVE CARE NURSERY | Dorrance |  |  | 07/31/2009 |  | 7/31/16 |  |  | NO | YES |  |  |  |  | GE MEDICAL SYSTEMS 10355160 SD009317056GA |  |  | Active |  | 00:00:A1:07:FA:2F |  | Equipment | 1Y:00-MFG | 08/22/2019 | 08/01/2020 | COOPER UNIVERSITY HOSPITAL |  |  | ICN DORRANCE 5 |  | JOANNE FOX
|  | GE HEALTHCARE | DASH 4000 | MONITOR, BEDSIDE, PHYSIOLOGIC | SD009193130GA | INTENSIVE CARE NURSERY | Dorrance |  |  | 07/31/2009 |  | 7/31/16 |  |  | NO | YES |  |  |  |  | GE MEDICAL SYSTEMS 10355145 SD009193130GA |  |  | Active |  | 00:00:A1:07:B4:15 |  | Equipment | 1Y:00-MFG | 08/22/2019 | 08/01/2020 | COOPER UNIVERSITY HOSPITAL |  |  | NICU-TRAN1 |  | JOANNE FOX
|  | GE HEALTHCARE | DASH 4000 | MONITOR, BEDSIDE, PHYSIOLOGIC | SD009203175GA | INTENSIVE CARE NURSERY | Dorrance |  |  | 07/31/2009 |  | 7/31/16 |  |  | NO | YES |  |  |  |  | GE MEDICAL SYSTEMS 10355144 SD009203175GA |  |  | Active |  | 00:00:A1:07:B3:B2 |  | Equipment | 1Y:00-MFG | 08/21/2019 | 08/01/2020 | COOPER UNIVERSITY HOSPITAL |  |  | NICU-TRAN2 |  | JOANNE FOX
|  | GE HEALTHCARE | DASH 4000 | MONITOR, BEDSIDE, PHYSIOLOGIC | SD009193128GA | INTENSIVE CARE NURSERY | Dorrance |  |  | 07/31/2009 |  | 7/31/16 |  |  | NO | YES |  |  |  |  | GE MEDICAL SYSTEMS 10355142 SD009193128GA |  |  | Active |  | 00:00:A1:07:B4:11 |  | Equipment | 1Y:00-MFG | 08/21/2019 | 08/01/2020 | COOPER UNIVERSITY HOSPITAL |  |  | NICU-TRAN7 |  | JOANNE FOX
|  | GE HEALTHCARE | DASH 4000 | MONITOR, BEDSIDE, PHYSIOLOGIC | SD009193005GA | INTENSIVE CARE NURSERY | Dorrance |  |  | 07/31/2009 |  | 7/31/16 |  |  | NO | YES |  |  |  |  | GE MEDICAL SYSTEMS 10355135 SD009193005GA |  |  | Active |  | 00:00:A1:07:B4:5A |  | Equipment | 1Y:00-MFG | 08/21/2019 | 08/01/2020 | COOPER UNIVERSITY HOSPITAL |  |  | NICU-TRAN8 |  | JOANNE FOX
|  | GE HEALTHCARE | DASH 4000 | MONITOR, BEDSIDE, PHYSIOLOGIC | SD009193123GA | INTENSIVE CARE NURSERY | Dorrance |  |  | 07/31/2009 |  | 7/31/16 |  |  | NO | YES |  |  |  |  | GE MEDICAL SYSTEMS 10355133 SD009193123GA |  |  | Active |  | 00:00:A1:07:B4:09 |  | Equipment | 1Y:00-MFG | 08/21/2019 | 08/01/2020 | COOPER UNIVERSITY HOSPITAL |  |  | NICU-TRAN9 |  | JOANNE FOX
|  | GE HEALTHCARE | DASH 4000 | MONITOR, BEDSIDE, PHYSIOLOGIC | shq14361267sa | ANGIOGRAPHY | Kelemen | BASEMENT |  | 01/01/1900 |  |  |  |  | NO | YES |  |  |  |  | GE MEDICAL SYSTEMS 10347547 shq14361267sa |  |  | Active |  | 00:00:A1:0E:51:08 |  | Equipment | 1Y:00-MFG | 03/19/2019 | 03/01/2020 | COOPER UNIVERSITY HOSPITAL |  |  | LAB 1 |  | PAULETTE DUCKREY
|  | GE HEALTHCARE | DASH 4000 | MONITOR, BEDSIDE, PHYSIOLOGIC | SHQ14361266SA | ANGIOGRAPHY | Kelemen | BASEMENT |  | 01/01/1900 |  |  |  |  | NO | YES |  |  |  |  | GE MEDICAL SYSTEMS 10347533 NOT KNOWN |  |  | Active |  | 00:00:A1:0E:50:A8 |  | Equipment | 1Y:00-MFG | 03/29/2019 | 03/01/2020 | COOPER UNIVERSITY HOSPITAL |  |  | holding |  | PAULETTE DUCKREY
|  | GE HEALTHCARE | DASH 4000 | MONITOR, BEDSIDE, PHYSIOLOGIC | RT909471698GA | MED/SURG 6 PAVILION | Kelemen |  |  | 11/01/2019 |  | 11/1/26 |  |  | NO | YES |  |  |  |  | GE MEDICAL SYSTEMS 30144379 RT909471698GA |  |  | Disposition |  | 99:99:99:99:99:99 |  | Accessory | PAAR:00-PVAR | 11/01/2019 | 11/01/2019 | COOPER UNIVERSITY HOSPITAL |  |  | MED SURG 6 PAV | WOT00000000533542 | BRIAN OSHAUGHNESSY | Disposition | Closed | Michael Youch | 11/01/2019 | 11/01/2019 | Bulk Disposition CNL | Dispositioned Dispositioned from Work Order Task WOT00000002204228 CEID: 30144379 | EXP2947019 | Labor | 11/01/2019 | 11/01/2019 | Michael Youch
|  | GE HEALTHCARE | DASH 4000 | MONITOR, BEDSIDE, PHYSIOLOGIC | SD009223764GA | INTENSIVE CARE NURSERY | Dorrance |  |  | 08/22/2019 |  | 8/22/26 |  |  | NO | YES |  |  |  |  | GE MEDICAL SYSTEMS 30143515 SD009223764GA |  |  | Active |  | 00:00:A1:07:B5:BE |  | Equipment | 1Y:00-MFG | 08/22/2019 | 08/22/2019 | COOPER UNIVERSITY HOSPITAL |  |  | DORRANCE 5 |  | JOANNE FOX |  |  |  | 08/22/2019 | 08/22/2019 |  |  |  |  | 08/22/2019 | 08/22/2019
|  | GE HEALTHCARE | DASH 4000 | MONITOR, BEDSIDE, PHYSIOLOGIC | 5HQ12484032SA | ANESTHESIOLOGY | Kelemen | Basement |  | 10/29/2019 |  | 10/29/26 |  |  | NO | YES |  |  |  |  | GE MEDICAL SYSTEMS 30143405 5HQ12484032SA |  |  | Active |  | 00:00:A1:0C:D7:91 |  | Equipment | 1Y:00-MFG | 10/29/2019 | 10/29/2019 | COOPER UNIVERSITY HOSPITAL |  |  | BASEMENT - C.O.W. CART IR Roll 1 |  | GIACINTA ROUPAS |  |  |  | 10/29/2019 | 10/29/2019 |  |  |  |  | 10/29/2019 | 10/29/2019
|  | GE HEALTHCARE | DASH 4000 | MONITOR, BEDSIDE, PHYSIOLOGIC | SD009234164GA | SHORT PROCEDURE UNIT | Kelemen |  |  | 07/29/2009 |  | 7/29/16 |  |  | NO | YES |  |  |  |  | GE MEDICAL SYSTEMS 10345158 SD009234164GA |  |  | Active |  | 00:00:A1:07:CE:AA |  | Equipment | 1Y:00-MFG | 06/14/2019 | 06/01/2020 | COOPER UNIVERSITY HOSPITAL |  |  | BED 4 |  | Lisa Geoghegan
|  | GE HEALTHCARE | DASH 4000 | MONITOR, BEDSIDE, PHYSIOLOGIC | SD009244718GA | KELEMEN 8 PCU | Kelemen |  |  | 07/29/2009 |  | 7/29/16 |  |  | NO | YES |  |  |  |  | GE MEDICAL SYSTEMS 10345159 SD009244718GA |  |  | Active |  | CD:10:10:CE:D0:00 |  | Equipment | 1Y:00-MFG | 01/30/2019 | 01/01/2020 | COOPER UNIVERSITY HOSPITAL |  |  | PCU 811 transport |  | BYRON WELLS
|  | GE HEALTHCARE | DASH 4000 | MONITOR, BEDSIDE, PHYSIOLOGIC | SD009244724GA | MED/SURG 6 PAVILION | Pavilion |  |  | 07/29/2009 |  | 7/29/16 |  |  | NO | YES |  |  |  |  | GE MEDICAL SYSTEMS 10345160 SD009244724GA |  |  | Active |  | 00:00:A1:07:E3:0B |  | Equipment | 1Y:00-MFG | 02/22/2019 | 02/01/2020 | COOPER UNIVERSITY HOSPITAL |  |  | Pav 628 |  | BRIAN OSHAUGHNESSY
|  | GE HEALTHCARE | DASH 4000 | MONITOR, BEDSIDE, PHYSIOLOGIC | SD009234162GA | KELEMEN 8 PCU | Kelemen |  |  | 07/29/2009 |  | 7/29/16 |  |  | NO | YES |  |  |  |  | GE MEDICAL SYSTEMS 10345161 SD009234162GA |  |  | Active |  | 00:00:A1:07:CC:AB |  | Equipment | 1Y:00-MFG | 01/22/2019 | 01/01/2020 | COOPER UNIVERSITY HOSPITAL |  |  | TRAM 8 |  | BYRON WELLS
|  | GE HEALTHCARE | DASH 4000 | MONITOR, BEDSIDE, PHYSIOLOGIC | SD009244723GA | INCU - KELEMEN S10 | Kelemen |  |  | 07/29/2009 |  | 7/29/16 |  |  | NO | YES |  |  |  |  | GE MEDICAL SYSTEMS 10345151 SD009244723GA |  |  | Active |  | 00:00:A1:07:E3:0E |  | Equipment | 1Y:00-MFG | 01/29/2019 | 12/01/2019 | COOPER UNIVERSITY HOSPITAL |  |  | Incu ROLL 3 |  | Lisa Brooks
|  | GE HEALTHCARE | DASH 4000 | MONITOR, BEDSIDE, PHYSIOLOGIC | SD009244722GA | KELEMEN 8 PCU | Kelemen |  |  | 07/29/2009 |  | 7/29/16 |  |  | NO | YES |  |  |  |  | GE MEDICAL SYSTEMS 10345140 SD009244722GA |  |  | Active |  | CD:10:10:CE:D0:00 |  | Equipment | 1Y:00-MFG | 06/21/2019 | 01/01/2020 | COOPER UNIVERSITY HOSPITAL |  |  | Biomed |  | BYRON WELLS
|  | GE HEALTHCARE | DASH 4000 | MONITOR, BEDSIDE, PHYSIOLOGIC | SD009244720GA | KELEMEN 8 PCU | Pavilion |  |  | 07/29/2009 |  | 7/29/16 |  |  | NO | YES |  |  |  |  | GE MEDICAL SYSTEMS 10345139 SD009244720GA |  |  | Active |  | 00:00:A1:08:74:6C |  | Equipment | 1Y:00-MFG | 01/28/2019 | 01/01/2020 | COOPER UNIVERSITY HOSPITAL |  |  | Medsurg 627 |  | BYRON WELLS
|  | GE HEALTHCARE | DASH 5000 | MONITOR, BEDSIDE, PHYSIOLOGIC | SD011122938SA | ECHOCARDIOLOGY | Kelemen |  |  | 05/11/2011 |  | 5/11/18 |  |  | NO | YES |  |  |  |  | GE MEDICAL SYSTEMS 10368632 SD011122938SA |  |  | Active |  | E0:0E:DA:88:A5:E5 |  | Equipment | 1Y:00-MFG | 02/12/2019 | 02/01/2020 | COOPER UNIVERSITY HOSPITAL |  |  | ECHO LAB |  | LINDA VALENTI
|  | GE HEALTHCARE | DASH 5000 | MONITOR, BEDSIDE, PHYSIOLOGIC | SD011112633SA | CARDIAC CATH LAB | Kelemen |  |  | 05/11/2011 |  | 5/11/18 |  |  | NO | YES |  |  |  |  | GE MEDICAL SYSTEMS 10356141 SD011112633SA |  |  | Active |  | 00:00:A1:0C:31:19 |  | Equipment | 1Y:00-MFG | 05/30/2019 | 05/01/2020 | COOPER UNIVERSITY HOSPITAL |  |  | CCL - Med Room |  | LINDA BEAN
|  | GE HEALTHCARE | DASH 5000 | MONITOR, BEDSIDE, PHYSIOLOGIC | SD0111230445A | CARDIAC CATH LAB | Kelemen |  |  | 05/11/2011 |  | 5/11/18 |  |  | NO | YES |  |  |  |  | GE MEDICAL SYSTEMS 10356140 SD0111230445A |  |  | Active |  | 00:00:A1:0C:33:4B |  | Equipment | 1Y:00-MFG | 05/30/2019 | 05/01/2020 | COOPER UNIVERSITY HOSPITAL |  |  | CCL - Med Room |  | LINDA BEAN
|  | GE HEALTHCARE | DASH 5000 | MONITOR, BEDSIDE, PHYSIOLOGIC | SHQ14219580SA | LABOR & DELIVERY | Dorrance |  |  | 04/07/2014 |  | 4/7/21 |  |  | NO | YES |  |  |  |  | GE MEDICAL SYSTEMS 10355116 SHQ14219580SA |  |  | Active |  | 00:00:A1:0E:2F:67 |  | Equipment | 1Y:00-MFG | 11/01/2019 | 11/01/2020 | COOPER UNIVERSITY HOSPITAL |  |  | L&D Macu window |  | JOANNA HORST
|  | GE HEALTHCARE | DASH 5000 | MONITOR, BEDSIDE, PHYSIOLOGIC | SHQ14219585SA | LABOR & DELIVERY | Dorrance |  |  | 04/07/2014 |  | 4/7/21 |  |  | NO | YES |  |  |  |  | GE MEDICAL SYSTEMS 10355112 SHQ14219585SA |  |  | Active |  | 00:00:A1:0E:2F:7B |  | Equipment | 1Y:00-MFG | 11/01/2019 | 11/01/2020 | COOPER UNIVERSITY HOSPITAL |  |  | LABOR AND DELIVERY PACU |  | JOANNA HORST
|  | GE HEALTHCARE | DASH 5000 | MONITOR, BEDSIDE, PHYSIOLOGIC | SHQ14219588SA | LABOR & DELIVERY | Dorrance |  |  | 04/07/2014 |  | 4/7/21 |  |  | NO | YES |  |  |  |  | GE MEDICAL SYSTEMS 10354960 SHQ14219588SA |  |  | Active |  | 00:00:A1:0E:2F:6A |  | Equipment | 1Y:00-MFG | 11/01/2019 | 11/01/2020 | COOPER UNIVERSITY HOSPITAL |  |  | Macu Door |  | JOANNA HORST
|  | GE HEALTHCARE | DASH 5000 | MONITOR, BEDSIDE, PHYSIOLOGIC | SHQ14219584SA | LABOR & DELIVERY | Dorrance |  |  | 04/07/2014 |  | 4/7/21 |  |  | NO | YES |  |  |  |  | GE MEDICAL SYSTEMS 10354943 SHQ14219584SA |  |  | Active |  | 00:00:0D:0E:2F:F1 |  | Equipment | 1Y:00-MFG | 11/01/2019 | 11/01/2020 | COOPER UNIVERSITY HOSPITAL |  |  | Pacu B |  | JOANNA HORST
|  | GE HEALTHCARE | DK19T USE1921A | MONITOR, BEDSIDE, PHYSIOLOGIC | DTQ231K3084 | ANESTHESIOLOGY | Dorrance |  |  | 05/01/2017 |  | 5/1/24 |  |  | NO | YES |  |  |  |  | GE MEDICAL SYSTEMS 10769472 DTQ231K3084 |  |  | Active |  | 99:99:99:99:99:99 |  | Accessory | PAAR:00-PVAR | 10/31/2019 |  | COOPER UNIVERSITY HOSPITAL |  |  |  | 0012411563 | GIACINTA ROUPAS | Preventative Maintenance | Closed | Josh Harris | 11/17/2017 | 11/17/2017 | PERFORMANCE ASSURANCE AT INVENTORY | INVENTORIED DEVICE AND ENSURED DEVICE WAS FUNCTIONING PROPERLY. | ADCD80A4-31BE-4ECC-B68A-87E224F07694 | Labor | 05/01/2017 | 05/01/2017 | Salvatore Bombara
|  | GE HEALTHCARE | DK19T USE1921A | MONITOR, BEDSIDE, PHYSIOLOGIC | DTQ231K3113 | ANESTHESIOLOGY | Dorrance |  |  | 05/01/2017 |  | 5/1/24 |  |  | NO | YES |  |  |  |  | GE MEDICAL SYSTEMS 10769470 DTQ231K3113 |  |  | Active | 10769470, 11239269 | 99:99:99:99:99:99 |  | Accessory | PAAR:00-PVAR | 10/31/2019 |  | COOPER UNIVERSITY HOSPITAL |  |  |  | 0012411566 | GIACINTA ROUPAS | Preventative Maintenance | Closed | Josh Harris | 11/17/2017 | 11/17/2017 | PERFORMANCE ASSURANCE AT INVENTORY | INVENTORIED DEVICE AND ENSURED DEVICE WAS FUNCTIONING PROPERLY. | D372BF5B-1A94-49AB-A4DC-890C2EBB2495 | Labor | 05/01/2017 | 05/01/2017 | Salvatore Bombara
|  | GE HEALTHCARE | DK19T USE1921A | MONITOR, BEDSIDE, PHYSIOLOGIC | DTQ231K3029 | ANESTHESIOLOGY | Pavilion |  |  | 02/07/2017 |  | 2/7/24 |  |  | NO | YES |  |  |  |  | GE MEDICAL SYSTEMS 10769366 DTQ231K3029 |  |  | Active |  | 99:99:99:99:99:99 |  | Accessory | PAAR:00-PVAR | 10/31/2019 |  | COOPER UNIVERSITY HOSPITAL |  |  |  | 0011615064 | GIACINTA ROUPAS | Preventative Maintenance | Closed | Bonnie Aichroth | 05/05/2017 | 05/05/2017 | PERFORMANCE ASSURANCE AT INVENTORY | INVENTORIED DEVICE AND ENSURED DEVICE WAS FUNCTIONING PROPERLY. | 27E79A12-14BB-4CA2-B2C3-40DA81A4072F | Labor | 02/07/2017 | 02/07/2017 | Salvatore Bombara
|  | GE HEALTHCARE | DK19T USE1921A | MONITOR, BEDSIDE, PHYSIOLOGIC | DTQ231K3030 | ANESTHESIOLOGY | Kelemen |  |  | 02/07/2017 |  | 2/7/24 |  |  | NO | YES |  |  |  |  | GE MEDICAL SYSTEMS 10769364 DTQ231K3030 |  |  | Active |  | 99:99:99:99:99:99 |  | Accessory | PAAR:00-PVAR | 10/31/2019 |  | COOPER UNIVERSITY HOSPITAL |  |  |  | 0011615089 | GIACINTA ROUPAS | Preventative Maintenance | Closed | Bonnie Aichroth | 05/05/2017 | 05/05/2017 | PERFORMANCE ASSURANCE AT INVENTORY | INVENTORIED DEVICE AND ENSURED DEVICE WAS FUNCTIONING PROPERLY. | B09C6482-E271-4FCA-ACD8-73868D26D388 | Labor | 02/07/2017 | 02/07/2017 | Salvatore Bombara
|  | GE HEALTHCARE | DK19T USE1921A | MONITOR, BEDSIDE, PHYSIOLOGIC | PT0311K4931 | ANESTHESIOLOGY | Pavilion |  |  | 01/25/2017 |  | 1/25/24 |  |  | NO | YES |  |  |  |  | GE MEDICAL SYSTEMS 10769302 PT0311K4931 |  |  | Active |  | 99:99:99:99:99:99 |  | Accessory | PAAR:00-PVAR | 10/31/2019 |  | COOPER UNIVERSITY HOSPITAL |  |  |  | 0011658385 | GIACINTA ROUPAS | Preventative Maintenance | Closed | Bonnie Aichroth | 05/23/2017 | 05/23/2017 | PERFORMANCE ASSURANCE AT INVENTORY | INVENTORIED DEVICE AND ENSURED DEVICE WAS FUNCTIONING PROPERLY. | D4A3F6F3-BF73-4201-8FD2-9BED67A3EBE9 | Labor | 01/25/2017 | 01/25/2017 | Salvatore Bombara
|  | GE HEALTHCARE | DK19T USE1921A | MONITOR, BEDSIDE, PHYSIOLOGIC | DTQ091K0370 | PACU KELEMEN | Kelemen |  |  | 04/29/2016 |  | 4/29/23 |  |  | NO | YES |  |  |  |  | GE MEDICAL SYSTEMS 10769255 DTQ091K0370 |  |  | Active |  | 99:99:99:99:99:99 |  | Accessory | PAAR:00-PVAR | 10/31/2019 |  | COOPER UNIVERSITY HOSPITAL |  |  |  | 0011044999 | FRANK OBRIEN | Performance Verification | Closed | Bonnie Aichroth | 01/11/2017 | 01/11/2017 | INCOMING INVENTORY | DEVICE INVENTORIED | D943834B-6F64-43E4-91D7-37424B1935C5 | Labor | 01/11/2017 | 01/11/2017 | Bonnie Aichroth
|  | GE HEALTHCARE | DK19T USE1921A | MONITOR, BEDSIDE, PHYSIOLOGIC | DTQ091K0384 | PACU KELEMEN | Kelemen |  |  | 04/29/2016 |  | 4/29/23 |  |  | NO | YES |  |  |  |  | GE MEDICAL SYSTEMS 10505398 DTQ091K0384 |  |  | Active |  | 99:99:99:99:99:99 |  | Accessory | PAAR:00-PVAR | 10/31/2019 |  | COOPER UNIVERSITY HOSPITAL |  |  |  | 0011045014 | FRANK OBRIEN | Performance Verification | Closed | Bonnie Aichroth | 01/11/2017 | 01/11/2017 | INCOMING INVENTORY | DEVICE INVENTORIED | D902D1D6-608D-4B08-85C4-25F1CF0926F7 | Labor | 01/11/2017 | 01/11/2017 | Bonnie Aichroth
|  | GE HEALTHCARE | DK19T USE1921A | MONITOR, BEDSIDE, PHYSIOLOGIC | DTQ091K0419 | PACU KELEMEN | Kelemen |  |  | 04/29/2016 |  | 4/29/23 |  |  | NO | YES |  |  |  |  | GE MEDICAL SYSTEMS 10505401 DTQ091K0419 |  |  | Active |  | 99:99:99:99:99:99 |  | Accessory | PAAR:00-PVAR | 10/31/2019 |  | COOPER UNIVERSITY HOSPITAL |  |  |  | 0011045002 | FRANK OBRIEN | Performance Verification | Closed | Bonnie Aichroth | 01/11/2017 | 01/11/2017 | INCOMING INVENTORY | DEVICE INVENTORIED | DDB9D777-3D26-47DF-8DE0-495C7184453D | Labor | 01/11/2017 | 01/11/2017 | Bonnie Aichroth
|  | GE HEALTHCARE | DK19T USE1921A | MONITOR, BEDSIDE, PHYSIOLOGIC | DTQ091K0401 | PACU KELEMEN | Kelemen |  |  | 04/29/2016 |  | 4/29/23 |  |  | NO | YES |  |  |  |  | GE MEDICAL SYSTEMS 10505400 DTQ091K0401 |  |  | Active |  | 99:99:99:99:99:99 |  | Accessory | PAAR:00-PVAR | 10/31/2019 |  | COOPER UNIVERSITY HOSPITAL |  |  |  | 0011045008 | FRANK OBRIEN | Preventative Maintenance | Closed | Bonnie Aichroth | 01/11/2017 | 01/11/2017 | PERFORMANCE ASSURANCE AT INVENTORY | INVENTORIED DEVICE AND ENSURED DEVICE WAS FUNCTIONING PROPERLY. | 158F14D6-4170-45D0-84D3-E5A088F73F00 | Labor | 04/29/2016 | 04/29/2016 | Richard Jolly
|  | GE HEALTHCARE | DK19T USE1921A | MONITOR, BEDSIDE, PHYSIOLOGIC | DTQ091K0400 | PACU KELEMEN | Kelemen |  |  | 04/29/2016 |  | 4/29/23 |  |  | NO | YES |  |  |  |  | GE MEDICAL SYSTEMS 10505399 DTQ091K0400 |  |  | Active |  | 99:99:99:99:99:99 |  | Accessory | PAAR:00-PVAR | 10/31/2019 |  | COOPER UNIVERSITY HOSPITAL |  |  |  | 0011045010 | FRANK OBRIEN | Preventative Maintenance | Closed | Bonnie Aichroth | 01/11/2017 | 01/11/2017 | PERFORMANCE ASSURANCE AT INVENTORY | INVENTORIED DEVICE AND ENSURED DEVICE WAS FUNCTIONING PROPERLY. | 2793C514-7553-4BA0-911F-95ACA8BC7302 | Labor | 04/29/2016 | 04/29/2016 | Richard Jolly
|  | GE HEALTHCARE | DK19T USE1921A | MONITOR, BEDSIDE, PHYSIOLOGIC | DTQ091K0372 | PACU KELEMEN | Kelemen |  |  | 04/29/2016 |  | 4/29/23 |  |  | NO | YES |  |  |  |  | GE MEDICAL SYSTEMS 10505397 DTQ091K0372 |  |  | Active |  | 99:99:99:99:99:99 |  | Accessory | PAAR:00-PVAR | 10/31/2019 |  | COOPER UNIVERSITY HOSPITAL |  |  |  | 0011045017 | FRANK OBRIEN | Performance Verification | Closed | Bonnie Aichroth | 01/11/2017 | 01/11/2017 | INCOMING INVENTORY | DEVICE INVENTORIED | BBB11750-17D9-4D04-AD9A-56EAF5553415 | Labor | 01/11/2017 | 01/11/2017 | Bonnie Aichroth
|  | GE HEALTHCARE | DK19T USE1921A | MONITOR, BEDSIDE, PHYSIOLOGIC | DTQ91K0363 | PACU KELEMEN | Kelemen |  |  | 06/10/2015 |  | 6/10/22 |  |  | NO | YES |  |  |  |  | GE MEDICAL SYSTEMS 10505396 DTQ91K0363 |  |  | Active |  | 99:99:99:99:99:99 |  | Accessory | PAAR:00-PVAR | 10/31/2019 |  | COOPER UNIVERSITY HOSPITAL |  |  |  | 0012651352 | FRANK OBRIEN | Performance Verification | Closed | Josh Harris | 01/12/2018 | 01/12/2018 | INCOMING INVENTORY | DEVICE INVENTORIED | 2D6DD46A-E9ED-4641-9260-E89343F5CC4A | Labor | 01/12/2018 | 01/12/2018 | Josh Harris
|  | GE HEALTHCARE | DK19T USE1921A | MONITOR, BEDSIDE, PHYSIOLOGIC | DTQ091K0390 | PACU KELEMEN | Kelemen |  |  | 06/10/2015 |  | 6/10/22 |  |  | NO | YES |  |  |  |  | GE MEDICAL SYSTEMS 10505395 DTQ091K0390 |  |  | Active |  | 99:99:99:99:99:99 |  | Accessory | PAAR:00-PVAR | 10/31/2019 |  | COOPER UNIVERSITY HOSPITAL |  |  |  | 0012651351 | FRANK OBRIEN | Preventative Maintenance | Closed | Josh Harris | 01/12/2018 | 01/12/2018 | PERFORMANCE ASSURANCE AT INVENTORY | INVENTORIED DEVICE AND ENSURED DEVICE WAS FUNCTIONING PROPERLY. | 38FBCE6C-0D79-4814-988F-A1CF9F2861FF | Labor | 11/21/2017 | 11/21/2017 | Richard Jolly
|  | GE HEALTHCARE | DK19T USE1921A | MONITOR, BEDSIDE, PHYSIOLOGIC | DTP351K5145 | ANESTHESIOLOGY | Kelemen |  |  | 05/06/2016 |  | 5/6/23 |  |  | NO | YES |  |  |  |  | GE MEDICAL SYSTEMS 10505069 DTP351K5145 |  |  | Active |  | 99:99:99:99:99:99 |  | Accessory | PAAR:00-PVAR | 10/31/2019 |  | COOPER UNIVERSITY HOSPITAL |  |  | OPERATING ROOM K11 |  | GIACINTA ROUPAS
|  | GE HEALTHCARE | DK19T USE1921A | MONITOR, BEDSIDE, PHYSIOLOGIC | DTP351K5346 | ANESTHESIOLOGY | Kelemen |  |  | 05/06/2016 |  | 5/6/23 |  |  | NO | YES |  |  |  |  | GE MEDICAL SYSTEMS 10480436 DTP351K5346 |  |  | Active |  | 99:99:99:99:99:99 |  | Accessory | PAAR:00-PVAR | 10/31/2019 |  | COOPER UNIVERSITY HOSPITAL |  |  | OPERATING ROOM K12 |  | GIACINTA ROUPAS
|  | GE HEALTHCARE | DK19T USE1921A | MONITOR, BEDSIDE, PHYSIOLOGIC | DTP351K4762 | ANESTHESIOLOGY | Kelemen |  |  | 05/06/2016 |  | 5/6/23 |  |  | NO | YES |  |  |  |  | GE MEDICAL SYSTEMS 10480433 DTP351K4762 |  |  | Active |  | 99:99:99:99:99:99 |  | Accessory | PAAR:00-PVAR | 10/31/2019 |  | COOPER UNIVERSITY HOSPITAL |  |  | ROOM K9 |  | GIACINTA ROUPAS
|  | GE HEALTHCARE | DK19T USE1921A | MONITOR, BEDSIDE, PHYSIOLOGIC | DTP351K5076 | ANESTHESIOLOGY | Kelemen |  |  | 05/09/2016 |  | 5/9/23 |  |  | NO | YES |  |  |  |  | GE MEDICAL SYSTEMS 10480419 DTP351K5076 |  |  | Active |  | 99:99:99:99:99:99 |  | Accessory | PAAR:00-PVAR | 10/31/2019 |  | COOPER UNIVERSITY HOSPITAL |  |  | ROOM 8 OR KELEMEN |  | GIACINTA ROUPAS
|  | GE HEALTHCARE | PROCARE B40 | MONITOR, BEDSIDE, PHYSIOLOGIC | SJF16040692WA |  | 2 Plaza Dr | [7 empty] | NO | YES
|  | GE HEALTHCARE | PROCARE B40 | MONITOR, BEDSIDE, PHYSIOLOGIC | SG212491290WA | 6200 MAIN ST-SURGERY | 6200 Main st |  |  | 03/22/2013 |  | 3/22/20 |  |  | NO | YES |  |  |  |  | GE MEDICAL SYSTEMS 10345771 SG212491290WA |  |  | Active |  | 00:40:97:13:59:9C |  | Alarm | 1Y:00-MFG | 10/03/2019 | 10/01/2020 | COOPER AMBULATORY OFF-SITES |  |  | 6200 Main St. - Oral - Proc B |  | BOBBIE MICKLE
|  | GE HEALTHCARE | PROCARE B40 | MONITOR, BEDSIDE, PHYSIOLOGIC | SG212491309WA | 6200 MAIN ST-SURGERY | 6200 Main st |  |  | 03/22/2013 |  | 3/22/20 |  |  | NO | YES |  |  |  |  | GE MEDICAL SYSTEMS 10345763 SG212491309WA |  |  | Active |  | 00:40:97:13:5B:9C |  | Alarm | 1Y:00-MFG | 10/03/2019 | 10/01/2020 | COOPER AMBULATORY OFF-SITES |  |  | 6200 Main St. - Oral - Proc A |  | BOBBIE MICKLE
|  | GE HEALTHCARE | TRANSPORT PRO | MONITOR, BEDSIDE, PHYSIOLOGIC | SCS09454269GA | TRAUMA ADMIT | Kelemen |  |  | 02/19/2019 |  | 2/19/26 |  |  | NO | YES |  |  |  |  | GE MEDICAL SYSTEMS 11222178 SCS09454269GA |  |  | Active |  | 99:99:99:99:99:99 |  | Alarm | 1Y:00-MFG | 02/19/2019 | 02/19/2019 | COOPER UNIVERSITY HOSPITAL |  |  |  |  | Diane Floyd |  |  |  | 02/19/2019 | 02/19/2019 |  |  |  |  | 02/19/2019 | 02/19/2019
|  | GE HEALTHCARE | USE1901A | MONITOR, BEDSIDE, PHYSIOLOGIC | DTJ140D0456 |  | Kelemen | [7 empty] | NO | YES
|  | GE HEALTHCARE | USE1901A | MONITOR, BEDSIDE, PHYSIOLOGIC | DTG44DD1181 |  | Pavilion | [7 empty] | NO | YES
|  | GE HEALTHCARE | USE1901A | MONITOR, BEDSIDE, PHYSIOLOGIC | DTG440D1140 | INTENSIVE CARE UNIT | Pavilion |  |  | 10/31/2019 |  | 10/31/26 |  |  | NO | YES |  |  |  |  | GE MEDICAL SYSTEMS 11187562 DTG440D1140 |  |  | Active | 1-365145, 10365145 |  |  | Accessory | PAAR:00-PVAR | 10/31/2019 | 10/31/2019 | COOPER UNIVERSITY HOSPITAL |  |  | ICU - Bed 8 | 0011866849 | CAROLYN RUMELL | Repair | Closed | Stephen Zubrzycki | 10/31/2019 | 10/31/2019 | MONITOR - ALARM KEEPS GOING OFF, CANT TURN OFF ALARM, TOUCH SCREEN DOESNT WORK, PATIENT IN RM - ICU BED 17 | 7/5/2017 4:24:47 PM SJZUBRZYCKI (GRAMODEI 7/5/2017 12:00 AM) EXCHANGED MONITOR. (SJZUBRZYCKI 7/5/2017 12:00 AM) EXCHANGED MONITOR. 7/6/2017 8:59:38 AM SJZUBRZYCKI (SJZUBRZYCKI 7/6/2017 12:00 AM) REMOVING UNIT FROM SERVICE. COST $4,000 TO REPAIR. EXCHANGING WITH CEID: 10769360 7/6/2017 9:00:17 AM SJZUBRZYCKI This device has been removed from an active status with the RSQ Database, and physically removed from the facility. Device retired on 7/6/2017; Authorized By: YES; Nature of Retirement: BEYOND ECONOMICAL REPAIR; Days In Service: 762 | 38003D4D-8BF4-422E-9222-34D8749230D4 | Labor | 10/31/2019 | 10/31/2019 | Gene Amodei
|  | GE HEALTHCARE | USE1901A | MONITOR, BEDSIDE, PHYSIOLOGIC | DTG440D1177 |  | Pavilion | [7 empty] | NO | YES
|  | GE HEALTHCARE | USE1901A | MONITOR, BEDSIDE, PHYSIOLOGIC | DTJ010D0023 |  | Dorrance | [7 empty] | NO | YES
|  | GE HEALTHCARE | USE1901A | MONITOR, BEDSIDE, PHYSIOLOGIC | DTJ010D0062 |  | Dorrance | [7 empty] | NO | YES
|  | GE HEALTHCARE | USE1901A | MONITOR, BEDSIDE, PHYSIOLOGIC | DTQ17160304 | INTENSIVE CARE UNIT | Pavilion |  |  | 04/24/2007 |  | 4/24/14 |  |  | NO | YES |  |  |  |  | GE MEDICAL SYSTEMS 10769360 DTQ17160304 |  |  | Active |  | 99:99:99:99:99:99 |  | Accessory | PAAR:00-PVAR | 10/31/2019 |  | COOPER UNIVERSITY HOSPITAL |  |  |  | 0012143252 | CAROLYN RUMELL | Performance Verification | Closed | Stephen Zubrzycki | 09/07/2017 | 09/07/2017 | INCOMING INVENTORY | DEVICE INVENTORIED | 43E54877-5414-4B35-89D3-9783D20A8771 | Labor | 09/07/2017 | 09/07/2017 | Bonnie Aichroth
|  | GE HEALTHCARE | USE1901A | MONITOR, BEDSIDE, PHYSIOLOGIC | 2025280-001 | TRAUMA ICU | Kelemen |  |  | 04/24/2007 |  | 4/24/14 |  |  | NO | YES |  |  |  |  | GE MEDICAL SYSTEMS 10368216 2025280-001 |  |  | Active |  | 99:99:99:99:99:99 |  | Accessory | PAAR:00-PVAR | 11/02/2019 |  | COOPER UNIVERSITY HOSPITAL |  |  | TICU BED 1 | WOT00000000513011 | Diane Floyd | Disposition | Closed | Richard Jolly | 02/08/2018 | 05/14/2019 | Bulk Disposition CNL
|  | GE HEALTHCARE | USE1901A | MONITOR, BEDSIDE, PHYSIOLOGIC | DTG440D1187 | TRAUMA ADMIT | Kelemen |  |  | 04/24/2007 |  | 4/24/14 |  |  | NO | YES |  |  |  |  | GE MEDICAL SYSTEMS 10368177 DTG440D1187 |  |  | Active |  | 99:99:99:99:99:99 |  | Accessory | PAAR:00-PVAR | 11/02/2019 |  | COOPER UNIVERSITY HOSPITAL |  |  | PED TRAUMA RM | WOT00000000524120 | Diane Floyd | Disposition | Closed | Richard Jolly | 02/08/2018 | 05/22/2019 | Bulk Disposition CNL
|  | GE HEALTHCARE | USE1901A | MONITOR, BEDSIDE, PHYSIOLOGIC | DT1250D0515 | PAVILION PACU | Pavilion |  |  | 11/03/2008 |  | 11/3/15 |  |  | NO | YES |  |  |  |  | GE MEDICAL SYSTEMS 10368132 DT1250D0515 |  |  | Active |  | 99:99:99:99:99:99 |  | Accessory | PAAR:00-PVAR | 11/02/2019 |  | COOPER UNIVERSITY HOSPITAL |  |  | PAVILION-3 BED 7 |  | FRANK OBRIEN
|  | GE HEALTHCARE | USE1901A | MONITOR, BEDSIDE, PHYSIOLOGIC | DT133140004 |  | Pavilion |  |  | 07/15/2010 |  | 7/15/17 |  |  | NO | YES |  |  |  |  | GE MEDICAL SYSTEMS 10368098 DT133140004 |  |  | Active |  | 99:99:99:99:99:99 |  | Accessory | PAAR:00-PVAR | 11/02/2019 |  | COOPER UNIVERSITY HOSPITAL |  |  | PAVILION-3 |  | FRANK OBRIEN
|  | GE HEALTHCARE | USE1901A | MONITOR, BEDSIDE, PHYSIOLOGIC | DTJ080D0407 | TRAUMA ICU | Kelemen | BASEMENT |  | 08/18/2009 |  | 8/18/16 |  |  | NO | YES |  |  |  |  | GE MEDICAL SYSTEMS 10368052 DTJ080D0407 |  |  | Active |  | 99:99:99:99:99:99 |  | Accessory | PAAR:00-PVAR | 11/02/2019 |  | COOPER UNIVERSITY HOSPITAL |  |  | TICU-BED6 | WOT00000000524172 | Diane Floyd | Disposition | Closed | Richard Jolly | 02/08/2018 | 05/23/2019 | Bulk Disposition CNL
|  | GE HEALTHCARE | USE1901A | MONITOR, BEDSIDE, PHYSIOLOGIC | DTG440D1151 | CCU - CORONARY CARE UNIT | Kelemen |  |  | 04/30/2007 |  | 4/30/14 |  |  | NO | YES |  |  |  |  | GE MEDICAL SYSTEMS 10367261 DTG440D1151 |  |  | Active |  | 99:99:99:99:99:99 |  | Accessory | PAAR:00-PVAR | 11/02/2019 |  | COOPER UNIVERSITY HOSPITAL |  |  | CCU-12 | 0011771812 | CAROLYN RUMELL | Repair | Closed | Richard Jolly | 06/18/2017 | 06/21/2017 | CARDIAC MONITOR - SECTION THAT HOLDS THE TRAM IS COMING OFF - KELMEN 4TH FLR KELEMEN CCU BED 12 | 6/21/2017 10:43:25 AM RCJOLLY (RCJOLLY 6/19/2017 12:00 AM) TIGHTEN SCREW | 71BFF2E9-1FE7-41FA-9C2D-4ED1D5CF8FB3 | Labor | 06/19/2017 | 06/19/2017 | Richard Jolly
|  | GE HEALTHCARE | USE1901A | MONITOR, BEDSIDE, PHYSIOLOGIC | DTG440D1153 | CCU - CORONARY CARE UNIT | Pavilion |  |  | 04/30/2007 |  | 4/30/14 |  |  | NO | YES |  |  |  |  | GE MEDICAL SYSTEMS 10367254 DTG440D1153 |  |  | Active |  | 99:99:99:99:99:99 |  | Accessory | PAAR:00-PVAR | 11/02/2019 |  | COOPER UNIVERSITY HOSPITAL |  |  | CCU-11 |  | CAROLYN RUMELL
|  | GE HEALTHCARE | USE1901A | MONITOR, BEDSIDE, PHYSIOLOGIC | DTG440D1088 | INTENSIVE CARE UNIT | Pavilion |  |  | 04/24/2007 |  | 4/24/14 |  |  | NO | YES |  |  |  |  | GE MEDICAL SYSTEMS 10366358 DTG440D1088 |  |  | Active |  | 99:99:99:99:99:99 |  | Accessory | PAAR:00-PVAR | 11/02/2019 |  | COOPER UNIVERSITY HOSPITAL |  |  | Conference room p4 |  | CAROLYN RUMELL
|  | GE HEALTHCARE | USE1901A | MONITOR, BEDSIDE, PHYSIOLOGIC | DTG440D1115 | INTENSIVE CARE UNIT | Kelemen |  |  | 04/30/2007 |  | 4/30/14 |  |  | NO | YES |  |  |  |  | GE MEDICAL SYSTEMS 10366330 DTG440D1115 |  |  | Active |  | 99:99:99:99:99:99 |  | Accessory | PAAR:00-PVAR | 10/31/2019 |  | COOPER UNIVERSITY HOSPITAL |  |  | P4/ICU20 |  | CAROLYN RUMELL
|  | GE HEALTHCARE | USE1901A | MONITOR, BEDSIDE, PHYSIOLOGIC | DT6440D1183 | TRAUMA ADMIT | Kelemen |  |  | 04/24/2007 |  | 4/24/14 |  |  | NO | YES |  |  |  |  | GE MEDICAL SYSTEMS 10365440 DT6440D1183 |  |  | Active |  | 99:99:99:99:99:99 |  | Accessory | PAAR:00-PVAR | 11/02/2019 |  | COOPER UNIVERSITY HOSPITAL |  |  | bed 3 |  | Diane Floyd
|  | GE HEALTHCARE | USE1901A | MONITOR, BEDSIDE, PHYSIOLOGIC | DTG440D1122 | TRAUMA ADMIT | Kelemen |  |  | 04/24/2007 |  | 4/24/14 |  |  | NO | YES |  |  |  |  | GE MEDICAL SYSTEMS 10365425 DTG440D1122 |  |  | Active |  | 99:99:99:99:99:99 |  | Accessory | PAAR:00-PVAR | 11/02/2019 |  | COOPER UNIVERSITY HOSPITAL |  |  | BED 4 |  | Diane Floyd
|  | GE HEALTHCARE | USE1901A | MONITOR, BEDSIDE, PHYSIOLOGIC | DTG440D1139 | INTENSIVE CARE UNIT | Pavilion |  |  | 04/24/2007 |  | 4/24/14 |  |  | NO | YES |  |  |  |  | GE MEDICAL SYSTEMS 10365278 DTG440D1139 |  |  | Active |  | 99:99:99:99:99:99 |  | Accessory | PAAR:00-PVAR | 11/02/2019 |  | COOPER UNIVERSITY HOSPITAL |  |  | ICU 12 4TH FL | 0012191298 | CAROLYN RUMELL | Repair | Closed | Richard Jolly | 09/26/2017 | 10/04/2017 | CENTRAL MONITOR - MULTIPLE SCREEN IS BLACK - ICU OUTSIDE OF BED 6 | 10/4/2017 9:02:50 AM RCJOLLY (RCJOLLY 9/26/2017 12:50 PM) HAD TO REBOOT MONITOR | 3034A91F-E55D-48A5-827C-1ECFF2BA6BBA | Labor | 09/26/2017 | 09/26/2017 | Richard Jolly
|  | GE HEALTHCARE | USE1901A | MONITOR, BEDSIDE, PHYSIOLOGIC | DTG440D1117 | INTENSIVE CARE UNIT | Pavilion |  |  | 04/24/2007 |  | 4/24/14 |  |  | NO | YES |  |  |  |  | GE MEDICAL SYSTEMS 10365103 DTG440D1117 |  |  | Active |  | 99:99:99:99:99:99 |  | Accessory | PAAR:00-PVAR | 11/02/2019 |  | COOPER UNIVERSITY HOSPITAL |  |  | bed 16 | WOT00000000524104 | CAROLYN RUMELL | Disposition | Closed | Richard Jolly | 02/08/2018 | 05/17/2019 | Bulk Disposition CNL
|  | GE HEALTHCARE | USE1901A | MONITOR, BEDSIDE, PHYSIOLOGIC | DTI390D0719 | INTENSIVE CARE UNIT | Pavilion |  |  | 01/15/2009 |  | 1/15/16 |  |  | NO | YES |  |  |  |  | GE MEDICAL SYSTEMS 10365067 DTI390D0719 |  |  | Active |  | 99:99:99:99:99:99 |  | Accessory | PAAR:00-PVAR | 11/02/2019 |  | COOPER UNIVERSITY HOSPITAL |  |  | PAVILION BED 27 icu | WOT00000000524137 | CAROLYN RUMELL | Disposition | Closed | Richard Jolly | 02/08/2018 | 05/14/2019 | Bulk Disposition CNL
|  | GE HEALTHCARE | USE1901A | MONITOR, BEDSIDE, PHYSIOLOGIC | DTI390D0709 | INTENSIVE CARE UNIT | Pavilion |  |  | 01/15/2009 |  | 1/15/16 |  |  | NO | YES |  |  |  |  | GE MEDICAL SYSTEMS 10365072 DTI390D0709 |  |  | Active |  | 99:99:99:99:99:99 |  | Accessory | PAAR:00-PVAR | 11/02/2019 |  | COOPER UNIVERSITY HOSPITAL |  |  | PAVILION BED 26 icu | WOT00000000524136 | CAROLYN RUMELL | Disposition | Closed | Richard Jolly | 02/08/2018 | 05/15/2019 | Bulk Disposition CNL
|  | GE HEALTHCARE | USE1901A | MONITOR, BEDSIDE, PHYSIOLOGIC | DTI390D0851 | INTENSIVE CARE UNIT | Kelemen |  |  | 01/15/2009 |  | 1/15/16 |  |  | NO | YES |  |  |  |  | GE MEDICAL SYSTEMS 10365057 DTI390D0851 |  |  | Active |  | 99:99:99:99:99:99 |  | Accessory | PAAR:00-PVAR | 11/02/2019 |  | COOPER UNIVERSITY HOSPITAL |  |  | PAVILION BED 28 | WOT00000000524140 | CAROLYN RUMELL | Disposition | Closed | Richard Jolly | 02/08/2018 | 05/17/2019 | Bulk Disposition CNL
|  | GE HEALTHCARE | USE1901A | MONITOR, BEDSIDE, PHYSIOLOGIC | DTI390D0763 | INTENSIVE CARE UNIT | Pavilion |  |  | 01/15/2009 |  | 1/15/16 |  |  | NO | YES |  |  |  |  | GE MEDICAL SYSTEMS 10365039 DTI390D0763 |  |  | Active |  | 99:99:99:99:99:99 |  | Accessory | PAAR:00-PVAR | 11/02/2019 |  | COOPER UNIVERSITY HOSPITAL |  |  | PAVILION BED 30 | WOT00000000524138 | CAROLYN RUMELL | Disposition | Closed | Richard Jolly | 02/08/2018 | 05/14/2019 | Bulk Disposition CNL
|  | GE HEALTHCARE | USE1901A | MONITOR, BEDSIDE, PHYSIOLOGIC | DTI390D716 | INTENSIVE CARE UNIT | Pavilion |  |  | 01/15/2009 |  | 1/15/16 |  |  | NO | YES |  |  |  |  | GE MEDICAL SYSTEMS 10365025 DTI390D716 |  |  | Active |  | 99:99:99:99:99:99 |  | Accessory | PAAR:00-PVAR | 11/02/2019 |  | COOPER UNIVERSITY HOSPITAL |  |  | PAVILION BED 31 |  | CAROLYN RUMELL
|  | GE HEALTHCARE | USE1901A | MONITOR, BEDSIDE, PHYSIOLOGIC | DTG440D1127 | INTENSIVE CARE UNIT | Pavilion |  |  | 04/24/2007 |  | 4/24/14 |  |  | NO | YES |  |  |  |  | GE MEDICAL SYSTEMS 10364960 DTG440D1127 |  |  | Active |  | 99:99:99:99:99:99 |  | Accessory | PAAR:00-PVAR | 11/02/2019 |  | COOPER UNIVERSITY HOSPITAL |  |  | PAVILION ICU BED 10 | WOT00000000524107 | CAROLYN RUMELL | Disposition | Closed | Richard Jolly | 02/08/2018 | 05/16/2019 | Bulk Disposition CNL
|  | GE HEALTHCARE | USE1901A | MONITOR, BEDSIDE, PHYSIOLOGIC | DTG440D1226 | INTENSIVE CARE UNIT | Pavilion |  |  | 04/24/2007 |  | 4/24/14 |  |  | NO | YES |  |  |  |  | GE MEDICAL SYSTEMS 10364935 DTG440D1226 |  |  | Active |  | 99:99:99:99:99:99 |  | Accessory | PAAR:00-PVAR | 11/02/2019 |  | COOPER UNIVERSITY HOSPITAL |  |  | BED 6 |  | CAROLYN RUMELL
|  | GE HEALTHCARE | USE1901A | MONITOR, BEDSIDE, PHYSIOLOGIC | DTG440D1205 | INTENSIVE CARE UNIT | Pavilion |  |  | 04/24/2007 |  | 4/24/14 |  |  | NO | YES |  |  |  |  | GE MEDICAL SYSTEMS 10364915 DTG440D1205 |  |  | Active |  | 99:99:99:99:99:99 |  | Accessory | PAAR:00-PVAR | 11/02/2019 |  | COOPER UNIVERSITY HOSPITAL |  |  | ICU BED 3 | WOT00000000524122 | CAROLYN RUMELL | Disposition | Closed | Richard Jolly | 02/08/2018 | 05/13/2019 | Bulk Disposition CNL
|  | GE HEALTHCARE | USE1901A | MONITOR, BEDSIDE, PHYSIOLOGIC | DTG440D1093 | INTENSIVE CARE UNIT | Pavilion |  |  | 04/24/2007 |  | 4/24/14 |  |  | NO | YES |  |  |  |  | GE MEDICAL SYSTEMS 10364898 DTG440D1093 |  |  | Active |  | 99:99:99:99:99:99 |  | Accessory | PAAR:00-PVAR | 11/02/2019 |  | COOPER UNIVERSITY HOSPITAL |  |  | ICU |  | CAROLYN RUMELL
|  | GE HEALTHCARE | USE1901A | MONITOR, BEDSIDE, PHYSIOLOGIC | DTJ010D0007 | INTENSIVE CARE NURSERY | Dorrance |  |  | 07/31/2009 |  | 7/31/16 |  |  | NO | YES |  |  |  |  | GE MEDICAL SYSTEMS 10364760 DTJ010D0007 |  |  | Active |  | 99:99:99:99:99:99 |  | Accessory | PAAR:00-PVAR | 11/02/2019 |  | COOPER UNIVERSITY HOSPITAL |  |  | BUMBLEE BED 3 |  | JOANNE FOX
|  | GE HEALTHCARE | USE1901A | MONITOR, BEDSIDE, PHYSIOLOGIC | DTG440D1172 | TSDU - KELEMEN S7 | Kelemen |  |  | 04/24/2007 |  | 4/24/14 |  |  | NO | YES |  |  |  |  | GE MEDICAL SYSTEMS 10360352 DTG440D1172 |  |  | Active |  | 99:99:99:99:99:99 |  | Accessory | PAAR:00-PVAR | 11/02/2019 |  | COOPER UNIVERSITY HOSPITAL |  |  | TSDU-BED 2 | WOT00000000524115 | JEN VANDER HORN | Disposition | Closed | Richard Jolly | 02/08/2018 | 05/23/2019 | Bulk Disposition CNL
|  | GE HEALTHCARE | USE1901A | MONITOR, BEDSIDE, PHYSIOLOGIC | DTG4401152 | TSDU - KELEMEN S7 | Kelemen |  |  | 04/30/2007 |  | 4/30/14 |  |  | NO | YES |  |  |  |  | GE MEDICAL SYSTEMS 10360337 DTG4401152 |  |  | Active |  | 99:99:99:99:99:99 |  | Accessory | PAAR:00-PVAR | 11/02/2019 |  | COOPER UNIVERSITY HOSPITAL |  |  | TSDU-BED 6 | WOT00000000524089 | JEN VANDER HORN | Disposition | Closed | Richard Jolly | 02/08/2018 | 05/24/2019 | Bulk Disposition CNL
|  | GE HEALTHCARE | USE1901A | MONITOR, BEDSIDE, PHYSIOLOGIC | DTG440D1076 | INTENSIVE CARE UNIT | Pavilion |  |  | 04/24/2007 |  | 4/24/14 |  |  | NO | YES |  |  |  |  | GE MEDICAL SYSTEMS 10357212 DTG440D1076 |  |  | Active |  | 99:99:99:99:99:99 |  | Accessory | PAAR:00-PVAR | 11/02/2019 |  | COOPER UNIVERSITY HOSPITAL |  |  | ICU | WOT00000000524092 | CAROLYN RUMELL | Disposition | Closed | Richard Jolly | 02/08/2018 | 05/16/2019 | Bulk Disposition CNL
|  | GE HEALTHCARE | USE1901A | MONITOR, BEDSIDE, PHYSIOLOGIC | DTG44D1150 | INTENSIVE CARE UNIT | Pavilion |  |  | 04/30/2007 |  | 4/30/14 |  |  | NO | YES |  |  |  |  | GE MEDICAL SYSTEMS 10357188 DTG44D1150 |  |  | Active |  | 99:99:99:99:99:99 |  | Accessory | PAAR:00-PVAR | 11/02/2019 |  | COOPER UNIVERSITY HOSPITAL |  |  | ICU |  | CAROLYN RUMELL
|  | GE HEALTHCARE | USE1901A | MONITOR, BEDSIDE, PHYSIOLOGIC | DTG470D1299 | INTENSIVE CARE UNIT | Pavilion |  |  | 04/24/2007 |  | 4/24/14 |  |  | NO | YES |  |  |  |  | GE MEDICAL SYSTEMS 10357173 DTG470D1299 |  |  | Active |  | 99:99:99:99:99:99 |  | Accessory | PAAR:00-PVAR | 11/02/2019 |  | COOPER UNIVERSITY HOSPITAL |  |  | ICU | 0012421145 | CAROLYN RUMELL | Repair | Closed | Michael Youch | 11/22/2017 | 11/24/2017 | PULSE OX - CALL 1ST - NOT WORKING - TRIED DIFF PROBE AND CABLES - PROBE NOT LIGHTING UP - ICU BED 4 | 11/24/2017 9:45:02 AM MDYOUCH (MDYOUCH 11/22/2017 4:40 PM) ISOLATED TO FAULTY SPO2 CABLES. THEY HAD NO SPARES AND NEEDED FOR THIS PATIENT. FOUND ONE IN BIOMED THAT IS USED FOR TESTING. WILL ORDER REPLACEMENT AND CHARGE ICU. | 01F28628-6E31-41E1-BA80-6192B2860A4C | Labor | 11/22/2017 | 11/22/2017 | Michael Youch
|  | GE HEALTHCARE | USE1901A | MONITOR, BEDSIDE, PHYSIOLOGIC | DTG440D1200 | INTENSIVE CARE UNIT | Pavilion |  |  | 04/24/2007 |  | 4/24/14 |  |  | NO | YES |  |  |  |  | GE MEDICAL SYSTEMS 10357158 DTG440D1200 |  |  | Active |  | 99:99:99:99:99:99 |  | Accessory | PAAR:00-PVAR | 11/02/2019 |  | COOPER UNIVERSITY HOSPITAL |  |  | ICU | WOT00000000524121 | CAROLYN RUMELL | Disposition | Closed | Richard Jolly | 02/08/2018 | 05/14/2019 | Bulk Disposition CNL
|  | GE HEALTHCARE | USE1901A | MONITOR, BEDSIDE, PHYSIOLOGIC | DTG440D1094 | INTENSIVE CARE UNIT | Pavilion |  |  | 04/24/2007 |  | 4/24/14 |  |  | NO | YES |  |  |  |  | GE MEDICAL SYSTEMS 10357112 DTG440D1094 |  |  | Active |  | 99:99:99:99:99:99 |  | Accessory | PAAR:00-PVAR | 11/02/2019 |  | COOPER UNIVERSITY HOSPITAL |  |  | BED 14 icu |  | CAROLYN RUMELL
|  | GE HEALTHCARE | USE1901A | MONITOR, BEDSIDE, PHYSIOLOGIC | DTI390D0804 | INTENSIVE CARE UNIT | Kelemen |  |  | 01/15/2009 |  | 1/15/16 |  |  | NO | YES |  |  |  |  | GE MEDICAL SYSTEMS 10357084 DTI390D0804 |  |  | Active |  | 99:99:99:99:99:99 |  | Accessory | PAAR:00-PVAR | 11/02/2019 |  | COOPER UNIVERSITY HOSPITAL |  |  | PAVILION BED 29 |  | CAROLYN RUMELL
|  | GE HEALTHCARE | USE1901A | MONITOR, BEDSIDE, PHYSIOLOGIC | DTJ080D0333 | PAVILION PACU | Pavilion |  |  | 09/04/2009 |  | 9/4/16 |  |  | NO | YES |  |  |  |  | GE MEDICAL SYSTEMS 10356231 DTJ080D0333 |  |  | Active |  | 99:99:99:99:99:99 |  | Accessory | PAAR:00-PVAR | 11/02/2019 |  | COOPER UNIVERSITY HOSPITAL |  |  | PAVILION-3RD BED 9 | WOT00000000524168 | FRANK OBRIEN | Disposition | Closed | Richard Jolly | 02/08/2018 | 05/22/2019 | Bulk Disposition CNL
|  | GE HEALTHCARE | USE1901A | MONITOR, BEDSIDE, PHYSIOLOGIC | DT1250D0394 | PAVILION PACU | Pavilion |  |  | 11/03/2008 |  | 11/3/15 |  |  | NO | YES |  |  |  |  | GE MEDICAL SYSTEMS 10356227 DT1250D0394 |  |  | Active |  | 99:99:99:99:99:99 |  | Accessory | PAAR:00-PVAR | 11/02/2019 |  | COOPER UNIVERSITY HOSPITAL |  |  | PAVILION 3RD FLOOR |  | FRANK OBRIEN
|  | GE HEALTHCARE | USE1901A | MONITOR, BEDSIDE, PHYSIOLOGIC | DT1250D0467 |  | Kelemen |  |  | 11/03/2008 |  | 11/3/15 |  |  | NO | YES |  |  |  |  | GE MEDICAL SYSTEMS 10356224 DT1250D0467 |  |  | Active |  | 99:99:99:99:99:99 |  | Accessory | PAAR:00-PVAR | 11/02/2019 |  | COOPER UNIVERSITY HOSPITAL |  |  | PAVILION-3RD BED 11 |  | FRANK OBRIEN
|  | GE HEALTHCARE | USE1901A | MONITOR, BEDSIDE, PHYSIOLOGIC | DT1250D0491 | PAVILION PACU | Pavilion |  |  | 11/03/2008 |  | 11/3/15 |  |  | NO | YES |  |  |  |  | GE MEDICAL SYSTEMS 10356216 DT1250D0491 |  |  | Active |  | 99:99:99:99:99:99 |  | Accessory | PAAR:00-PVAR | 11/02/2019 |  | COOPER UNIVERSITY HOSPITAL |  |  | PAVILION-3RD BED 12 |  | FRANK OBRIEN
|  | GE HEALTHCARE | USE1901A | MONITOR, BEDSIDE, PHYSIOLOGIC | DT1250D0393 |  | Pavilion |  |  | 11/03/2008 |  | 11/3/15 |  |  | NO | YES |  |  |  |  | GE MEDICAL SYSTEMS 10356210 DT1250D0393 |  |  | Active |  | 99:99:99:99:99:99 |  | Accessory | PAAR:00-PVAR | 11/02/2019 |  | COOPER UNIVERSITY HOSPITAL |  |  | PAVILION-3RD RM 14 |  | FRANK OBRIEN
|  | GE HEALTHCARE | USE1901A | MONITOR, BEDSIDE, PHYSIOLOGIC | DT1250D0389 |  | Pavilion |  |  | 11/03/2008 |  | 11/3/15 |  |  | NO | YES |  |  |  |  | GE MEDICAL SYSTEMS 10356205 DT1250D0389 |  |  | Active |  | 99:99:99:99:99:99 |  | Accessory | PAAR:00-PVAR | 11/01/2019 |  | COOPER UNIVERSITY HOSPITAL |  |  | PAVILION 3RD FLOOR RM 15 | 0011643648 | FRANK OBRIEN | Repair | Closed | Richard Jolly | 05/17/2017 | 05/17/2017 | MONITOR - WHEN HR GOES BELOW 59, SETS MONITOR OFF FOR PACEMAKER - PACU PAVILION SLOT 15 | 5/17/2017 2:59:19 PM RCJOLLY (RCJOLLY 5/17/2017 10:00 AM) COULD NOT DUP THE PROBLEM | 0A662E17-7830-4A49-A29B-F19EBAAB8568 | Labor | 05/17/2017 | 05/17/2017 | Richard Jolly
|  | GE HEALTHCARE | USE1901A | MONITOR, BEDSIDE, PHYSIOLOGIC | DTG440D1083 | CCU - CORONARY CARE UNIT | Pavilion |  |  | 04/30/2007 |  | 4/30/14 |  |  | NO | YES |  |  |  |  | GE MEDICAL SYSTEMS 10355751 DTG440D1083 |  |  | Active |  | 99:99:99:99:99:99 |  | Accessory | PAAR:00-PVAR | 11/02/2019 |  | COOPER UNIVERSITY HOSPITAL |  |  | CCU-10 |  | CAROLYN RUMELL
|  | GE HEALTHCARE | USE1901A | MONITOR, BEDSIDE, PHYSIOLOGIC | DTG440D1075 | CCU - CORONARY CARE UNIT | Kelemen |  |  | 04/30/2007 |  | 4/30/14 |  |  | NO | YES |  |  |  |  | GE MEDICAL SYSTEMS 10355689 DTG440D1075 |  |  | Active |  | 99:99:99:99:99:99 |  | Accessory | PAAR:00-PVAR | 11/02/2019 |  | COOPER UNIVERSITY HOSPITAL |  |  | CCU-5 |  | CAROLYN RUMELL
|  | GE HEALTHCARE | USE1901A | MONITOR, BEDSIDE, PHYSIOLOGIC | DTG440D1107 | CCU - CORONARY CARE UNIT | Kelemen |  |  | 04/30/2007 |  | 4/30/14 |  |  | NO | YES |  |  |  |  | GE MEDICAL SYSTEMS 10355685 DTG440D1107 |  |  | Active |  | 99:99:99:99:99:99 |  | Accessory | PAAR:00-PVAR | 11/02/2019 |  | COOPER UNIVERSITY HOSPITAL |  |  | CCU-4 | WOT00000000524102 | CAROLYN RUMELL | Disposition | Closed | Richard Jolly | 02/08/2018 | 05/14/2019 | Bulk Disposition CNL
|  | GE HEALTHCARE | USE1901A | MONITOR, BEDSIDE, PHYSIOLOGIC | DTG440D1079 | CCU - CORONARY CARE UNIT | Kelemen |  |  | 04/30/2007 |  | 4/30/14 |  |  | NO | YES |  |  |  |  | GE MEDICAL SYSTEMS 10355678 DTG440D1079 |  |  | Active |  | 99:99:99:99:99:99 |  | Accessory | PAAR:00-PVAR | 11/02/2019 |  | COOPER UNIVERSITY HOSPITAL |  |  | CCU-3 |  | CAROLYN RUMELL
|  | GE HEALTHCARE | USE1901A | MONITOR, BEDSIDE, PHYSIOLOGIC | DTG440D1386 | CCU - CORONARY CARE UNIT | Kelemen |  |  | 04/30/2007 |  | 4/30/14 |  |  | NO | YES |  |  |  |  | GE MEDICAL SYSTEMS 10355666 DTG440D1386 |  |  | Active |  | 99:99:99:99:99:99 |  | Accessory | PAAR:00-PVAR | 11/02/2019 |  | COOPER UNIVERSITY HOSPITAL |  |  | CCU-1 | WOT00000000524127 | CAROLYN RUMELL | Disposition | Closed | Richard Jolly | 02/08/2018 | 05/15/2019 | Bulk Disposition CNL
|  | GE HEALTHCARE | USE1901A | MONITOR, BEDSIDE, PHYSIOLOGIC | DTG440D1110 | CCU - CORONARY CARE UNIT | Pavilion |  |  | 04/30/2007 |  | 4/30/14 |  |  | NO | YES |  |  |  |  | GE MEDICAL SYSTEMS 10355661 DTG440D1110 |  |  | Active |  | 99:99:99:99:99:99 |  | Accessory | PAAR:00-PVAR | 11/02/2019 |  | COOPER UNIVERSITY HOSPITAL |  |  | CCU-2 | WOT00000000524103 | CAROLYN RUMELL | Disposition | Closed | Richard Jolly | 02/08/2018 | 05/15/2019 | Bulk Disposition CNL
|  | GE HEALTHCARE | USE1901A | MONITOR, BEDSIDE, PHYSIOLOGIC | DTG440D1220 | TSDU - KELEMEN S7 | Kelemen |  |  | 04/30/2007 |  | 4/30/14 |  |  | NO | YES |  |  |  |  | GE MEDICAL SYSTEMS 10355597 DTG440D1220 |  |  | Active |  | 99:99:99:99:99:99 |  | Accessory | PAAR:00-PVAR | 11/02/2019 |  | COOPER UNIVERSITY HOSPITAL |  |  | BED 9 |  | JEN VANDER HORN
|  | GE HEALTHCARE | USE1901A | MONITOR, BEDSIDE, PHYSIOLOGIC | DTG440D1095 | TSDU - KELEMEN S7 | Kelemen |  |  | 04/30/2007 |  | 4/30/14 |  |  | NO | YES |  |  |  |  | GE MEDICAL SYSTEMS 10355643 DTG440D1095 |  |  | Active |  | 99:99:99:99:99:99 |  | Accessory | PAAR:00-PVAR | 11/02/2019 |  | COOPER UNIVERSITY HOSPITAL |  |  | TSDU-BED 3 | WOT00000000524100 | JEN VANDER HORN | Disposition | Closed | Richard Jolly | 02/08/2018 | 05/23/2019 | Bulk Disposition CNL
|  | GE HEALTHCARE | USE1901A | MONITOR, BEDSIDE, PHYSIOLOGIC | DTH020D1402 | TSDU - KELEMEN S7 | Kelemen |  |  | 04/30/2007 |  | 4/30/14 |  |  | NO | YES |  |  |  |  | GE MEDICAL SYSTEMS 10355636 DTH020D1402 |  |  | Active |  | 99:99:99:99:99:99 |  | Accessory | PAAR:00-PVAR | 11/02/2019 |  | COOPER UNIVERSITY HOSPITAL |  |  | TSDU-BED 5 | WOT00000000524132 | JEN VANDER HORN | Disposition | Closed | Richard Jolly | 02/08/2018 | 05/24/2019 | Bulk Disposition CNL
|  | GE HEALTHCARE | USE1901A | MONITOR, BEDSIDE, PHYSIOLOGIC | DTH02001425 | TSDU - KELEMEN S7 | Kelemen |  |  | 04/30/2007 |  | 4/30/14 |  |  | NO | YES |  |  |  |  | GE MEDICAL SYSTEMS 10355615 DTH02001425 |  |  | Active |  | 99:99:99:99:99:99 |  | Accessory | PAAR:00-PVAR | 11/02/2019 |  | COOPER UNIVERSITY HOSPITAL |  |  | TSDU-BED07 | WOT00000000524130 | JEN VANDER HORN | Disposition | Closed | Richard Jolly | 02/08/2018 | 05/23/2019 | Bulk Disposition CNL
|  | GE HEALTHCARE | USE1901A | MONITOR, BEDSIDE, PHYSIOLOGIC | DTG440D1106 | TSDU - KELEMEN S7 | Kelemen |  |  | 04/30/2007 |  | 4/30/14 |  |  | NO | YES |  |  |  |  | GE MEDICAL SYSTEMS 10355608 DTG440D1106 |  |  | Active |  | 99:99:99:99:99:99 |  | Accessory | PAAR:00-PVAR | 11/02/2019 |  | COOPER UNIVERSITY HOSPITAL |  |  | TRAUMA STEP DOWN | WOT00000000524101 | JEN VANDER HORN | Disposition | Closed | Richard Jolly | 02/08/2018 | 05/23/2019 | Bulk Disposition CNL
|  | GE HEALTHCARE | USE1901A | MONITOR, BEDSIDE, PHYSIOLOGIC | DTG440D1154 | TSDU - KELEMEN S7 | Kelemen |  |  | 04/30/2007 |  | 4/30/14 |  |  | NO | YES |  |  |  |  | GE MEDICAL SYSTEMS 10355601 DTG440D1154 |  |  | Active |  | 99:99:99:99:99:99 |  | Accessory | PAAR:00-PVAR | 11/02/2019 |  | COOPER UNIVERSITY HOSPITAL |  |  | TSDU-BED08 | WOT00000000524113 | JEN VANDER HORN | Disposition | Closed | Richard Jolly | 02/08/2018 | 05/13/2019 | Bulk Disposition CNL
|  | GE HEALTHCARE | USE1901A | MONITOR, BEDSIDE, PHYSIOLOGIC | DTJ010D0026 | INTENSIVE CARE NURSERY | Dorrance |  |  | 07/31/2009 |  | 7/31/16 |  |  | NO | YES |  |  |  |  | GE MEDICAL SYSTEMS 10355240 DTJ010D0026 |  |  | Active |  | 99:99:99:99:99:99 |  | Accessory | PAAR:00-PVAR | 11/02/2019 |  | COOPER UNIVERSITY HOSPITAL |  |  | HUMMING BIRD BED 23 | WOT00000000524157 | JOANNE FOX | Disposition | Closed | Gene Amodei | 02/08/2018 | 06/21/2019 | Bulk Disposition CNL
|  | GE HEALTHCARE | USE1901A | MONITOR, BEDSIDE, PHYSIOLOGIC | DTJ010D0016 | INTENSIVE CARE NURSERY | Dorrance |  |  | 07/31/2009 |  | 7/31/16 |  |  | NO | YES |  |  |  |  | GE MEDICAL SYSTEMS 10355232 DTJ010D0016 |  |  | Active |  | 99:99:99:99:99:99 |  | Accessory | PAAR:00-PVAR | 11/02/2019 |  | COOPER UNIVERSITY HOSPITAL |  |  | HUMMING BIRD BED 23 |  | JOANNE FOX
|  | GE HEALTHCARE | USE1901A | MONITOR, BEDSIDE, PHYSIOLOGIC | DTJ010D0003 | INTENSIVE CARE NURSERY | Dorrance |  |  | 07/31/2009 |  | 7/31/16 |  |  | NO | YES |  |  |  |  | GE MEDICAL SYSTEMS 10355222 DTJ010D0003 |  |  | Active |  | 99:99:99:99:99:99 |  | Accessory | PAAR:00-PVAR | 11/02/2019 |  | COOPER UNIVERSITY HOSPITAL |  |  | PROCEDURE RM | WOT00000000524143 | JOANNE FOX | Disposition | Closed | Gene Amodei | 02/08/2018 | 06/21/2019 | Bulk Disposition CNL
|  | GE HEALTHCARE | USE1901A | MONITOR, BEDSIDE, PHYSIOLOGIC | DTJ010D0012 | INTENSIVE CARE NURSERY | Dorrance |  |  | 07/31/2009 |  | 7/31/16 |  |  | NO | YES |  |  |  |  | GE MEDICAL SYSTEMS 10354981 DTJ010D0012 |  |  | Active |  | 99:99:99:99:99:99 |  | Accessory | PAAR:00-PVAR | 11/02/2019 |  | COOPER UNIVERSITY HOSPITAL |  |  | BUMBLEBEE BED 1 |  | JOANNE FOX
|  | GE HEALTHCARE | USE1901A | MONITOR, BEDSIDE, PHYSIOLOGIC | DTJ010D0161 | INTENSIVE CARE NURSERY | Dorrance |  |  | 07/31/2009 |  | 7/31/16 |  |  | NO | YES |  |  |  |  | GE MEDICAL SYSTEMS 10354945 DTJ010D0161 |  |  | Active |  | 99:99:99:99:99:99 |  | Accessory | PAAR:00-PVAR | 11/02/2019 |  | COOPER UNIVERSITY HOSPITAL |  |  | BUMBLEBEE BED 4 |  | JOANNE FOX
|  | GE HEALTHCARE | USE1901A | MONITOR, BEDSIDE, PHYSIOLOGIC | DTJ010D0025 | INTENSIVE CARE NURSERY | Dorrance |  |  | 07/31/2009 |  | 7/31/16 |  |  | NO | YES |  |  |  |  | GE MEDICAL SYSTEMS 10354919 DTJ010D0025 |  |  | Active |  | 99:99:99:99:99:99 |  | Accessory | PAAR:00-PVAR | 11/02/2019 |  | COOPER UNIVERSITY HOSPITAL |  |  | CARDINAL BED 7 | WOT00000000524156 | JOANNE FOX | Disposition | Closed | Gene Amodei | 02/08/2018 | 06/21/2019 | Bulk Disposition CNL
|  | GE HEALTHCARE | USE1901A | MONITOR, BEDSIDE, PHYSIOLOGIC | DTJ010D0009 | INTENSIVE CARE NURSERY | Dorrance |  |  | 07/31/2009 |  | 7/31/16 |  |  | NO | YES |  |  |  |  | GE MEDICAL SYSTEMS 10354922 DTJ010D0009 |  |  | Active |  | 99:99:99:99:99:99 |  | Accessory | PAAR:00-PVAR | 11/02/2019 |  | COOPER UNIVERSITY HOSPITAL |  |  | CARDINAL BED 8 |  | JOANNE FOX
|  | GE HEALTHCARE | USE1901A | MONITOR, BEDSIDE, PHYSIOLOGIC | DTJ010D0103 | INTENSIVE CARE NURSERY | Dorrance |  |  | 07/31/2009 |  | 7/31/16 |  |  | NO | YES |  |  |  |  | GE MEDICAL SYSTEMS 10354892 DTJ010D0103 |  |  | Active |  | 99:99:99:99:99:99 |  | Accessory | PAAR:00-PVAR | 11/02/2019 |  | COOPER UNIVERSITY HOSPITAL |  |  | DOVE BED 11 | WOT00000000524160 | JOANNE FOX | Disposition | Closed | Gene Amodei | 02/08/2018 | 05/13/2019 | Bulk Disposition CNL
|  | GE HEALTHCARE | USE1901A | MONITOR, BEDSIDE, PHYSIOLOGIC | DTJ010D0020 | INTENSIVE CARE NURSERY | Dorrance |  |  | 07/31/2009 |  | 7/31/16 |  |  | NO | YES |  |  |  |  | GE MEDICAL SYSTEMS 10354888 DTJ010D0020 |  |  | Active |  | 99:99:99:99:99:99 |  | Accessory | PAAR:00-PVAR | 11/02/2019 |  | COOPER UNIVERSITY HOSPITAL |  |  | CARDINAL BED 6 |  | JOANNE FOX
|  | GE HEALTHCARE | USE1901A | MONITOR, BEDSIDE, PHYSIOLOGIC | DTJ010D0102 | INTENSIVE CARE NURSERY | Dorrance |  |  | 07/31/2009 |  | 7/31/16 |  |  | NO | YES |  |  |  |  | GE MEDICAL SYSTEMS 10354877 DTJ010D0102 |  |  | Active |  | 99:99:99:99:99:99 |  | Accessory | PAAR:00-PVAR | 11/02/2019 |  | COOPER UNIVERSITY HOSPITAL |  |  | CARDINAL BED 5 |  | JOANNE FOX
|  | GE HEALTHCARE | USE1901A | MONITOR, BEDSIDE, PHYSIOLOGIC | DTJ010D0021 | INTENSIVE CARE NURSERY | Dorrance |  |  | 07/31/2009 |  | 7/31/16 |  |  | NO | YES |  |  |  |  | GE MEDICAL SYSTEMS 10354867 DTJ010D0021 |  |  | Active |  | 99:99:99:99:99:99 |  | Accessory | PAAR:00-PVAR | 11/02/2019 |  | COOPER UNIVERSITY HOSPITAL |  |  | DOVE BED 9 | WOT00000000524153 | JOANNE FOX | Disposition | Closed | Gene Amodei | 02/08/2018 | 06/21/2019 | Bulk Disposition CNL | this unit has been here onsite for 7 years??????????
|  | GE HEALTHCARE | USE1901A | MONITOR, BEDSIDE, PHYSIOLOGIC | DTJ010D0013 | INTENSIVE CARE NURSERY | Dorrance |  |  | 07/31/2009 |  | 7/31/16 |  |  | NO | YES |  |  |  |  | GE MEDICAL SYSTEMS 10354842 DTJ010D0013 |  |  | Active |  | 99:99:99:99:99:99 |  | Accessory | PAAR:00-PVAR | 11/02/2019 |  | COOPER UNIVERSITY HOSPITAL |  |  | DOVE BED 14 |  | JOANNE FOX
|  | GE HEALTHCARE | USE1901A | MONITOR, BEDSIDE, PHYSIOLOGIC | DTJ010D0145 | INTENSIVE CARE NURSERY | Dorrance |  |  | 07/31/2009 |  | 7/31/16 |  |  | NO | YES |  |  |  |  | GE MEDICAL SYSTEMS 10354821 DTJ010D0145 |  |  | Active |  | 99:99:99:99:99:99 |  | Accessory | PAAR:00-PVAR | 11/02/2019 |  | COOPER UNIVERSITY HOSPITAL |  |  | DOVE BED 12 |  | JOANNE FOX
|  | GE HEALTHCARE | USE1901A | MONITOR, BEDSIDE, PHYSIOLOGIC | DTJ010D0017 | INTENSIVE CARE NURSERY | Dorrance |  |  | 07/31/2009 |  | 7/31/16 |  |  | NO | YES |  |  |  |  | GE MEDICAL SYSTEMS 10354815 DTJ010D0017 |  |  | Active |  | 99:99:99:99:99:99 |  | Accessory | PAAR:00-PVAR | 11/02/2019 |  | COOPER UNIVERSITY HOSPITAL |  |  | DRAGON FLY BED 16 | WOT00000000524150 | JOANNE FOX | Disposition | Closed | Gene Amodei | 02/08/2018 | 06/21/2019 | Bulk Disposition CNL
|  | GE HEALTHCARE | USE1901A | MONITOR, BEDSIDE, PHYSIOLOGIC | DTJ010D0006 | INTENSIVE CARE NURSERY | Dorrance |  |  | 07/31/2009 |  | 7/31/16 |  |  | NO | YES |  |  |  |  | GE MEDICAL SYSTEMS 10354810 DTJ010D0006 |  |  | Active |  | 99:99:99:99:99:99 |  | Accessory | PAAR:00-PVAR | 11/02/2019 |  | COOPER UNIVERSITY HOSPITAL |  |  | DRAGON FLY BED 17 | WOT00000000524145 | JOANNE FOX | Disposition | Closed | Gene Amodei | 02/08/2018 | 06/21/2019 | Bulk Disposition CNL
|  | GE HEALTHCARE | USE1901A | MONITOR, BEDSIDE, PHYSIOLOGIC | DTJ010D0022 | INTENSIVE CARE NURSERY | Dorrance |  |  | 07/31/2009 |  | 7/31/16 |  |  | NO | YES |  |  |  |  | GE MEDICAL SYSTEMS 10354789 DTJ010D0022 |  |  | Active |  | 99:99:99:99:99:99 |  | Accessory | PAAR:00-PVAR | 11/02/2019 |  | COOPER UNIVERSITY HOSPITAL |  |  | FIREFLY BED 21 |  | JOANNE FOX
|  | GE HEALTHCARE | USE1901A | MONITOR, BEDSIDE, PHYSIOLOGIC | DTJ010D0005 | INTENSIVE CARE NURSERY | Dorrance |  |  | 07/31/2009 |  | 7/31/16 |  |  | NO | YES |  |  |  |  | GE MEDICAL SYSTEMS 10354786 DTJ010D0005 |  |  | Active |  | 99:99:99:99:99:99 |  | Accessory | PAAR:00-PVAR | 11/02/2019 |  | COOPER UNIVERSITY HOSPITAL |  |  | FIREFLY BED 20 | WOT00000000524144 | JOANNE FOX | Disposition | Closed | Gene Amodei | 02/08/2018 | 06/21/2019 | Bulk Disposition CNL
|  | GE HEALTHCARE | USE1901A | MONITOR, BEDSIDE, PHYSIOLOGIC | DTJ010D0019 | INTENSIVE CARE NURSERY | Dorrance |  |  | 07/31/2009 |  | 7/31/16 |  |  | NO | YES |  |  |  |  | GE MEDICAL SYSTEMS 10354779 DTJ010D0019 |  |  | Active |  | 99:99:99:99:99:99 |  | Accessory | PAAR:00-PVAR | 11/02/2019 |  | COOPER UNIVERSITY HOSPITAL |  |  | DRAGON FLY BED 15 |  | JOANNE FOX
|  | GE HEALTHCARE | USE1901A | MONITOR, BEDSIDE, PHYSIOLOGIC | DTG440D1141 | TRAUMA ICU | Kelemen |  |  | 04/24/2007 |  | 4/24/14 |  |  | NO | YES |  |  |  |  | GE MEDICAL SYSTEMS 10346496 DTG440D1141 |  |  | Active |  | 99:99:99:99:99:99 |  | Accessory | PAAR:00-PVAR | 11/02/2019 |  | COOPER UNIVERSITY HOSPITAL |  |  | TICU-BED14 | 0011734624 | Diane Floyd | Repair | Closed | Salvatore Bombara | 06/03/2017 | 06/05/2017 | VIDEO DISPLAY - WONT TURN ON - TRAUMA ICU BED 14 | 6/5/2017 3:48:59 PM SXBOMBARA (SXBOMBARA 6/3/2017 12:00 AM) SERVICE CALL WAS CANCELED BY STAFF | E26B685E-0883-434F-B1B4-B445DB9BAA76 | Labor | 06/03/2017 | 06/03/2017 | Salvatore Bombara
|  | GE HEALTHCARE | USE1901A | MONITOR, BEDSIDE, PHYSIOLOGIC | DTG440D1144 | TRAUMA ICU | Kelemen |  |  | 04/30/2007 |  | 4/30/14 |  |  | NO | YES |  |  |  |  | GE MEDICAL SYSTEMS 10346491 DTG440D1144 |  |  | Active |  | 99:99:99:99:99:99 |  | Accessory | PAAR:00-PVAR | 11/02/2019 |  | COOPER UNIVERSITY HOSPITAL |  |  | TICU-BED12 | WOT00000000524109 | Diane Floyd | Disposition | Closed | Richard Jolly | 02/08/2018 | 05/15/2019 | Bulk Disposition CNL
|  | GE HEALTHCARE | USE1901A | MONITOR, BEDSIDE, PHYSIOLOGIC | DTG440D1221 | TRAUMA ICU | Kelemen |  |  | 04/24/2007 |  | 4/24/14 |  |  | NO | YES |  |  |  |  | GE MEDICAL SYSTEMS 10346485 DTG440D1221 |  |  | Active |  | 99:99:99:99:99:99 |  | Accessory | PAAR:00-PVAR | 11/02/2019 |  | COOPER UNIVERSITY HOSPITAL |  |  | TICU-BED11 |  | Diane Floyd
|  | GE HEALTHCARE | USE1901A | MONITOR, BEDSIDE, PHYSIOLOGIC | DTJ080D0397 | TRAUMA ICU | Kelemen |  |  | 08/18/2009 |  | 8/18/16 |  |  | NO | YES |  |  |  |  | GE MEDICAL SYSTEMS 10346475 DTJ080D0397 |  |  | Active |  | 99:99:99:99:99:99 |  | Accessory | PAAR:00-PVAR | 11/02/2019 |  | COOPER UNIVERSITY HOSPITAL |  |  | TICU-BED07 |  | Diane Floyd
|  | GE HEALTHCARE | USE1901A | MONITOR, BEDSIDE, PHYSIOLOGIC | DTG440D1087 | TRAUMA ICU | Kelemen |  |  | 04/30/2007 |  | 4/30/14 |  |  | NO | YES |  |  |  |  | GE MEDICAL SYSTEMS 10346468 DTG440D1087 |  |  | Active |  | 99:99:99:99:99:99 |  | Accessory | PAAR:00-PVAR | 11/02/2019 |  | COOPER UNIVERSITY HOSPITAL |  |  | TICU-BED08 |  | Diane Floyd
|  | GE HEALTHCARE | USE1901A | MONITOR, BEDSIDE, PHYSIOLOGIC | DTG440D1143 | TRAUMA ICU | Kelemen |  |  | 04/24/2007 |  | 4/24/14 |  |  | NO | YES |  |  |  |  | GE MEDICAL SYSTEMS 10346462 DTG440D1143 |  |  | Active |  | 99:99:99:99:99:99 |  | Accessory | PAAR:00-PVAR | 11/02/2019 |  | COOPER UNIVERSITY HOSPITAL |  |  | TICU-BED10 | 0012120062 | Diane Floyd | Repair | Closed | Richard Jolly | 08/29/2017 | 08/30/2017 | DISPLAY - VIDEO CARD ON MONITOR WENT OUT, CANT SEE - ICU TRAUMA RM 10 | 8/30/2017 12:28:14 PM RCJOLLY (RCJOLLY 8/29/2017 10:00 AM) PLUGED POWER CORD THAT CAME OUT FROM MONITOR | 84DE72F3-D83E-485F-871E-7BBDB5D084B1 | Labor | 08/29/2017 | 08/29/2017 | Richard Jolly
|  | GE HEALTHCARE | USE1901A | MONITOR, BEDSIDE, PHYSIOLOGIC | DTJ080D0113 | TRAUMA ICU | Kelemen | BASEMENT |  | 08/18/2009 |  | 8/18/16 |  |  | NO | YES |  |  |  |  | GE MEDICAL SYSTEMS 10346440 DTJ080D0113 |  |  | Active |  | 99:99:99:99:99:99 |  | Accessory | PAAR:00-PVAR | 11/02/2019 |  | COOPER UNIVERSITY HOSPITAL |  |  | TICU-BED04 | WOT00000000524167 | Diane Floyd | Disposition | Closed | Richard Jolly | 02/08/2018 | 05/15/2019 | Bulk Disposition CNL
|  | GE HEALTHCARE | USE1901A | MONITOR, BEDSIDE, PHYSIOLOGIC | DTJ080D0406 | TRAUMA ICU | Kelemen |  |  | 08/18/2009 |  | 8/18/16 |  |  | NO | YES |  |  |  |  | GE MEDICAL SYSTEMS 10346431 DTJ080D0406 |  |  | Active |  | 99:99:99:99:99:99 |  | Accessory | PAAR:00-PVAR | 11/02/2019 |  | COOPER UNIVERSITY HOSPITAL |  |  | RM 3 | WOT00000000524171 | Diane Floyd | Disposition | Closed | Richard Jolly | 02/08/2018 | 05/17/2019 | Bulk Disposition CNL
|  | GE HEALTHCARE | USE1901A | MONITOR, BEDSIDE, PHYSIOLOGIC | DTJ010D0128 | TRAUMA ICU | Kelemen |  |  | 08/18/2009 |  | 8/18/16 |  |  | NO | YES |  |  |  |  | GE MEDICAL SYSTEMS 10346427 DTJ010D0128 |  |  | Active |  | 99:99:99:99:99:99 |  | Accessory | PAAR:00-PVAR | 11/02/2019 |  | COOPER UNIVERSITY HOSPITAL |  |  | TRAUMA ICU | WOT00000000524161 | Diane Floyd | Disposition | Closed | Richard Jolly | 02/08/2018 | 05/17/2019 | Bulk Disposition CNL
|  | GE HEALTHCARE | USE1901A | MONITOR, BEDSIDE, PHYSIOLOGIC | DT1250D0357 |  | Pavilion |  |  | 11/03/2008 |  | 11/3/15 |  |  | NO | YES |  |  |  |  | GE MEDICAL SYSTEMS 10346407 DT1250D0357 |  |  | Active |  | 99:99:99:99:99:99 |  | Accessory | PAAR:00-PVAR | 11/02/2019 |  | COOPER UNIVERSITY HOSPITAL |  |  | PAVILION-3 BED 2 | WOT00000000524060 | FRANK OBRIEN | Disposition | Closed | Richard Jolly | 02/08/2018 | 05/19/2019 | Bulk Disposition CNL
|  | GE HEALTHCARE | USE1901A | MONITOR, BEDSIDE, PHYSIOLOGIC | DT1250D0361 |  | Pavilion |  |  | 11/03/2008 |  | 11/3/15 |  |  | NO | YES |  |  |  |  | GE MEDICAL SYSTEMS 10346398 DT1250D0361 |  |  | Active |  | 99:99:99:99:99:99 |  | Accessory | PAAR:00-PVAR | 11/02/2019 |  | COOPER UNIVERSITY HOSPITAL |  |  | PAVILION-3 BED 4 | WOT00000000524061 | FRANK OBRIEN | Disposition | Closed | Richard Jolly | 02/08/2018 | 05/17/2019 | Bulk Disposition CNL
|  | GE HEALTHCARE | USE1901A | MONITOR, BEDSIDE, PHYSIOLOGIC | DT1250D0391 | PAVILION PACU | Pavilion |  |  | 11/03/2008 |  | 11/3/15 |  |  | NO | YES |  |  |  |  | GE MEDICAL SYSTEMS 10346400 DT1250D0391 |  |  | Active |  | 99:99:99:99:99:99 |  | Accessory | PAAR:00-PVAR | 11/02/2019 |  | COOPER UNIVERSITY HOSPITAL |  |  | PAVILION-3 BED 5 | WOT00000000524063 | FRANK OBRIEN | Disposition | Closed | Richard Jolly | 02/08/2018 | 05/15/2019 | Bulk Disposition CNL
|  | GE HEALTHCARE | USE1901A | MONITOR, BEDSIDE, PHYSIOLOGIC | DT1250D0398 |  | Kelemen |  |  | 11/03/2008 |  | 11/3/15 |  |  | NO | YES |  |  |  |  | GE MEDICAL SYSTEMS 10346394 DT1250D0398 |  |  | Active |  | 99:99:99:99:99:99 |  | Accessory | PAAR:00-PVAR | 11/02/2019 |  | COOPER UNIVERSITY HOSPITAL |  |  | PAVILION-3 BED 6 |  | FRANK OBRIEN
|  | GE HEALTHCARE | USE1901A | MONITOR, BEDSIDE, PHYSIOLOGIC | DT1250D0390 |  | Pavilion |  |  | 11/03/2008 |  | 11/3/15 |  |  | NO | YES |  |  |  |  | GE MEDICAL SYSTEMS 10346378 DT1250D0390 |  |  | Active |  | 99:99:99:99:99:99 |  | Accessory | PAAR:00-PVAR | 11/02/2019 |  | COOPER UNIVERSITY HOSPITAL |  |  | PAVILION-3RD BED 3 | WOT00000000524062 | FRANK OBRIEN | Disposition | Closed | Richard Jolly | 02/08/2018 | 05/15/2019 | Bulk Disposition CNL
|  | GE HEALTHCARE | USE1901A | MONITOR, BEDSIDE, PHYSIOLOGIC | DT1250D0397 | PAVILION PACU | Pavilion |  |  | 11/03/2008 |  | 11/3/15 |  |  | NO | YES |  |  |  |  | GE MEDICAL SYSTEMS 10346373 DT1250D0397 |  |  | Active |  | 99:99:99:99:99:99 |  | Accessory | PAAR:00-PVAR | 11/02/2019 |  | COOPER UNIVERSITY HOSPITAL |  |  | PAVILION-3RD BED 8 | 0011652961 | FRANK OBRIEN | Repair | Closed | Salvatore Bombara | 05/22/2017 | 05/22/2017 | DISPLAY - ARM BROKEN, MONITOR DANGLING - PAV 3RD PACU BAY 8 | 5/22/2017 3:39:19 PM SXBOMBARA (SXBOMBARA 5/22/2017 12:00 AM) NO PROBLEMS FOUND. STAFF FIXED PROBLEM BEFORE MY ARRIVAL. CONFIRMED IT WAS FIXED. | EDF64DA7-3C53-4572-B8FF-0FF351B28DC0 | Labor | 05/22/2017 | 05/22/2017 | Salvatore Bombara
|  | GE HEALTHCARE | USE1901A | MONITOR, BEDSIDE, PHYSIOLOGIC | DTG440D1119 | INTENSIVE CARE UNIT | Pavilion |  |  | 11/02/2019 |  | 11/2/26 |  |  | NO | YES |  |  |  |  | GE MEDICAL SYSTEMS 30142911 DTG440D1119 |  |  | Active |  | 99:99:99:99:99:99 |  | Accessory | PAAR:00-PVAR | 11/02/2019 | 11/02/2019 | COOPER UNIVERSITY HOSPITAL |  |  | BED 4 | WOT00000000524105 | CAROLYN RUMELL | Disposition | Closed | Richard Jolly | 11/02/2019 | 11/02/2019 | Bulk Disposition CNL |  |  |  | 11/02/2019 | 11/02/2019
|  | COVIDIEN | BIS VISTA | MONITOR, BISPECTRAL INDEX | VT24901 | ANESTHESIOLOGY | Pavilion |  |  | 10/28/2019 |  | 10/28/26 |  |  | NO | YES |  |  |  |  | EDWARDS LIFESCIENCE 11239401 A3699L |  |  | Active |  | 99:99:99:99:99:99 |  | Equipment | 1Y:00-MFG | 10/28/2019 | 10/28/2019 | COOPER UNIVERSITY HOSPITAL |  |  | Trav 3 |  | GIACINTA ROUPAS |  |  |  | 10/28/2019 | 10/28/2019 |  |  |  |  | 10/28/2019 | 10/28/2019
|  | COVIDIEN | BIS VISTA | MONITOR, BISPECTRAL INDEX | VT01957 | PEDIATRIC INTENSIVE CARE UNIT | Kelemen |  |  | 03/06/2019 |  | 3/6/26 |  |  | NO | YES |  |  |  |  | COVIDIEN 11239255 VT01957 |  |  | Active |  | 99:99:99:99:99:99 |  | Equipment | 1Y:00-MFG | 03/06/2019 | 03/06/2019 | COOPER UNIVERSITY HOSPITAL |  |  | Kel 6 Peds | WOT00000000920222 | Susan Cannon | Performance Verification | Closed | Gene Amodei | 03/06/2019 | 03/06/2019 | Performance Verification for COVIDIEN 11239255 VT01957 | Initial Install of Performance Verification. Device is ready for patient use. |  |  | 03/06/2019 | 03/06/2019
|  | COVIDIEN | BIS VISTA | MONITOR, BISPECTRAL INDEX | VT24839 | INTENSIVE CARE UNIT | Pavilion |  |  | 06/26/2019 |  | 6/26/26 |  |  | NO | YES |  |  |  |  | COVIDIEN 11222175 VT24839 |  |  | Active |  | 99:99:99:99:99:99 |  | Equipment | 1Y:00-MFG | 06/26/2019 | 06/26/2019 | COOPER UNIVERSITY HOSPITAL |  |  | ANES STORE ROOM |  | CAROLYN RUMELL |  |  |  | 06/26/2019 | 06/26/2019 |  |  |  |  | 06/26/2019 | 06/26/2019
|  | COVIDIEN | BIS VISTA | MONITOR, BISPECTRAL INDEX | VT25566 | INTENSIVE CARE UNIT | Pavilion |  |  | 05/08/2017 |  | 5/8/24 |  |  | NO | YES |  |  |  |  | COVIDIEN 10769479 VT25566 |  |  | Active |  | 99:99:99:99:99:99 |  | Equipment | 1Y:00-MFG | 06/21/2019 | 06/01/2020 | COOPER UNIVERSITY HOSPITAL |  |  |  | 0012389155 | CAROLYN RUMELL | Preventative Maintenance | Closed | Josh Harris | 11/07/2017 | 11/07/2017 | PERFORMANCE ASSURANCE AT INVENTORY | INVENTORIED DEVICE AND ENSURED DEVICE WAS FUNCTIONING PROPERLY. | 468ED5D5-06DD-4E0A-97CD-697583E10154 | Labor | 05/08/2017 | 05/08/2017 | Richard Jolly
|  | COVIDIEN | BIS VISTA | MONITOR, BISPECTRAL INDEX | VT24855 | ANESTHESIOLOGY | Pavilion |  |  | 04/24/2013 |  | 4/24/20 |  |  | NO | YES |  |  |  |  | COVIDIEN 10369294 VT24855 |  |  | Active |  | 99:99:99:99:99:99 |  | Equipment | 1Y:00-MFG | 10/28/2019 | 10/01/2020 | COOPER UNIVERSITY HOSPITAL |  |  | Anes Pav Store Rm |  | GIACINTA ROUPAS
|  | COVIDIEN | BIS VISTA | MONITOR, BISPECTRAL INDEX | VT09691 | ANESTHESIOLOGY | Pavilion |  |  | 10/02/2009 |  | 10/2/16 |  |  | NO | YES |  |  |  |  | COVIDIEN 10368126 VT09691 |  |  | Active |  | 99:99:99:99:99:99 |  | Equipment | 1Y:00-MFG | 10/28/2019 | 10/01/2020 | COOPER UNIVERSITY HOSPITAL |  |  | ANESTH trav 2 |  | GIACINTA ROUPAS
|  | COVIDIEN | BIS VISTA | MONITOR, BISPECTRAL INDEX | VT06242 | ANESTHESIOLOGY | Kelemen |  |  | 12/21/2007 |  | 12/21/14 |  |  | NO | YES |  |  |  |  | COVIDIEN 10367573 VT06242 |  |  | Active |  | 99:99:99:99:99:99 |  | Equipment | 1Y:00-MFG | 10/28/2019 | 10/01/2020 | COOPER UNIVERSITY HOSPITAL |  |  | CCL 3 |  | GIACINTA ROUPAS
|  | COVIDIEN | BIS VISTA | MONITOR, BISPECTRAL INDEX | VT24858 | ANESTHESIOLOGY | Pavilion |  |  | 10/09/2012 |  | 10/9/19 |  |  | NO | YES |  |  |  |  | COVIDIEN 10367353 VT24858 |  |  | Active |  | 99:99:99:99:99:99 |  | Equipment | 1Y:00-MFG | 10/28/2019 | 10/01/2020 | COOPER UNIVERSITY HOSPITAL |  |  | Pav Store Room |  | GIACINTA ROUPAS
|  | COVIDIEN | BIS VISTA | MONITOR, BISPECTRAL INDEX | VT4840 | INTENSIVE CARE UNIT | Kelemen |  |  | 04/24/2013 |  | 4/24/20 |  |  | NO | YES |  |  |  |  | COVIDIEN 10365255 VT4840 |  |  | Active |  | 99:99:99:99:99:99 |  | Equipment | 1Y:00-MFG | 06/28/2019 | 06/01/2020 | COOPER UNIVERSITY HOSPITAL |  |  | or Kele rm OR 3 |  | CAROLYN RUMELL
|  | COVIDIEN | BIS VISTA | MONITOR, BISPECTRAL INDEX | VT06510 | PEDIATRIC INTENSIVE CARE UNIT | Kelemen |  |  | 07/25/2013 |  | 7/25/20 |  |  | NO | YES |  |  |  |  | COVIDIEN 10360456 VT06510 |  |  | Active |  | 99:99:99:99:99:99 |  | Equipment | 1Y:00-MFG | 02/22/2019 | 03/01/2020 | COOPER UNIVERSITY HOSPITAL |  |  |  |  | Susan Cannon
|  | COVIDIEN | BIS VISTA | MONITOR, BISPECTRAL INDEX | VT24849 | ANESTHESIOLOGY | MD Anderson Cancer Center |  |  | 10/09/2012 |  | 10/9/19 |  |  | NO | YES |  |  |  |  | COVIDIEN 10356121 VT24849 |  |  | Disposition |  | 99:99:99:99:99:99 |  | Equipment | 1Y:00-MFG | 01/29/2019 | 10/01/2020 | COOPER UNIVERSITY HOSPITAL |  |  | Anes work room |  | GIACINTA ROUPAS
|  | COVIDIEN | BIS VISTA | MONITOR, BISPECTRAL INDEX | VT06089 | VOORHEES SURGERY CENTER-OPERATING ROOM | 900 Centennial Blvd | Suite E |  | 01/01/2007 |  | 1/1/14 |  |  | NO | YES |  |  |  |  | ASPECT MEDICAL SYSTEMS, INC. 10347225 VT06089 |  |  | Active |  | 99:99:99:99:99:99 |  | Equipment | 1Y:00-MFG | 04/18/2019 | 04/01/2020 | COOPER AMBULATORY OFF-SITES |  |  | Proceedure Room |  | JENNIFER BOMBARO
|  | COVIDIEN | BIS VISTA | MONITOR, BISPECTRAL INDEX | VT05228 | ANESTHESIOLOGY | Kelemen |  |  | 12/21/2007 |  | 12/21/14 |  |  | NO | YES |  |  |  |  | ASPECT MEDICAL SYSTEMS, INC. 10346645 VT05228 |  |  | Active |  | 99:99:99:99:99:99 |  | Equipment | 1Y:00-MFG | 10/28/2019 | 10/01/2020 | COOPER UNIVERSITY HOSPITAL |  |  | Spec Test Trav 1 |  | GIACINTA ROUPAS
|  | COVIDIEN | BIS VISTA | MONITOR, BISPECTRAL INDEX | VT01178 | PEDIATRIC INTENSIVE CARE UNIT | Kelemen |  |  | 03/06/2019 |  | 3/6/26 |  |  | NO | YES |  |  |  |  | COVIDIEN 30142077 VT01178 |  |  | Active |  | 99:99:99:99:99:99 |  | Equipment | 1Y:00-MFG | 03/06/2019 | 03/06/2019 | COOPER UNIVERSITY HOSPITAL |  |  |  |  | Susan Cannon |  |  |  | 03/06/2019 | 03/06/2019 |  |  |  |  | 03/06/2019 | 03/06/2019
|  | SUNTECH MEDICAL INSTRUMENTS INC | TANGO | MONITOR, BLOOD PRESSURE | M00029397 | VOORHEES SURGERY CENTER-PULMONARY | 900 Centennial Blvd | Suite K |  | 01/11/2012 |  | 1/11/19 |  |  | NO | YES |  |  |  |  | SUNTECH MEDICAL INSTRUMENTS INC 10356786 M00029397 |  |  | Active |  | 99:99:99:99:99:99 |  | Alarm | 1Y:00-MFG | 04/16/2019 | 04/01/2020 | COOPER AMBULATORY OFF-SITES |  |  | Exercise Physiology Lab |  | SUSAN PINE
|  | EDWARDS LIFESCIENCE | VIGILANCE I | MONITOR, CARDIAC OUTPUT | 9190D | OPERATING ROOM - PAVILION | Pavilion |  |  | 02/15/2019 |  | 2/15/26 |  |  | NO | YES |  |  |  |  | EDWARDS LIFESCIENCE 11239426 9190D |  |  | Active |  | 99:99:99:99:99:99 |  | Equipment | 1Y:00-MFG | 02/15/2019 | 02/15/2019 | COOPER UNIVERSITY HOSPITAL |  |  | OR P07 |  | DOMINIC VENDETTA |  |  |  | 02/15/2019 | 02/15/2019 |  |  |  |  | 02/15/2019 | 02/15/2019
|  | EDWARDS LIFESCIENCE | VIGILANCE I | MONITOR, CARDIAC OUTPUT | A3699L |  | Pavilion | [7 empty] | NO | YES
|  | EDWARDS LIFESCIENCE | VIGILANCE I | MONITOR, CARDIAC OUTPUT | 450070R11 | OR - KELEMEN 3 | Pavilion |  |  | 01/01/1900 |  |  |  |  | NO | YES |  |  |  |  | EDWARDS LIFESCIENCE 10368529 450070R11 |  |  | Active |  | 99:99:99:99:99:99 |  | Equipment | 1Y:00-MFG | 02/15/2019 | 02/01/2020 | COOPER UNIVERSITY HOSPITAL |  |  | Pav Anes Store Rm |  | DOMINIC VENDETTA
|  | EDWARDS LIFESCIENCE | VIGILANCE I | MONITOR, CARDIAC OUTPUT | 30261L |  | Kelemen |  |  | 10/15/2008 |  | 10/15/15 |  |  | NO | YES |  |  |  |  | EDWARDS LIFESCIENCE 10368366 30261L |  |  | Active |  | 99:99:99:99:99:99 |  | Equipment | 1Y:00-MFG | 02/14/2019 | 02/01/2020 | COOPER UNIVERSITY HOSPITAL |  |  | KELEMEN HOLDING 22 SCU |  | DOMINIC VENDETTA
|  | EDWARDS LIFESCIENCE | VIGILANCE I | MONITOR, CARDIAC OUTPUT | 30844L |  | Kelemen |  |  | 11/20/2006 |  | 11/20/13 |  |  | NO | YES |  |  |  |  | EDWARDS LIFESCIENCE 10356193 30844L |  |  | Active |  | 99:99:99:99:99:99 |  | Equipment | 1Y:00-MFG | 02/14/2019 | 02/01/2020 | COOPER UNIVERSITY HOSPITAL |  |  | SCU |  | DOMINIC VENDETTA
|  | EDWARDS LIFESCIENCE | VIGILANCE I | MONITOR, CARDIAC OUTPUT |  | ANESTHESIOLOGY | Pavilion |  |  | 01/01/1900 |  |  |  |  | NO | YES |  |  |  |  | EDWARDS LIFESCIENCE 10356190 58270 |  |  | Active |  | 99:99:99:99:99:99 |  | Equipment | 1Y:00-MFG | 10/28/2019 | 10/01/2020 | COOPER UNIVERSITY HOSPITAL |  |  | Anes Store Room |  | GIACINTA ROUPAS
|  | EDWARDS LIFESCIENCE | VIGILANCE I | MONITOR, CARDIAC OUTPUT |  | OPERATING ROOM - PAVILION | Pavilion |  |  | 01/01/1900 |  |  |  |  | NO | YES |  |  |  |  | EDWARDS LIFESCIENCE 10346643 80940 |  |  | Active |  | 99:99:99:99:99:99 |  | Equipment | 1Y:00-MFG | 02/15/2019 | 02/01/2020 | COOPER UNIVERSITY HOSPITAL |  |  | Pav Anes Store Rm |  | DOMINIC VENDETTA
|  | EDWARDS LIFESCIENCE | VIGILANCE II | MONITOR, CARDIAC OUTPUT | VG006698 | INTENSIVE CARE UNIT | Pavilion |  |  | 01/22/2016 |  | 1/22/23 |  |  | NO | YES |  |  |  |  | EDWARDS LIFESCIENCE 10480268 VG006698 |  |  | Active |  | 99:99:99:99:99:99 |  | Alarm | 1Y:00-MFG | 06/21/2019 | 06/01/2020 | COOPER UNIVERSITY HOSPITAL |  |  |  |  | CAROLYN RUMELL
|  | EDWARDS LIFESCIENCE | VIGILANCE II | MONITOR, CARDIAC OUTPUT | VG006932 | INTENSIVE CARE UNIT | Kelemen |  |  | 01/15/2009 |  | 1/15/16 |  |  | NO | YES |  |  |  |  | EDWARDS LIFESCIENCE 10365267 VG006932 |  |  | Active |  | 99:99:99:99:99:99 |  | Alarm | 1Y:00-MFG | 06/21/2019 | 06/01/2020 | COOPER UNIVERSITY HOSPITAL |  |  | pavilion |  | CAROLYN RUMELL
|  | EDWARDS LIFESCIENCE | VIGILANCE II | MONITOR, CARDIAC OUTPUT | VG007624 | INTENSIVE CARE UNIT | Kelemen | BASEMENT |  | 02/24/2009 |  | 2/24/16 |  |  | NO | YES |  |  |  |  | EDWARDS LIFESCIENCE 10355682 VG007624 |  |  | Active |  | 99:99:99:99:99:99 |  | Alarm | 1Y:00-MFG | 06/25/2019 | 06/01/2020 | COOPER UNIVERSITY HOSPITAL |  |  | CCU |  | CAROLYN RUMELL
|  | EDWARDS LIFESCIENCE | VIGILANCE II | MONITOR, CARDIAC OUTPUT | VG010289 | ANESTHESIOLOGY | Pavilion |  |  | 09/24/2015 |  | 9/24/22 |  |  | NO | YES |  |  |  |  | EDWARDS LIFESCIENCE 10349399 VG010289 |  |  | Active |  | 99:99:99:99:99:99 |  | Alarm | 1Y:00-MFG | 10/30/2019 | 10/01/2020 | COOPER UNIVERSITY HOSPITAL |  |  | Anes Store Room |  | GIACINTA ROUPAS
|  | EDWARDS LIFESCIENCE | VIGILANCE II | MONITOR, CARDIAC OUTPUT | VG016473 | INTENSIVE CARE UNIT | Pavilion |  |  | 08/28/2015 |  | 8/28/22 |  |  | NO | YES |  |  |  |  | EDWARDS LIFESCIENCE 10349248 VG016473 |  |  | Active |  | 99:99:99:99:99:99 |  | Alarm | 1Y:00-MFG | 06/21/2019 | 06/01/2020 | COOPER UNIVERSITY HOSPITAL |  |  | TICU |  | CAROLYN RUMELL
|  | EDWARDS LIFESCIENCE | VIGILANCE II | MONITOR, CARDIAC OUTPUT | VG007625 | INTENSIVE CARE UNIT | Pavilion |  |  | 02/24/2009 |  | 2/24/16 |  |  | NO | YES |  |  |  |  | EDWARDS LIFESCIENCE 10346424 VG007625 |  |  | Active |  | 99:99:99:99:99:99 |  | Alarm | 1Y:00-MFG | 06/25/2019 | 06/01/2020 | COOPER UNIVERSITY HOSPITAL |  |  | TICU-STORAGE |  | CAROLYN RUMELL
|  | EDWARDS LIFESCIENCE | VIGILEO | MONITOR, CARDIAC OUTPUT | VL015129 | ANESTHESIOLOGY | Pavilion |  |  | 11/13/2015 |  | 11/13/22 |  |  | NO | YES |  |  |  |  | EDWARDS LIFESCIENCE 10480261 VL015129 |  |  | Active |  | 99:99:99:99:99:99 |  | Alarm | 1Y:00-MFG | 10/28/2019 | 10/01/2020 | COOPER UNIVERSITY HOSPITAL |  |  | Pav Anes Store Rm |  | GIACINTA ROUPAS
|  | EDWARDS LIFESCIENCE | VIGILEO | MONITOR, CARDIAC OUTPUT | VL012333 | ANESTHESIOLOGY | Kelemen |  |  | 11/16/2009 |  | 11/16/16 |  |  | NO | YES |  |  |  |  | EDWARDS LIFESCIENCE 10368327 VL012333 |  |  | Active |  | 99:99:99:99:99:99 |  | Alarm | 1Y:00-MFG | 10/28/2019 | 10/01/2020 | COOPER UNIVERSITY HOSPITAL |  |  | CCL 3 |  | GIACINTA ROUPAS
|  | EDWARDS LIFESCIENCE | VIGILEO | MONITOR, CARDIAC OUTPUT | VL014732 | ANESTHESIOLOGY | Pavilion |  |  | 06/12/2012 |  | 6/12/19 |  |  | NO | YES |  |  |  |  | EDWARDS LIFESCIENCE 10368115 VL014732 |  |  | Active |  | 99:99:99:99:99:99 |  | Alarm | 1Y:00-MFG | 10/28/2019 | 10/01/2020 | COOPER UNIVERSITY HOSPITAL |  |  | ANESTH store rm |  | GIACINTA ROUPAS
|  | EDWARDS LIFESCIENCE | VIGILEO | MONITOR, CARDIAC OUTPUT | VL001041 | ANESTHESIOLOGY | Pavilion |  |  | 11/16/2014 |  | 11/16/21 |  |  | NO | YES |  |  |  |  | EDWARDS LIFESCIENCE 10368113 VL001041 |  |  | Active |  | 99:99:99:99:99:99 |  | Alarm | 1Y:00-MFG | 10/28/2019 | 10/01/2020 | COOPER UNIVERSITY HOSPITAL |  |  | P 11 |  | GIACINTA ROUPAS
|  | EDWARDS LIFESCIENCE | VIGILEO | MONITOR, CARDIAC OUTPUT | VL003910 | INTENSIVE CARE UNIT | Kelemen |  |  | 07/11/2011 |  | 7/11/18 |  |  | NO | YES |  |  |  |  | EDWARDS LIFESCIENCE 10367635 VL003910 |  |  | Active |  | 99:99:99:99:99:99 |  | Alarm | 1Y:00-MFG | 06/19/2019 | 06/01/2020 | COOPER UNIVERSITY HOSPITAL |  |  | ICU |  | CAROLYN RUMELL
|  | EDWARDS LIFESCIENCE | VIGILEO | MONITOR, CARDIAC OUTPUT | VL004403 | INTENSIVE CARE UNIT | Pavilion |  |  | 07/11/2011 |  | 7/11/18 |  |  | NO | YES |  |  |  |  | EDWARDS LIFESCIENCE 10367630 VL004403 |  |  | Active |  | 99:99:99:99:99:99 |  | Alarm | 1Y:00-MFG | 06/25/2019 | 06/01/2020 | COOPER UNIVERSITY HOSPITAL |  |  | ICU |  | CAROLYN RUMELL
|  | EDWARDS LIFESCIENCE | VIGILEO | MONITOR, CARDIAC OUTPUT | VL012334 | ANESTHESIOLOGY | Pavilion |  |  | 01/18/2011 |  | 1/18/18 |  |  | NO | YES |  |  |  |  | EDWARDS LIFESCIENCE 10366658 VL012334 |  |  | Active |  | 99:99:99:99:99:99 |  | Alarm | 1Y:00-MFG | 10/28/2019 | 10/01/2020 | COOPER UNIVERSITY HOSPITAL |  |  | Pav Anes Work Rm |  | GIACINTA ROUPAS
|  | EDWARDS LIFESCIENCE | VIGILEO | MONITOR, CARDIAC OUTPUT | VL019639 | ANESTHESIOLOGY | Pavilion |  |  | 09/06/2012 |  | 9/6/19 |  |  | NO | YES |  |  |  |  | EDWARDS LIFESCIENCE 10355457 VL019639 |  |  | Active |  | 99:99:99:99:99:99 |  | Alarm | 1Y:00-MFG | 10/28/2019 | 10/01/2020 | COOPER UNIVERSITY HOSPITAL |  |  | Anes Store Room |  | GIACINTA ROUPAS
|  | GE HEALTHCARE | MAI700 | MONITOR, CENTRAL STATION | SKN18260151SA | INTENSIVE CARE NURSERY | Dorrance |  |  | 11/01/2019 |  | 11/1/26 |  |  | NO | YES |  |  |  |  | GE MEDICAL SYSTEMS 11222164 SKN18260151SA |  |  | Active |  | 00:80:82:85:8B:70 |  | Alarm | 1Y:00-MFG | 11/01/2019 | 11/01/2019 | COOPER UNIVERSITY HOSPITAL |  |  |  | WOT00000001619584 | JOANNE FOX | Performance Verification | Closed | Richard Jolly | 11/01/2019 | 11/01/2019 | CEID Record Completion for GE MEDICAL SYSTEMS 11222164 SKN18260151SA | new equipment install | EXP1652761 | Labor | 11/01/2019 | 11/01/2019 | Richard Jolly
|  | GE HEALTHCARE | MAI700 | MONITOR, CENTRAL STATION | SKN17310100SA | PEDIATRIC INTENSIVE CARE UNIT | Kelemen |  |  | 05/06/2005 |  | 5/6/12 |  |  | NO | YES |  |  |  |  | GE MEDICAL SYSTEMS 10769635 SKN17310100SA |  |  | Active |  | 00:80:82:98:F8:52 |  | Alarm | 1Y:00-MFG | 03/06/2019 | 03/01/2020 | COOPER UNIVERSITY HOSPITAL |  |  |  | 0012647414 | Susan Cannon | Preventative Maintenance | Closed | Josh Harris | 01/11/2018 | 01/11/2018 | PERFORMANCE ASSURANCE AT INVENTORY | INVENTORIED DEVICE AND ENSURED DEVICE WAS FUNCTIONING PROPERLY. | 32754361-5758-417A-863E-8A3168A62F1F | Labor | 01/11/2018 | 01/11/2018 | Gene Amodei
|  | GE HEALTHCARE | MAI700 | MONITOR, CENTRAL STATION | SKN17460049SA | SAME DAY PREOP -2ND FL PAVILION | Kelemen |  |  | 03/08/2018 |  | 3/8/25 |  |  | NO | YES |  |  |  |  | GE MEDICAL SYSTEMS 10752685 SKN17460049SA |  |  | Active |  | 00:80:82:85:10:BC |  | Alarm | 1Y:00-MFG | 01/08/2019 | 01/01/2020 | COOPER UNIVERSITY HOSPITAL |  |  | SD Pre-op Nurses Station | WOT00000000647140 | JOE DRUCTOR | Performance Verification | Closed | Richard Jolly | 03/08/2018 | 07/21/2019 | Performance Verification for GE MEDICAL SYSTEMS 10752685 SKN17460049SA | Initial Install of Performance Verification. Device is ready for patient use.
|  | GE HEALTHCARE | MAI700 | MONITOR, CENTRAL STATION | SKN17460048SA | SAME DAY PACU-2ND FL PAVILION | Kelemen |  |  | 03/08/2018 |  | 3/8/25 |  |  | NO | YES |  |  |  |  | GE MEDICAL SYSTEMS 10752686 SKN17460048SA |  |  | Active |  | 00:80:82:85:1F:00 |  | Alarm | 1Y:00-MFG | 01/04/2019 | 01/01/2020 | COOPER UNIVERSITY HOSPITAL |  |  | SD PACU NURSES STATION | WOT00000000647164 | Lisa Geoghegan | Performance Verification | Closed | Richard Jolly | 03/08/2018 | 07/21/2019 | Performance Verification for GE MEDICAL SYSTEMS 10752686 SKN17460048SA | Initial Install of Performance Verification. Device is ready for patient use.
|  | GE HEALTHCARE | MAI700 | MONITOR, CENTRAL STATION | SKN17310101SA | KELEMEN N6 | Kelemen |  |  | 03/08/2018 |  | 3/8/25 |  |  | NO | YES |  |  |  |  | GE MEDICAL SYSTEMS 10752687 SKN17310101SA |  |  | Active |  | 00:80:82:98:EA:22 |  | Alarm | 1Y:00-MFG | 08/26/2019 | 08/01/2020 | COOPER UNIVERSITY HOSPITAL |  |  | Central PICU | WOT00000000647205 | Susan Cannon | Performance Verification | Closed | Richard Jolly | 03/08/2018 | 07/21/2019 | Performance Verification for GE MEDICAL SYSTEMS 10732687 SKN17310101SA | Initial Install of Performance Verification. Device is ready for patient use.
|  | ASUS | VB195 | MONITOR, COMPUTER | coophospnsn053 | MED/SURG 6 PAVILION | Pavilion |  |  | 11/02/2019 |  |  |  |  | NO | YES |  |  |  |  | HANNS-G 30144906 coophospnsn053 |  |  | Active |  | 99:99:99:99:99:99 |  | Accessory | PAAR:00-PVAR | 11/02/2019 | 11/02/2019 | COOPER UNIVERSITY HOSPITAL |  |  | PAV6 hallway | WOT00000002204578 | BRIAN OSHAUGHNESSY | Disposition | Closed | Michael Youch | 11/02/2019 | 11/02/2019 | Bulk Disposition CNL |  |  |  | 11/02/2019 | 11/02/2019
|  | ASUS | VB195 | MONITOR, COMPUTER | E8LMTF013526 | MED/SURG 6 PAVILION | Pavilion |  |  | 11/02/2019 |  |  |  |  | NO | YES |  |  |  |  | ASUS 30144905 E8LMTF013526 |  |  | Active |  | 99:99:99:99:99:99 |  | Accessory | PAAR:00-PVAR | 11/02/2019 | 11/02/2019 | COOPER UNIVERSITY HOSPITAL |  |  | PAV6 hallway | WOT00000002204565 | BRIAN OSHAUGHNESSY | Disposition | Closed | Michael Youch | 11/02/2019 | 11/02/2019 | Bulk Disposition CNL |  |  |  | 11/02/2019 | 11/02/2019
|  | GE HEALTHCARE | COROMETRICS 172 | MONITOR, FETAL | SNV19200041PAS | COOPER CANCER-- EGG HARBOR | 303 Central Ave |  |  | 07/19/2019 |  | 7/19/26 |  |  | NO | YES |  |  |  |  | GE MEDICAL SYSTEMS 11221875 SNV19200041PAS |  |  | Active |  |  |  | Alarm | 1Y:00-MFG | 07/19/2019 | 07/19/2019 | COOPER AMBULATORY OFF-SITES |  |  | EGG HARBOR | WOT00000003227070 | VIOLET YACOVELLI | Performance Verification | Closed | Josh Harris | 07/19/2019 | 07/19/2019 | CEID Record Completion for GE MEDICAL SYSTEMS 11221875 SNV19200041PAS | Inventoried unit. | EXP3438972 | Labor | 07/19/2019 | 07/19/2019 | Josh Harris
|  | GE HEALTHCARE | COROMETRICS 172 | MONITOR, FETAL | SAS07048417PA | BURLINGTON OB/GYN | 651 John F Kennedy Way |  |  | 03/02/2007 |  | 3/2/14 |  |  | NO | YES |  |  |  |  | GE MEDICAL SYSTEMS 10366237 SAS07048417PA |  |  | Active |  | 99:99:99:99:99:99 |  | Alarm | 1Y:00-MFG | 10/18/2019 | 10/01/2020 | COOPER AMBULATORY OFF-SITES |  |  | 651 JFK Way, Maternal Fetal Medicine |  | Carey Myers
|  | GE HEALTHCARE | COROMETRICS 172 | MONITOR, FETAL | SAS07048414PA | PRINCETON-OB/GYN | 10 Forrestal Rd S |  |  | 05/08/2007 |  | 5/8/14 |  |  | NO | YES |  |  |  |  | GE MEDICAL SYSTEMS 10366222 SAS07048414PA |  |  | Active |  | 99:99:99:99:99:99 |  | Alarm | 1Y:00-MFG | 09/19/2019 | 09/01/2020 | COOPER AMBULATORY OFF-SITES |  |  | NST |  | LINDA CARON
|  | GE HEALTHCARE | COROMETRICS 172 | MONITOR, FETAL | RUW05174587PA | RIPPA CENTER-OB/GYN | 6100 Main St |  |  | 11/09/2005 |  | 11/9/12 |  |  | NO | YES |  |  |  |  | COROMETRICS MEDICAL SYSTEMS 10315933 RUW05174587PA |  |  | Active |  | 99:99:99:99:99:99 |  | Alarm | 1Y:00-MFG | 05/31/2019 | 05/01/2020 | COOPER AMBULATORY OFF-SITES |  |  | EXAM 9 |  | PATRICIA HUFF
|  | PHILIPS MEDICAL SYSTEMS | AVALON CTS | MONITOR, FETAL | DE30403611 | LABOR & DELIVERY | Dorrance |  |  | 04/01/2012 |  | 4/1/17 |  |  | NO | YES |  |  |  |  | PHILIPS MEDICAL SYSTEMS 10369456 DE30403611 |  |  | Active |  | 99:99:99:99:99:99 |  | Equipment | 1Y:00-MFG | 11/01/2019 | 11/01/2020 | COOPER UNIVERSITY HOSPITAL |  |  | L&D |  | JOANNA HORST
|  | PHILIPS MEDICAL SYSTEMS | AVALON FM20 | MONITOR, FETAL | DE53011282 | BUNKER HILL-OB/GYN | 4 Plaza Dr |  |  | 06/01/2009 |  | 6/1/16 |  |  | NO | YES |  |  |  |  | PHILIPS MEDICAL SYSTEMS 10355030 DE53011282 |  |  | Active |  | 00:18:7D:1B:52:DF |  | Alarm | 1Y:00-MFG | 08/21/2019 | 08/01/2020 | COOPER AMBULATORY OFF-SITES |  |  | BH OB EXAM RM9 |  | LISA POTTS
|  | PHILIPS MEDICAL SYSTEMS | AVALON FM30 | MONITOR, FETAL | DE53118753 | MATERNAL FETAL CARE UNIT | Dorrance |  |  | 04/18/2019 |  | 4/18/26 |  |  | NO | YES |  |  |  |  | PHILIPS MEDICAL SYSTEMS 11207539 DE53118753 |  |  | Active |  | 00:09:FB:89:FD:8E |  | Alarm | 1Y:00-MFG | 04/18/2019 | 04/18/2019 | COOPER UNIVERSITY HOSPITAL |  |  | D5 |  | JOANNA HORST |  |  |  | 04/18/2019 | 04/18/2019 |  |  |  |  | 04/18/2019 | 04/18/2019
|  | PHILIPS MEDICAL SYSTEMS | AVALON FM30 | MONITOR, FETAL | DE65929640 | LABOR & DELIVERY | Dorrance |  |  | 11/01/2019 |  | 11/1/26 |  |  | NO | YES |  |  |  |  | PHILIPS MEDICAL SYSTEMS 30438045 DE65929640 |  |  | Active |  | 00:09:FB:F5:81:8A |  | Alarm | 1Y:00-MFG | 11/01/2019 | 11/01/2019 | COOPER UNIVERSITY HOSPITAL |  |  |  | WOT00000002348295 | JOANNA HORST | Performance Verification | Completed | Gene Amodei | 11/01/2019 | 11/01/2019 | Performance Verification for PHILIPS MEDICAL SYSTEMS 30438045 DE65929640 | Initial Install of Performance Verification. Device is ready for patient use. |  |  | 11/01/2019 | 11/01/2019
|  | PHILIPS MEDICAL SYSTEMS | AVALON FM30 | MONITOR, FETAL | DE65929642 | LABOR & DELIVERY | Dorrance |  |  | 11/01/2019 |  | 11/1/26 |  |  | NO | YES |  |  |  |  | PHILIPS MEDICAL SYSTEMS 30438044 DE65929642 |  |  | Active |  | 00:09:FB:F5:83:C1 |  | Alarm | 1Y:00-MFG | 11/01/2019 | 11/01/2019 | COOPER UNIVERSITY HOSPITAL |  |  | Performance Verification | WOT00000001685508 | JOANNA HORST | Performance Verification | Closed | Gene Amodei | 11/01/2019 | 11/01/2019 | Performance Verification for PHILIPS MEDICAL SYSTEMS 30438044 DE65929642 | Initial Install of Performance Verification. Device is ready for patient use. |  |  | 11/01/2019 | 11/01/2019
|  | PHILIPS MEDICAL SYSTEMS | AVALON FM30 | MONITOR, FETAL | De65929636 | LABOR & DELIVERY | Dorrance |  |  | 11/01/2019 |  | 11/1/26 |  |  | NO | YES |  |  |  |  | PHILIPS MEDICAL SYSTEMS 30438043 De65929636 |  |  | Active |  | 00:09:FB:F5:83:26 |  | Alarm | 1Y:00-MFG | 11/01/2019 | 11/01/2019 | COOPER UNIVERSITY HOSPITAL |  |  | Performance Verification | WOT00000002347509 | JOANNA HORST | Performance Verification | Closed | Josh Harris | 11/01/2019 | 11/01/2019 | CEID Record Completion for PHILIPS MEDICAL SYSTEMS 30438043 De65929639 | Inventoried unit. | EXP3389124 | Labor | 11/01/2019 | 11/01/2019 | Josh Harris
|  | PHILIPS MEDICAL SYSTEMS | AVALON FM30 | MONITOR, FETAL | DE53118745 | MATERNAL FETAL CARE UNIT | Dorrance |  |  | 01/08/2013 |  | 1/8/20 |  |  | NO | YES |  |  |  |  | PHILIPS MEDICAL SYSTEMS 10365388 DE53118745 |  |  | Active |  | 00:09:FB:89:FD:43 |  | Alarm | 1Y:00-MFG | 04/18/2019 | 04/01/2020 | COOPER UNIVERSITY HOSPITAL |  |  | D5 |  | JOANNA HORST
|  | PHILIPS MEDICAL SYSTEMS | AVALON FM30 | MONITOR, FETAL | DE53118746 | MATERNAL FETAL CARE UNIT | Dorrance |  |  | 04/12/2017 |  | 4/12/24 |  |  | NO | YES |  |  |  |  | PHILIPS MEDICAL SYSTEMS 10365386 DE53118746 |  |  | Active |  | 00:09:FB:89:FD:44 |  | Alarm | 1Y:00-MFG | 04/10/2019 | 05/01/2020 | COOPER UNIVERSITY HOSPITAL |  |  |  | 0011475569 | JOANNA HORST | Performance Verification | Closed | Bonnie Aichroth | 04/12/2017 | 04/12/2017 | INCOMING INVENTORY | DEVICE INVENTORIED | C2C9F5D6-945F-4EC3-BFD1-04E4343A26E8 | Labor | 04/12/2017 | 04/12/2017 | Bonnie Aichroth
|  | PHILIPS MEDICAL SYSTEMS | AVALON FM30 | MONITOR, FETAL | DE53118754 | MATERNAL FETAL CARE UNIT | Dorrance |  |  | 01/08/2013 |  | 1/8/20 |  |  | NO | YES |  |  |  |  | PHILIPS MEDICAL SYSTEMS 10364800 DE53118754 |  |  | Active |  | 00:09:FB:89:AC:4B |  | Alarm | 1Y:00-MFG | 04/23/2019 | 04/01/2020 | COOPER UNIVERSITY HOSPITAL |  |  | D5 |  | JOANNA HORST
|  | PHILIPS MEDICAL SYSTEMS | AVALON FM30 | MONITOR, FETAL | DE53118758 | MATERNAL FETAL CARE UNIT | Dorrance |  |  | 01/08/2013 |  | 1/8/20 |  |  | NO | YES |  |  |  |  | PHILIPS MEDICAL SYSTEMS 10364794 DE53118758 |  |  | Active |  | 00:09:FB:89:FD:41 |  | Alarm | 1Y:00-MFG | 04/18/2019 | 04/01/2020 | COOPER UNIVERSITY HOSPITAL |  |  | D5 |  | JOANNA HORST
|  | PHILIPS MEDICAL SYSTEMS | AVALON FM50 | MONITOR, FETAL |  | LABOR & DELIVERY | Dorrance |  |  | 01/19/2016 |  | 1/19/23 |  |  | NO | YES |  |  |  |  | PHILIPS MEDICAL SYSTEMS 10505268 10505268 |  |  | Active |  | 00:09:FB:C9:5D:8F |  | Equipment | PAAR:00-PVAR | 10/31/2019 |  | COOPER UNIVERSITY HOSPITAL |  |  |  |  | JOANNA HORST
|  | PHILIPS MEDICAL SYSTEMS | AVALON FM50 | MONITOR, FETAL | DE46113122 | LABOR & DELIVERY | Dorrance |  |  | 01/19/2016 |  | 1/19/23 |  |  | NO | YES |  |  |  |  | PHILIPS MEDICAL SYSTEMS 10505269 DE46113122 |  |  | Active |  | 00:09:FB:C9:5B:2E |  | Alarm | 1Y:00-MFG | 11/01/2019 | 11/01/2020 | COOPER UNIVERSITY HOSPITAL |  |  |  |  | JOANNA HORST
|  | PHILIPS MEDICAL SYSTEMS | AVALON FM50 | MONITOR, FETAL | DE81102102 |  | Dorrance | [7 empty] | NO | YES
|  | PHILIPS MEDICAL SYSTEMS | AVALON FM50 | MONITOR, FETAL | DE46113126 | LABOR & DELIVERY | Dorrance |  |  | 01/19/2016 |  | 1/19/23 |  |  | NO | YES |  |  |  |  | PHILIPS MEDICAL SYSTEMS 10505270 DE46113126 |  |  | Active |  | 00:09:FB:C9:67:20 |  | Equipment | PAAR:00-PVAR | 10/31/2019 |  | COOPER UNIVERSITY HOSPITAL |  |  |  |  | JOANNA HORST
|  | PHILIPS MEDICAL SYSTEMS | AVALON FM50 | MONITOR, FETAL | DE4613118 | LABOR & DELIVERY | Dorrance |  |  | 01/19/2016 |  | 1/19/23 |  |  | NO | YES |  |  |  |  | PHILIPS MEDICAL SYSTEMS 10505271 DE4613118 |  |  | Active |  | 00:09:FB:C9:5D:CF |  | Equipment | PAAR:00-PVAR | 10/31/2019 |  | COOPER UNIVERSITY HOSPITAL |  |  |  |  | JOANNA HORST
|  | PHILIPS MEDICAL SYSTEMS | AVALON FM50 | MONITOR, FETAL | DE46113120 | LABOR & DELIVERY | Dorrance |  |  | 01/19/2016 |  | 1/19/23 |  |  | NO | YES |  |  |  |  | PHILIPS MEDICAL SYSTEMS 10505255 DE46113120 |  |  | Active |  | 00:09:FB:C9:5C:7B |  | Equipment | PAAR:00-PVAR | 10/31/2019 |  | COOPER UNIVERSITY HOSPITAL |  |  |  |  | JOANNA HORST
|  | PHILIPS MEDICAL SYSTEMS | AVALON FM50 | MONITOR, FETAL | DE46113121 | LABOR & DELIVERY | Dorrance |  |  | 01/19/2016 |  | 1/19/23 |  |  | NO | YES |  |  |  |  | PHILIPS MEDICAL SYSTEMS 10505254 DE46113121 |  |  | Active |  | 00:09:FB:C9:5F:5E |  | Equipment | PAAR:00-PVAR | 10/31/2019 |  | COOPER UNIVERSITY HOSPITAL |  |  |  |  | JOANNA HORST
|  | PHILIPS MEDICAL SYSTEMS | AVALON FM50 | MONITOR, FETAL | DE46113123 | LABOR & DELIVERY | Dorrance |  |  | 01/19/2016 |  | 1/19/23 |  |  | NO | YES |  |  |  |  | PHILIPS MEDICAL SYSTEMS 10505253 DE46113123 |  |  | Active |  | 00:09:FB:C9:5D:4B |  | Alarm | 1Y:00-MFG | 11/01/2019 | 11/01/2020 | COOPER UNIVERSITY HOSPITAL |  |  |  |  | JOANNA HORST
|  | PHILIPS MEDICAL SYSTEMS | AVALON FM50 | MONITOR, FETAL | DE81104052 | LABOR & DELIVERY | Dorrance |  |  | 10/31/2019 |  | 10/31/26 |  |  | NO | YES |  |  |  |  | PHILIPS MEDICAL SYSTEMS 30244953 DE81104052 |  |  | Active |  | 00:090FB:70:A5:27 |  | Equipment | PAAR:00-PVAR | 10/31/2019 | 10/31/2019 | COOPER UNIVERSITY HOSPITAL |  |  | Performance Verification | WOT00000002352149 | JOANNA HORST | Performance Verification | Closed | Gene Amodei | 10/31/2019 | 10/31/2019 | Performance Verification for PHILIPS MEDICAL SYSTEMS 30244953 DE81104052 | Initial Install of Performance Verification. Device is ready for patient use. |  |  | 10/31/2019 | 10/31/2019
|  | PHILIPS MEDICAL SYSTEMS | AVALON FM50 | MONITOR, FETAL | DE81104068 | LABOR & DELIVERY | Dorrance |  |  | 09/13/2010 |  | 9/13/17 |  |  | NO | YES |  |  |  |  | PHILIPS MEDICAL SYSTEMS 10365326 DE81104068 |  |  | Active |  | 00:09:FB:70:A5:22 |  | Alarm | 1Y:00-MFG | 11/01/2019 | 11/01/2020 | COOPER UNIVERSITY HOSPITAL |  |  | L&D rm 3 |  | JOANNA HORST
|  | PHILIPS MEDICAL SYSTEMS | AVALON FM50 | MONITOR, FETAL | DE81107533 | LABOR & DELIVERY | Dorrance |  |  | 01/08/2013 |  | 1/8/20 |  |  | NO | YES |  |  |  |  | PHILIPS MEDICAL SYSTEMS 10365328 DE81107533 |  |  | Active |  | 00:09:FB:89:FD:82 |  | Alarm | 1Y:00-MFG | 11/01/2019 | 11/01/2020 | COOPER UNIVERSITY HOSPITAL |  |  | triage.pa November 2015 | WOT00000000523948 | JOANNA HORST | Disposition | Closed | Gene Amodei | 02/08/2018 | 05/13/2019 | Bulk Disposition CNL
|  | PHILIPS MEDICAL SYSTEMS | AVALON FM50 | MONITOR, FETAL | DE81104087 | LABOR & DELIVERY | Dorrance |  |  | 09/13/2010 |  | 9/13/17 |  |  | NO | YES |  |  |  |  | PHILIPS MEDICAL SYSTEMS 10355124 DE81104087 |  |  | Active |  | 00:09:FB:70:A4:C5 |  | Alarm | 1Y:00-MFG | 09/13/2019 | 09/01/2020 | COOPER UNIVERSITY HOSPITAL |  |  | ROOM 4 L&D |  | JOANNA HORST
|  | PHILIPS MEDICAL SYSTEMS | AVALON FM50 | MONITOR, FETAL | DE81104066 | LABOR & DELIVERY | Dorrance |  |  | 09/13/2010 |  | 9/13/17 |  |  | NO | YES |  |  |  |  | PHILIPS MEDICAL SYSTEMS 10355081 DE81104066 |  |  | Active |  | 00:09:FB:70:A3:B6 |  | Alarm | 1Y:00-MFG | 02/26/2019 | 02/01/2020 | COOPER UNIVERSITY HOSPITAL |  |  | DORRANCE 6 |  | JOANNA HORST
|  | PHILIPS MEDICAL SYSTEMS | AVALON FM50 | MONITOR, FETAL | DE1107532 | LABOR & DELIVERY | Dorrance |  |  | 09/13/2010 |  | 9/13/17 |  |  | NO | YES |  |  |  |  | PHILIPS MEDICAL SYSTEMS 10355008 DE1107532 |  |  | Active |  | 00:09:FB:89:FD:50 |  | Alarm | 1Y:00-MFG | 11/01/2019 | 11/01/2020 | COOPER UNIVERSITY HOSPITAL |  |  | Ldr3 |  | JOANNA HORST
|  | PHILIPS MEDICAL SYSTEMS | AVALON FM50 | MONITOR, FETAL | DE81107530 | LABOR & DELIVERY | Dorrance |  |  | 01/08/2013 |  | 1/8/20 |  |  | NO | YES |  |  |  |  | PHILIPS MEDICAL SYSTEMS 10355006 DE81107530 |  |  | Active |  | 00:09:FB:89:FD:4E |  | Alarm | 1Y:00-MFG | 11/01/2019 | 11/01/2020 | COOPER UNIVERSITY HOSPITAL |  |  | D6 |  | JOANNA HORST
|  | PHILIPS MEDICAL SYSTEMS | AVALON FM50 | MONITOR, FETAL | DE1107534 | LABOR & DELIVERY | Dorrance |  |  | 01/08/2013 |  | 1/8/20 |  |  | NO | YES |  |  |  |  | PHILIPS MEDICAL SYSTEMS 10355007 DE1107534 |  |  | Active |  | 00:09:FB:89:FD:A4 |  | Alarm | 1Y:00-MFG | 04/18/2019 | 04/01/2020 | COOPER UNIVERSITY HOSPITAL |  |  | D6 |  | JOANNA HORST
|  | PHILIPS MEDICAL SYSTEMS | AVALON FM50 | MONITOR, FETAL | DE81107527 | LABOR & DELIVERY | Dorrance |  |  | 01/08/2013 |  | 1/8/20 |  |  | NO | YES |  |  |  |  | PHILIPS MEDICAL SYSTEMS 10355003 DE81107527 |  |  | Active |  | 00:09:F8:89:F5:F5 |  | Alarm | 1Y:00-MFG | 11/01/2019 | 11/01/2020 | COOPER UNIVERSITY HOSPITAL |  |  | D605 |  | JOANNA HORST
|  | PHILIPS MEDICAL SYSTEMS | AVALON FM50 | MONITOR, FETAL | DE81107531 | LABOR & DELIVERY | Dorrance |  |  | 01/08/2013 |  | 1/8/20 |  |  | NO | YES |  |  |  |  | PHILIPS MEDICAL SYSTEMS 10354959 DE81107531 |  |  | Active |  | 00:09:FB:89:FD:54 |  | Alarm | 1Y:00-MFG | 04/18/2019 | 04/01/2020 | COOPER UNIVERSITY HOSPITAL |  |  | D6 |  | JOANNA HORST
|  | PHILIPS MEDICAL SYSTEMS | AVALON FM50 | MONITOR, FETAL | DE81104069 | LABOR & DELIVERY | Dorrance |  |  | 09/13/2010 |  | 9/13/17 |  |  | NO | YES |  |  |  |  | PHILIPS MEDICAL SYSTEMS 10354955 DE81104069 |  |  | Active |  | 00:09:FB:70:A4:4B |  | Alarm | 1Y:00-MFG | 02/22/2019 | 02/01/2020 | COOPER UNIVERSITY HOSPITAL |  |  | DORRANCE 6 |  | JOANNA HORST
|  | PHILIPS MEDICAL SYSTEMS | AVALON FM50 | MONITOR, FETAL | DE11022104 | LABOR & DELIVERY | Dorrance |  |  | 03/30/2009 |  | 3/30/16 |  |  | NO | YES |  |  |  |  | PHILIPS MEDICAL SYSTEMS 10354932 DE11022104 |  |  | Active |  | 00:09:FB:57:DF:CD |  | Alarm | 1Y:00-MFG | 11/01/2019 | 11/01/2020 | COOPER UNIVERSITY HOSPITAL |  |  | ldr6 | 0011122342 | JOANNA HORST | Preventative Maintenance | Closed | Gene Amodei | 02/01/2017 | 03/01/2017 | Performance Assurance: 00-MFG | 2/24/2017 11:20:47 AM GRAMODEI unit is not in L%D, I will serch ORS (GRAMODEI 2/9/2017 12:00 AM) SERCH FOR MONITOR (GRAMODEI 2/16/2017 12:00 AM) SERCH FOR MONITOR (GRAMODEI 2/21/2017 12:00 AM) SEARCH FOR MONITOR 3/1/2017 11:31:56 AM GRAMODEI UNIT LISTED CEID WAS WRONG, THE ACTUAL CEID ON THIS UNIT IS 10354932 3/1/2017 11:31 AM GRAMODEI | F8487D5C-E412-4B43-B6B8-5931048C7566 | Labor | 03/01/2017 | 03/01/2017 | Gene Amodei
|  | SYNOVIS MICRO COMPANIES ALLIANCE | GEM1020M | MONITOR, FLOW COUPLER | 16557-017 | OR - KELEMEN 3 | Kelemen |  |  | 10/31/2019 |  |  |  |  | NO | YES |  |  |  |  | SYNOVIS MICRO COMPANIES ALLIANCE 11239442 16557-017 |  |  | Active |  |  |  | Accessory | PAAR:00-PVAR | 10/31/2019 | 10/31/2019 | COOPER UNIVERSITY HOSPITAL |  |  |  | WOT00000002516454 | DOMINIC VENDETTA | Performance Verification | Closed | Salvatore Bombara | 10/31/2019 | 10/31/2019 | Performance Verification for SYNOVIS MICRO COMPANIES ALLIANCE 11239442 16557-017 | Initial Install of Performance Verification. Device is ready for patient use. |  |  | 10/31/2019 | 10/31/2019
|  | SYNOVIS MICRO COMPANIES ALLIANCE | GEM1020M | MONITOR, FLOW COUPLER | 14718-018 | OR - KELEMEN 3 | Kelemen |  |  | 10/31/2019 |  |  |  |  | NO | YES |  |  |  |  | SYNOVIS MICRO COMPANIES ALLIANCE 11239244 14718-018 |  |  | Active |  | 99:99:99:99:99:99 |  | Accessory | PAAR:00-PVAR | 10/31/2019 | 10/31/2019 | COOPER UNIVERSITY HOSPITAL |  |  | Kel OR | WOT00000000667785 | DOMINIC VENDETTA | Performance Verification | Closed | Salvatore Bombara | 10/31/2019 | 10/31/2019 | Performance Verification for SYNOVIS MICRO COMPANIES ALLIANCE 11239244 14718-018 | Initial Install of Performance Verification. Device is ready for patient use. |  |  | 10/31/2019 | 10/31/2019
|  | SYNOVIS MICRO COMPANIES ALLIANCE | GEM1020M | MONITOR, FLOW COUPLER | 14718-021 | OR - KELEMEN 3 | Kelemen |  |  | 10/31/2019 |  |  |  |  | NO | YES |  |  |  |  | SYNOVIS MICRO COMPANIES ALLIANCE 11239245 14718-021 |  |  | Active |  | 99:99:99:99:99:99 |  | Accessory | PAAR:00-PVAR | 10/31/2019 | 10/31/2019 | COOPER UNIVERSITY HOSPITAL |  |  | Kel OR | WOT00000000667793 | DOMINIC VENDETTA | Performance Verification | Closed | Salvatore Bombara | 10/31/2019 | 10/31/2019 | Performance Verification for SYNOVIS MICRO COMPANIES ALLIANCE 11239245 14718-021 | Initial Install of Performance Verification. Device is ready for patient use. |  |  | 10/31/2019 | 10/31/2019
|  | SYNOVIS MICRO COMPANIES ALLIANCE | GEM1020M | MONITOR, FLOW COUPLER | 16557-015 | OR - KELEMEN 3 | Kelemen |  |  | 10/31/2019 |  |  |  |  | NO | YES |  |  |  |  | SYNOVIS MICRO COMPANIES ALLIANCE 30294991 16557-015 |  |  | Active |  |  |  | Accessory | PAAR:00-PVAR | 10/31/2019 | 10/31/2019 | COOPER UNIVERSITY HOSPITAL |  |  | OPERATING ROOM | WOT00000002499013 | DOMINIC VENDETTA | Performance Verification | Closed | Salvatore Bombara | 10/31/2019 | 10/31/2019 | Performance Verification for SYNOVIS MICRO COMPANIES ALLIANCE 30294991 16557-015 | Initial Install of Performance Verification. Device is ready for patient use. |  |  | 10/31/2019 | 10/31/2019
|  | SMITH &amp; NEPHEW |  | MONITOR, FLUID | 1309CM799 | OPERATING ROOM - PAVILION | Pavilion |  |  | 02/24/2014 |  |  |  |  | NO | YES |  |  |  |  | SMITH & NEPHEW 10346668 1309CM799 |  |  | Active |  | 99:99:99:99:99:99 |  | Equipment | 1Y:00-MFG | 02/14/2019 | 02/01/2020 | COOPER UNIVERSITY HOSPITAL |  |  | SD OR Store Rm |  | DOMINIC VENDETTA
|  | CHEETAH MEDICAL INC. | STARLING SV | MONITOR, FLUID MANAGEMENT, NON-INVASIVE | V52015120505 | ANESTHESIOLOGY | Pavilion |  |  | 10/29/2019 |  | 10/29/26 |  |  | NO | YES |  |  |  |  | CHEETAH MEDICAL INC. 30244756 V52015120505 |  |  | Active |  | F8:DC:7A:03:A1:9A |  | Alarm | 1Y:00-MFG | 10/29/2019 | 10/29/2019 | COOPER UNIVERSITY HOSPITAL |  |  | Pav OR P11 | WOT00000001598016 | GIACINTA ROUPAS | Performance Verification | Closed | Salvatore Bombara | 10/29/2019 | 10/29/2019 | Performance Verification for CHEETAH MEDICAL INC. 30244756 V52015120505 | Initial Install of Performance Verification. Device is ready for patient use. |  |  | 10/29/2019 | 10/29/2019
|  | CHEETAH MEDICAL INC. | STARLING SV | MONITOR, FLUID MANAGEMENT, NON-INVASIVE | V52016010511 | ANESTHESIOLOGY | Kelemen |  |  | 01/29/2019 |  | 1/29/26 |  |  | NO | YES |  |  |  |  | CHEETAH MEDICAL INC. 30244754 V52016010511 |  |  | Disposition |  | 00:00:00:00:00:00 |  | Alarm | 1Y:00-MFG | 01/29/2019 | 01/29/2019 | COOPER UNIVERSITY HOSPITAL |  |  | OPERATING ROOM |  | GIACINTA ROUPAS |  |  |  | 01/29/2019 | 01/29/2019 |  |  |  |  | 01/29/2019 | 01/29/2019
|  | CHEETAH MEDICAL INC. | STARLING SV | MONITOR, FLUID MANAGEMENT, NON-INVASIVE | v52016010509 |  | Dorrance | [7 empty] | NO | YES
|  | RAUMEDIC | EASY LOGO | MONITOR, ICP |  | TRAUMA ICU | Kelemen | BASEMENT |  | 11/30/2017 |  | 11/30/24 |  |  | NO | YES |  |  |  |  | RAUMEDIC 10752504 825140128 |  |  | Active |  | 99:99:99:99:99:99 |  | Alarm | 1Y:00-MFG | 02/25/2019 | 02/01/2020 | COOPER UNIVERSITY HOSPITAL |  |  |  | 0012504303 | Diane Floyd | Performance Verification | Closed | Josh Harris | 12/13/2017 | 12/13/2017 | INCOMING INVENTORY | DEVICE INVENTORIED | 504EDF32-E1E3-4A2F-9CA0-7DE1B525CE44 | Labor | 12/13/2017 | 12/13/2017 | Josh Harris
|  | RAUMEDIC | EASY LOGO | MONITOR, ICP |  | TRAUMA ICU | Kelemen | BASEMENT |  | 11/30/2017 |  | 11/30/24 |  |  | NO | YES |  |  |  |  | RAUMEDIC 10752503 825140129 |  |  | Active |  | 99:99:99:99:99:99 |  | Alarm | 1Y:00-MFG | 02/25/2019 | 02/01/2020 | COOPER UNIVERSITY HOSPITAL |  |  |  | 0012504301 | Diane Floyd | Performance Verification | Closed | Josh Harris | 12/13/2017 | 12/13/2017 | INCOMING INVENTORY | DEVICE INVENTORIED | D25C3B79-680F-4F43-BCC8-C3F09D628965 | Labor | 12/13/2017 | 12/13/2017 | Josh Harris
|  | RAUMEDIC | MPR2 LOGO | MONITOR, ICP | 821/16/1291 | TRAUMA ICU | Kelemen |  |  | 10/18/2019 |  | 10/18/26 |  |  | NO | YES |  |  |  |  | RAUMEDIC 11222237 821/16/1291 |  |  | Active |  |  |  | Equipment | 1Y:00-MFG | 10/18/2019 | 10/18/2019 | COOPER UNIVERSITY HOSPITAL |  |  | Performance Verification | WOT00000004065683 | Diane Floyd | Performance Verification | Completed | Richard Jolly | 10/18/2019 | 10/18/2019 | Performance Verification for RAUMEDIC 11222237 NOT KNOWN | Initial Install of Performance Verification. Device is ready for patient use. |  |  | 10/18/2019 | 10/18/2019
|  | RAUMEDIC | MPR2 LOGO | MONITOR, ICP | 821/16/1240 | TRAUMA ICU | Kelemen |  |  | 10/18/2019 |  | 10/18/26 |  |  | NO | YES |  |  |  |  | RAUMEDIC 11222236 821/16/1240 |  |  | Active |  |  |  | Equipment | 1Y:00-MFG | 10/18/2019 | 10/18/2019 | COOPER UNIVERSITY HOSPITAL |  |  | Performance Verification | WOT00000004065588 | Diane Floyd | Performance Verification | Completed | Richard Jolly | 10/18/2019 | 10/18/2019 | Performance Verification for RAUMEDIC 11222236 NOT KNOWN | Initial Install of Performance Verification. Device is ready for patient use. |  |  | 10/18/2019 | 10/18/2019
|  | AMBU, INC. | ASCOPE | MONITOR, LARYNGOSCOPE | AM17B00126 | TRAUMA ICU | Kelemen |  |  | 10/31/2019 |  | 10/31/22 |  |  | NO | YES |  |  |  |  | AMBU, INC. 11222090 (01)05707480133154(11)171109(21)AM17B00126 |  |  | Active |  | 99:99:99:99:99:99 |  | Accessory | PAAR:00-PVAR | 10/31/2019 | 10/31/2019 | COOPER UNIVERSITY HOSPITAL |  |  | Performance Verification | WOT00000000952651 | Diane Floyd | Performance Verification | Closed | Richard Jolly | 10/31/2019 | 10/31/2019 | Performance Verification for AMBU, INC. 11222090 (01)05707480133154(11)171109(21)AM17B00126 | Initial Install of Performance Verification. Device is ready for patient use. |  |  | 10/31/2019 | 10/31/2019
|  | AMBU, INC. | ASCOPE | MONITOR, LARYNGOSCOPE | AM17B00463 | TRAUMA ICU | Kelemen | BASEMENT |  | 10/31/2019 |  | 10/31/22 |  |  | NO | YES |  |  |  |  | AMBU, INC. 11222089 (01)05707480133154(11)171121(21)AM17B00463 |  |  | Active |  | 99:99:99:99:99:99 |  | Accessory | PAAR:00-PVAR | 10/31/2019 | 10/31/2019 | COOPER UNIVERSITY HOSPITAL |  |  | Performance Verification | WOT00000000952676 | Diane Floyd | Performance Verification | Closed | Richard Jolly | 10/31/2019 | 10/31/2019 | Performance Verification for AMBU, INC. 11222089 (01)05707480133154(11)171121(21)AM17B00463 | Initial Install of Performance Verification. Device is ready for patient use. |  |  | 10/31/2019 | 10/31/2019
|  | AMBU, INC. | AVIEW | MONITOR, LARYNGOSCOPE |  | INTENSIVE CARE UNIT | Pavilion |  |  | 10/31/2019 |  | 10/31/24 |  |  | NO | YES |  |  |  |  | AMBU, INC. 10769710 405002000 |  |  | Active |  | 99:99:99:99:99:99 |  | Accessory | PAAR:00-PVAR | 10/31/2019 | 10/31/2019 | COOPER UNIVERSITY HOSPITAL |  |  |  | 0012677892 | CAROLYN RUMELL | Performance Verification | Closed | Josh Harris | 10/31/2019 | 10/31/2019 | INCOMING INVENTORY | DEVICE INVENTORIED | D8F780CC-8248-43D9-ACDC-0FCA6AAB28C3 | Labor | 10/31/2019 | 10/31/2019 | Josh Harris
|  | VERATHON MEDICAL | GLIDESCOPE 0570-0338 | MONITOR, LARYNGOSCOPE, VIDEO | AN174301 | ANESTHESIOLOGY | Pavilion |  |  | 10/31/2019 |  | 10/31/22 |  |  | NO | YES |  |  |  |  | VERATHON MEDICAL 11239185 AN174301 |  |  | Active |  | 99:99:99:99:99:99 |  | Equipment | PAAR:00-PVAR | 10/31/2019 | 10/31/2019 | COOPER UNIVERSITY HOSPITAL |  |  | SD OR Anes Work Room | WOT00000000625995 | GIACINTA ROUPAS | Performance Verification | Closed | Salvatore Bombara | 10/31/2019 | 10/31/2019 | Performance Verification for VERATHON MEDICAL 11239185 AN174301 | Initial Install of Performance Verification. Device is ready for patient use. |  |  | 10/31/2019 | 10/31/2019
|  | VERATHON MEDICAL | GLIDESCOPE 0570-0338 | MONITOR, LARYNGOSCOPE, VIDEO | AN174300 | ANESTHESIOLOGY | Pavilion |  |  | 10/31/2019 |  | 10/31/22 |  |  | NO | YES |  |  |  |  | VERATHON MEDICAL 11239184 AN174300 |  |  | Active |  | 99:99:99:99:99:99 |  | Equipment | PAAR:00-PVAR | 10/31/2019 | 10/31/2019 | COOPER UNIVERSITY HOSPITAL |  |  | SD OR Anes Work Room | WOT00000000625981 | GIACINTA ROUPAS | Performance Verification | Closed | Salvatore Bombara | 10/31/2019 | 10/31/2019 | Performance Verification for VERATHON MEDICAL 11239184 AN174300 | Initial Install of Performance Verification. Device is ready for patient use. |  |  | 10/31/2019 | 10/31/2019
|  | VERATHON MEDICAL | GLIDESCOPE 0570-0338 | MONITOR, LARYNGOSCOPE, VIDEO | An182336 | EMERGENCY ROOM | Kelemen |  |  | 02/14/2019 |  | 2/14/22 |  |  | NO | YES |  |  |  |  | VERATHON MEDICAL 11222087 An182336 |  |  | Active |  | 99:99:99:99:99:99 |  | Equipment | 1Y:00-MFG | 02/14/2019 | 02/14/2019 | COOPER UNIVERSITY HOSPITAL |  |  | Performance Verification | WOT00000000832460 | KAREN GRUBER | Performance Verification | Closed | Richard Jolly | 02/14/2019 | 02/14/2019 | Performance Verification for VERATHON MEDICAL 11222087 An182336 | Initial Install of Performance Verification. Device is ready for patient use. |  |  | 02/14/2019 | 02/14/2019
|  | VERATHON MEDICAL | GLIDESCOPE 0570-0338 | MONITOR, LARYNGOSCOPE, VIDEO | AN145486 |  | Pavilion |  |  | 06/25/2019 |  | 6/25/22 |  |  | NO | YES |  |  |  |  | VERATHON MEDICAL 11187700 AN145486 |  |  | Active |  | 99:99:99:99:99:99 | [5 empty] | COOPER UNIVERSITY HOSPITAL |  |  | STORAGE ROOM P470 | [5 empty] | 06/25/2019 | 06/25/2019 |  |  |  |  | 06/25/2019 | 06/25/2019
|  | VERATHON MEDICAL | GLIDESCOPE 0570-0338 | MONITOR, LARYNGOSCOPE, VIDEO | AN17999 | ANESTHESIOLOGY | Kelemen |  |  | 03/24/2017 |  | 3/24/20 |  |  | NO | YES |  |  |  |  | VERATHON MEDICAL 10769444 AN17999 |  |  | Active |  | 99:99:99:99:99:99 |  | Equipment | 1Y:00-MFG | 10/29/2019 | 10/01/2020 | COOPER UNIVERSITY HOSPITAL |  |  | Kel Anes Store Rm | 0011912028 | GIACINTA ROUPAS | Performance Verification | Closed | Bonnie Aichroth | 07/19/2017 | 07/19/2017 | INCOMING INVENTORY | DEVICE INVENTORIED | D3E96922-5473-4775-9C44-1B114179CFC2 | Labor | 07/19/2017 | 07/19/2017 | Bonnie Aichroth
|  | VERATHON MEDICAL | GLIDESCOPE 0570-0338 | MONITOR, LARYNGOSCOPE, VIDEO | AN172000 | ANESTHESIOLOGY | Dorrance |  |  | 03/24/2017 |  | 3/24/20 |  |  | NO | YES |  |  |  |  | VERATHON MEDICAL 10769443 AN172000 |  |  | Active |  | 99:99:99:99:99:99 |  | Equipment | 1Y:00-MFG | 10/29/2019 | 10/01/2020 | COOPER UNIVERSITY HOSPITAL |  |  | L&D | 0011912027 | GIACINTA ROUPAS | Preventative Maintenance | Closed | Bonnie Aichroth | 07/19/2017 | 07/19/2017 | PERFORMANCE ASSURANCE AT INVENTORY | INVENTORIED DEVICE AND ENSURED DEVICE WAS FUNCTIONING PROPERLY. | 1DAE1AFA-4FC2-4E35-8F4C-B3EF92ED4D1C | Labor | 03/24/2017 | 03/24/2017 | Salvatore Bombara
|  | VERATHON MEDICAL | GLIDESCOPE 0570-0338 | MONITOR, LARYNGOSCOPE, VIDEO | AN171997 | ANESTHESIOLOGY | Kelemen |  |  | 03/24/2017 |  | 3/24/20 |  |  | NO | YES |  |  |  |  | VERATHON MEDICAL 10769442 AN171997 |  |  | Active |  | 99:99:99:99:99:99 |  | Equipment | 1Y:00-MFG | 10/29/2019 | 10/01/2020 | COOPER UNIVERSITY HOSPITAL |  |  | Kel Anes Work Rm | 0011912023 | GIACINTA ROUPAS | Preventative Maintenance | Closed | Bonnie Aichroth | 07/19/2017 | 07/19/2017 | PERFORMANCE ASSURANCE AT INVENTORY | INVENTORIED DEVICE AND ENSURED DEVICE WAS FUNCTIONING PROPERLY. | 1CE1E52A-FDEF-4C66-869A-52B5E65FA51A | Labor | 03/24/2017 | 03/24/2017 | Salvatore Bombara
|  | VERATHON MEDICAL | GLIDESCOPE 0570-0338 | MONITOR, LARYNGOSCOPE, VIDEO | AN172001 | ANESTHESIOLOGY | Kelemen |  |  | 03/24/2017 |  | 3/24/20 |  |  | NO | YES |  |  |  |  | VERATHON MEDICAL 10769441 AN172001 |  |  | Active |  | 99:99:99:99:99:99 |  | Equipment | 1Y:00-MFG | 10/29/2019 | 10/01/2020 | COOPER UNIVERSITY HOSPITAL |  |  | EP1 | 0011912021 | GIACINTA ROUPAS | Preventative Maintenance | Closed | Bonnie Aichroth | 07/19/2017 | 07/19/2017 | PERFORMANCE ASSURANCE AT INVENTORY | INVENTORIED DEVICE AND ENSURED DEVICE WAS FUNCTIONING PROPERLY. | 9B327E76-EECD-4D31-B8F0-6BEAC92F7AF0 | Labor | 03/24/2017 | 03/24/2017 | Salvatore Bombara
|  | VERATHON MEDICAL | GLIDESCOPE 0570-0338 | MONITOR, LARYNGOSCOPE, VIDEO | AN171998 | ANESTHESIOLOGY | Kelemen |  |  | 03/24/2017 |  | 3/24/20 |  |  | NO | YES |  |  |  |  | VERATHON MEDICAL 10769440 AN171998 |  |  | Active |  | 99:99:99:99:99:99 |  | Equipment | 1Y:00-MFG | 10/29/2019 | 10/01/2020 | COOPER UNIVERSITY HOSPITAL |  |  | Kel OR Store Rm | 0011912008 | GIACINTA ROUPAS | Performance Verification | Closed | Bonnie Aichroth | 07/19/2017 | 07/19/2017 | INCOMING INVENTORY | DEVICE INVENTORIED | 9E3365A7-3369-4D49-9C19-E5D5E1E4A960 | Labor | 07/19/2017 | 07/19/2017 | Bonnie Aichroth
|  | VERATHON MEDICAL | GLIDESCOPE 0570-0338 | MONITOR, LARYNGOSCOPE, VIDEO | AN174569 | VOORHEES SURGERY CENTER-OPERATING ROOM | 900 Centennial Blvd | Suite E |  | 11/02/2017 |  | 11/2/20 |  |  | NO | YES |  |  |  |  | VERATHON MEDICAL 10732183 AN174569 |  |  | Active |  | 99:99:99:99:99:99 |  | Equipment | PAAR:00-PVAR | 10/31/2019 |  | COOPER AMBULATORY OFF-SITES |  |  |  | 0012508724 | JENNIFER BOMBARO | Performance Verification | Closed | Josh Harris | 12/15/2017 | 12/15/2017 | INCOMING INVENTORY | DEVICE INVENTORIED | 421CEC66-D425-4D86-99F0-471EE0808578 | Labor | 12/15/2017 | 12/15/2017 | Josh Harris
|  | VERATHON MEDICAL | GLIDESCOPE 0570-0338 | MONITOR, LARYNGOSCOPE, VIDEO | AN163206 | PEDIATRIC INTENSIVE CARE UNIT | Kelemen |  |  | 08/02/2016 |  | 8/2/19 |  |  | NO | YES |  |  |  |  | VERATHON MEDICAL 10505417 AN163206 |  |  | Active |  | 99:99:99:99:99:99 |  | Equipment | 1Y:00-MFG | 03/06/2019 | 03/01/2020 | COOPER UNIVERSITY HOSPITAL |  |  |  |  | Susan Cannon
|  | VERATHON MEDICAL | GLIDESCOPE 0570-0338 | MONITOR, LARYNGOSCOPE, VIDEO | ANI45923 | CCU - CORONARY CARE UNIT | Kelemen |  |  | 12/03/2014 |  | 12/3/17 |  |  | NO | YES |  |  |  |  | VERATHON MEDICAL 10367278 ANI45923 |  |  | Active |  | 99:99:99:99:99:99 |  | Equipment | 1Y:00-MFG | 06/21/2019 | 06/01/2020 | COOPER UNIVERSITY HOSPITAL |  |  | CCU -CLEAN RM |  | CAROLYN RUMELL
|  | VERATHON MEDICAL | GLIDESCOPE 0570-0338 | MONITOR, LARYNGOSCOPE, VIDEO | AN142375 | INTENSIVE CARE NURSERY | Dorrance |  |  | 12/08/2014 |  | 12/8/17 |  |  | NO | YES |  |  |  |  | VERATHON MEDICAL 10354990 AN142375 |  |  | Active |  | 99:99:99:99:99:99 |  | Equipment | 1Y:00-MFG | 11/01/2019 | 11/01/2020 | COOPER UNIVERSITY HOSPITAL |  |  | BUMBLEEBEE BED 2 |  | JOANNE FOX
|  | VERATHON MEDICAL | GLIDESCOPE 0570-0338 | MONITOR, LARYNGOSCOPE, VIDEO | AN155125 | ANESTHESIOLOGY | Kelemen |  |  | 10/29/2019 |  | 10/29/22 |  |  | NO | YES |  |  |  |  | VERATHON MEDICAL 30146283 AN155125 |  |  | Active |  | 99:99:99:99:99:99 |  | Equipment | 1Y:00-MFG | 10/29/2019 | 10/29/2019 | COOPER UNIVERSITY HOSPITAL |  |  | Kel Anes Work Room |  | GIACINTA ROUPAS |  |  |  | 10/29/2019 | 10/29/2019 |  |  |  |  | 10/29/2019 | 10/29/2019
|  | VERATHON MEDICAL | GLIDESCOPE 0570-0338 | MONITOR, LARYNGOSCOPE, VIDEO | AN155127 | ANESTHESIOLOGY | Kelemen |  |  | 10/29/2019 |  | 10/29/22 |  |  | NO | YES |  |  |  |  | VERATHON MEDICAL 30146284 AN155127 |  |  | Active |  | 99:99:99:99:99:99 |  | Equipment | 1Y:00-MFG | 10/29/2019 | 10/29/2019 | COOPER UNIVERSITY HOSPITAL |  |  | Spec Test |  | GIACINTA ROUPAS |  |  |  | 10/29/2019 | 10/29/2019 |  |  |  |  | 10/29/2019 | 10/29/2019
|  | VERATHON MEDICAL | GLIDESCOPE 0570-0338 | MONITOR, LARYNGOSCOPE, VIDEO | AN155126 | ANESTHESIOLOGY | Kelemen |  |  | 10/29/2019 |  | 10/29/22 |  |  | NO | YES |  |  |  |  | VERATHON MEDICAL 30146285 AN155126 |  |  | Active |  | 99:99:99:99:99:99 |  | Equipment | 1Y:00-MFG | 10/29/2019 | 10/29/2019 | COOPER UNIVERSITY HOSPITAL |  |  | Anes Kel Store Rm |  | GIACINTA ROUPAS |  |  |  | 10/29/2019 | 10/29/2019 |  |  |  |  | 10/29/2019 | 10/29/2019
|  | VERATHON MEDICAL | GLIDESCOPE COBALT AVL 0570-0304 | MONITOR, LARYNGOSCOPE, VIDEO | AM112726 |  | Kelemen |  |  | 06/30/2011 |  | 6/30/14 |  |  | NO | YES |  |  |  |  | VERATHON MEDICAL 10368612 AM112726 |  |  | Active |  | 99:99:99:99:99:99 | [5 empty] | COOPER UNIVERSITY HOSPITAL |  |  | TRAUMA ICU
|  | VERATHON MEDICAL | GLIDESCOPE CORE 0570-0376 | MONITOR, LARYNGOSCOPE, VIDEO | CM190299 | ANESTHESIOLOGY | Pavilion |  |  | 10/29/2019 |  | 10/29/22 |  |  | NO | YES |  |  |  |  | VERATHON MEDICAL 11239473 CM190299 |  |  | Active |  |  |  | Equipment | 1Y:00-MFG | 10/29/2019 | 10/29/2019 | COOPER UNIVERSITY HOSPITAL |  |  | Performance Verification | WOT00000002887832 | GIACINTA ROUPAS | Performance Verification | Closed | Salvatore Bombara | 10/29/2019 | 10/29/2019 | Performance Verification for VERATHON MEDICAL 11239473 CM190299 | Initial Install of Performance Verification. Device is ready for patient use. |  |  | 10/29/2019 | 10/29/2019
|  | VERATHON MEDICAL | GLIDESCOPE CORE 0570-0376 | MONITOR, LARYNGOSCOPE, VIDEO | CM190367 | ANESTHESIOLOGY | Pavilion |  |  | 10/29/2019 |  | 10/29/22 |  |  | NO | YES |  |  |  |  | VERATHON MEDICAL 11239468 CM190367 |  |  | Active |  |  |  | Equipment | 1Y:00-MFG | 10/29/2019 | 10/29/2019 | COOPER UNIVERSITY HOSPITAL |  |  | Performance Verification | WOT00000002887917 | GIACINTA ROUPAS | Performance Verification | Closed | Salvatore Bombara | 10/29/2019 | 10/29/2019 | Performance Verification for VERATHON MEDICAL 11239468 CM190367 | Initial Install of Performance Verification. Device is ready for patient use. |  |  | 10/29/2019 | 10/29/2019
|  | VERATHON MEDICAL | GLIDESCOPE CORE 0570-0376 | MONITOR, LARYNGOSCOPE, VIDEO | CM190230 | ANESTHESIOLOGY | Pavilion |  |  | 10/29/2019 |  | 10/29/22 |  |  | NO | YES |  |  |  |  | VERATHON MEDICAL 11239466 CM190230 |  |  | Active |  |  |  | Equipment | 1Y:00-MFG | 10/29/2019 | 10/29/2019 | COOPER UNIVERSITY HOSPITAL |  |  | Performance Verification | WOT00000002887735 | GIACINTA ROUPAS | Performance Verification | Closed | Salvatore Bombara | 10/29/2019 | 10/29/2019 | Performance Verification for VERATHON MEDICAL 11239466 CM190230 | Initial Install of Performance Verification. Device is ready for patient use. |  |  | 10/29/2019 | 10/29/2019
|  | VERATHON MEDICAL | GLIDESCOPE CORE 0570-0376 | MONITOR, LARYNGOSCOPE, VIDEO | CM190208 | ANESTHESIOLOGY | Pavilion |  |  | 10/29/2019 |  | 10/29/22 |  |  | NO | YES |  |  |  |  | VERATHON MEDICAL 11239465 CM190208 |  |  | Active |  |  |  | Equipment | 1Y:00-MFG | 10/29/2019 | 10/29/2019 | COOPER UNIVERSITY HOSPITAL |  |  | Anesthsia | WOT00000002873618 | GIACINTA ROUPAS | Performance Verification | Closed | Salvatore Bombara | 10/29/2019 | 10/29/2019 | Performance Verification for VERATHON MEDICAL 11239465 CM190208 | Initial Install of Performance Verification. Device is ready for patient use. |  |  | 10/29/2019 | 10/29/2019
|  | VERATHON MEDICAL | GLIDESCOPE GO | MONITOR, LARYNGOSCOPE, VIDEO | HM183175 | ANESTHESIOLOGY | Pavilion |  |  | 10/31/2019 |  | 10/31/22 |  |  | NO | YES |  |  |  |  | VERATHON MEDICAL 30294998 HM183175 |  |  | Active |  |  |  | Equipment | PAAR:00-PVAR | 10/31/2019 | 10/31/2019 | COOPER UNIVERSITY HOSPITAL |  |  | L | WOT00000002887946 | GIACINTA ROUPAS | Performance Verification | Closed | Salvatore Bombara | 10/31/2019 | 10/31/2019 | Performance Verification for VERATHON MEDICAL 30294998 HM183175 | Initial Install of Performance Verification. Device is ready for patient use. |  |  | 10/31/2019 | 10/31/2019
|  | VERATHON MEDICAL | GLIDESCOPE GO | MONITOR, LARYNGOSCOPE, VIDEO | HM183174 | ANESTHESIOLOGY | Pavilion |  |  | 10/31/2019 |  | 10/31/22 |  |  | NO | YES |  |  |  |  | VERATHON MEDICAL 30294997 HM183174 |  |  | Active |  |  |  | Equipment | PAAR:00-PVAR | 10/31/2019 | 10/31/2019 | COOPER UNIVERSITY HOSPITAL |  |  | L | WOT00000002887862 | GIACINTA ROUPAS | Performance Verification | Closed | Salvatore Bombara | 10/31/2019 | 10/31/2019 | Performance Verification for VERATHON MEDICAL 30294997 HM183174 | Initial Install of Performance Verification. Device is ready for patient use. |  |  | 10/31/2019 | 10/31/2019
|  | VERATHON MEDICAL | GLIDESCOPE GO | MONITOR, LARYNGOSCOPE, VIDEO | HM183171 | ANESTHESIOLOGY | Pavilion |  |  | 10/31/2019 |  | 10/31/22 |  |  | NO | YES |  |  |  |  | VERATHON MEDICAL 30294996 HM183171 |  |  | Active |  |  |  | Equipment | PAAR:00-PVAR | 10/31/2019 | 10/31/2019 | COOPER UNIVERSITY HOSPITAL |  |  | L | WOT00000002887770 | GIACINTA ROUPAS | Performance Verification | Closed | Salvatore Bombara | 10/31/2019 | 10/31/2019 | Performance Verification for VERATHON MEDICAL 30294996 HM183171 | Initial Install of Performance Verification. Device is ready for patient use. |  |  | 10/31/2019 | 10/31/2019
|  | VERATHON MEDICAL | GLIDESCOPE GO | MONITOR, LARYNGOSCOPE, VIDEO | HM183170 | ANESTHESIOLOGY | Pavilion |  |  | 10/31/2019 |  | 10/31/22 |  |  | NO | YES |  |  |  |  | VERATHON MEDICAL 30294995 HM183170 |  |  | Active |  |  |  | Equipment | PAAR:00-PVAR | 10/31/2019 | 10/31/2019 | COOPER UNIVERSITY HOSPITAL |  |  | L | WOT00000002873577 | GIACINTA ROUPAS | Performance Verification | Closed | Salvatore Bombara | 10/31/2019 | 10/31/2019 | Performance Verification for VERATHON MEDICAL 30294995 HM183170 | Initial Install of Performance Verification. Device is ready for patient use. |  |  | 10/31/2019 | 10/31/2019
|  | VERATHON MEDICAL | GLIDESCOPE GVL 0231-0003 | MONITOR, LARYNGOSCOPE, VIDEO | PGVL05000774 | EMERGENCY ROOM | Kelemen |  |  | 09/07/2011 |  | 9/7/14 |  |  | NO | YES |  |  |  |  | VERATHON MEDICAL 10368766 PGVL05000774 |  |  | Active |  | 99:99:99:99:99:99 |  | Equipment | 1Y:00-MFG | 02/19/2019 | 02/01/2020 | COOPER UNIVERSITY HOSPITAL |  |  | ER |  | KAREN GRUBER
|  | VERATHON MEDICAL | GLIDESCOPE GVL 0231-0003 | MONITOR, LARYNGOSCOPE, VIDEO | PM085627 | PEDIATRIC INTENSIVE CARE UNIT | Pavilion |  |  | 11/03/2008 |  | 11/3/11 |  |  | NO | YES |  |  |  |  | VERATHON MEDICAL 10368106 PM085627 |  |  | Disposition |  | 99:99:99:99:99:99 |  | Equipment | 1Y:00-MFG | 08/05/2019 | 10/01/2020 | COOPER UNIVERSITY HOSPITAL |  |  | PICU |  | Susan Cannon
|  | VERATHON MEDICAL | GLIDESCOPE GVL 0231-0003 | MONITOR, LARYNGOSCOPE, VIDEO | PV141656 | ANESTHESIOLOGY | Pavilion |  |  | 07/10/2014 |  | 7/10/17 |  |  | NO | YES |  |  |  |  | VERATHON MEDICAL 10368103 PV141656 |  |  | Active |  | 99:99:99:99:99:99 |  | Equipment | 1Y:00-MFG | 02/18/2019 | 02/01/2020 | COOPER UNIVERSITY HOSPITAL |  |  | EP 1 |  | GIACINTA ROUPAS
|  | VERATHON MEDICAL | GLIDESCOPE GVL 0231-0003 | MONITOR, LARYNGOSCOPE, VIDEO | PV101595 | TRAUMA ADMIT | Kelemen | HP |  | 05/03/2010 |  | 5/3/13 |  |  | NO | YES |  |  |  |  | VERATHON MEDICAL 10365452 PV101595 |  |  | Active |  | 99:99:99:99:99:99 |  | Equipment | 1Y:00-MFG | 02/19/2019 | 02/01/2020 | COOPER UNIVERSITY HOSPITAL |  |  | ED TRUMA ROOMS |  | Diane Floyd
|  | VERATHON MEDICAL | GLIDESCOPE GVL 0231-0003 | MONITOR, LARYNGOSCOPE, VIDEO | PV122257 |  | Kelemen | [7 empty] | NO | YES
|  | VERATHON MEDICAL | GLIDESCOPE RANGER | MONITOR, LARYNGOSCOPE, VIDEO | RV093033 |  | 97 Bogden Blvd | Cooper 1 |  | 04/07/2011 |  | 4/7/14 |  |  | NO | YES |  |  |  |  | VERATHON MEDICAL 10366980 RV093033 |  |  | Active |  | 99:99:99:99:99:99 |  | Equipment | 1Y:00-MFG | 03/13/2019 | 03/01/2020 | COOPER AMBULATORY OFF-SITES |  |  | MAIN HANGER |  | RICK ROHRBACH
|  | VERATHON MEDICAL | GLIDESCOPE RANGER | MONITOR, LARYNGOSCOPE. VIDEO | HR001824 | MILLVILLE-AIR MED | 60 Fostertown Rd | Cooper 2 |  | 06/01/2012 |  | 6/1/15 |  |  | NO | YES |  |  |  |  | VERATHON MEDICAL 10366979 HR001824 |  |  | Active |  | 99:99:99:99:99:99 |  | Equipment | 1Y:00-MFG | 03/13/2019 | 03/01/2020 | COOPER AMBULATORY OFF-SITES |  |  | MAIN HANGER |  | RICK ROHRBACH
|  | MEDTRONIC INC. | NIM RESPONSE 3.0 | MONITOR, NERVE INTEGRITY | 1NR3-1847 | OR - KELEMEN 3 | Kelemen |  |  | 04/08/2013 |  |  |  |  | NO | YES |  |  |  |  | MEDTRONIC INC. 10368224 1NR3-1847 |  |  | Active |  | 99:99:99:99:99:99 |  | Equipment | 1Y:00-MFG | 02/23/2019 | 02/01/2020 | COOPER UNIVERSITY HOSPITAL |  |  | Kel OR Store Rm |  | DOMINIC VENDETTA
|  | MEDTRONIC INC. | NIM RESPONSE 3.0 | MONITOR, NERVE INTEGRITY | 1NR3-1846 | VOORHEES SURGERY CENTER-OPERATING ROOM | 900 Centennial Blvd | Suite E |  | 04/09/2013 |  |  |  |  | NO | YES |  |  |  |  | MEDTRONIC INC. 10347184 1NR3-1846 |  |  | Active |  | 99:99:99:99:99:99 |  | Equipment | 1Y:00-MFG | 04/18/2019 | 04/01/2020 | COOPER AMBULATORY OFF-SITES |  |  | SUITE E |  | JENNIFER BOMBARO
|  | DATASCOPE CORP. | PASSPORT 2 | MONITOR, PATIENT | TM17421-15 | BRACHFIELD MEDICAL ASSOCIATES-MEDICINE | 218 Sunset Rd |  |  | 10/04/2005 |  | 10/4/12 |  |  | NO | YES |  |  |  |  | DATASCOPE CORP. 10367194 TM17421-15 |  |  | Active |  | 11:11:11:11:11:11 |  | Alarm | 1Y:00-MFG | 06/07/2019 | 06/01/2020 | COOPER AMBULATORY OFF-SITES |  |  | ENDOSCOPY CONSULT ROOM |  | CATHY CRAWFORD
|  | MEDRAD, INC. | VERIS | MONITOR, PATIENT |  | MRI | Kelemen |  |  | 09/22/2009 |  |  |  |  | NO | YES |  |  |  |  | MEDRAD, INC. 10366606 038749 |  |  | Disposition |  |  |  | Equipment | 1Y:00-MFG | 03/04/2016 | 04/01/2020 | COOPER UNIVERSITY HOSPITAL |  |  | BIOMED |  | ELLIOT VASQUEZ
|  | PHILIPS MEDICAL SYSTEMS | EXPRESSION IP5 | MONITOR, PATIENT | US41601289 | MRI | Kelemen | Basement |  | 01/01/2014 |  |  |  |  | NO | YES |  |  |  |  | PHILIPS MEDICAL SYSTEMS 10366415 US41601289 |  |  | Active |  | 99:99:99:99:99:99 |  | Equipment | PAAR:00-PVAR | 10/31/2019 |  | COOPER UNIVERSITY HOSPITAL |  |  | B12 |  | ELLIOT VASQUEZ
|  | IVY BIOMEDICAL SYSTEMS |  | MONITOR, PATIENT, CARDIAC TRIGGER |  | 3 COOPER-CARDIAC DIAGNOSTIC CENTER | 3 Cooper |  |  | 01/01/1900 |  |  |  |  | NO | YES |  |  |  |  | IVY BIOMEDICAL SYSTEMS 10346866 0308028 |  |  | Active |  | 99:99:99:99:99:99 |  | Alarm | 1Y:00-MFG | 11/01/2019 | 11/01/2020 | COOPER AMBULATORY OFF-SITES |  |  | Suite 318 - E Cam Room |  | CARLA TRUELL
|  | IVY BIOMEDICAL SYSTEMS |  | MONITOR, PATIENT, CARDIAC TRIGGER |  | NUCLEAR MEDICINE | Kelemen | BASEMENT |  | 01/01/1900 |  |  |  |  | NO | YES |  |  |  |  | IVY BIOMEDICAL SYSTEMS 10368726 0505123 |  |  | Active |  | 99:99:99:99:99:99 |  | Equipment | 1Y:00-MFG | 05/20/2019 | 05/01/2020 | COOPER UNIVERSITY HOSPITAL |  |  | B80 |  | Donna Handy
|  | IVY BIOMEDICAL SYSTEMS |  | MONITOR, PATIENT, CARDIAC TRIGGER |  | NUCLEAR MEDICINE | Kelemen | BASEMENT |  | 05/25/2005 |  | 5/25/12 |  |  | NO | YES |  |  |  |  | IVY BIOMEDICAL SYSTEMS 10368735 0501167 |  |  | Active |  | 99:99:99:99:99:99 |  | Equipment | 1Y:00-MFG | 05/20/2019 | 05/01/2020 | COOPER UNIVERSITY HOSPITAL |  |  | B98 |  | Donna Handy
|  | IVY BIOMEDICAL SYSTEMS |  | MONITOR, PATIENT, CARDIAC TRIGGER |  | NUCLEAR MEDICINE | Kelemen | BASEMENT |  | 05/13/2008 |  | 5/13/15 |  |  | NO | YES |  |  |  |  | IVY BIOMEDICAL SYSTEMS 10368729 0801092 |  |  | Active |  | 99:99:99:99:99:99 |  | Equipment | 1Y:00-MFG | 05/20/2019 | 05/01/2020 | COOPER UNIVERSITY HOSPITAL |  |  | B83 |  | Donna Handy
|  | IVY BIOMEDICAL SYSTEMS |  | MONITOR, PATIENT, CARDIAC TRIGGER |  | CAT SCAN | Kelemen | Basement |  | 06/07/2010 |  | 6/7/17 |  |  | NO | YES |  |  |  |  | IVY BIOMEDICAL SYSTEMS 10347542 0906104 |  |  | Active |  | 99:99:99:99:99:99 |  | Alarm | 1Y:00-MFG | 07/23/2019 | 07/01/2020 | COOPER UNIVERSITY HOSPITAL |  |  | CT 2 |  | PAULETTE DUCKREY
|  | IVY BIOMEDICAL SYSTEMS |  | MONITOR, PATIENT, CARDIAC TRIGGER |  | WOODSTOWN - CARDIOLOGY | 66 East Ave |  |  | 02/01/2006 |  | 2/1/13 |  |  | NO | YES |  |  |  |  | IVY BIOMEDICAL SYSTEMS 10345884 0409144 |  |  | Active |  | 99:99:99:99:99:99 |  | Equipment | 1Y:00-MFG | 07/26/2019 | 07/01/2020 | COOPER AMBULATORY OFF-SITES |  |  | NUC CAM RM |  | SUSAN WHITZELL
|  | IVY BIOMEDICAL SYSTEMS |  | MONITOR, PATIENT, CARDIAC TRIGGER |  | CAT SCAN | Kelemen |  |  | 05/01/2016 |  |  |  |  | NO | YES |  |  |  |  | IVY BIOMEDICAL SYSTEMS 10505024 15090846 |  |  | Active |  |  |  | Alarm | 1Y:00-MFG | 08/22/2019 | 07/01/2020 | COOPER UNIVERSITY HOSPITAL |  |  | ER CT Scan Room | WOT00000003490207 | PAULETTE DUCKREY | Repair | Open | Charles Santomero | 08/22/2019 |  | EKG machine - Power cord has exposed wires, black covering is coming off | Replaced damaged electrical cord. Performed electrical safety inspection. Verified proper operation. | EXP3764252 | Labor | 08/22/2019 | 08/22/2019 | Charles Santomero
|  | IVY BIOMEDICAL SYSTEMS |  | MONITOR, PATIENT, CARDIAC TRIGGER |  | VOORHEES SURGERY CENTER-RADIOLOGY | 900 Centennial Blvd | Suite B |  | 07/22/2015 |  |  |  |  | NO | YES |  |  |  |  | IVY BIOMEDICAL SYSTEMS 10480304 15010894 |  |  | Active |  | 99:99:99:99:99:99 |  | Alarm | 1Y:00-MFG | 04/23/2019 | 04/01/2020 | COOPER AMBULATORY OFF-SITES |  |  | CT Scanner |  | PAT STIENES
|  | INVIVO CORPORATION | EXPRESSION | MONITOR, PATIENT, MR COMPATIBLE | US13302123 | MRI | Kelemen | BASEMENT |  | 09/28/2011 |  | 9/28/18 |  |  | NO | YES |  |  |  |  | INVIVO CORPORATION 10366425 US13302123 |  |  | Active |  | 99:99:99:99:99:99 |  | Equipment | 1Y:00-MFG | 04/30/2019 | 04/01/2020 | COOPER UNIVERSITY HOSPITAL |  |  | MRI - BASEMENT |  | ELLIOT VASQUEZ
|  | INVIVO CORPORATION | EXPRESSION | MONITOR, PATIENT, MR COMPATIBLE | US42708174 | MRI | Kelemen | Basement |  | 01/10/2015 |  | 1/10/22 |  |  | NO | YES |  |  |  |  | INVIVO CORPORATION 10366424 US42708174 |  |  | Active |  | 99:99:99:99:99:99 |  | Equipment | 1Y:00-MFG | 04/16/2019 | 04/01/2020 | COOPER UNIVERSITY HOSPITAL |  |  | MRI/B12 |  | ELLIOT VASQUEZ
|  | INVIVO CORPORATION | EXPRESSION | MONITOR, PATIENT, MR COMPATIBLE | us00201103 | MRI | Kelemen | Basement |  | 01/01/2014 |  | 1/1/21 |  |  | NO | YES |  |  |  |  | INVIVO CORPORATION 10366416 us00201103 |  |  | Active |  | 99:99:99:99:99:99 |  | Equipment | 1Y:00-MFG | 04/16/2019 | 04/01/2020 | COOPER UNIVERSITY HOSPITAL |  |  | B12 |  | ELLIOT VASQUEZ
|  | GE HEALTHCARE | TRANSPORT PRO | MONITOR, PHYSIOLOGIC, TRANSPORT | SCS08373035GA |  | Dorrance | [7 empty] | NO | YES
|  | GE HEALTHCARE | TRANSPORT PRO | MONITOR, PHYSIOLOGIC, TRANSPORT | SCS07040768GA | TRAUMA ADMIT | Kelemen |  |  | 02/14/2019 |  | 2/14/26 |  |  | NO | YES |  |  |  |  | GE MEDICAL SYSTEMS 11222235 SCS07040768GA |  |  | Active |  | 99:99:99:99:99:99 |  | Alarm | 1Y:00-MFG | 02/14/2019 | 02/14/2019 | COOPER UNIVERSITY HOSPITAL |  |  | ED TRUMA ROOMS |  | Diane Floyd |  |  |  | 02/14/2019 | 02/14/2019 |  |  |  |  | 02/14/2019 | 02/14/2019
|  | GE HEALTHCARE | TRANSPORT PRO | MONITOR, PHYSIOLOGIC, TRANSPORT | SCS07030749GA | CCU - CORONARY CARE UNIT | Kelemen |  |  | 06/26/2019 |  | 6/26/26 |  |  | NO | YES |  |  |  |  | GE MEDICAL SYSTEMS 11222234 SCS07030749GA |  |  | Active |  | 99:99:99:99:99:99 |  | Alarm | 1Y:00-MFG | 06/26/2019 | 06/26/2019 | COOPER UNIVERSITY HOSPITAL |  |  | CCU |  | CAROLYN RUMELL |  |  |  | 06/26/2019 | 06/26/2019 |  |  |  |  | 06/26/2019 | 06/26/2019
|  | GE HEALTHCARE | TRANSPORT PRO | MONITOR, PHYSIOLOGIC, TRANSPORT | SCS11176266ga | PACU KELEMEN | Kelemen |  |  | 06/18/2019 |  | 6/18/26 |  |  | NO | YES |  |  |  |  | GE MEDICAL SYSTEMS 11222177 SCS11176266ga |  |  | Active |  | 99:99:99:99:99:99 |  | Alarm | 1Y:00-MFG | 06/18/2019 | 06/18/2019 | COOPER UNIVERSITY HOSPITAL |  |  | pacu storage |  | FRANK OBRIEN |  |  |  | 06/18/2019 | 06/18/2019 |  |  |  |  | 06/18/2019 | 06/18/2019
|  | GE HEALTHCARE | TRANSPORT PRO | MONITOR, PHYSIOLOGIC, TRANSPORT | SCS07040767GA | CCU - CORONARY CARE UNIT | Kelemen |  |  | 06/21/2019 |  | 6/21/26 |  |  | NO | YES |  |  |  |  | GE MEDICAL SYSTEMS 11222132 SCS07040767GA |  |  | Active |  | 99:99:99:99:99:99 |  | Alarm | 1Y:00-MFG | 06/21/2019 | 06/21/2019 | COOPER UNIVERSITY HOSPITAL |  |  | N4 |  | CAROLYN RUMELL |  |  |  | 06/21/2019 | 06/21/2019 |  |  |  |  | 06/21/2019 | 06/21/2019
|  | GE HEALTHCARE | TRANSPORT PRO | MONITOR, PHYSIOLOGIC, TRANSPORT | SCS07040770GA | TRAUMA ADMIT | Pavilion |  |  | 02/19/2019 |  | 2/19/26 |  |  | NO | YES |  |  |  |  | GE MEDICAL SYSTEMS 11222106 SCS07040770GA |  |  | Active |  | 99:99:99:99:99:99 |  | Alarm | 1Y:00-MFG | 02/19/2019 | 02/19/2019 | COOPER UNIVERSITY HOSPITAL |  |  | TRAUMA ADMIT |  | Diane Floyd |  |  |  | 02/19/2019 | 02/19/2019 |  |  |  |  | 02/19/2019 | 02/19/2019
|  | GE HEALTHCARE | TRANSPORT PRO | MONITOR, PHYSIOLOGIC, TRANSPORT | AAC04351014GA | TRAUMA ADMIT | Kelemen | KP |  | 03/01/2019 |  | 3/1/26 |  |  | NO | YES |  |  |  |  | GE MEDICAL SYSTEMS 11222104 AAC04351014GA |  |  | Active |  | 99:99:99:99:99:99 |  | Alarm | 1Y:00-MFG | 03/01/2019 | 03/01/2019 | COOPER UNIVERSITY HOSPITAL |  |  | TADMIT |  | Diane Floyd |  |  |  | 03/01/2019 | 03/01/2019 |  |  |  |  | 03/01/2019 | 03/01/2019
|  | GE HEALTHCARE | TRANSPORT PRO | MONITOR, PHYSIOLOGIC, TRANSPORT | SCS07030765GA | TRAUMA ADMIT | Kelemen |  |  | 02/21/2019 |  | 2/21/26 |  |  | NO | YES |  |  |  |  | GE MEDICAL SYSTEMS 11222029 SCS07030765GA |  |  | Active |  | 99:99:99:99:99:99 |  | Alarm | 1Y:00-MFG | 02/21/2019 | 02/21/2019 | COOPER UNIVERSITY HOSPITAL |  |  | ED TRUMA ROOMS |  | Diane Floyd |  |  |  | 02/21/2019 | 02/21/2019 |  |  |  |  | 02/21/2019 | 02/21/2019
|  | GE HEALTHCARE | TRANSPORT PRO | MONITOR, PHYSIOLOGIC, TRANSPORT | Scs07030756ga |  | Kelemen | [7 empty] | NO | YES
|  | GE HEALTHCARE | TRANSPORT PRO | MONITOR, PHYSIOLOGIC, TRANSPORT | SCS06500613GA | TSDU - KELEMEN S7 | Kelemen |  |  | 02/19/2019 |  | 2/19/26 |  |  | NO | YES |  |  |  |  | GE MEDICAL SYSTEMS 10769715 SCS06500613GA |  |  | Active |  | 99:99:99:99:99:99 |  | Alarm | 1Y:00-MFG | 02/19/2019 | 02/19/2019 | COOPER UNIVERSITY HOSPITAL |  |  | N7 |  | JEN VANDER HORN |  |  |  | 02/19/2019 | 02/19/2019 |  |  |  |  | 02/19/2019 | 02/19/2019
|  | GE HEALTHCARE | TRANSPORT PRO | MONITOR, PHYSIOLOGIC, TRANSPORT | SCS07040780GA | CCU - CORONARY CARE UNIT | Kelemen | HP |  | 04/30/2007 |  | 4/30/14 |  |  | NO | YES |  |  |  |  | GE MEDICAL SYSTEMS 10752799 SCS07040780GA |  |  | Active |  | 99:99:99:99:99:99 |  | Alarm | 1Y:00-MFG | 06/25/2019 | 06/01/2020 | COOPER UNIVERSITY HOSPITAL |  |  | ccu nurse desk |  | CAROLYN RUMELL
|  | GE HEALTHCARE | TRANSPORT PRO | MONITOR, PHYSIOLOGIC, TRANSPORT | SCS09073615GA |  | Dorrance | [7 empty] | NO | YES
|  | GE HEALTHCARE | TRANSPORT PRO | MONITOR, PHYSIOLOGIC, TRANSPORT | Scs07030750ga |  | Kelemen | HP | [6 empty] | NO | YES
|  | GE HEALTHCARE | TRANSPORT PRO | MONITOR, PHYSIOLOGIC, TRANSPORT | SCS07030751GA | TRAUMA ICU | Kelemen |  |  | 04/24/2007 |  | 4/24/14 |  |  | NO | YES |  |  |  |  | GE MEDICAL SYSTEMS 10368512 SCS07030751GA |  |  | Active |  | 99:99:99:99:99:99 |  | Alarm | 1Y:00-MFG | 02/25/2019 | 02/01/2020 | COOPER UNIVERSITY HOSPITAL |  |  | OR HALLWAY |  | Diane Floyd
|  | GE HEALTHCARE | TRANSPORT PRO | MONITOR, PHYSIOLOGIC, TRANSPORT | SCS11176256GA | PACU KELEMEN | Kelemen |  |  | 04/04/2011 |  | 4/4/18 |  |  | NO | YES |  |  |  |  | GE MEDICAL SYSTEMS 10368505 SCS1117625 |  |  | Active |  | 99:99:99:99:99:99 |  | Alarm | 1Y:00-MFG | 06/18/2019 | 06/01/2020 | COOPER UNIVERSITY HOSPITAL |  |  | PACU |  | FRANK OBRIEN
|  | GE HEALTHCARE | TRANSPORT PRO | MONITOR, PHYSIOLOGIC, TRANSPORT | SCS07030761GA | INTENSIVE CARE UNIT | Kelemen |  |  | 06/21/2019 |  | 6/21/26 |  |  | NO | YES |  |  |  |  | GE MEDICAL SYSTEMS 30438071 SCS07030761GA |  |  | Active | 10505326, 11222133 | 99:99:99:99:99:99 |  | Alarm | 1Y:00-MFG | 06/21/2019 | 06/21/2019 | COOPER UNIVERSITY HOSPITAL |  |  | CCU |  | CAROLYN RUMELL |  |  |  | 06/21/2019 | 06/21/2019 |  |  |  |  | 06/21/2019 | 06/21/2019
|  | GE HEALTHCARE | TRANSPORT PRO | MONITOR, PHYSIOLOGIC, TRANSPORT | SCS06500629GA |  | Kelemen | [7 empty] | NO | YES
|  | GE HEALTHCARE | TRANSPORT PRO | MONITOR, PHYSIOLOGIC, TRANSPORT | SCS07030754GA | INTENSIVE CARE UNIT | Kelemen |  |  | 04/24/2007 |  | 4/24/14 |  |  | NO | YES |  |  |  |  | GE MEDICAL SYSTEMS 10367651 SCS07030754GA |  |  | Disposition |  | 99:99:99:99:99:99 |  | Alarm | 1Y:00-MFG | 06/27/2018 | 06/01/2020 | COOPER UNIVERSITY HOSPITAL |  |  |  |  | CAROLYN RUMELL
|  | GE HEALTHCARE | TRANSPORT PRO | MONITOR, PHYSIOLOGIC, TRANSPORT | SCS09153707GA | INTENSIVE CARE NURSERY | Kelemen |  |  | 07/31/2009 |  | 7/31/16 |  |  | NO | YES |  |  |  |  | GE MEDICAL SYSTEMS 10365022 SCS09153707GA |  |  | Active |  | 99:99:99:99:99:99 |  | Alarm | 1Y:00-MFG | 08/15/2019 | 08/01/2020 | COOPER UNIVERSITY HOSPITAL |  |  | DORRANCE 5 |  | JOANNE FOX
|  | GE HEALTHCARE | TRANSPORT PRO | MONITOR, PHYSIOLOGIC, TRANSPORT | SC514179698GA | CHIP - 9 PAVILION | Pavilion |  |  | 03/06/2014 |  | 3/6/21 |  |  | NO | YES |  |  |  |  | GE MEDICAL SYSTEMS 10356570 SC514179698GA |  |  | Active |  | 99:99:99:99:99:99 |  | Alarm | 1Y:00-MFG | 07/26/2019 | 07/01/2020 | COOPER UNIVERSITY HOSPITAL |  |  | 9 PAVILION |  | KIM HUMMEL
|  | GE HEALTHCARE | TRANSPORT PRO | MONITOR, PHYSIOLOGIC, TRANSPORT | SCS14169686GA | CHIP - 9 PAVILION | Pavilion |  |  | 03/16/2014 |  | 3/16/21 |  |  | NO | YES |  |  |  |  | GE MEDICAL SYSTEMS 10356569 SCS14169686GA |  |  | Active |  | 99:99:99:99:99:99 |  | Alarm | 1Y:00-MFG | 07/26/2019 | 07/01/2020 | COOPER UNIVERSITY HOSPITAL |  |  | PAVILION 9 |  | KIM HUMMEL
|  | GE HEALTHCARE | TRANSPORT PRO | MONITOR, PHYSIOLOGIC, TRANSPORT | SCS07040774GA | CCU - CORONARY CARE UNIT | Kelemen |  |  | 04/30/2007 |  | 4/30/14 |  |  | NO | YES |  |  |  |  | GE MEDICAL SYSTEMS 10349382 SCS07040774GA |  |  | Active |  | 99:99:99:99:99:99 |  | Alarm | 1Y:00-MFG | 06/14/2019 | 06/01/2020 | COOPER UNIVERSITY HOSPITAL |  |  | N4 |  | CAROLYN RUMELL
|  | GE HEALTHCARE | TRANSPORT PRO | MONITOR, PHYSIOLOGIC, TRANSPORT | SC514169645GA | PAVILION 8 | Pavilion |  |  | 07/15/2019 |  | 7/15/26 |  |  | NO | YES |  |  |  |  | GE MEDICAL SYSTEMS 30144806 SC514169645GA |  |  | Active |  | 99:99:99:99:99:99 |  | Alarm | 1Y:00-MFG | 07/15/2019 | 07/15/2019 | COOPER UNIVERSITY HOSPITAL |  |  | 8 PAVILION |  | BRIAN OSHAUGHNESSY |  |  |  | 07/15/2019 | 07/15/2019 |  |  |  |  | 07/15/2019 | 07/15/2019
|  | GE HEALTHCARE | TRANSPORT PRO | MONITOR, PHYSIOLOGIC, TRANSPORT | SCS14179697GA | PAVILION 8 | Pavilion |  |  | 07/10/2019 |  | 7/10/26 |  |  | NO | YES |  |  |  |  | GE MEDICAL SYSTEMS 30144805 SCS14179697GA |  |  | Active |  | 99:99:99:99:99:99 |  | Alarm | 1Y:00-MFG | 07/10/2019 | 07/10/2019 | COOPER UNIVERSITY HOSPITAL |  |  | 8 PAVILION |  | BRIAN OSHAUGHNESSY |  |  |  | 07/10/2019 | 07/10/2019 |  |  |  |  | 07/10/2019 | 07/10/2019
|  | GE HEALTHCARE | TRANSPORT PRO | MONITOR, PHYSIOLOGIC, TRANSPORT | SC514169637GA | PAVILION 8 | Pavilion |  |  | 07/15/2019 |  | 7/15/26 |  |  | NO | YES |  |  |  |  | GE MEDICAL SYSTEMS 30144768 SC514169637GA |  |  | Active |  | 99:99:99:99:99:99 |  | Alarm | 1Y:00-MFG | 07/15/2019 | 07/15/2019 | COOPER UNIVERSITY HOSPITAL |  |  | 8 PAVILION |  | BRIAN OSHAUGHNESSY |  |  |  | 07/15/2019 | 07/15/2019 |  |  |  |  | 07/15/2019 | 07/15/2019
|  | GE HEALTHCARE | TRANSPORT PRO | MONITOR, PHYSIOLOGIC, TRANSPORT | SCS14169642GA |  | Pavilion | [7 empty] | NO | YES
|  | INTEGRA NEUROSCIENCES | CAMINO CAM02 | MONITOR, PRESSURE, INTRACRANIAL |  | TRAUMA ICU | Kelemen | BASEMENT |  | 06/10/2015 |  | 6/10/22 |  |  | NO | YES |  |  |  |  | INTEGRA NEUROSCIENCES 10752506 1140501855 |  |  | Active |  | 99:99:99:99:99:99 |  | Alarm | 1Y:00-MFG | 02/25/2019 | 02/01/2020 | COOPER UNIVERSITY HOSPITAL |  |  |  | 0012504310 | Diane Floyd | Performance Verification | Closed | Josh Harris | 12/13/2017 | 12/13/2017 | INCOMING INVENTORY | DEVICE INVENTORIED | B030A674-A712-4FD4-B0FA-604DDC8034DF | Labor | 12/13/2017 | 12/13/2017 | Josh Harris
|  | INTEGRA NEUROSCIENCES | CAMINO CAM02 | MONITOR, PRESSURE, INTRACRANIAL |  | TRAUMA ICU | Kelemen |  |  | 06/10/2015 |  | 6/10/22 |  |  | NO | YES |  |  |  |  | INTEGRA NEUROSCIENCES 10505128 1140501861 |  |  | Active |  | 99:99:99:99:99:99 |  | Alarm | 1Y:00-MFG | 02/25/2019 | 02/01/2020 | COOPER UNIVERSITY HOSPITAL |  |  |  |  | Diane Floyd
|  | INTEGRA NEUROSCIENCES | MPM-1-6 | MONITOR, PRESSURE, INTRACRANIAL | MMH051102 | TRAUMA ICU | Kelemen |  |  | 09/14/2005 |  | 9/14/12 |  |  | NO | YES |  |  |  |  | INTEGRA NEUROSCIENCES 10368090 MMH051102 |  |  | Active |  | 99:99:99:99:99:99 |  | Equipment | 1Y:00-MFG | 02/26/2019 | 02/01/2020 | COOPER UNIVERSITY HOSPITAL |  |  | TICU-EQUIP STORAGE |  | Diane Floyd
|  | INTEGRA NEUROSCIENCES | MPM-1-6 | MONITOR, PRESSURE, INTRACRANIAL | MMG060902 | TRAUMA ICU | Kelemen |  |  | 08/24/2006 |  | 8/24/13 |  |  | NO | YES |  |  |  |  | INTEGRA NEUROSCIENCES 10368091 MMG060902 |  |  | Active |  | 99:99:99:99:99:99 |  | Equipment | 1Y:00-MFG | 02/26/2019 | 02/01/2020 | COOPER UNIVERSITY HOSPITAL |  |  | TICU-EQUIP STORAGE |  | Diane Floyd
|  | INTEGRA NEUROSCIENCES | MPM-1-6 | MONITOR, PRESSURE, INTRACRANIAL |  | INTENSIVE CARE UNIT | Pavilion |  |  | 01/01/1900 |  |  |  |  | NO | YES |  |  |  |  | INTEGRA NEUROSCIENCES 10367657 2679 |  |  | Active |  | 99:99:99:99:99:99 |  | Equipment | 1Y:00-MFG | 06/25/2019 | 06/01/2020 | COOPER UNIVERSITY HOSPITAL |  |  | STORAGE ROOM P470 |  | CAROLYN RUMELL
|  | INTEGRA NEUROSCIENCES | MPM-1-6 | MONITOR, PRESSURE, INTRACRANIAL |  | INTENSIVE CARE UNIT | Kelemen |  |  | 01/01/1900 |  |  |  |  | NO | YES |  |  |  |  | INTEGRA NEUROSCIENCES 10365269 2571 |  |  | Active |  | 99:99:99:99:99:99 |  | Equipment | 1Y:00-MFG | 06/26/2019 | 06/01/2020 | COOPER UNIVERSITY HOSPITAL |  |  | ticu |  | CAROLYN RUMELL
|  | ACER/ACROS | V193 | MONITOR, TELEMETRY | MMLYOPAA004404066 | MED/SURG 6 PAVILION | Pavilion |  |  | 07/01/2014 |  | 7/1/19 |  |  | NO | YES |  |  |  |  | ACER/ACROS 10355264 MMLYOPAA004404066 |  |  | Active |  | 99:99:99:99:99:99 |  | Accessory | PAAR:00-PVAR | 11/02/2019 |  | COOPER UNIVERSITY HOSPITAL |  |  | 6 PAVILION hallway | WOT00000002201898 | BRIAN OSHAUGHNESSY | Disposition | Closed | Michael Youch | 02/14/2019 | 05/17/2019 | Bulk Disposition CNL
|  | ACER/ACROS | V193 | MONITOR, TELEMETRY | MMLYQAA004404066ED85 | MED/SURG 6 PAVILION | Pavilion |  |  | 07/01/2014 |  | 7/1/19 |  |  | NO | YES |  |  |  |  | ACER/ACROS 10355265 MMLYQAA004404066ED85 |  |  | Active |  | 99:99:99:99:99:99 |  | Accessory | PAAR:00-PVAR | 11/02/2019 |  | COOPER UNIVERSITY HOSPITAL |  |  | PAVILION 6 hallway | WOT00000002201904 | BRIAN OSHAUGHNESSY | Disposition | Closed | Michael Youch | 02/14/2019 | 05/17/2019 | Bulk Disposition CNL
|  | ACER/ACROS | V193 | MONITOR, TELEMETRY | MMLYQAA0044040664085 | MED/SURG 6 PAVILION | Pavilion |  |  | 11/02/2019 |  | 11/2/24 |  |  | NO | YES |  |  |  |  | ACER/ACROS 30144907 MMLYQAA0044040664085 |  |  | Active |  | 99:99:99:99:99:99 |  | Accessory | PAAR:00-PVAR | 11/02/2019 | 11/02/2019 | COOPER UNIVERSITY HOSPITAL |  |  | PAVILION 6 hallway | WOT00000002204588 | BRIAN OSHAUGHNESSY | Disposition | Closed | Michael Youch | 11/02/2019 | 11/02/2019 | Bulk Disposition CNL |  |  |  | 11/02/2019 | 11/02/2019
|  | DELL COMPUTER CORPORATION | 1707FPF | MONITOR, TELEMETRY | CN-0CC280-71618-67L-ACYP | KELEMEN 8 PCU | Kelemen |  |  | 10/20/2006 |  | 10/20/11 |  |  | NO | YES |  |  |  |  | DELL COMPUTER CORPORATION 10356106 ACYP |  |  | Active |  | 99:99:99:99:99:99 |  | Accessory | PAAR:00-PVAR | 11/02/2019 |  | COOPER UNIVERSITY HOSPITAL |  |  | S8 - NURSES' STATION |  | BYRON WELLS
|  | DELL COMPUTER CORPORATION | 1708FPT | MONITOR, TELEMETRY | CN0CC2807161867LACZF | KELEMEN 8 PCU | Kelemen |  |  | 06/23/2015 |  | 6/23/20 |  |  | NO | YES |  |  |  |  | DELL COMPUTER CORPORATION 10348763 CN0CC2807161867LACZF |  |  | Active |  | 99:99:99:99:99:99 |  | Accessory | PAAR:00-PVAR | 11/02/2019 |  | COOPER UNIVERSITY HOSPITAL |  |  | PCU |  | BYRON WELLS
|  | DELL COMPUTER CORPORATION | 2007FPB | MONITOR, TELEMETRY | MX00324H742621AR142L | VOORHEES SURGERY CENTER-PULMONARY | 900 Centennial Blvd | Suite K |  | 01/01/2012 |  | 1/1/17 |  |  | NO | YES |  |  |  |  | DELL COMPUTER CORPORATION 10348045 MX00324H742621AR142L |  |  | Active |  | 99:99:99:99:99:99 |  | Accessory | PAAR:00-PVAR | 11/01/2019 |  | COOPER AMBULATORY OFF-SITES |  |  | SUITE L STORAGE |  | SUSAN PINE
|  | DELL COMPUTER CORPORATION | 2007FPB | MONITOR, TELEMETRY | MX0G324H742621C718KL | PULMONARY LAB | Kelemen |  |  | 01/01/2012 |  | 1/1/17 |  |  | NO | YES |  |  |  |  | DELL COMPUTER CORPORATION 10347600 MX0G324H742621C718KL |  |  | Active |  | 99:99:99:99:99:99 |  | Accessory | PAAR:00-PVAR | 11/02/2019 |  | COOPER UNIVERSITY HOSPITAL |  |  | BioMed for CH new office | 0012499658 | KATHY LOFLAND | Repair | Closed | Michael Youch | 12/12/2017 | 12/14/2017 | VIDEO MONITOR - DISPOSITION - TMX | 12/14/2017 1:22:31 PM MDYOUCH (MDYOUCH 12/12/2017 10:20 AM) UNIT WAS MOVED TO BIOMED FROM PFT AS THEY DID NOT USE ANYMORE 12/14/2017 1:22 PM MDYOUCH This device has been removed from an active status with the RSQ Database, and physically removed from the facility. Device retired on 12/14/2017; Authorized By: PATRICK DANDREA; Nature of Retirement: NO LONGER NEEDED; Days In Service: 923 | A3B8A338-25B0-4DED-9BF4-F6D02B5ACF67 | Labor | 12/12/2017 | 12/12/2017 | Michael Youch
|  | DELL COMPUTER CORPORATION | E172FPB | MONITOR, TELEMETRY | CN03180671618 | CDU - CLINICAL DECISION UNIT-9 KELEMEN | Kelemen |  |  | 09/14/2004 |  | 9/14/09 |  |  | NO | YES |  |  |  |  | DELL COMPUTER CORPORATION 10347525 CN03180671618 |  |  | Disposition |  | 99:99:99:99:99:99 |  | Accessory | PAAR:00-PVAR | 11/02/2019 |  | COOPER UNIVERSITY HOSPITAL |  |  | NURSES STATION | WOT00000000523118 | KAREN GRUBER | Disposition | Closed | Richard Jolly | 02/08/2018 | 06/12/2019 | Bulk Disposition CNL | this pak was lost by the dept no longer needed by dept | EXP3120936 | Labor | 06/10/2019 | 06/10/2019 | Richard Jolly
|  | DELL COMPUTER CORPORATION | E172FPB | MONITOR, TELEMETRY | CNOJ18067161845TAB | CDU - CLINICAL DECISION UNIT-9 KELEMEN | Kelemen |  |  | 09/14/2004 |  | 9/14/09 |  |  | NO | YES |  |  |  |  | DELL COMPUTER CORPORATION 10347524 CNOJ18067161845TAB |  |  | Disposition |  | 99:99:99:99:99:99 |  | Accessory | PAAR:00-PVAR | 11/02/2019 |  | COOPER UNIVERSITY HOSPITAL |  |  | NURSES STATION |  | KAREN GRUBER
|  | DELL COMPUTER CORPORATION | P170 | MONITOR, TELEMETRY | CN-04G93X-72872-18B-H | KELEMEN 8 PCU | Kelemen |  |  | 06/23/2015 |  | 6/23/20 |  |  | NO | YES |  |  |  |  | DELL COMPUTER CORPORATION 10348764 CN-04G93X-72872-18B-H |  |  | Active |  | 99:99:99:99:99:99 |  | Accessory | PAAR:00-PVAR | 11/02/2019 |  | COOPER UNIVERSITY HOSPITAL |  |  | NURSES STATION 8TH |  | BYRON WELLS
|  | GE HEALTHCARE | USE1911A | MONITOR, TELEMETRY | DTJ500J1112 | INTERMEDIATE NURSING CARE UNIT | Kelemen |  |  | 05/13/2010 |  | 5/13/15 |  |  | NO | YES |  |  |  |  | GE MEDICAL SYSTEMS 10356047 DTJ500J1112 |  |  | Active |  | 99:99:99:99:99:99 |  | Accessory | PAAR:00-PVAR | 11/02/2019 |  | COOPER UNIVERSITY HOSPITAL |  |  | 10TH FLOOR |  | Lisa Brooks
|  | GE HEALTHCARE | USE1903A | MONITOR, TELEMETRY | DTG440D1086 | TRAUMA ICU | Kelemen |  |  | 04/24/2007 |  | 4/24/12 |  |  | NO | YES |  |  |  |  | GE MEDICAL SYSTEMS 10368621 DTG440D1086 |  |  | Active |  | 99:99:99:99:99:99 |  | Accessory | PAAR:00-PVAR | 11/02/2019 |  | COOPER UNIVERSITY HOSPITAL |  |  | TICU | WOT00000000524096 | Diane Floyd | Disposition | Closed | Richard Jolly | 02/08/2018 | 05/14/2019 | Bulk Disposition CNL
|  | GE HEALTHCARE | USE1903A | MONITOR, TELEMETRY | DTG440D1211 | TRAUMA ICU | Kelemen |  |  | 04/24/2007 |  | 4/24/12 |  |  | NO | YES |  |  |  |  | GE MEDICAL SYSTEMS 10368617 DTG440D1211 |  |  | Active |  | 99:99:99:99:99:99 |  | Accessory | PAAR:00-PVAR | 11/02/2019 |  | COOPER UNIVERSITY HOSPITAL |  |  | ICU | WOT00000000524123 | Diane Floyd | Disposition | Closed | Richard Jolly | 02/08/2018 | 05/24/2019 | Bulk Disposition CNL
|  | GE HEALTHCARE | USE1903A | MONITOR, TELEMETRY | DTJ080J0257 | EMERGENCY ROOM | Kelemen |  |  | 05/26/2009 |  | 5/26/14 |  |  | NO | YES |  |  |  |  | GE MEDICAL SYSTEMS 10367738 DTJ080J0257 |  |  | Active |  | 99:99:99:99:99:99 |  | Accessory | PAAR:00-PVAR | 11/02/2019 |  | COOPER UNIVERSITY HOSPITAL |  |  | EMERGENCY DEPARTMENT | WOT00000000524174 | KAREN GRUBER | Disposition | Closed | Richard Jolly | 02/08/2018 | 05/14/2019 | Bulk Disposition CNL
|  | GE HEALTHCARE | USE1903A | MONITOR, TELEMETRY | DTJ010J0056 | EMERGENCY ROOM | Kelemen |  |  | 05/26/2009 |  | 5/26/14 |  |  | NO | YES |  |  |  |  | GE MEDICAL SYSTEMS 10367739 DTJ010J0056 |  |  | Active |  | 99:99:99:99:99:99 |  | Accessory | PAAR:00-PVAR | 11/02/2019 |  | COOPER UNIVERSITY HOSPITAL |  |  | EMERGENCY DEPARTMENT |  | KAREN GRUBER
|  | GE HEALTHCARE | USE1903A | MONITOR, TELEMETRY | DTJ010J0003 | EMERGENCY ROOM | Kelemen |  |  | 01/01/1900 |  |  |  |  | NO | YES |  |  |  |  | GE MEDICAL SYSTEMS 10367737 DTJ010J0003 |  |  | Active |  | 99:99:99:99:99:99 |  | Accessory | PAAR:00-PVAR | 11/02/2019 |  | COOPER UNIVERSITY HOSPITAL |  |  | EMERGENCY ROOM |  | KAREN GRUBER
|  | GE HEALTHCARE | USE1903A | MONITOR, TELEMETRY | DTK470J1153 | CDU - CLINICAL DECISION UNIT-9 KELEMEN | Kelemen |  |  | 03/21/2011 |  | 3/21/16 |  |  | NO | YES |  |  |  |  | GE MEDICAL SYSTEMS 10367721 DTK470J1153 |  |  | Active |  | 99:99:99:99:99:99 |  | Accessory | PAAR:00-PVAR | 11/02/2019 |  | COOPER UNIVERSITY HOSPITAL |  |  | 1ST FLOOR er |  | KAREN GRUBER
|  | GE HEALTHCARE | USE1903A | MONITOR, TELEMETRY | DT1430T0732 | INTENSIVE CARE UNIT | Pavilion |  |  | 01/12/2009 |  | 1/12/14 |  |  | NO | YES |  |  |  |  | GE MEDICAL SYSTEMS 10365284 DT1430T0732 |  |  | Active |  | 99:99:99:99:99:99 |  | Accessory | PAAR:00-PVAR | 11/02/2019 |  | COOPER UNIVERSITY HOSPITAL |  |  | OUTSIDE ICU 3 4TH FL | WOT00000000524083 | CAROLYN RUMELL | Disposition | Closed | Richard Jolly | 02/08/2018 | 05/15/2019 | Bulk Disposition CNL
|  | GE HEALTHCARE | USE1903A | MONITOR, TELEMETRY | DT1430T0803 | INTENSIVE CARE UNIT | Kelemen |  |  | 01/12/2009 |  | 1/12/14 |  |  | NO | YES |  |  |  |  | GE MEDICAL SYSTEMS 10365283 DT1430T0803 |  |  | Active |  | 99:99:99:99:99:99 |  | Accessory | PAAR:00-PVAR | 11/02/2019 |  | COOPER UNIVERSITY HOSPITAL |  |  | icu 2 4th fl |  | CAROLYN RUMELL
|  | GE HEALTHCARE | USE1903A | MONITOR, TELEMETRY | DTG420J0491 | NEURO/ORTHO/MEDSURG/7 PAV | Pavilion |  |  | 05/26/2009 |  | 5/26/14 |  |  | NO | YES |  |  |  |  | GE MEDICAL SYSTEMS 10356672 DTG420J0491 |  |  | Active |  | 99:99:99:99:99:99 |  | Accessory | PAAR:00-PVAR | 11/02/2019 |  | COOPER UNIVERSITY HOSPITAL |  |  | PAVILION 7 |  | Pam Young
|  | GE HEALTHCARE | USE1903A | MONITOR, TELEMETRY | DTM411I0958 | PAVILION 8 | Pavilion |  |  | 03/06/2014 |  | 3/6/19 |  |  | NO | YES |  |  |  |  | GE MEDICAL SYSTEMS 10356638 DTM411I0958 |  |  | Active |  | 99:99:99:99:99:99 |  | Accessory | PAAR:00-PVAR | 11/02/2019 |  | COOPER UNIVERSITY HOSPITAL |  |  | 8 PAVILION CENTRAL | WOT00000000524192 | BRIAN OSHAUGHNESSY | Disposition | Closed | Gene Amodei | 02/08/2018 | 07/05/2019 | Bulk Disposition CNL
|  | GE HEALTHCARE | USE1903A | MONITOR, TELEMETRY | DTM411I0909 | PAVILION 8 | Pavilion |  |  | 03/06/2014 |  | 3/6/19 |  |  | NO | YES |  |  |  |  | GE MEDICAL SYSTEMS 10356637 DTM411I0909 |  |  | Active |  | 99:99:99:99:99:99 |  | Accessory | PAAR:00-PVAR | 11/02/2019 |  | COOPER UNIVERSITY HOSPITAL |  |  | 8 PAVILION CENTRAL |  | BRIAN OSHAUGHNESSY
|  | GE HEALTHCARE | USE1903A | MONITOR, TELEMETRY | DTJ220J0778 | MED/SURG 6 PAVILION | Pavilion |  |  | 05/26/2009 |  | 5/26/14 |  |  | NO | YES |  |  |  |  | GE MEDICAL SYSTEMS 10355295 DTJ220J0778 |  |  | Active |  | 99:99:99:99:99:99 |  | Accessory | PAAR:00-PVAR | 11/02/2019 |  | COOPER UNIVERSITY HOSPITAL |  |  | Pav6 | 0012267815 | BRIAN OSHAUGHNESSY | Repair | Closed | Michael Youch | 10/05/2017 | 10/05/2017 | CENTRAL MONITOR - SCREEN IS BLANK - MED/SURG PAV 6 | 10/5/2017 4:35:10 PM MDYOUCH (MDYOUCH 10/5/2017 3:00 PM) RESEATED VIDEO OUT AND SPLITTER CONNECTORS, RESTARTED CPU. VERIFIED DISPLAY CAME UP ON LOCAL AND ALL REMOTE SCREENS. | 4C31C08D-7B6E-4FB3-A709-B08BF101E847 | Labor | 10/05/2017 | 10/05/2017 | Michael Youch
|  | GE HEALTHCARE | USE1903A | MONITOR, TELEMETRY | DTM41110927 | EMERGENCY ROOM | Kelemen |  |  | 11/02/2019 |  | 11/2/24 |  |  | NO | YES |  |  |  |  | GE MEDICAL SYSTEMS 30143123 DTM41110927 |  |  | Active |  | 99:99:99:99:99:99 |  | Accessory | PAAR:00-PVAR | 11/02/2019 | 11/02/2019 | COOPER UNIVERSITY HOSPITAL |  |  | EMERGENCY DEPARTMENT |  | KAREN GRUBER |  |  |  | 11/02/2019 | 11/02/2019 |  |  |  |  | 11/02/2019 | 11/02/2019
|  | GE HEALTHCARE | USE1911A | MONITOR, TELEMETRY | DTK51134235 | PACU KELEMEN | Kelemen |  |  | 04/04/2011 |  | 4/4/16 |  |  | NO | YES |  |  |  |  | GE MEDICAL SYSTEMS 10368522 DTK51134235 |  |  | Active |  | 99:99:99:99:99:99 |  | Accessory | PAAR:00-PVAR | 11/02/2019 |  | COOPER UNIVERSITY HOSPITAL |  |  | K3 | 0011075925 | FRANK OBRIEN | Repair | Closed | Richard Jolly | 01/23/2017 | 01/25/2017 | MONITOR - ALARMING LOW VOLTAGE - PACU KELEMAN SLOT 11 | 1/25/2017 11:33:26 AM RCJOLLY (RCJOLLY 1/23/2017 10:00 AM) WHEN I ARRIVED THEY HAD THE MONIITOR UNPLUGGED I POWERED ON AND DID NOT SEE ANY ISSUES WORKING FINE | 21DD85D2-E070-49E5-9343-364405121A01 | Labor | 01/23/2017 | 01/23/2017 | Richard Jolly
|  | GE HEALTHCARE | USE1911A | MONITOR, TELEMETRY | dto311k4941 | PACU KELEMEN | Kelemen |  |  | 01/01/1900 |  |  |  |  | NO | YES |  |  |  |  | GE MEDICAL SYSTEMS 10368518 dto311k4941 |  |  | Active |  | 99:99:99:99:99:99 |  | Accessory | PAAR:00-PVAR | 11/02/2019 |  | COOPER UNIVERSITY HOSPITAL |  |  | K5 |  | FRANK OBRIEN
|  | GE HEALTHCARE | USE1911A | MONITOR, TELEMETRY | DTK51134832 | PACU KELEMEN | Kelemen |  |  | 04/04/2011 |  | 4/4/16 |  |  | NO | YES |  |  |  |  | GE MEDICAL SYSTEMS 10368479 DTK51134832 |  |  | Active |  | 99:99:99:99:99:99 |  | Accessory | PAAR:00-PVAR | 11/02/2019 |  | COOPER UNIVERSITY HOSPITAL |  |  | PACU | WOT00000002201540 | FRANK OBRIEN | Disposition | Closed | Richard Jolly | 02/14/2019 | 05/21/2019 | Bulk Disposition CNL
|  | GE HEALTHCARE | USE1911A | MONITOR, TELEMETRY | DTK51134795 | PACU KELEMEN | Kelemen |  |  | 04/04/2011 |  | 4/4/16 |  |  | NO | YES |  |  |  |  | GE MEDICAL SYSTEMS 10368467 DTK51134795 |  |  | Active |  | 99:99:99:99:99:99 |  | Accessory | PAAR:00-PVAR | 11/01/2019 |  | COOPER UNIVERSITY HOSPITAL |  |  | K6 | WOT00000002039306 | FRANK OBRIEN | Repair | Closed | Richard Jolly | 02/01/2019 | 05/01/2019 | EKG cables not working confirm rcj | was not able to find any issues ekg is working fine | EXP2197240 | Labor | 02/01/2019 | 02/01/2019 | Richard Jolly
|  | GE HEALTHCARE | USE1911A | MONITOR, TELEMETRY | DTK51134774 | PACU KELEMEN | Kelemen |  |  | 04/04/2011 |  | 4/4/16 |  |  | NO | YES |  |  |  |  | GE MEDICAL SYSTEMS 10368473 DTK51134774 |  |  | Active |  | 99:99:99:99:99:99 |  | Accessory | PAAR:00-PVAR | 11/02/2019 |  | COOPER UNIVERSITY HOSPITAL |  |  | k2 |  | FRANK OBRIEN
|  | GE HEALTHCARE | USE1911A | MONITOR, TELEMETRY | DTK51134928 | PACU KELEMEN | Kelemen |  |  | 04/04/2011 |  | 4/4/16 |  |  | NO | YES |  |  |  |  | GE MEDICAL SYSTEMS 10368470 DTK51134928 |  |  | Active |  | 99:99:99:99:99:99 |  | Accessory | PAAR:00-PVAR | 11/02/2019 |  | COOPER UNIVERSITY HOSPITAL |  |  | K4 | WOT00000002201493 | FRANK OBRIEN | Disposition | Closed | Richard Jolly | 02/14/2019 | 05/21/2019 | Bulk Disposition CNL
|  | GE HEALTHCARE | USE1911A | MONITOR, TELEMETRY | DTK48133960 | PACU KELEMEN | Kelemen |  |  | 04/04/2011 |  | 4/4/16 |  |  | NO | YES |  |  |  |  | GE MEDICAL SYSTEMS 10368463 DTK48133960 |  |  | Active |  | 99:99:99:99:99:99 |  | Accessory | PAAR:00-PVAR | 11/02/2019 |  | COOPER UNIVERSITY HOSPITAL |  |  | PACU | 0011434711 | FRANK OBRIEN | Repair | Closed | Richard Jolly | 03/28/2017 | 03/28/2017 | MONITOR - NOT WORKING - KELEMAN PACU SLOT 18 | 3/28/2017 2:37:59 PM RCJOLLY (RCJOLLY 3/28/2017 10:00 AM) MONITOR KEPT BLINKING ON AND OFF WHEN MOVING CABLES WERE TO TIGHT HAD TO LOOSEN | 300F6734-9DE9-4C05-A14B-6B205CD860CE | Labor | 03/28/2017 | 03/28/2017 | Richard Jolly
|  | GE HEALTHCARE | USE1911A | MONITOR, TELEMETRY | DTK48133990 | PACU KELEMEN | Kelemen |  |  | 04/04/2011 |  | 4/4/16 |  |  | NO | YES |  |  |  |  | GE MEDICAL SYSTEMS 10368456 DTK48133990 |  |  | Active |  | 99:99:99:99:99:99 |  | Accessory | PAAR:00-PVAR | 11/02/2019 |  | COOPER UNIVERSITY HOSPITAL |  |  | PACU | WOT00000002201451 | FRANK OBRIEN | Disposition | Closed | Richard Jolly | 02/14/2019 | 05/21/2019 | Bulk Disposition CNL
|  | GE HEALTHCARE | USE1911A | MONITOR, TELEMETRY | DTJ080J0240 | EMERGENCY ROOM | Kelemen |  |  | 05/26/2009 |  | 5/26/14 |  |  | NO | YES |  |  |  |  | GE MEDICAL SYSTEMS 10368141 DTJ080J0240 |  |  | Active |  | 99:99:99:99:99:99 |  | Accessory | PAAR:00-PVAR | 11/02/2019 |  | COOPER UNIVERSITY HOSPITAL |  |  | PEDS ER- NURSE STATION |  | KAREN GRUBER
|  | GE HEALTHCARE | USE1911A | MONITOR, TELEMETRY | DTN501G1953 |  | Kelemen |  |  | 04/22/2014 |  | 4/22/19 |  |  | NO | YES |  |  |  |  | GE MEDICAL SYSTEMS 10367429 DTN501G1953 |  |  | Active |  | 99:99:99:99:99:99 |  | Accessory | PAAR:00-PVAR | 11/02/2019 |  | COOPER UNIVERSITY HOSPITAL |  |  | 3rd Floor HOLDING nurse station | 0012526302 | DOMINIC VENDETTA | Repair | Closed | Salvatore Bombara | 12/26/2017 | 12/26/2017 | MONITOR - PLEASE CONTACT BIOMED MESSAGE, PERIMETER OUT OF EXTERNAL RANGE - 3RD FLR PAV. OR HOLDING AREA | 12/26/2017 10:27:19 AM SXBOMBARA (SXBOMBARA 12/26/2017 12:00 AM) TESTED AND PASSED FULL FUNCTIONAL CHECK. NO PROBLEMS FOUND. | 89D154A6-D72F-464E-987D-8695145ED9AE | Labor | 12/26/2017 | 12/26/2017 | Salvatore Bombara
|  | GE HEALTHCARE | USE1911A | MONITOR, TELEMETRY | DTK47001172 | PACU KELEMEN | Kelemen |  |  | 04/04/2011 |  | 4/4/16 |  |  | NO | YES |  |  |  |  | GE MEDICAL SYSTEMS 10366384 DTK47001172 |  |  | Active |  | 99:99:99:99:99:99 |  | Accessory | PAAR:00-PVAR | 11/02/2019 |  | COOPER UNIVERSITY HOSPITAL |  |  | NURSE STATION Pacu |  | FRANK OBRIEN
|  | GE HEALTHCARE | USE1911A | MONITOR, TELEMETRY | DTK51135005 | PACU KELEMEN | Kelemen |  |  | 04/04/2011 |  | 4/4/16 |  |  | NO | YES |  |  |  |  | GE MEDICAL SYSTEMS 10366382 DTK51135005 |  |  | Active |  | 99:99:99:99:99:99 |  | Accessory | PAAR:00-PVAR | 11/02/2019 |  | COOPER UNIVERSITY HOSPITAL |  |  | BED K8 | WOT00000002205505 | FRANK OBRIEN | Disposition | Closed | Richard Jolly | 02/14/2019 | 05/21/2019 | Bulk Disposition CNL
|  | GE HEALTHCARE | USE1911A | MONITOR, TELEMETRY | DTK51134923 | PACU KELEMEN | Kelemen |  |  | 04/04/2011 |  | 4/4/16 |  |  | NO | YES |  |  |  |  | GE MEDICAL SYSTEMS 10366378 DTK51134923 |  |  | Active |  | 99:99:99:99:99:99 |  | Accessory | PAAR:00-PVAR | 11/01/2019 |  | COOPER UNIVERSITY HOSPITAL |  |  | BED K1 | WOT00000002205492 | FRANK OBRIEN | Disposition | Closed | Richard Jolly | 02/14/2019 | 05/21/2019 | Bulk Disposition CNL
|  | GE HEALTHCARE | USE1911A | MONITOR, TELEMETRY | DTJ220J0694 | PEDIATRIC INTENSIVE CARE UNIT | Kelemen |  |  | 12/21/2009 |  | 12/21/14 |  |  | NO | YES |  |  |  |  | GE MEDICAL SYSTEMS 10360476 DTJ220J0694 |  |  | Disposition |  | 99:99:99:99:99:99 |  | Accessory | PAAR:00-PVAR | 11/01/2019 |  | COOPER UNIVERSITY HOSPITAL |  |  | PICU/NURSE STATION |  | Susan Cannon
|  | GE HEALTHCARE | USE1911A | MONITOR, TELEMETRY | DTK470J1447 | CARDIAC CATH LAB | Kelemen |  |  | 05/11/2011 |  | 5/11/16 |  |  | NO | YES |  |  |  |  | GE MEDICAL SYSTEMS 10356487 DTK470J1447 |  |  | Active |  | 99:99:99:99:99:99 |  | Accessory | PAAR:00-PVAR | 11/02/2019 |  | COOPER UNIVERSITY HOSPITAL |  |  | CCL - Nurses Station |  | LINDA BEAN
|  | GE HEALTHCARE | USE1911A | MONITOR, TELEMETRY | DT1090J0121 |  | Kelemen |  |  | 11/03/2008 |  | 11/3/13 |  |  | NO | YES |  |  |  |  | GE MEDICAL SYSTEMS 10356233 DT1090J0121 |  |  | Active |  | 99:99:99:99:99:99 |  | Accessory | PAAR:00-PVAR | 11/02/2019 |  | COOPER UNIVERSITY HOSPITAL |  |  | PAVILION 3RD FLOOR | WOT00000000524059 | FRANK OBRIEN | Disposition | Closed | Richard Jolly | 02/08/2018 | 05/22/2019 | Bulk Disposition CNL
|  | GE HEALTHCARE | USE1911A | MONITOR, TELEMETRY | DTJ080D0388 |  | Kelemen | [7 empty] | NO | YES
|  | GE HEALTHCARE | USE1911A | MONITOR, TELEMETRY | DTK470J1175 | CCU - CORONARY CARE UNIT | Kelemen |  |  | 05/11/2011 |  | 5/11/16 |  |  | NO | YES |  |  |  |  | GE MEDICAL SYSTEMS 10355714 DTK470J1175 |  |  | Active |  | 99:99:99:99:99:99 |  | Accessory | PAAR:00-PVAR | 11/01/2019 |  | COOPER UNIVERSITY HOSPITAL |  |  | CCU-7 | 0012191487 | CAROLYN RUMELL | Repair | Closed | Richard Jolly | 09/26/2017 | 10/04/2017 | TELE MONITOR - NO SIGNAL - CCU BACK RN STATION | 10/4/2017 9:01:04 AM RCJOLLY (RCJOLLY 10/4/2017 12:45 PM) WAS ABLE TO RECONNECT POWER ON MONITOR | 6674F10A-C31C-4645-939E-F87B0CB0EF4E | Labor | 09/26/2017 | 09/26/2017 | Richard Jolly
|  | GE HEALTHCARE | USE1911A | MONITOR, TELEMETRY | DTP041K0255 | VOORHEES SURGERY CENTER-OPERATING ROOM | 900 Centennial Blvd | Suite E |  | 06/19/2015 |  | 6/19/20 |  |  | NO | YES |  |  |  |  | GE MEDICAL SYSTEMS 10347736 DTP041K0255 |  |  | Active |  | 99:99:99:99:99:99 |  | Accessory | PAAR:00-PVAR | 10/31/2019 |  | COOPER AMBULATORY OFF-SITES |  |  |  |  | JENNIFER BOMBARO
|  | GE HEALTHCARE | USE1911A | MONITOR, TELEMETRY | DTP041K0260 | VOORHEES SURGERY CENTER-OPERATING ROOM | 900 Centennial Blvd | Suite E |  | 06/19/2015 |  | 6/19/20 |  |  | NO | YES |  |  |  |  | GE MEDICAL SYSTEMS 10347732 Not Known |  |  | Active |  | 99:99:99:99:99:99 |  | Accessory | PAAR:00-PVAR | 10/31/2019 |  | COOPER AMBULATORY OFF-SITES |  |  |  |  | JENNIFER BOMBARO
|  | GE HEALTHCARE | USE1911A | MONITOR, TELEMETRY | DTH020J0818 | TRAUMA ICU | Kelemen | BASEMENT |  | 04/30/2007 |  | 4/30/12 |  |  | NO | YES |  |  |  |  | GE MEDICAL SYSTEMS 10346436 DTH020J0818 |  |  | Active |  | 99:99:99:99:99:99 |  | Accessory | PAAR:00-PVAR | 11/02/2019 |  | COOPER UNIVERSITY HOSPITAL |  |  | TICU-NURSE STATION |  | Diane Floyd
|  | GE HEALTHCARE | USE1913A | MONITOR, TELEMETRY | DTM32110685 | PACU KELEMEN | Kelemen |  |  | 01/13/2017 |  | 1/13/22 |  |  | NO | YES |  |  |  |  | GE MEDICAL SYSTEMS 10769258 DTM32110685 |  |  | Active |  | 99:99:99:99:99:99 |  | Accessory | PAAR:00-PVAR | 10/31/2019 |  | COOPER UNIVERSITY HOSPITAL |  |  |  | 0011488368 | FRANK OBRIEN | Preventative Maintenance | Closed | Bonnie Aichroth | 04/17/2017 | 04/17/2017 | PERFORMANCE ASSURANCE AT INVENTORY | INVENTORIED DEVICE AND ENSURED DEVICE WAS FUNCTIONING PROPERLY. | 4C4356B8-3694-4CED-B056-95FCF2328F4D | Labor | 01/13/2017 | 01/13/2017 | Richard Jolly
|  | GE HEALTHCARE | USE1913A | MONITOR, TELEMETRY | DTK430T1052 | CAT SCAN | Kelemen | Basement |  | 09/09/2010 |  | 9/9/15 |  |  | NO | YES |  |  |  |  | GE MEDICAL SYSTEMS 10368707 DTK430T1052 |  |  | Active |  | 99:99:99:99:99:99 |  | Accessory | PAAR:00-PVAR | 11/02/2019 |  | COOPER UNIVERSITY HOSPITAL |  |  | PATIENT HOLDING AREA |  | PAULETTE DUCKREY
|  | GE HEALTHCARE | USE1913A | MONITOR, TELEMETRY | DTM4110912 | INTENSIVE CARE UNIT | Pavilion |  |  | 01/12/2009 |  | 1/12/14 |  |  | NO | YES |  |  |  |  | GE MEDICAL SYSTEMS 10368244 DTM4110912 |  |  | Active |  | 99:99:99:99:99:99 |  | Accessory | PAAR:00-PVAR | 11/02/2019 |  | COOPER UNIVERSITY HOSPITAL |  |  | ICU |  | CAROLYN RUMELL
|  | GE HEALTHCARE | USE1913A | MONITOR, TELEMETRY | DTM411I0939 | MD ANDERSON INPATIENT ONCOLOGY | Pavilion |  |  | 10/31/2019 |  | 10/31/24 |  |  | NO | YES |  |  |  |  | GE MEDICAL SYSTEMS 30244808 DTM411I0939 |  |  | Active |  | 99:99:99:99:99:99 |  | Accessory | PAAR:00-PVAR | 10/31/2019 | 10/31/2019 | COOPER UNIVERSITY HOSPITAL |  |  | P5 - Nurses Station |  | MIRIAM ZIEGLER |  |  |  | 10/31/2019 | 10/31/2019 |  |  |  |  | 10/31/2019 | 10/31/2019
|  | GE HEALTHCARE | USE1913A | MONITOR, TELEMETRY | DTM411I0917 | MD ANDERSON INPATIENT ONCOLOGY | Pavilion |  |  | 10/31/2019 |  | 10/31/24 |  |  | NO | YES |  |  |  |  | GE MEDICAL SYSTEMS 30244807 DTM411I0917 |  |  | Active |  | 99:99:99:99:99:99 |  | Accessory | PAAR:00-PVAR | 10/31/2019 | 10/31/2019 | COOPER UNIVERSITY HOSPITAL |  |  | P5 - Nurses Station |  | MIRIAM ZIEGLER |  |  |  | 10/31/2019 | 10/31/2019 |  |  |  |  | 10/31/2019 | 10/31/2019
|  | GE HEALTHCARE | USE1913A | MONITOR, TELEMETRY | DT1340T0409 | INTENSIVE CARE UNIT | Kelemen |  |  | 01/12/2009 |  | 1/12/14 |  |  | NO | YES |  |  |  |  | GE MEDICAL SYSTEMS 10365176 DT1340T0409 |  |  | Active |  | 99:99:99:99:99:99 |  | Accessory | PAAR:00-PVAR | 10/31/2019 |  | COOPER UNIVERSITY HOSPITAL |  |  | pavilion |  | CAROLYN RUMELL
|  | GE HEALTHCARE | USE1913A | MONITOR, TELEMETRY | DT1340T0531 | INTENSIVE CARE UNIT | Pavilion |  |  | 01/12/2009 |  | 1/12/14 |  |  | NO | YES |  |  |  |  | GE MEDICAL SYSTEMS 10365174 DT1340T0531 |  |  | Active |  | 99:99:99:99:99:99 |  | Accessory | PAAR:00-PVAR | 10/31/2019 |  | COOPER UNIVERSITY HOSPITAL |  |  | ICU |  | CAROLYN RUMELL
|  | GE HEALTHCARE | USE1913A | MONITOR, TELEMETRY | DT1430T0799 | INTENSIVE CARE UNIT | Pavilion |  |  | 01/12/2009 |  | 1/12/14 |  |  | NO | YES |  |  |  |  | GE MEDICAL SYSTEMS 10365175 DT1430T0799 |  |  | Active |  | 99:99:99:99:99:99 |  | Accessory | PAAR:00-PVAR | 11/02/2019 |  | COOPER UNIVERSITY HOSPITAL |  |  | ICU | WOT00000000524085 | CAROLYN RUMELL | Disposition | Closed | Richard Jolly | 02/08/2018 | 05/15/2019 | Bulk Disposition CNL
|  | GE HEALTHCARE | USE1913A | MONITOR, TELEMETRY | DT430T0724 | INTENSIVE CARE UNIT | Pavilion |  |  | 01/12/2009 |  | 1/12/14 |  |  | NO | YES |  |  |  |  | GE MEDICAL SYSTEMS 10365083 DT430T0724 |  |  | Active |  | 99:99:99:99:99:99 |  | Accessory | PAAR:00-PVAR | 11/02/2019 |  | COOPER UNIVERSITY HOSPITAL |  |  | pavilion 4 icu |  | CAROLYN RUMELL
|  | GE HEALTHCARE | USE1913A | MONITOR, TELEMETRY | DT1430T0813 | INTENSIVE CARE UNIT | Pavilion |  |  | 01/12/2009 |  | 1/12/14 |  |  | NO | YES |  |  |  |  | GE MEDICAL SYSTEMS 10364860 DT1430T0813 |  |  | Active |  | 99:99:99:99:99:99 |  | Accessory | PAAR:00-PVAR | 11/02/2019 |  | COOPER UNIVERSITY HOSPITAL |  |  | icu pav | 0011466788 | CAROLYN RUMELL | Repair | Closed | Salvatore Bombara | 04/08/2017 | 04/10/2017 | MONITOR - SCREENS NOT TURNING ON, YELLOW LIGHT ON - ICU BACK OF UNIT | 4/10/2017 11:23:15 AM SXBOMBARA (SXBOMBARA 4/10/2017 12:00 AM) CONFIRMED THIS ISSUE. ADVISED STAFF THAT THIS UNIT IS NOT AN EMERGENCY SERVICE CALL. RICH AND I WILL FOLLOW UP ON THIS ISSUE ON MONDAY. | D0797210-7CA7-40F1-B669-C2E98DB7B7E1 | Labor | 04/10/2017 | 04/10/2017 | Salvatore Bombara
|  | GE HEALTHCARE | USE1913A | MONITOR, TELEMETRY | DT1340T0425 | INTENSIVE CARE UNIT | Pavilion |  |  | 02/24/2009 |  | 2/24/14 |  |  | NO | YES |  |  |  |  | GE MEDICAL SYSTEMS 10364859 DT1340T0425 |  |  | Active |  | 99:99:99:99:99:99 |  | Accessory | PAAR:00-PVAR | 11/02/2019 |  | COOPER UNIVERSITY HOSPITAL |  |  | pavilion 4 icu | 0011466787 | CAROLYN RUMELL | Repair | Closed | Salvatore Bombara | 04/08/2017 | 04/12/2017 | MONITOR - SCREENS NOT TURNING ON, YELLOW LIGHT ON - ICU BACK OF UNIT | 4/10/2017 11:10:32 AM RCJOLLY (RCJOLLY 4/10/2017 10:00 AM) NEEDS NEW RECEIVER 4/12/2017 10:51:26 AM RCJOLLY (RCJOLLY 4/12/2017 10:00 AM) INSTALL VGA CONNECTOR | 0CD39625-8EFA-4D92-9AB6-180C231E17B4 | Labor | 04/12/2017 | 04/12/2017 | Richard Jolly
|  | GE HEALTHCARE | USE1913A | MONITOR, TELEMETRY | DT1340T0518 | INTENSIVE CARE UNIT | Pavilion |  |  | 01/12/2009 |  | 1/12/14 |  |  | NO | YES |  |  |  |  | GE MEDICAL SYSTEMS 10357217 DT1340T0518 |  |  | Active |  | 99:99:99:99:99:99 |  | Accessory | PAAR:00-PVAR | 11/01/2019 |  | COOPER UNIVERSITY HOSPITAL |  |  | PAVILION icu |  | CAROLYN RUMELL
|  | GE HEALTHCARE | USE1913A | MONITOR, TELEMETRY | DT1430T0801 | INTENSIVE CARE UNIT | Kelemen |  |  | 01/12/2009 |  | 1/12/14 |  |  | NO | YES |  |  |  |  | GE MEDICAL SYSTEMS 10357220 DT1430T0801 |  |  | Active |  | 99:99:99:99:99:99 |  | Accessory | PAAR:00-PVAR | 11/02/2019 |  | COOPER UNIVERSITY HOSPITAL |  |  | PAVILION icu | WOT00000000524086 | CAROLYN RUMELL | Disposition | Closed | Richard Jolly | 02/08/2018 | 05/16/2019 | Bulk Disposition CNL
|  | GE HEALTHCARE | USE1913A | MONITOR, TELEMETRY | DT1430T0798 | INTENSIVE CARE UNIT | Pavilion |  |  | 01/12/2009 |  | 1/12/14 |  |  | NO | YES |  |  |  |  | GE MEDICAL SYSTEMS 10357221 DT1430T0798 |  |  | Active |  | 99:99:99:99:99:99 |  | Accessory | PAAR:00-PVAR | 11/02/2019 |  | COOPER UNIVERSITY HOSPITAL |  |  | pavilion | WOT00000000524084 | CAROLYN RUMELL | Disposition | Closed | Richard Jolly | 02/08/2018 | 05/16/2019 | Bulk Disposition CNL
|  | GE HEALTHCARE | USE1913A | MONITOR, TELEMETRY | DT1340T0457 | INTENSIVE CARE UNIT | Pavilion |  | Removed from service per MIke | 01/12/2009 |  | 1/12/14 |  |  | NO | YES |  |  |  |  | GE MEDICAL SYSTEMS 10357222 DT1340T0457 |  |  | Active |  | 99:99:99:99:99:99 |  | Accessory | PAAR:00-PVAR | 11/02/2019 |  | COOPER UNIVERSITY HOSPITAL |  |  | PAVILION icu | WOT00000000524079 | CAROLYN RUMELL | Disposition | Closed | Richard Jolly | 02/08/2018 | 05/15/2019 | Bulk Disposition CNL
|  | GE HEALTHCARE | USE1913A | MONITOR, TELEMETRY | DT1340T0507 | INTENSIVE CARE UNIT | Pavilion |  |  | 01/12/2009 |  | 1/12/14 |  |  | NO | YES |  |  |  |  | GE MEDICAL SYSTEMS 10357216 DT1340T0507 |  |  | Active |  | 99:99:99:99:99:99 |  | Accessory | PAAR:00-PVAR | 11/02/2019 |  | COOPER UNIVERSITY HOSPITAL |  |  | PAVILION icu | WOT00000000524080 | CAROLYN RUMELL | Disposition | Closed | Richard Jolly | 02/08/2018 | 05/16/2019 | Bulk Disposition CNL
|  | GE HEALTHCARE | USE1913A | MONITOR, TELEMETRY | DTI340T0580 | INTENSIVE CARE UNIT | Kelemen |  |  | 01/12/2009 |  | 1/12/14 |  |  | NO | YES |  |  |  |  | GE MEDICAL SYSTEMS 10357138 25284 |  |  | Active |  | 99:99:99:99:99:99 |  | Accessory | PAAR:00-PVAR | 11/02/2019 |  | COOPER UNIVERSITY HOSPITAL |  |  | PAVILION icu | WOT00000000513860 | CAROLYN RUMELL | Disposition | Closed | Richard Jolly | 02/08/2018 | 05/14/2019 | Bulk Disposition CNL
|  | GE HEALTHCARE | USE1913A | MONITOR, TELEMETRY | DT1340T0420 | INTENSIVE CARE UNIT | Pavilion |  |  | 01/12/2009 |  | 1/12/14 |  |  | NO | YES |  |  |  |  | GE MEDICAL SYSTEMS 10357140 DT1340T0420 |  |  | Active |  | 99:99:99:99:99:99 |  | Accessory | PAAR:00-PVAR | 11/01/2019 |  | COOPER UNIVERSITY HOSPITAL |  |  | PAVILION icu | WOT00000000524077 | CAROLYN RUMELL | Disposition | Closed | Richard Jolly | 02/08/2018 | 05/15/2019 | Bulk Disposition CNL
|  | GE HEALTHCARE | USE1913A | MONITOR, TELEMETRY | DT1310T0288 | INTENSIVE CARE UNIT | Kelemen |  |  | 01/12/2009 |  | 1/12/14 |  |  | NO | YES |  |  |  |  | GE MEDICAL SYSTEMS 10357139 DT1310T0288 |  |  | Active |  | 99:99:99:99:99:99 |  | Accessory | PAAR:00-PVAR | 11/02/2019 |  | COOPER UNIVERSITY HOSPITAL |  |  | PAVILION icu | WOT00000000524070 | CAROLYN RUMELL | Disposition | Closed | Richard Jolly | 02/08/2018 | 05/16/2019 | Bulk Disposition CNL
|  | GE HEALTHCARE | USE1913A | MONITOR, TELEMETRY | DT1340T0401 | INTENSIVE CARE UNIT | Pavilion |  |  | 01/12/2009 |  | 1/12/14 |  |  | NO | YES |  |  |  |  | GE MEDICAL SYSTEMS 10357137 DT1340T0401 |  |  | Active |  | 99:99:99:99:99:99 |  | Accessory | PAAR:00-PVAR | 11/02/2019 |  | COOPER UNIVERSITY HOSPITAL |  |  | pavilion |  | CAROLYN RUMELL
|  | GE HEALTHCARE | USE1913A | MONITOR, TELEMETRY | DT1310T0394 | INTENSIVE CARE UNIT | Kelemen |  |  | 01/12/2009 |  | 1/12/14 |  |  | NO | YES |  |  |  |  | GE MEDICAL SYSTEMS 10357136 DT1310T0394 |  |  | Active |  | 99:99:99:99:99:99 |  | Accessory | PAAR:00-PVAR | 11/01/2019 |  | COOPER UNIVERSITY HOSPITAL |  |  | PAVILION icu | WOT00000000524074 | CAROLYN RUMELL | Disposition | Closed | Richard Jolly | 02/08/2018 | 05/21/2019 | Bulk Disposition CNL
|  | GE HEALTHCARE | USE1913A | MONITOR, TELEMETRY | DT1340T0424 | INTENSIVE CARE UNIT | Pavilion |  |  | 01/12/2009 |  | 1/12/14 |  |  | NO | YES |  |  |  |  | GE MEDICAL SYSTEMS 10357135 DT1340T0424 |  |  | Active |  | 99:99:99:99:99:99 |  | Accessory | PAAR:00-PVAR | 11/02/2019 |  | COOPER UNIVERSITY HOSPITAL |  |  | pavilion 4 icu | WOT00000000524078 | CAROLYN RUMELL | Disposition | Closed | Richard Jolly | 02/08/2018 | 05/16/2019 | Bulk Disposition CNL
|  | GE HEALTHCARE | USE1913A | MONITOR, TELEMETRY | DT1340T0416 | INTENSIVE CARE UNIT | Kelemen |  |  | 01/12/2009 |  | 1/12/14 |  |  | NO | YES |  |  |  |  | GE MEDICAL SYSTEMS 10357133 DT1340T0416 |  |  | Active |  | 99:99:99:99:99:99 |  | Accessory | PAAR:00-PVAR | 11/02/2019 |  | COOPER UNIVERSITY HOSPITAL |  |  | PAVILION icu | WOT00000000524076 | CAROLYN RUMELL | Disposition | Closed | Richard Jolly | 02/08/2018 | 05/16/2019 | Bulk Disposition CNL
|  | GE HEALTHCARE | USE1913A | MONITOR, TELEMETRY | DT1260T0209 | INTENSIVE CARE UNIT | Kelemen |  |  | 01/12/2009 |  | 1/12/14 |  |  | NO | YES |  |  |  |  | GE MEDICAL SYSTEMS 10357132 DT1260T0209 |  |  | Active |  | 99:99:99:99:99:99 |  | Accessory | PAAR:00-PVAR | 11/02/2019 |  | COOPER UNIVERSITY HOSPITAL |  |  | PAVILION icu | WOT00000000524068 | CAROLYN RUMELL | Disposition | Closed | Richard Jolly | 02/08/2018 | 05/16/2019 | Bulk Disposition CNL
|  | GE HEALTHCARE | USE1913A | MONITOR, TELEMETRY | DT1310T0391 | INTENSIVE CARE UNIT | Pavilion |  |  | 01/12/2009 |  | 1/12/14 |  |  | NO | YES |  |  |  |  | GE MEDICAL SYSTEMS 10357131 DT1310T0391 |  |  | Active |  | 99:99:99:99:99:99 |  | Accessory | PAAR:00-PVAR | 11/02/2019 |  | COOPER UNIVERSITY HOSPITAL |  |  | PAVILION icu | WOT00000000524073 | CAROLYN RUMELL | Disposition | Closed | Richard Jolly | 02/08/2018 | 05/15/2019 | Bulk Disposition CNL
|  | GE HEALTHCARE | USE1913A | MONITOR, TELEMETRY | DT1310T0284 | INTENSIVE CARE UNIT | Pavilion |  |  | 01/12/2009 |  | 1/12/14 |  |  | NO | YES |  |  |  |  | GE MEDICAL SYSTEMS 10357128 DT1310T0284 |  |  | Active |  | 99:99:99:99:99:99 |  | Accessory | PAAR:00-PVAR | 11/01/2019 |  | COOPER UNIVERSITY HOSPITAL |  |  | PAVILION icu | WOT00000000524069 | CAROLYN RUMELL | Disposition | Closed | Richard Jolly | 02/08/2018 | 05/15/2019 | Bulk Disposition CNL
|  | GE HEALTHCARE | USE1913A | MONITOR, TELEMETRY | DTG520T0695 | PEDIATRICS SOUTH 7 | Kelemen |  |  | 02/13/2007 |  | 2/13/12 |  |  | NO | YES |  |  |  |  | GE MEDICAL SYSTEMS 10356116 DTG520T0695 |  |  | Active |  | 99:99:99:99:99:99 |  | Accessory | PAAR:00-PVAR | 11/02/2019 |  | COOPER UNIVERSITY HOSPITAL |  |  | NURSES STATION |  | JOANNE FOX
|  | GE HEALTHCARE | USE1913A | MONITOR, TELEMETRY | DTM4110950 | TSDU - KELEMEN S7 | Kelemen |  |  | 01/13/2016 |  | 1/13/21 |  |  | NO | YES |  |  |  |  | GE MEDICAL SYSTEMS 10349442 DTM4110950 |  |  | Active |  | 99:99:99:99:99:99 |  | Accessory | PAAR:00-PVAR | 10/31/2019 |  | COOPER UNIVERSITY HOSPITAL |  |  |  |  | JEN VANDER HORN
|  | GE HEALTHCARE | USE1913A | MONITOR, TELEMETRY | DTM411I0915 | KELEMEN N10 | Kelemen |  |  | 06/23/2015 |  | 6/23/20 |  |  | NO | YES |  |  |  |  | GE MEDICAL SYSTEMS 10348754 DTM411I0915 |  |  | Active |  | 99:99:99:99:99:99 |  | Accessory | PAAR:00-PVAR | 11/02/2019 |  | COOPER UNIVERSITY HOSPITAL |  |  | NURSE STATION |  | Lisa Brooks
|  | GE HEALTHCARE | USE1953A | MONITOR, TELEMETRY | DTL521C0093 | CCU - CORONARY CARE UNIT | Kelemen |  |  | 02/01/2013 |  | 2/1/18 |  |  | NO | YES |  |  |  |  | U.S. ELECTRONICS 10355703 DTL521C0093 |  |  | Active |  | 99:99:99:99:99:99 |  | Accessory | PAAR:00-PVAR | 11/02/2019 |  | COOPER UNIVERSITY HOSPITAL |  |  | CCU-6 |  | CAROLYN RUMELL
|  | HANNS-G | HL161ABB | MONITOR, TELEMETRY |  | MED/SURG 6 PAVILION | Pavilion |  |  | 01/01/1900 |  |  |  |  | NO | YES |  |  |  |  | HANNS-G 10355308 10355308 |  |  | Active |  | 99:99:99:99:99:99 |  | Accessory | PAAR:00-PVAR | 11/02/2019 |  | COOPER UNIVERSITY HOSPITAL |  |  | hallway by 627 | WOT00000002201940 | BRIAN OSHAUGHNESSY | Disposition | Closed | Michael Youch | 02/14/2019 | 05/17/2019 | Bulk Disposition CNL
|  | HANNS-G | HL161ABB | MONITOR, TELEMETRY | Not Known | MED/SURG 6 PAVILION | Pavilion |  |  | 01/01/1900 |  |  |  |  | NO | YES |  |  |  |  | HANNS-G 10355278 Not Known |  |  | Active |  | 99:99:99:99:99:99 |  | Accessory | PAAR:00-PVAR | 11/02/2019 |  | COOPER UNIVERSITY HOSPITAL |  |  | HALLWALL by 619 | WOT00000002201917 | BRIAN OSHAUGHNESSY | Disposition | Closed | Michael Youch | 02/14/2019 | 05/17/2019 | Bulk Disposition CNL
|  | HANNS-G | HL161ABB | MONITOR, TELEMETRY | coophospnsn052 | MED/SURG 6 PAVILION | Pavilion |  |  | 11/02/2019 |  | 11/2/24 |  |  | NO | YES |  |  |  |  | HANNS-G 30144908 coophospnsn052 |  |  | Active |  | 99:99:99:99:99:99 |  | Accessory | PAAR:00-PVAR | 11/02/2019 | 11/02/2019 | COOPER UNIVERSITY HOSPITAL |  |  | PAV6 | WOT00000002204596 | BRIAN OSHAUGHNESSY | Disposition | Closed | Michael Youch | 11/02/2019 | 11/02/2019 | Bulk Disposition CNL |  |  |  | 11/02/2019 | 11/02/2019
|  | HANNS-G | HX193DPB | MONITOR, TELEMETRY | HX193DPBUFW61 | MED/SURG 6 PAVILION | Pavilion |  |  | 01/01/1900 |  |  |  |  | NO | YES |  |  |  |  | HANNS-G 10356734 HX193DPBUFWX1 |  |  | Active |  | 99:99:99:99:99:99 |  | Accessory | PAAR:00-PVAR | 11/02/2019 |  | COOPER UNIVERSITY HOSPITAL |  |  | Pav 6 front desk |  | BRIAN OSHAUGHNESSY
|  | NEC | MULTISYNC 2080UX | MONITOR, TELEMETRY | 57146761YA | CARDIAC CATH LAB | Kelemen |  |  | 03/16/2006 |  | 3/16/11 |  |  | NO | YES |  |  |  |  | NEC 10367882 57146761YA |  |  | Disposition |  |  |  | Accessory | PAAR:00-PVAR | 11/02/2019 |  | COOPER UNIVERSITY HOSPITAL |  |  | EP Lab 1 |  | LINDA BEAN
|  | NEC | MULTISYNC 2080UX | MONITOR, TELEMETRY | 3Z716412TA | PAVILION 8 | Pavilion |  |  | 01/01/1900 |  |  |  |  | NO | YES |  |  |  |  | NEC 10356378 3Z716412TA |  |  | Active |  | 99:99:99:99:99:99 |  | Accessory | PAAR:00-PVAR | 11/02/2019 |  | COOPER UNIVERSITY HOSPITAL |  |  | PAV 8 | WOT00000002203177 | BRIAN OSHAUGHNESSY | Disposition | Closed | Gene Amodei | 02/14/2019 | 05/24/2019 | Bulk Disposition CNL
|  | NEC | MULTISYNC 2080UX | MONITOR, TELEMETRY | 3Z716411TA | PAVILION 8 | Pavilion |  |  | 01/01/1900 |  |  |  |  | NO | YES |  |  |  |  | NEC 10356377 3Z716411TA |  |  | Active |  | 99:99:99:99:99:99 |  | Accessory | PAAR:00-PVAR | 11/01/2019 |  | COOPER UNIVERSITY HOSPITAL |  |  | PAV 8 | WOT00000002203170 | BRIAN OSHAUGHNESSY | Disposition | Closed | Gene Amodei | 02/14/2019 | 05/24/2019 | Bulk Disposition CNL
|  | NEC | MULTISYNC 2080UX | MONITOR, TELEMETRY | 3Z716317TA | PAVILION 8 | Pavilion |  |  | 03/06/2014 |  | 3/6/19 |  |  | NO | YES |  |  |  |  | NEC 10356366 3Z716317TA |  |  | Active |  | 99:99:99:99:99:99 |  | Accessory | PAAR:00-PVAR | 11/02/2019 |  | COOPER UNIVERSITY HOSPITAL |  |  | HALLWAY | WOT00000002203126 | BRIAN OSHAUGHNESSY | Disposition | Closed | Gene Amodei | 02/14/2019 | 05/23/2019 | Bulk Disposition CNL
|  | NEC | MULTISYNC 2080UX | MONITOR, TELEMETRY | 3Y715698TA | CHIP - 9 PAVILION | Pavilion |  |  | 01/01/1900 |  |  |  |  | NO | YES |  |  |  |  | NEC 10356302 3Y715698TA |  |  | Active |  | 99:99:99:99:99:99 |  | Accessory | PAAR:00-PVAR | 11/02/2019 |  | COOPER UNIVERSITY HOSPITAL |  |  | 9 PAV | WOT00000002202984 | KIM HUMMEL | Disposition | Closed | Michael Youch | 02/14/2019 | 05/17/2019 | Bulk Disposition CNL
|  | NEC | MULTISYNC 2080UX | MONITOR, TELEMETRY | 3Y715701TA | CHIP - 9 PAVILION | Pavilion |  |  | 01/01/1900 |  |  |  |  | NO | YES |  |  |  |  | NEC 10356301 3Y715701TA |  |  | Active |  | 99:99:99:99:99:99 |  | Accessory | PAAR:00-PVAR | 11/02/2019 |  | COOPER UNIVERSITY HOSPITAL |  |  | 9 PAV | WOT00000002202978 | KIM HUMMEL | Disposition | Closed | Michael Youch | 02/14/2019 | 05/19/2019 | Bulk Disposition CNL
|  | NEC | MULTISYNC 2080UX | MONITOR, TELEMETRY | 34715706TA | CHIP - 9 PAVILION | Pavilion |  |  | 03/06/2014 |  | 3/6/19 |  |  | NO | YES |  |  |  |  | NEC 10356290 34715706TA |  |  | Active |  | 99:99:99:99:99:99 |  | Accessory | PAAR:00-PVAR | 11/02/2019 |  | COOPER UNIVERSITY HOSPITAL |  |  | 9 PAVILION | WOT00000002202953 | KIM HUMMEL | Disposition | Closed | Michael Youch | 02/14/2019 | 05/17/2019 | Bulk Disposition CNL
|  | NEC | MULTISYNC 2080UX | MONITOR, TELEMETRY | 34714761TA | CHIP - 9 PAVILION | Pavilion |  |  | 03/06/2014 |  | 3/6/19 |  |  | NO | YES |  |  |  |  | NEC 10356291 34714761TA |  |  | Active |  | 99:99:99:99:99:99 |  | Accessory | PAAR:00-PVAR | 11/02/2019 |  | COOPER UNIVERSITY HOSPITAL |  |  | 9 PAVILION | WOT00000002202960 | KIM HUMMEL | Disposition | Closed | Michael Youch | 02/14/2019 | 05/17/2019 | Bulk Disposition CNL
|  | NEC | MULTISYNC 2080UX | MONITOR, TELEMETRY | 34715703TA | CHIP - 9 PAVILION | Pavilion |  |  | 03/06/2014 |  | 3/6/19 |  |  | NO | YES |  |  |  |  | NEC 10356272 34715703TA |  |  | Active |  | 99:99:99:99:99:99 |  | Accessory | PAAR:00-PVAR | 11/01/2019 |  | COOPER UNIVERSITY HOSPITAL |  |  | 9 PAVILION | WOT00000002202931 | KIM HUMMEL | Disposition | Closed | Michael Youch | 02/14/2019 | 05/19/2019 | Bulk Disposition CNL
|  | NEC | MULTISYNC 2080UX | MONITOR, TELEMETRY | 34715700TA | CHIP - 9 PAVILION | Pavilion |  |  | 03/06/2014 |  | 3/6/19 |  |  | NO | YES |  |  |  |  | NEC 10356273 34715700TA |  |  | Active |  | 99:99:99:99:99:99 |  | Accessory | PAAR:00-PVAR | 11/02/2019 |  | COOPER UNIVERSITY HOSPITAL |  |  | 9 PAVILION | WOT00000002202939 | KIM HUMMEL | Disposition | Closed | Michael Youch | 02/14/2019 | 05/17/2019 | Bulk Disposition CNL
|  | NEC | MULTISYNC LCD1880SX | MONITOR, TELEMETRY | 3702027CA | MED/SURG 6 PAVILION | Pavilion |  |  | 01/01/1900 |  |  |  |  | NO | YES |  |  |  |  | NEC 10356733 3702027CA |  |  | Active |  | 99:99:99:99:99:99 |  | Accessory | PAAR:00-PVAR | 11/02/2019 |  | COOPER UNIVERSITY HOSPITAL |  |  | Pav 6 front desk |  | BRIAN OSHAUGHNESSY
|  | NEC | MULTISYNC LCD2090-UX | MONITOR, TELEMETRY | 3Z716548TA | CHIP - 9 PAVILION | Pavilion |  |  | 03/06/2014 |  | 3/6/19 |  |  | NO | YES |  |  |  |  | NEC 10356522 3Z716548TA |  |  | Active |  | 99:99:99:99:99:99 |  | Accessory | PAAR:00-PVAR | 11/02/2019 |  | COOPER UNIVERSITY HOSPITAL |  |  | 9 PAVILION | WOT00000002203414 | KIM HUMMEL | Disposition | Closed | Michael Youch | 02/14/2019 | 05/17/2019 | Bulk Disposition CNL
|  | NEC | MULTISYNC LCD2090-UX | MONITOR, TELEMETRY | 34715702TA | CHIP - 9 PAVILION | Pavilion |  |  | 03/06/2014 |  | 3/6/19 |  |  | NO | YES |  |  |  |  | NEC 10356521 34715702TA |  |  | Active |  | 99:99:99:99:99:99 |  | Accessory | PAAR:00-PVAR | 11/02/2019 |  | COOPER UNIVERSITY HOSPITAL |  |  | 9 PAVILION | WOT00000002203407 | KIM HUMMEL | Disposition | Closed | Michael Youch | 02/14/2019 | 05/19/2019 | Bulk Disposition CNL
|  | NEC | MULTISYNC LCD2090UXI-BK | MONITOR, TELEMETRY | 13720310UA | CDU - CLINICAL DECISION UNIT-9 KELEMEN | Kelemen |  |  | 03/21/2011 |  | 3/21/16 |  |  | NO | YES |  |  |  |  | NEC 10367720 13720310UA |  |  | Active |  | 99:99:99:99:99:99 |  | Accessory | PAAR:00-PVAR | 11/02/2019 |  | COOPER UNIVERSITY HOSPITAL |  |  | 1ST FLOOR er | WOT00000000510150 | KAREN GRUBER | Disposition | Closed | Richard Jolly | 02/08/2018 | 05/16/2019 | Bulk Disposition CNL
|  | NEC | MULTISYNC LCD2090UXI-BK | MONITOR, TELEMETRY | 13720313UA | CDU - CLINICAL DECISION UNIT-9 KELEMEN | Kelemen |  |  | 03/21/2011 |  | 3/21/16 |  |  | NO | YES |  |  |  |  | NEC 10367719 13720313UA |  |  | Active |  | 99:99:99:99:99:99 |  | Accessory | PAAR:00-PVAR | 11/01/2019 |  | COOPER UNIVERSITY HOSPITAL |  |  | 1ST FLOOR er | WOT00000000510151 | KAREN GRUBER | Disposition | Closed | Richard Jolly | 02/08/2018 | 05/14/2019 | Bulk Disposition CNL
|  | NEC | MULTISYNC LCD2090UXI-BK | MONITOR, TELEMETRY | 3Z716431TA | PAVILION 8 | Pavilion |  |  | 03/06/2014 |  | 3/6/19 |  |  | NO | YES |  |  |  |  | NEC 10356656 3Z716431TA |  |  | Active |  | 99:99:99:99:99:99 |  | Accessory | PAAR:00-PVAR | 11/02/2019 |  | COOPER UNIVERSITY HOSPITAL |  |  | HALLWAY | WOT00000002203589 | BRIAN OSHAUGHNESSY | Disposition | Closed | Gene Amodei | 02/14/2019 | 05/23/2019 | Bulk Disposition CNL
|  | NEC | MULTISYNC LCD2090UXI-BK | MONITOR, TELEMETRY | 3Z716426TA | PAVILION 8 | Pavilion |  |  | 03/06/2014 |  | 3/6/19 |  |  | NO | YES |  |  |  |  | NEC 10356655 3Z716426TA |  |  | Active |  | 99:99:99:99:99:99 |  | Accessory | PAAR:00-PVAR | 11/01/2019 |  | COOPER UNIVERSITY HOSPITAL |  |  | HALLWAY | WOT00000002203582 | BRIAN OSHAUGHNESSY | Disposition | Closed | Gene Amodei | 02/14/2019 | 05/23/2019 | Bulk Disposition CNL
|  | NEC | MULTISYNC LCD2090UXI-BK | MONITOR, TELEMETRY | 3Z716441TA |  | Pavilion |  |  | 03/06/2014 |  | 3/6/19 |  |  | NO | YES |  |  |  |  | NEC 10356653 3Z716441TA |  |  | Active |  | 99:99:99:99:99:99 | [5 empty] | COOPER UNIVERSITY HOSPITAL |  |  | HALLWAY
|  | NEC | MULTISYNC LCD2090UXI-BK | MONITOR, TELEMETRY | 34715696TA | CHIP - 9 PAVILION | Pavilion |  |  | 03/06/2014 |  | 3/6/19 |  |  | NO | YES |  |  |  |  | NEC 10356554 34715696TA |  |  | Active |  | 99:99:99:99:99:99 |  | Accessory | PAAR:00-PVAR | 11/02/2019 |  | COOPER UNIVERSITY HOSPITAL |  |  | 9 PAVILION | WOT00000002203451 | KIM HUMMEL | Disposition | Closed | Michael Youch | 02/14/2019 | 05/17/2019 | Bulk Disposition CNL
|  | NEC | MULTISYNC LCD2090UXI-BK | MONITOR, TELEMETRY | 34715699TA | CHIP - 9 PAVILION | Pavilion |  |  | 03/06/2014 |  | 3/6/19 |  |  | NO | YES |  |  |  |  | NEC 10356553 34715699TA |  |  | Active |  | 99:99:99:99:99:99 |  | Accessory | PAAR:00-PVAR | 11/02/2019 |  | COOPER UNIVERSITY HOSPITAL |  |  | 9 PAVILION | WOT00000002203444 | KIM HUMMEL | Disposition | Closed | Michael Youch | 02/14/2019 | 05/17/2019 | Bulk Disposition CNL
|  | NEC | MULTISYNC LCD2090UXI-BK | MONITOR, TELEMETRY | 3Z716369TA | PAVILION 8 | Pavilion |  |  | 03/06/2014 |  | 3/6/19 |  |  | NO | YES |  |  |  |  | NEC 10356365 3Z716369TA |  |  | Active |  | 99:99:99:99:99:99 |  | Accessory | PAAR:00-PVAR | 11/01/2019 |  | COOPER UNIVERSITY HOSPITAL |  |  | HALLWAY | WOT00000002203118 | BRIAN OSHAUGHNESSY | Disposition | Closed | Gene Amodei | 02/14/2019 | 05/24/2019 | Bulk Disposition CNL
|  | NEC | MULTISYNC LCD2090UXI-BK | MONITOR, TELEMETRY | 3Z716361TA | PAVILION 8 | Pavilion |  |  | 03/06/2014 |  | 3/6/19 |  |  | NO | YES |  |  |  |  | NEC 10356345 3Z716361TA |  |  | Active |  | 99:99:99:99:99:99 |  | Accessory | PAAR:00-PVAR | 11/02/2019 |  | COOPER UNIVERSITY HOSPITAL |  |  | HALLWAY | WOT00000002203050 | BRIAN OSHAUGHNESSY | Disposition | Closed | Gene Amodei | 02/14/2019 | 05/24/2019 | Bulk Disposition CNL
|  | NEC | MULTISYNC LCD2090UXI-BK | MONITOR, TELEMETRY | 13720303UA | CDU - CLINICAL DECISION UNIT-9 KELEMEN | Kelemen |  |  | 03/21/2011 |  | 3/21/16 |  |  | NO | YES |  |  |  |  | NEC 10346964 13720303UA |  |  | Active |  | 99:99:99:99:99:99 |  | Accessory | PAAR:00-PVAR | 11/02/2019 |  | COOPER UNIVERSITY HOSPITAL |  |  | ER | WOT00000000510148 | KAREN GRUBER | Disposition | Closed | Richard Jolly | 02/08/2018 | 05/15/2019 | Bulk Disposition CNL
|  | ELO TOUCHSYSTEMS, INC. |  | MONITOR, TOUCHSCREEN | B17c005992 |  | Pavilion | [7 empty] | NO | YES
|  | ELO TOUCHSYSTEMS, INC. | ET1929LM | MONITOR, TOUCHSCREEN | B17C005817 | SAME DAY OR-2ND FL PAVILION | Pavilion |  |  | 10/31/2019 |  | 10/31/24 |  |  | NO | YES |  |  |  |  | ELO TOUCHSYSTEMS, INC. 11239186 B17C005817 |  |  | Active |  | 99:99:99:99:99:99 |  | Accessory | PAAR:00-PVAR | 10/31/2019 | 10/31/2019 | COOPER UNIVERSITY HOSPITAL |  |  | SD OR 5 | WOT00000000626003 | JOE DRUCTOR | Performance Verification | Closed | Tom Burhart | 10/31/2019 | 10/31/2019 | Performance Verification for ELO TOUCHSYSTEMS, INC. 11239186 B17C005817 | Initial Install of Performance Verification. Device is ready for patient use. |  |  | 10/31/2019 | 10/31/2019
|  | ELO TOUCHSYSTEMS, INC. | ET1929LM | MONITOR, TOUCHSCREEN | B17C005825 | SAME DAY OR-2ND FL PAVILION | Pavilion |  |  | 10/31/2019 |  | 10/31/24 |  |  | NO | YES |  |  |  |  | ELO TOUCHSYSTEMS, INC. 11239179 B17C005825 |  |  | Active |  | 99:99:99:99:99:99 |  | Accessory | PAAR:00-PVAR | 10/31/2019 | 10/31/2019 | COOPER UNIVERSITY HOSPITAL |  |  | SD OR 2 | WOT00000000625893 | JOE DRUCTOR | Performance Verification | Closed | Tom Burhart | 10/31/2019 | 10/31/2019 | Performance Verification for ELO TOUCHSYSTEMS, INC. 11239179 B17C005825 | Initial Install of Performance Verification. Device is ready for patient use. |  |  | 10/31/2019 | 10/31/2019
|  | ELO TOUCHSYSTEMS, INC. | ET1929LM | MONITOR, TOUCHSCREEN | B17C005824 | SAME DAY OR-2ND FL PAVILION | Pavilion |  |  | 10/31/2019 |  | 10/31/24 |  |  | NO | YES |  |  |  |  | ELO TOUCHSYSTEMS, INC. 11239177 B17C005824 |  |  | Active |  | 99:99:99:99:99:99 |  | Accessory | PAAR:00-PVAR | 10/31/2019 | 10/31/2019 | COOPER UNIVERSITY HOSPITAL |  |  | SD OR 1 | WOT00000000625881 | JOE DRUCTOR | Performance Verification | Closed | Tom Burhart | 10/31/2019 | 10/31/2019 | Performance Verification for ELO TOUCHSYSTEMS, INC. 11239177 B17C005824 | Initial Install of Performance Verification. Device is ready for patient use. |  |  | 10/31/2019 | 10/31/2019
|  | ELO TOUCHSYSTEMS, INC. | ET1929LM | MONITOR, TOUCHSCREEN | B17C005815 | SAME DAY OR-2ND FL PAVILION | Pavilion |  |  | 10/31/2019 |  | 10/31/24 |  |  | NO | YES |  |  |  |  | ELO TOUCHSYSTEMS, INC. 11239173 B17C005815 |  |  | Active |  | 99:99:99:99:99:99 |  | Accessory | PAAR:00-PVAR | 10/31/2019 | 10/31/2019 | COOPER UNIVERSITY HOSPITAL |  |  | SD OR6 | WOT00000000625826 | JOE DRUCTOR | Performance Verification | Closed | Tom Burhart | 10/31/2019 | 10/31/2019 | Performance Verification for ELO TOUCHSYSTEMS, INC. 11239173 B17C005815 | Initial Install of Performance Verification. Device is ready for patient use. |  |  | 10/31/2019 | 10/31/2019
|  | ELO TOUCHSYSTEMS, INC. | ET1929LM | MONITOR, TOUCHSCREEN | G16C023527 | OPERATING ROOM - PAVILION | Pavilion |  |  | 11/08/2017 |  | 11/8/22 |  |  | NO | YES |  |  |  |  | ELO TOUCHSYSTEMS, INC. 10732471 G16C023527 |  |  | Active |  | 99:99:99:99:99:99 |  | Accessory | PAAR:00-PVAR | 10/31/2019 |  | COOPER UNIVERSITY HOSPITAL |  |  |  | 0012508810 | DOMINIC VENDETTA | Preventative Maintenance | Closed | Josh Harris | 12/15/2017 | 12/15/2017 | PERFORMANCE ASSURANCE AT INVENTORY | INVENTORIED DEVICE AND ENSURED DEVICE WAS FUNCTIONING PROPERLY. | 4A2D75BD-3FE9-4794-968A-401D7CABE298 | Labor | 11/08/2017 | 11/08/2017 | Salvatore Bombara
|  | ELO TOUCHSYSTEMS, INC. | ET1929LM | MONITOR, TOUCHSCREEN | J16C014562 | OR - KELEMEN 3 | Kelemen |  |  | 09/11/2017 |  | 9/11/22 |  |  | NO | YES |  |  |  |  | ELO TOUCHSYSTEMS, INC. 10732261 J16C014562 |  |  | Active |  | 99:99:99:99:99:99 |  | Accessory | PAAR:00-PVAR | 10/31/2019 |  | COOPER UNIVERSITY HOSPITAL |  |  |  | 0012380926 | DOMINIC VENDETTA | Performance Verification | Closed | Josh Harris | 11/02/2017 | 11/02/2017 | INCOMING INVENTORY | DEVICE INVENTORIED | C8F52D2C-BA9E-47C6-8BFC-C25F9477AEDA | Labor | 11/02/2017 | 11/02/2017 | Josh Harris
|  | ELO TOUCHSYSTEMS, INC. | ET1929LM | MONITOR, TOUCHSCREEN | L15C013150 | OR - KELEMEN 3 | Kelemen |  |  | 09/12/2016 |  | 9/12/21 |  |  | NO | YES |  |  |  |  | ELO TOUCHSYSTEMS, INC. 10505436 L15C013150 |  |  | Active |  | 99:99:99:99:99:99 |  | Accessory | PAAR:00-PVAR | 10/31/2019 |  | COOPER UNIVERSITY HOSPITAL |  |  | KELEMEN OR RM 11 |  | DOMINIC VENDETTA
|  | ELO TOUCHSYSTEMS, INC. | ET1929LM | MONITOR, TOUCHSCREEN | L15C012966 | OR - KELEMEN 3 | Kelemen |  |  | 09/12/2016 |  | 9/12/21 |  |  | NO | YES |  |  |  |  | ELO TOUCHSYSTEMS, INC. 10505387 L15C012966 |  |  | Active |  | 99:99:99:99:99:99 |  | Accessory | PAAR:00-PVAR | 10/31/2019 |  | COOPER UNIVERSITY HOSPITAL |  |  | KELEMEN OR RM 10 |  | DOMINIC VENDETTA
|  | ELO TOUCHSYSTEMS, INC. | ET1929LM | MONITOR, TOUCHSCREEN | L15C013147 | OR - KELEMEN 3 | Kelemen |  |  | 08/15/2016 |  | 8/15/21 |  |  | NO | YES |  |  |  |  | ELO TOUCHSYSTEMS, INC. 10505372 L15C013147 |  |  | Active |  | 99:99:99:99:99:99 |  | Accessory | PAAR:00-PVAR | 10/31/2019 |  | COOPER UNIVERSITY HOSPITAL |  |  | KELEMAN OR 9 |  | DOMINIC VENDETTA
|  | ELO TOUCHSYSTEMS, INC. | ET1929LM | MONITOR, TOUCHSCREEN | L15C013143 | OR - KELEMEN 3 | Kelemen |  |  | 05/06/2016 |  | 5/6/21 |  |  | NO | YES |  |  |  |  | ELO TOUCHSYSTEMS, INC. 10480427 L15C013143 |  |  | Active |  | 99:99:99:99:99:99 |  | Accessory | PAAR:00-PVAR | 10/31/2019 |  | COOPER UNIVERSITY HOSPITAL |  |  | ROOM K8 |  | DOMINIC VENDETTA
|  | ELO TOUCHSYSTEMS, INC. | ET1929LM | MONITOR, TOUCHSCREEN | J16C014669 | OPERATING ROOM - PAVILION | Pavilion |  |  | 10/31/2019 |  | 10/31/24 |  |  | NO | YES |  |  |  |  | ELO TOUCHSYSTEMS, INC. 30294882 J16C014669 |  |  | Active |  | 99:99:99:99:99:99 |  | Accessory | PAAR:00-PVAR | 10/31/2019 | 10/31/2019 | COOPER UNIVERSITY HOSPITAL |  |  |  | 0012508811 | DOMINIC VENDETTA | Performance Verification | Closed | Josh Harris | 10/31/2019 | 10/31/2019 | INCOMING INVENTORY | DEVICE INVENTORIED | 8060CD9B-27E6-424C-B2D7-A9C74F0FE30C | Labor | 10/31/2019 | 10/31/2019 | Josh Harris
|  | PHILIPS MEDICAL SYSTEMS | INTELLIVUE MMS X2 | MONITOR, TRANSPORT | DE575M8441 | INTENSIVE CARE NURSERY | Dorrance |  |  | 01/11/2017 |  | 1/11/24 |  |  | NO | YES |  |  |  |  | PHILIPS MEDICAL SYSTEMS 10505414 DE575M8441 |  |  | Active |  | 11:11:11:11:11:11 |  | Alarm | 1Y:00-MFG | 11/01/2019 | 11/01/2020 | COOPER UNIVERSITY HOSPITAL |  |  | On Transporter | 0011658500 | JOANNE FOX | Preventative Maintenance | Closed | Bonnie Aichroth | 05/23/2017 | 05/23/2017 | PERFORMANCE ASSURANCE AT INVENTORY | INVENTORIED DEVICE AND ENSURED DEVICE WAS FUNCTIONING PROPERLY. | 67480AE2-6530-47FE-9FB0-20F517C57056 | Labor | 01/11/2017 | 01/11/2017 | Gene Amodei
|  | 3M TOUCH SYSTEMS, INC | MICROTOUCH M150 | MONITOR, VIDEO | 69710934CV00099 | OPERATING ROOM - PAVILION | Pavilion |  |  | 08/18/2009 |  | 8/18/14 |  |  | NO | YES |  |  |  |  | 3M TOUCH SYSTEMS, INC 10367552 69710934CV00099 |  |  | Active |  | 99:99:99:99:99:99 |  | Accessory | PAAR:00-PVAR | 11/02/2019 |  | COOPER UNIVERSITY HOSPITAL |  |  | OR P3 | WOT00000002200156 | DOMINIC VENDETTA | Disposition | Closed | Salvatore Bombara | 02/14/2019 | 05/15/2019 | Bulk Disposition CNL
|  | 3M TOUCH SYSTEMS, INC | MICROTOUCH M150 | MONITOR, VIDEO | 69710933CV00367 | OPERATING ROOM - PAVILION | Pavilion |  |  | 08/18/2009 |  | 8/18/14 |  |  | NO | YES |  |  |  |  | 3M TOUCH SYSTEMS, INC 10367315 69710933CV00367 |  |  | Active |  | 99:99:99:99:99:99 |  | Accessory | PAAR:00-PVAR | 11/02/2019 |  | COOPER UNIVERSITY HOSPITAL |  |  | OR P2 | WOT00000002199986 | DOMINIC VENDETTA | Disposition | Closed | Salvatore Bombara | 02/14/2019 | 05/15/2019 | Bulk Disposition CNL
|  | BARCO | E-2320C | MONITOR, VIDEO | Not Known | OPERATING ROOM - PAVILION | Pavilion |  |  | 11/08/2017 |  | 11/8/22 |  |  | NO | YES |  |  |  |  | BARCO 10732469 Not Known |  |  | Active |  | 99:99:99:99:99:99 |  | Accessory | PAAR:00-PVAR | 10/31/2019 |  | COOPER UNIVERSITY HOSPITAL |  |  |  | 0012508760 | DOMINIC VENDETTA | Performance Verification | Closed | Josh Harris | 12/15/2017 | 12/15/2017 | INCOMING INVENTORY | DEVICE INVENTORIED | C24228DE-9117-48D0-AE23-6C7E42B3D6F7 | Labor | 12/15/2017 | 12/15/2017 | Josh Harris
|  | BARCO | E-2320C | MONITOR, VIDEO | Not Known | OPERATING ROOM - PAVILION | Pavilion |  |  | 11/08/2017 |  | 11/8/22 |  |  | NO | YES |  |  |  |  | BARCO 10732468 Not Known |  |  | Active |  | 99:99:99:99:99:99 |  | Accessory | PAAR:00-PVAR | 10/31/2019 |  | COOPER UNIVERSITY HOSPITAL |  |  |  | 0012508756 | DOMINIC VENDETTA | Performance Verification | Closed | Josh Harris | 12/15/2017 | 12/15/2017 | INCOMING INVENTORY | DEVICE INVENTORIED | A7D35607-34BE-456B-9F93-EA03A62C094F | Labor | 12/15/2017 | 12/15/2017 | Josh Harris
|  | BARCO | E-2320C | MONITOR, VIDEO | Not Known | OR - KELEMEN 3 | Kelemen |  |  | 09/11/2017 |  | 9/11/22 |  |  | NO | YES |  |  |  |  | BARCO 10732259 Not Known |  |  | Active |  | 99:99:99:99:99:99 |  | Accessory | PAAR:00-PVAR | 10/31/2019 |  | COOPER UNIVERSITY HOSPITAL |  |  |  | 0012379963 | DOMINIC VENDETTA | Preventative Maintenance | Closed | Josh Harris | 11/02/2017 | 11/02/2017 | PERFORMANCE ASSURANCE AT INVENTORY | INVENTORIED DEVICE AND ENSURED DEVICE WAS FUNCTIONING PROPERLY. | 556F7728-06D9-4A98-8BF4-DE92D50B62FB | Labor | 09/11/2017 | 09/11/2017 | Josh Harris
|  | BARCO | MDSC-8232 | MONITOR, VIDEO | AN001538000547 | OR - KELEMEN 3 | Kelemen |  |  | 05/23/2016 |  | 5/23/21 |  |  | NO | YES |  |  |  |  | ARTHREX INC. 10480453 AN001538000547 |  |  | Active |  | 99:99:99:99:99:99 |  | Accessory | PAAR:00-PVAR | 10/31/2019 |  | COOPER UNIVERSITY HOSPITAL |  |  |  |  | DOMINIC VENDETTA
|  | BARCO | MDSC-8232 | MONITOR, VIDEO | AN001538000537 | VOORHEES SURGERY CENTER-OPERATING ROOM | 900 Centennial Blvd | Suite E |  | 05/10/2016 |  | 5/10/21 |  |  | NO | YES |  |  |  |  | BARCO 10480398 AN001538000537 |  |  | Active |  | 99:99:99:99:99:99 |  | Accessory | PAAR:00-PVAR | 10/31/2019 |  | COOPER AMBULATORY OFF-SITES |  |  | SUITE E |  | JENNIFER BOMBARO
|  | BARCO | MDSC-8232 | MONITOR, VIDEO | AN001538000505 | VOORHEES SURGERY CENTER-OPERATING ROOM | 900 Centennial Blvd | Suite E |  | 05/10/2016 |  | 5/10/21 |  |  | NO | YES |  |  |  |  | BARCO 10480401 AN001538000505 |  |  | Active |  | 99:99:99:99:99:99 |  | Accessory | PAAR:00-PVAR | 10/31/2019 |  | COOPER AMBULATORY OFF-SITES |  |  | SUITE E |  | JENNIFER BOMBARO
|  | BARCO | MDSC-8232 | MONITOR, VIDEO | AN0015240000327 | OR - KELEMEN 3 | Kelemen |  |  | 10/31/2019 |  | 10/31/24 |  |  | NO | YES |  |  |  |  | BARCO 30294957 ANA0015240000327 |  |  | Active |  | 99:99:99:99:99:99 |  | Accessory | PAAR:00-PVAR | 10/31/2019 | 10/31/2019 | COOPER UNIVERSITY HOSPITAL |  |  | Arthrex Tower | WOT00000000815994 | DOMINIC VENDETTA | Performance Verification | Closed | Salvatore Bombara | 10/31/2019 | 10/31/2019 | Performance Verification for BARCO 30294957 ANA0015240000327 | Initial Install of Performance Verification. Device is ready for patient use. |  |  | 10/31/2019 | 10/31/2019
|  | ELO TOUCHSYSTEMS, INC. | ET1528L | MONITOR, VIDEO | G13Q000850 | COOPER CANCER CENTER-MULTIDISCIPLINARY CLINIC | MD Anderson Cancer Center |  |  | 09/10/2013 |  | 9/10/18 |  |  | NO | YES |  |  |  |  | ELO TOUCHSYSTEMS, INC. 10367512 G13Q000850 |  |  | Active |  | 99:99:99:99:99:99 |  | Accessory | PAAR:00-PVAR | 11/02/2019 |  | COOPER AMBULATORY OFF-SITES |  |  | Multi Disc - C2049 or C2220 |  | ROXANNE BERGER
|  | ELO TOUCHSYSTEMS, INC. | ET1715L | MONITOR, VIDEO | J08C006424 | OPERATING ROOM - PAVILION | Pavilion |  |  | 01/15/2009 |  | 1/15/14 |  |  | NO | YES |  |  |  |  | ELO TOUCHSYSTEMS, INC. 10367374 J08C006424 |  |  | Active |  | 99:99:99:99:99:99 |  | Accessory | PAAR:00-PVAR | 11/02/2019 |  | COOPER UNIVERSITY HOSPITAL |  |  | P3 - ROOM 8 | WOT00000002200033 | DOMINIC VENDETTA | Disposition | Closed | Salvatore Bombara | 02/14/2019 | 05/15/2019 | Bulk Disposition CNL
|  | ELO TOUCHSYSTEMS, INC. | ET1715L | MONITOR, VIDEO | K08C006771 | OR - KELEMEN 3 | Pavilion |  |  | 02/09/2009 |  | 2/9/14 |  |  | NO | YES |  |  |  |  | ELO TOUCHSYSTEMS, INC. 10346282 K08C006771 |  |  | Disposition |  | 99:99:99:99:99:99 |  | Accessory | PAAR:00-PVAR | 11/02/2019 |  | COOPER UNIVERSITY HOSPITAL |  |  | room 9 | WOT00000002199899 | DOMINIC VENDETTA | Disposition | Closed | Salvatore Bombara | 02/14/2019 | 05/13/2019 | Bulk Disposition CNL | Unit has been retired | EXP2913204 | Labor | 05/13/2019 | 05/13/2019 | Salvatore Bombara
|  | FORESEESON USA | 19HD | MONITOR, VIDEO | D19012500086 | SPECIAL TEST | Kelemen |  |  | 02/11/2019 |  | 2/11/24 |  |  | NO | YES |  |  |  |  | FORESEESON USA 10725741 D19012500086 |  |  | Active |  |  |  | Accessory | PAAR:00-PVAR | 10/31/2019 |  | COOPER UNIVERSITY HOSPITAL |  |  | Fluoro room single boom | WOT00000002140255 | AMY HANNAN | Performance Verification | Closed | Michael Youch | 02/11/2019 | 07/02/2019 | Performance Verification for FSN MEDICAL 10725741 D19012500086 | Initial Install of Performance Verification. Device is ready for patient use.
|  | FSN MEDICAL | FS-L5502D | MONITOR, VIDEO | D55117500002 | CARDIAC CATH LAB | Kelemen |  |  | 10/31/2019 |  | 10/31/24 |  |  | NO | YES |  |  |  |  | FSN MEDICAL 11187516 D55117500002 |  |  | Active |  | 99:99:99:99:99:99 |  | Accessory | PAAR:00-PVAR | 10/31/2019 | 10/31/2019 | COOPER UNIVERSITY HOSPITAL |  |  | CCL - EP2 | WOT00000001605743 | LINDA BEAN | Performance Verification | Closed | Stephen Zubrzycki | 10/31/2019 | 10/31/2019 | Performance Verification for FSN MEDICAL 11187516 D55117500002 | Initial Install of Performance Verification. Device is ready for patient use. |  |  | 10/31/2019 | 10/31/2019
|  | FSN MEDICAL | FS-L5502D | MONITOR, VIDEO | i550019 | CARDIAC CATH LAB | Kelemen |  |  | 09/01/2016 |  | 9/1/21 |  |  | NO | YES |  |  |  |  | FSN MEDICAL 10725237 i550019 |  |  | Active |  | 99:99:99:99:99:99 |  | Accessory | PAAR:00-PVAR | 10/31/2019 |  | COOPER UNIVERSITY HOSPITAL |  |  | CCL - EP2 | WOT00000000649018 | LINDA BEAN | Repair | Closed | Stephen Zubrzycki | 03/09/2018 | 05/25/2018 | Monitor - screen keeps jumping | Analyzed unit. Issue was on Imput 3 (1 and 3 are displayed together...1 on left and 3 on right). Input 3 was jumping. Whenever Input 3 was swapped to any other input (physically) the jumping went away. Verified cabling was good. Was jumping even without any input. Verified that it wasn't the monitor itself. Got no support from tech support. Said to look at resolution on McKesson System. Charlie and I analyzed for over an hr before we found that the box underneath the monitor had different settings for resolution (this was not told by tech support). We changed the resolution to the correct setting (based on the other inputs) and this resolved the problem. VPO | EXP0212819 | Labor | 03/09/2018 | 03/09/2018 | Stephen Zubrzycki
|  | GE HEALTHCARE | 5128455-3 | MONITOR, VIDEO | HXT9000040 | CARDIAC CATH LAB | Kelemen |  |  | 01/16/2006 |  | 1/16/11 |  |  | NO | YES |  |  |  |  | GE MEDICAL SYSTEMS 10367888 HXT9000040 |  |  | Active |  | 99:99:99:99:99:99 |  | Accessory | PAAR:00-PVAR | 11/02/2019 |  | COOPER UNIVERSITY HOSPITAL |  |  | CCL - EP1 Control Room | WOT00000001310270 | LINDA BEAN | Repair | Closed | Stephen Zubrzycki | 08/21/2018 | 10/03/2018 | Monitor - Not getting a display | Customer resolved. Wiring was loose. Reconnected and VPO | EXP1150997 | Labor | 08/21/2018 | 08/21/2018 | Stephen Zubrzycki
|  | GE HEALTHCARE | 5128455-3 | MONITOR, VIDEO | HXT9000049 | CARDIAC CATH LAB | Kelemen |  |  | 01/16/2006 |  | 1/16/11 |  |  | NO | YES |  |  |  |  | GE MEDICAL SYSTEMS 10367887 HXT9000049 |  |  | Active |  | 99:99:99:99:99:99 |  | Accessory | PAAR:00-PVAR | 11/02/2019 |  | COOPER UNIVERSITY HOSPITAL |  |  | CCL - EP1 Control Room |  | LINDA BEAN
|  | GE HEALTHCARE | 5128455-3 | MONITOR, VIDEO | HXT9000041 | CARDIAC CATH LAB | Kelemen |  |  | 01/16/2006 |  | 1/16/11 |  |  | NO | YES |  |  |  |  | GE MEDICAL SYSTEMS 10367886 HXT9000041 |  |  | Active |  | 99:99:99:99:99:99 |  | Accessory | PAAR:00-PVAR | 10/31/2019 |  | COOPER UNIVERSITY HOSPITAL |  |  | CCL - EP1 Control Room |  | LINDA BEAN
|  | NDS | SC-WU26-A1515 | MONITOR, VIDEO | 09-138308 | OR - KELEMEN 3 | Pavilion |  |  | 05/08/2017 |  | 5/8/22 |  |  | NO | YES |  |  |  |  | STORZ 10769481 09-138308 |  |  | Active |  | 99:99:99:99:99:99 |  | Accessory | PAAR:00-PVAR | 10/31/2019 |  | COOPER UNIVERSITY HOSPITAL |  |  |  | 0011620290 | DOMINIC VENDETTA | Performance Verification | Closed | Salvatore Bombara | 05/08/2017 | 05/08/2017 | INCOMING INVENTORY | DEVICE INVENTORIED | FD25CE86-D0C5-4784-8BC3-6BB893F2050A | Labor | 05/08/2017 | 05/08/2017 | Salvatore Bombara
|  | NDS SURGICAL IMAGING | BC-SX19-A1417 | MONITOR, VIDEO | 12-191806 | OR - KELEMEN 3 | Kelemen |  |  | 12/28/2011 |  | 12/28/16 |  |  | NO | YES |  |  |  |  | NDS SURGICAL IMAGING 10369308 12-191806 |  |  | Active |  | 99:99:99:99:99:99 |  | Accessory | PAAR:00-PVAR | 11/02/2019 |  | COOPER UNIVERSITY HOSPITAL |  |  | KELEMEN OR ROOM K1 | WOT00000000508721 | DOMINIC VENDETTA | Disposition | Closed | Salvatore Bombara | 02/08/2018 | 05/14/2019 | Bulk Disposition CNL
|  | NDS SURGICAL IMAGING | BC-SX19-A1417 | MONITOR, VIDEO | 12-191802 | OR - KELEMEN 3 | Kelemen |  |  | 12/28/2011 |  | 12/28/16 |  |  | NO | YES |  |  |  |  | NDS SURGICAL IMAGING 10369307 12-191802 |  |  | Active |  | 99:99:99:99:99:99 |  | Accessory | PAAR:00-PVAR | 11/02/2019 |  | COOPER UNIVERSITY HOSPITAL |  |  | KELEMEN 3 ROOM 1 | WOT00000000508720 | DOMINIC VENDETTA | Disposition | Closed | Salvatore Bombara | 02/08/2018 | 05/16/2019 | Bulk Disposition CNL
|  | NDS SURGICAL IMAGING | BC-SX19-A1417 | MONITOR, VIDEO | 09-144210 | OPERATING ROOM - PAVILION | Pavilion |  |  | 01/01/1900 |  |  |  |  | NO | YES |  |  |  |  | NDS SURGICAL IMAGING 10367576 09-144210 |  |  | Active |  | 99:99:99:99:99:99 |  | Accessory | PAAR:00-PVAR | 11/02/2019 |  | COOPER UNIVERSITY HOSPITAL |  |  | P 08 | WOT00000002200195 | DOMINIC VENDETTA | Disposition | Closed | Salvatore Bombara | 02/14/2019 | 05/22/2019 | Bulk Disposition CNL
|  | NDS SURGICAL IMAGING | BC-SX19-A1417 | MONITOR, VIDEO | 12-191-828 | OPERATING ROOM - PAVILION | Pavilion |  |  | 01/25/2012 |  | 1/25/17 |  |  | NO | YES |  |  |  |  | NDS SURGICAL IMAGING 10346281 12-191-828 |  |  | Active |  | 99:99:99:99:99:99 |  | Accessory | PAAR:00-PVAR | 11/01/2019 |  | COOPER UNIVERSITY HOSPITAL |  |  | OR 9 | WOT00000000508719 | DOMINIC VENDETTA | Disposition | Closed | Salvatore Bombara | 02/08/2018 | 05/15/2019 | Bulk Disposition CNL
|  | NDS SURGICAL IMAGING | LIFEVUE | MONITOR, VIDEO | sv2195b0156 | OR - KELEMEN 3 | Kelemen |  |  | 01/01/1900 |  |  |  |  | NO | YES |  |  |  |  | NDS SURGICAL IMAGING 10366692 sv2195b0156 |  |  | Active |  | 99:99:99:99:99:99 |  | Accessory | PAAR:00-PVAR | 11/02/2019 |  | COOPER UNIVERSITY HOSPITAL |  |  | OPERATING ROOM K3 | WOT00000002199917 | DOMINIC VENDETTA | Disposition | Closed | Salvatore Bombara | 02/14/2019 | 05/15/2019 | Bulk Disposition CNL
|  | NDS SURGICAL IMAGING | LIFEVUE | MONITOR, VIDEO | 12-191843 | OR - KELEMEN 3 | Kelemen |  |  | 01/01/1900 |  |  |  |  | NO | YES |  |  |  |  | NDS SURGICAL IMAGING 10366693 12-191843 |  |  | Active |  | 99:99:99:99:99:99 |  | Accessory | PAAR:00-PVAR | 11/02/2019 |  | COOPER UNIVERSITY HOSPITAL |  |  | OPERATING ROOM K3 | WOT00000002199919 | DOMINIC VENDETTA | Disposition | Closed | Salvatore Bombara | 02/14/2019 | 05/15/2019 | Bulk Disposition CNL
|  | NDS SURGICAL IMAGING | LIFEVUE | MONITOR, VIDEO | 12-191844 | OR - KELEMEN 3 | Kelemen |  |  | 01/01/1900 |  |  |  |  | NO | YES |  |  |  |  | NDS SURGICAL IMAGING 10366690 12-191844 |  |  | Active |  | 99:99:99:99:99:99 |  | Accessory | PAAR:00-PVAR | 11/01/2019 |  | COOPER UNIVERSITY HOSPITAL |  |  | OPERATING ROOM K3 | WOT00000002199915 | DOMINIC VENDETTA | Disposition | Closed | Salvatore Bombara | 02/14/2019 | 05/15/2019 | Bulk Disposition CNL
|  | NDS SURGICAL IMAGING | RADIANCE HD | MONITOR, VIDEO | D19012500029 | SPECIAL TEST | Kelemen |  |  | 11/12/2013 |  | 11/12/18 |  |  | NO | YES |  |  |  |  | NDS SURGICAL IMAGING 10356128 D19012500029 |  |  | Active |  | 99:99:99:99:99:99 |  | Accessory | PAAR:00-PVAR | 11/01/2019 |  | COOPER UNIVERSITY HOSPITAL |  |  | FLUROSCOPY special test | WOT00000000523291 | AMY HANNAN | Disposition | Closed | Gene Amodei | 02/08/2018 | 05/14/2019 | Bulk Disposition CNL
|  | NDS SURGICAL IMAGING | RADIANCE HD | MONITOR, VIDEO |  | OR - KELEMEN 3 | Pavilion |  |  | 01/01/1900 |  |  |  |  | NO | YES |  |  |  |  | NDS SURGICAL IMAGING 10355473 10355473 |  |  | Active |  | 99:99:99:99:99:99 |  | Accessory | PAAR:00-PVAR | 11/02/2019 |  | COOPER UNIVERSITY HOSPITAL |  |  | OR 6 | 0012017481 | DOMINIC VENDETTA | Repair | Closed | Salvatore Bombara | 08/07/2017 | 08/07/2017 | MONITOR - BOVI INTERFERING WITH DISPLAY - TMX | 8/7/2017 3:49:54 PM SXBOMBARA (SXBOMBARA 8/7/2017 12:00 AM) WORKED WITH CHRIS WOLF. TESTED BOVIE, TABLE AND SIGNAL SCALER. ALL TESTED OK. REPLACED VGA AND DVI CABLES. REPLACED POWER CORD. ALL SYSTEMS ARE WORKING NORMAL. ALL PARTS FROM STOCK. | F8C2B1D9-25F1-4865-9D6B-5EE0468F8AFF | Labor | 08/07/2017 | 08/07/2017 | Salvatore Bombara
|  | NDS SURGICAL IMAGING | RADIANCE HD | MONITOR, VIDEO | 08-126534 | OPERATING ROOM - PAVILION | Pavilion |  |  | 08/18/2009 |  | 8/18/14 |  |  | NO | YES |  |  |  |  | NDS SURGICAL IMAGING 10346625 08-126534 |  |  | Active |  | 99:99:99:99:99:99 |  | Accessory | PAAR:00-PVAR | 11/02/2019 |  | COOPER UNIVERSITY HOSPITAL |  |  | OR P07 |  | DOMINIC VENDETTA
|  | NDS SURGICAL IMAGING | RADIANCE HD | MONITOR, VIDEO |  | OR - KELEMEN 3 | Pavilion |  |  | 01/01/1900 |  |  |  |  | NO | YES |  |  |  |  | NDS SURGICAL IMAGING 10346261 10346261 |  |  | Active |  | 99:99:99:99:99:99 |  | Accessory | PAAR:00-PVAR | 11/02/2019 |  | COOPER UNIVERSITY HOSPITAL |  |  | OR 9 | WOT00000002199888 | DOMINIC VENDETTA | Disposition | Closed | Salvatore Bombara | 02/14/2019 | 05/15/2019 | Bulk Disposition CNL
|  | NDS SURGICAL IMAGING | RADIANCE HD | MONITOR, VIDEO | Not Known | OR - KELEMEN 3 | Pavilion |  |  | 01/01/1900 |  |  |  |  | NO | YES |  |  |  |  | NDS SURGICAL IMAGING 10346260 Not Known |  |  | Active |  | 99:99:99:99:99:99 |  | Accessory | PAAR:00-PVAR | 11/02/2019 |  | COOPER UNIVERSITY HOSPITAL |  |  | OR 9 | WOT00000002199887 | DOMINIC VENDETTA | Disposition | Closed | Salvatore Bombara | 02/14/2019 | 05/17/2019 | Bulk Disposition CNL
|  | NDS SURGICAL IMAGING | SC-SX19-A1511 | MONITOR, VIDEO |  | OPERATING ROOM - PAVILION | Pavilion |  |  | 08/18/2009 |  | 8/18/14 |  |  | NO | YES |  |  |  |  | NDS SURGICAL IMAGING 10368276 09143598 |  |  | Active |  | 99:99:99:99:99:99 |  | Accessory | PAAR:00-PVAR | 11/02/2019 |  | COOPER UNIVERSITY HOSPITAL |  |  | OR P3 |  | DOMINIC VENDETTA
|  | NDS SURGICAL IMAGING | SC-SX19-A1511 | MONITOR, VIDEO | 09-135091 | OPERATING ROOM - PAVILION | Pavilion |  |  | 08/18/2009 |  | 8/18/14 |  |  | NO | YES |  |  |  |  | NDS SURGICAL IMAGING 10367316 09-135091 |  |  | Active |  | 99:99:99:99:99:99 |  | Accessory | PAAR:00-PVAR | 11/01/2019 |  | COOPER UNIVERSITY HOSPITAL |  |  | OR P3 | WOT00000002199990 | DOMINIC VENDETTA | Disposition | Closed | Salvatore Bombara | 02/14/2019 | 05/16/2019 | Bulk Disposition CNL
|  | NDS SURGICAL IMAGING | SC-SX19-A1511 | MONITOR, VIDEO | 07-105462 | OPERATING ROOM - PAVILION | Pavilion |  |  | 02/09/2009 |  | 2/9/14 |  |  | NO | YES |  |  |  |  | NDS SURGICAL IMAGING 10346273 07-105462 |  |  | Active |  | 99:99:99:99:99:99 |  | Accessory | PAAR:00-PVAR | 11/02/2019 |  | COOPER UNIVERSITY HOSPITAL |  |  | OR 9 |  | DOMINIC VENDETTA
|  | NDS SURGICAL IMAGING | SC-SX19-A1A11 | MONITOR, VIDEO |  | OPERATING ROOM - PAVILION | Pavilion |  |  | 08/18/2009 |  | 8/18/14 |  |  | NO | YES |  |  |  |  | NDS SURGICAL IMAGING 10368279 MONITOR 3 |  |  | Active |  | 99:99:99:99:99:99 |  | Accessory | PAAR:00-PVAR | 11/02/2019 |  | COOPER UNIVERSITY HOSPITAL |  |  |  | WOT00000000924672 | DOMINIC VENDETTA | Repair | Closed | Salvatore Bombara | 05/14/2018 | 05/25/2018 | No Image | Acknowledged. confirmed error. rebooted unit. Monitor now has an image. | EXP0552850 | Labor | 05/14/2018 | 05/14/2018 | Salvatore Bombara
|  | NDS SURGICAL IMAGING | SC-SX19-A1A11 | MONITOR, VIDEO | Not Known | OPERATING ROOM - PAVILION | Pavilion |  |  | 01/15/2009 |  | 1/15/14 |  |  | NO | YES |  |  |  |  | NDS SURGICAL IMAGING 10367372 Not Known |  |  | Active |  | 99:99:99:99:99:99 |  | Accessory | PAAR:00-PVAR | 11/01/2019 |  | COOPER UNIVERSITY HOSPITAL |  |  |  |  | DOMINIC VENDETTA
|  | NDS SURGICAL IMAGING | SC-SX19-A1A11 | MONITOR, VIDEO | Not Known | OPERATING ROOM - PAVILION | Pavilion |  |  | 01/15/2009 |  | 1/15/14 |  |  | NO | YES |  |  |  |  | NDS SURGICAL IMAGING 10367368 Not Known |  |  | Active |  | 99:99:99:99:99:99 |  | Accessory | PAAR:00-PVAR | 11/02/2019 |  | COOPER UNIVERSITY HOSPITAL |  |  |  |  | DOMINIC VENDETTA
|  | NDS SURGICAL IMAGING | SC-SX19-A1A11 | MONITOR, VIDEO | Not Known | OPERATING ROOM - PAVILION | Pavilion |  |  | 01/01/1900 |  |  |  |  | NO | YES |  |  |  |  | NDS SURGICAL IMAGING 10367313 Not Known |  |  | Active |  | 99:99:99:99:99:99 |  | Accessory | PAAR:00-PVAR | 11/02/2019 |  | COOPER UNIVERSITY HOSPITAL |  |  |  | WOT00000002199981 | DOMINIC VENDETTA | Disposition | Closed | Salvatore Bombara | 02/14/2019 | 05/15/2019 | Bulk Disposition CNL
|  | NDS SURGICAL IMAGING | SC-SX19-A1A11 | MONITOR, VIDEO | 09-143614 | OPERATING ROOM - PAVILION | Pavilion |  |  | 08/18/2009 |  | 8/18/14 |  |  | NO | YES |  |  |  |  | NDS SURGICAL IMAGING 10367300 09-143614 |  |  | Active |  | 99:99:99:99:99:99 |  | Accessory | PAAR:00-PVAR | 11/02/2019 |  | COOPER UNIVERSITY HOSPITAL |  |  |  |  | DOMINIC VENDETTA
|  | NDS SURGICAL IMAGING | SC-SX19-A1A11 | MONITOR, VIDEO | 09-144334 | OPERATING ROOM - PAVILION | Pavilion |  |  | 08/18/2009 |  | 8/18/14 |  |  | NO | YES |  |  |  |  | NDS SURGICAL IMAGING 10367298 09-144334 |  |  | Active |  | 99:99:99:99:99:99 |  | Accessory | PAAR:00-PVAR | 11/02/2019 |  | COOPER UNIVERSITY HOSPITAL |  |  |  |  | DOMINIC VENDETTA
|  | NDS SURGICAL IMAGING | SC-SX19-A1A11 | MONITOR, VIDEO | 07-109217 | COOPER DIGESTIVE HEALTH-ENDOSCOPY | 501 Fellowship Rd |  |  | 10/14/2008 |  | 10/14/13 |  |  | NO | YES |  |  |  |  | STORZ 10347140 07-109217 |  |  | Active |  | 99:99:99:99:99:99 |  | Accessory | PAAR:00-PVAR | 11/02/2019 |  | COOPER AMBULATORY OFF-SITES |  |  |  |  | JEANNE GREER
|  | NDS SURGICAL IMAGING | SC-SX19-A1A11 | MONITOR, VIDEO | 07-109138 | COOPER DIGESTIVE HEALTH-ENDOSCOPY | 501 fellowship road |  |  | 10/14/2008 |  | 10/14/13 |  |  | NO | YES |  |  |  |  | STORZ 10347133 07-109138 |  |  | Active |  | 99:99:99:99:99:99 |  | Accessory | PAAR:00-PVAR | 11/02/2019 |  | COOPER AMBULATORY OFF-SITES |  |  |  |  | JEANNE GREER
|  | NDS SURGICAL IMAGING | SC-SX19-A1A11 | MONITOR, VIDEO | 07-109219 | COOPER DIGESTIVE HEALTH-ENDOSCOPY | 501 fellowship road |  |  | 10/14/2008 |  | 10/14/13 |  |  | NO | YES |  |  |  |  | STORZ 10347109 07-109219 |  |  | Active |  | 99:99:99:99:99:99 |  | Accessory | PAAR:00-PVAR | 11/02/2019 |  | COOPER AMBULATORY OFF-SITES |  |  |  | WOT00000003518478 | JEANNE GREER | Repair | Closed | Kirk Lis | 08/29/2019 | 09/03/2019 | not turning on | REPLACED POWER SUPPLY. PERFORMED OVP. INFORMED STAFF OF UNIT'S STATUS | EXP3867395 | Labor | 08/30/2019 | 08/30/2019 | Kirk Lis
|  | NDS SURGICAL IMAGING | SC-SX19-A1A11 | MONITOR, VIDEO | 07-109163 | COOPER DIGESTIVE HEALTH-ENDOSCOPY | 501 fellowship road |  |  | 10/14/2008 |  | 10/14/13 |  |  | NO | YES |  |  |  |  | STORZ 10347110 07-109163 |  |  | Active |  | 99:99:99:99:99:99 |  | Accessory | PAAR:00-PVAR | 11/02/2019 |  | COOPER AMBULATORY OFF-SITES |  |  |  | 0012305525 | JEANNE GREER | Repair | Closed | Kirk Lis | 10/18/2017 | 10/30/2017 | MONITOR - WONT COME ON OR PAIR - SUITE 102 OPERATE 4 | 10/19/2017 8:18:02 AM KALIS (KALIS 10/18/2017 12:00 AM) TRAVEL TIME (KALIS 10/18/2017 12:00 AM) ANALYZED UNIT. TRACED PROBLEM TO POWER SUPPLY. REPLACED PIOWER SUPPLY AND PERFORMED OVP (KALIS 10/19/2017 12:00 AM) DOCUMENTATION 10/30/2017 11:45:21 AM KALIS (KALIS 10/30/2017 12:00 AM) RESEARCHED AND ORDERED PART | 66839EC0-2459-4AF8-B379-48178720E005 | Labor | 10/18/2017 | 10/18/2017 | Kirk Lis
|  | NDS SURGICAL IMAGING | SC-SX19-A1A11 | MONITOR, VIDEO | 07-109212 | COOPER DIGESTIVE HEALTH-ENDOSCOPY | 501 fellowship road |  |  | 10/14/2008 |  | 10/14/13 |  |  | NO | YES |  |  |  |  | STORZ 10347108 07-109212 |  |  | Active |  | 99:99:99:99:99:99 |  | Accessory | PAAR:00-PVAR | 11/02/2019 |  | COOPER AMBULATORY OFF-SITES |  |  |  | WOT00000004309340 | JEANNE GREER | Repair | Closed | Kirk Lis | 11/13/2019 | 11/15/2019 | Not getting any power- turning off and on - not powering on | REPLACED EXTERNAL POWER PACK ON BACK OF MONITOR. TESTED UNIT. INFORMED STAFF OF UNIT'S STATUS. | EXP4736228 | Labor | 11/13/2019 | 11/13/2019 | Kirk Lis
|  | NDS SURGICAL IMAGING | SC-SX19-A1A11 | MONITOR, VIDEO | 07-107294 | COOPER DIGESTIVE HEALTH-ENDOSCOPY | 501 fellowship road |  |  | 10/14/2008 |  | 10/14/13 |  |  | NO | YES |  |  |  |  | STORZ 10347099 07-107294 |  |  | Active |  | 99:99:99:99:99:99 |  | Accessory | PAAR:00-PVAR | 11/02/2019 |  | COOPER AMBULATORY OFF-SITES |  |  |  | 0012305518 | JEANNE GREER | Repair | Closed | Kirk Lis | 10/18/2017 | 10/19/2017 | MONITOR - ONLY SHOWING BLACK AND WHITE AND FLICKERING - DIGESTIVE HEALTH | 10/19/2017 8:36:13 AM KALIS (KALIS 10/18/2017 12:00 AM) UNIT OPERATING CORRECTLY. PERFORMED OVP. CONFERRED WITH GI TECH. ON OBSERVATIONS. | 9EBB50BF-64FE-4FA3-8977-BBFF81EE3943 | Labor | 10/18/2017 | 10/18/2017 | Kirk Lis
|  | NDS SURGICAL IMAGING | SC-SX19-A1A11 | MONITOR, VIDEO | 07-109198 | COOPER DIGESTIVE HEALTH-ENDOSCOPY | 501 Fellowship Rd |  |  | 10/14/2008 |  | 10/14/13 |  |  | NO | YES |  |  |  |  | STORZ 10347097 07-109198 |  |  | Active |  | 99:99:99:99:99:99 |  | Accessory | PAAR:00-PVAR | 11/02/2019 |  | COOPER AMBULATORY OFF-SITES |  |  |  |  | JEANNE GREER
|  | NDS SURGICAL IMAGING | SC-WU26-A1511 | MONITOR, VIDEO | 11-188707 | OR - KELEMEN 3 | Pavilion |  |  | 10/19/2011 |  | 10/19/16 |  |  | NO | YES |  |  |  |  | NDS SURGICAL IMAGING 10369508 11-188707 |  |  | Active |  | 99:99:99:99:99:99 |  | Accessory | PAAR:00-PVAR | 11/02/2019 |  | COOPER UNIVERSITY HOSPITAL |  |  | OPERATING ROOM - P11 | 0011475315 | DOMINIC VENDETTA | Repair | Closed | Michael Youch | 04/12/2017 | 04/12/2017 | MONITOR - WONT TURN ON, CASE SOON - OR KELEMAN 7 | 4/12/2017 9:20:55 AM MDYOUCH (MDYOUCH 4/12/2017 8:15 AM) THEY DIDN'T REALIZE THAT THE SCOPE PROCESSOR NEEDS TO BE ON TO GENERATE THE COLOR BARS TO THE DISPLAY | 568722EB-6017-4BED-84BE-8D6C513E6845 | Labor | 04/12/2017 | 04/12/2017 | Michael Youch
|  | NDS SURGICAL IMAGING | SC-WU26-A1511 | MONITOR, VIDEO | 11-174617 | OR - KELEMEN 3 | Kelemen |  |  | 04/20/2011 |  | 4/20/16 |  |  | NO | YES |  |  |  |  | NDS SURGICAL IMAGING 10368421 11-174617 |  |  | Disposition |  | 99:99:99:99:99:99 |  | Accessory | PAAR:00-PVAR | 11/02/2019 |  | COOPER UNIVERSITY HOSPITAL |  |  | SURGICAL SUITE KELERMAN | WOT00000000507861 | DOMINIC VENDETTA | Disposition | Closed | Salvatore Bombara | 02/08/2018 | 05/15/2019 | Bulk Disposition CNL | Unit has been retired | EXP2931740 | Labor | 05/15/2019 | 05/15/2019 | Salvatore Bombara
|  | NDS SURGICAL IMAGING | SC-WU26-A1511 | MONITOR, VIDEO | 12-206524 | VOORHEES SURGERY CENTER-OPERATING ROOM | 900 Centennial Blvd | Suite E |  | 09/07/2012 |  | 9/7/17 |  |  | NO | YES |  |  |  |  | NDS SURGICAL IMAGING 10347185 12-206524 |  |  | Active |  | 99:99:99:99:99:99 |  | Accessory | PAAR:00-PVAR | 11/02/2019 |  | COOPER AMBULATORY OFF-SITES |  |  | SUITE E |  | JENNIFER BOMBARO
|  | NDS SURGICAL IMAGING | SC-WU26-A1511 | MONITOR, VIDEO | 12-206529 | VOORHEES SURGERY CENTER-OPERATING ROOM | 900 Centennial Blvd | Suite E |  | 09/07/2012 |  | 9/7/17 |  |  | NO | YES |  |  |  |  | NDS SURGICAL IMAGING 10347172 12-206529 |  |  | Active |  | 99:99:99:99:99:99 |  | Accessory | PAAR:00-PVAR | 11/02/2019 |  | COOPER AMBULATORY OFF-SITES |  |  | SUITE E |  | JENNIFER BOMBARO
|  | NDS SURGICAL IMAGING | SC-WU26-A1511 | MONITOR, VIDEO | 12-206522 | VOORHEES SURGERY CENTER-OPERATING ROOM | 900 Centennial Blvd | Suite E |  | 09/07/2012 |  | 9/7/17 |  |  | NO | YES |  |  |  |  | NDS SURGICAL IMAGING 10347165 12-206522 |  |  | Active |  | 99:99:99:99:99:99 |  | Accessory | PAAR:00-PVAR | 11/02/2019 |  | COOPER AMBULATORY OFF-SITES |  |  | SUITE E |  | JENNIFER BOMBARO
|  | NDS SURGICAL IMAGING | SC-WU26-A1511 | MONITOR, VIDEO | 11-188684 | OPERATING ROOM - PAVILION | Pavilion |  |  | 10/19/2011 |  | 10/19/16 |  |  | NO | YES |  |  |  |  | NDS SURGICAL IMAGING 10346503 11-188684 |  |  | Active |  | 99:99:99:99:99:99 |  | Accessory | PAAR:00-PVAR | 11/02/2019 |  | COOPER UNIVERSITY HOSPITAL |  |  | pav or 11 |  | DOMINIC VENDETTA
|  | NDS SURGICAL IMAGING | SC-WU26-A1511 | MONITOR, VIDEO | 13-216291 | OR - KELEMEN 3 | Kelemen |  |  | 04/08/2013 |  | 4/8/18 |  |  | NO | YES |  |  |  |  | NDS SURGICAL IMAGING 10346344 13-216291 |  |  | Active |  | 99:99:99:99:99:99 |  | Accessory | PAAR:00-PVAR | 11/01/2019 |  | COOPER UNIVERSITY HOSPITAL |  |  | OR-KELEMEN | WOT00000002199941 | DOMINIC VENDETTA | Disposition | Closed | Salvatore Bombara | 02/14/2019 | 05/17/2019 | Bulk Disposition CNL
|  | NDS SURGICAL IMAGING | SC-WU26-A1511 | MONITOR, VIDEO | 13-217572 | VOORHEES SURGERY CENTER-OPERATING ROOM | 900 Centennial Blvd | Suite E |  | 09/07/2012 |  | 9/7/17 |  |  | NO | YES |  |  |  |  | NDS SURGICAL IMAGING 10345455 13-217572 |  |  | Active |  | 99:99:99:99:99:99 |  | Accessory | PAAR:00-PVAR | 11/02/2019 |  | COOPER AMBULATORY OFF-SITES |  |  | EQUIPMENT STORAGE AREA |  | JENNIFER BOMBARO
|  | NDS SURGICAL IMAGING | SC-WU26-A1511 | MONITOR, VIDEO | 12-206523 | VOORHEES SURGERY CENTER-OPERATING ROOM | 900 Centennial Blvd | Suite E |  | 09/07/2012 |  | 9/7/17 |  |  | NO | YES |  |  |  |  | NDS SURGICAL IMAGING 10345450 12-206523 |  |  | Active |  | 99:99:99:99:99:99 |  | Accessory | PAAR:00-PVAR | 11/02/2019 |  | COOPER AMBULATORY OFF-SITES |  |  | EQUIPMENT STORAGE AREA |  | JENNIFER BOMBARO
|  | NDS SURGICAL IMAGING | SC-WU26-A1511 | MONITOR, VIDEO | 14-240898 | 6017 MAIN ST-PLASTICS | Kelemen |  |  | 06/20/2014 |  | 6/20/19 |  |  | NO | YES |  |  |  |  | NDS SURGICAL IMAGING 10345319 14-240898 |  |  | Active |  | 99:99:99:99:99:99 |  | Accessory | PAAR:00-PVAR | 11/02/2019 |  | COOPER AMBULATORY OFF-SITES |  |  | EXAM 6 |  | ANNE MAIER
|  | OLYMPUS AMERICA, INC. | OEV143 | MONITOR, VIDEO | A011821 | ANESTHESIOLOGY | Pavilion |  |  | 08/06/2001 |  | 8/6/06 |  |  | NO | YES |  |  |  |  | OLYMPUS AMERICA, INC. 10355322 A011821 |  |  | Active |  | 99:99:99:99:99:99 |  | Accessory | PAAR:00-PVAR | 11/02/2019 |  | COOPER UNIVERSITY HOSPITAL |  |  | OR 6 | WOT00000002201946 | GIACINTA ROUPAS | Disposition | Closed | Salvatore Bombara | 02/14/2019 | 05/17/2019 | Bulk Disposition CNL
|  | OLYMPUS AMERICA, INC. | OEV143 | MONITOR, VIDEO | A011633 | OPERATING ROOM - PAVILION | Pavilion |  |  | 01/01/1900 |  |  |  |  | NO | YES |  |  |  |  | OLYMPUS AMERICA, INC. 10346519 A011633 |  |  | Active |  | 99:99:99:99:99:99 |  | Accessory | PAAR:00-PVAR | 11/02/2019 |  | COOPER UNIVERSITY HOSPITAL |  |  | EQUIPMENT STORAGE P316 | WOT00000002200152 | DOMINIC VENDETTA | Disposition | Closed | Salvatore Bombara | 02/14/2019 | 05/17/2019 | Bulk Disposition CNL
|  | OLYMPUS AMERICA, INC. | OEV191H | MONITOR, VIDEO |  | TRAUMA ICU | Kelemen |  |  | 10/27/2009 |  | 10/27/14 |  |  | NO | YES |  |  |  |  | OLYMPUS AMERICA, INC. 10368603 7925209 |  |  | Active |  | 99:99:99:99:99:99 |  | Accessory | PAAR:00-PVAR | 11/02/2019 |  | COOPER UNIVERSITY HOSPITAL |  |  | TRAUMA ICU | WOT00000000519233 | Diane Floyd | Disposition | Closed | Richard Jolly | 02/08/2018 | 05/24/2019 | Bulk Disposition CNL
|  | OLYMPUS AMERICA, INC. | OEV191H | MONITOR, VIDEO |  | SPECIAL TEST | Kelemen |  |  | 11/02/2019 |  | 11/2/24 |  |  | NO | YES |  |  |  |  | OLYMPUS AMERICA, INC. 30144932 7825652 |  |  | Active |  | 99:99:99:99:99:99 |  | Accessory | PAAR:00-PVAR | 11/02/2019 | 11/02/2019 | COOPER UNIVERSITY HOSPITAL |  |  | FLUROSCOPY k 6 |  | AMY HANNAN |  |  |  | 11/02/2019 | 11/02/2019 |  |  |  |  | 11/02/2019 | 11/02/2019
|  | OLYMPUS AMERICA, INC. | OEV191H | MONITOR, VIDEO |  | COOPER DIGESTIVE HEALTH-ENDOSCOPY | 501 fellowship road |  |  | 02/14/2008 |  | 2/14/13 |  |  | NO | YES |  |  |  |  | OLYMPUS AMERICA, INC. 10347146 7724327 |  |  | Active |  | 99:99:99:99:99:99 |  | Accessory | PAAR:00-PVAR | 11/02/2019 |  | COOPER AMBULATORY OFF-SITES |  |  | Suite 102 - Procedure Side |  | JEANNE GREER
|  | OLYMPUS AMERICA, INC. | OEV191H | MONITOR, VIDEO |  | COOPER DIGESTIVE HEALTH-ENDOSCOPY | 501 Fellowship Rd |  |  | 02/26/2008 |  | 2/26/13 |  |  | NO | YES |  |  |  |  | OLYMPUS AMERICA, INC. 10347117 7724333 |  |  | Active |  | 99:99:99:99:99:99 |  | Accessory | PAAR:00-PVAR | 11/02/2019 |  | COOPER AMBULATORY OFF-SITES |  |  | Suite 102 - Procedure Side |  | JEANNE GREER
|  | OLYMPUS AMERICA, INC. | OEV191H | MONITOR, VIDEO |  | COOPER DIGESTIVE HEALTH-ENDOSCOPY | 501 Fellowship Rd |  |  | 02/26/2008 |  | 2/26/13 |  |  | NO | YES |  |  |  |  | OLYMPUS AMERICA, INC. 10347102 7724221 |  |  | Active |  | 99:99:99:99:99:99 |  | Accessory | PAAR:00-PVAR | 11/02/2019 |  | COOPER AMBULATORY OFF-SITES |  |  | Suite 102 - Procedure Side |  | JEANNE GREER
|  | OLYMPUS AMERICA, INC. | OEV191H | MONITOR, VIDEO |  | ANESTHESIOLOGY | Pavilion |  |  | 04/09/2009 |  | 4/9/14 |  |  | NO | YES |  |  |  |  | OLYMPUS AMERICA, INC. 10346318 7821495 |  |  | Active |  | 99:99:99:99:99:99 |  | Accessory | PAAR:00-PVAR | 11/02/2019 |  | COOPER UNIVERSITY HOSPITAL |  |  | OR-KELLEMEN | WOT00000002199920 | GIACINTA ROUPAS | Disposition | Closed | Salvatore Bombara | 02/14/2019 | 05/15/2019 | Bulk Disposition CNL
|  | OLYMPUS AMERICA, INC. | OEV261H | MONITOR, VIDEO |  | SPECIAL TEST | Kelemen |  |  | 08/06/2013 |  | 8/6/18 |  |  | NO | YES |  |  |  |  | OLYMPUS AMERICA, INC. 10369256 7352727 |  |  | Active |  | 99:99:99:99:99:99 |  | Accessory | PAAR:00-PVAR | 11/01/2019 |  | COOPER UNIVERSITY HOSPITAL |  |  | SPECIAL TEST UNIT K6 | WOT00000000518788 | AMY HANNAN | Disposition | Closed | Gene Amodei | 02/08/2018 | 05/24/2019 | Bulk Disposition CNL
|  | OLYMPUS AMERICA, INC. | OEV261H | MONITOR, VIDEO |  | SPECIAL TEST | Kelemen |  |  | 08/06/2013 |  | 8/6/18 |  |  | NO | YES |  |  |  |  | OLYMPUS AMERICA, INC. 10369255 7352791 |  |  | Active |  | 99:99:99:99:99:99 |  | Accessory | PAAR:00-PVAR | 11/02/2019 |  | COOPER UNIVERSITY HOSPITAL |  |  | SPECIAL TEST UNIT K6 |  | AMY HANNAN
|  | OLYMPUS AMERICA, INC. | OEV261H | MONITOR, VIDEO |  | OPERATING ROOM - PAVILION | Kelemen |  |  | 02/18/2014 |  | 2/18/19 |  |  | NO | YES |  |  |  |  | OLYMPUS AMERICA, INC. 10368338 7358122 |  |  | Active |  | 99:99:99:99:99:99 |  | Accessory | PAAR:00-PVAR | 11/02/2019 |  | COOPER UNIVERSITY HOSPITAL |  |  | L&D | WOT00000000822852 | DOMINIC VENDETTA | Repair | Closed | Salvatore Bombara | 04/26/2018 | 05/25/2018 | Missing ground plug | confirmed error. replaced power cord | EXP0448070 | Labor | 04/26/2018 | 04/26/2018 | Salvatore Bombara
|  | OLYMPUS AMERICA, INC. | OEV261H | MONITOR, VIDEO |  | OPERATING ROOM - PAVILION | Pavilion |  |  | 02/18/2014 |  | 2/18/19 |  |  | NO | YES |  |  |  |  | OLYMPUS AMERICA, INC. 10368321 7357801 |  |  | Active |  | 99:99:99:99:99:99 |  | Accessory | PAAR:00-PVAR | 11/02/2019 |  | COOPER UNIVERSITY HOSPITAL |  |  | OR P10 | 0012020973 | DOMINIC VENDETTA | Repair | Closed | Salvatore Bombara | 08/08/2017 | 08/09/2017 | TOWER - PLUG IN ENDOSCOPE, WHITE LIGHT WON'T COME ON SO NO PICTURE - OR P10 | 8/9/2017 8:22:23 AM SXBOMBARA (SXBOMBARA 8/8/2017 12:00 AM) WORKED WITH STAFF. UNABLE TO DUPLICATE ANY ERROR. RETURNED UNIT TO SERVICE. | 1FCBF14B-05E2-4721-8523-0206ACD445DB | Labor | 08/08/2017 | 08/08/2017 | Salvatore Bombara
|  | OLYMPUS AMERICA, INC. | OEV261H | MONITOR, VIDEO |  | SPECIAL TEST | Kelemen |  |  | 08/06/2013 |  | 8/6/18 |  |  | NO | YES |  |  |  |  | OLYMPUS AMERICA, INC. 10367796 7352770 |  |  | Active |  | 99:99:99:99:99:99 |  | Accessory | PAAR:00-PVAR | 11/02/2019 |  | COOPER UNIVERSITY HOSPITAL |  |  | SPECIAL TEST UNIT K6 | WOT00000000518789 | AMY HANNAN | Disposition | Closed | Gene Amodei | 02/08/2018 | 05/24/2019 | Bulk Disposition CNL
|  | OLYMPUS AMERICA, INC. | OEV261H | MONITOR, VIDEO |  | COOPER CANCER CENTER-MULTIDISCIPLINARY CLINIC | MD Anderson Cancer Center |  |  | 09/10/2013 |  | 9/10/18 |  |  | NO | YES |  |  |  |  | OLYMPUS AMERICA, INC. 10367514 7353261 |  |  | Active |  | 99:99:99:99:99:99 |  | Accessory | PAAR:00-PVAR | 11/02/2019 |  | COOPER AMBULATORY OFF-SITES |  |  | Multi Disc - C2049 or C2220 |  | ROXANNE BERGER
|  | OLYMPUS AMERICA, INC. | OEV261H | MONITOR, VIDEO |  | SHORT PROCEDURE UNIT | Pavilion |  |  | 02/18/2014 |  | 2/18/19 |  |  | NO | YES |  |  |  |  | OLYMPUS AMERICA, INC. 10367474 7357971 |  |  | Active |  | 99:99:99:99:99:99 |  | Accessory | PAAR:00-PVAR | 11/02/2019 |  | COOPER UNIVERSITY HOSPITAL |  |  | PAV OR |  | Lisa Geoghegan
|  | OLYMPUS AMERICA, INC. | OEV261H | MONITOR, VIDEO |  | OR - KELEMEN 3 | Pavilion |  |  | 02/18/2014 |  | 2/18/19 |  |  | NO | YES |  |  |  |  | OLYMPUS AMERICA, INC. 10367428 7357995 |  |  | Active |  | 99:99:99:99:99:99 |  | Accessory | PAAR:00-PVAR | 11/02/2019 |  | COOPER UNIVERSITY HOSPITAL |  |  | OR-KELEMEN | 0011629332 | DOMINIC VENDETTA | Repair | Closed | Salvatore Bombara | 05/11/2017 | 05/22/2017 | MONITOR - MISSING POWER SUPPLY MOUNT | 5/11/2017 9:42:30 AM SXBOMBARA (SXBOMBARA 5/11/2017 12:00 AM) CONFIRMED ERROR. ORDERED REPLACEMENT PART AND ZIP TIES 5/22/2017 3:24:20 PM SXBOMBARA (SXBOMBARA 5/22/2017 12:00 AM) RECEIVED PART. INSTALLED TESTED AND PASSED FULL FUNCTIONAL CHECK. RETURNED UNIT TO SERVICE | 31715D21-4172-46F1-91BD-9613AC021CD2 | Labor | 05/11/2017 | 05/11/2017 | Salvatore Bombara
|  | OLYMPUS AMERICA, INC. | OEV261H | MONITOR, VIDEO |  | BRACHFIELD MEDICAL ASSOCIATES-MEDICINE | 218 Sunset Rd |  |  | 10/11/2012 |  | 10/11/17 |  |  | NO | YES |  |  |  |  | OLYMPUS AMERICA, INC. 10367167 7400349 |  |  | Active |  | 99:99:99:99:99:99 |  | Accessory | PAAR:00-PVAR | 11/02/2019 |  | COOPER AMBULATORY OFF-SITES |  |  | ENDOSCOPY PROCEDURE RM |  | CATHY CRAWFORD
|  | OLYMPUS AMERICA, INC. | OEV261H | MONITOR, VIDEO |  | BRACHFIELD MEDICAL ASSOCIATES-MEDICINE | 218 Sunset Rd |  |  | 10/11/2012 |  | 10/11/17 |  |  | NO | YES |  |  |  |  | OLYMPUS AMERICA, INC. 10367161 7246841 |  |  | Active |  | 99:99:99:99:99:99 |  | Accessory | PAAR:00-PVAR | 11/02/2019 |  | COOPER AMBULATORY OFF-SITES |  |  | ENDOSCOPY PROCEDURE RM |  | CATHY CRAWFORD
|  | OLYMPUS AMERICA, INC. | OEV261H | MONITOR, VIDEO |  | SPECIAL TEST | Kelemen |  |  | 10/31/2019 |  | 10/31/24 |  |  | NO | YES |  |  |  |  | OLYMPUS AMERICA, INC. 30212637 7642014 |  |  | Active |  | 99:99:99:99:99:99 |  | Accessory | PAAR:00-PVAR | 10/31/2019 | 10/31/2019 | COOPER UNIVERSITY HOSPITAL |  |  | kel 6 | WOT00000000617938 | AMY HANNAN | Repair | Closed | Gene Amodei | 10/31/2019 | 10/31/2019 | travel cart monitor is not working intermittently | found unit video board bad, contacted lenovo, received case #405S893, awaiting call back with price and availability received Video board, installed | EXP0202495 | Labor | 10/31/2019 | 10/31/2019 | Gene Amodei
|  | OLYMPUS AMERICA, INC. | OEV261H | MONITOR, VIDEO |  | VOORHEES SURGERY CENTER-OPERATING ROOM | 900 Centennial Blvd | Suite E |  | 12/06/2010 |  | 12/6/15 |  |  | NO | YES |  |  |  |  | OLYMPUS AMERICA, INC. 10347246 7015415 |  |  | Active |  | 99:99:99:99:99:99 |  | Accessory | PAAR:00-PVAR | 11/02/2019 |  | COOPER AMBULATORY OFF-SITES |  |  | SUITE E | WOT00000001588940 | JENNIFER BOMBARO | Service Request | Closed | Stephen Zubrzycki | 10/19/2018 | 10/23/2018 | Needs a new cord, old one has exposed wires | Repaired cable and VPO | EXP1582937 | Labor | 10/19/2018 | 10/19/2018 | Stephen Zubrzycki
|  | OLYMPUS AMERICA, INC. | OEV261H | MONITOR, VIDEO |  | OPERATING ROOM - PAVILION | Kelemen |  |  | 09/06/2012 |  | 9/6/17 |  |  | NO | YES |  |  |  |  | OLYMPUS AMERICA, INC. 10346628 7245251 |  |  | Active |  | 99:99:99:99:99:99 |  | Accessory | PAAR:00-PVAR | 11/02/2019 |  | COOPER UNIVERSITY HOSPITAL |  |  | L&D |  | DOMINIC VENDETTA
|  | OLYMPUS AMERICA, INC. | OEV261H | MONITOR, VIDEO |  | OPERATING ROOM - PAVILION | Kelemen |  |  | 02/18/2014 |  | 2/18/19 |  |  | NO | YES |  |  |  |  | OLYMPUS AMERICA, INC. 10346598 44725 |  |  | Active |  | 99:99:99:99:99:99 |  | Accessory | PAAR:00-PVAR | 11/02/2019 |  | COOPER UNIVERSITY HOSPITAL |  |  | OR P07 |  | DOMINIC VENDETTA
|  | OLYMPUS AMERICA, INC. | OEV261H | MONITOR, VIDEO |  | OPERATING ROOM - PAVILION | Pavilion |  |  | 02/18/2014 |  | 2/18/19 |  |  | NO | YES |  |  |  |  | OLYMPUS AMERICA, INC. 10346597 7357984 |  |  | Active |  | 99:99:99:99:99:99 |  | Accessory | PAAR:00-PVAR | 11/02/2019 |  | COOPER UNIVERSITY HOSPITAL |  |  | OR P07 | WOT00000000949257 | DOMINIC VENDETTA | Repair | Closed | Salvatore Bombara | 05/24/2018 | 05/30/2018 | Olympus Tower - Thing on it that's broken, may be screen | confirmed error. the language was not set correctly. unable to change modality due to language. Corrected this issue. unit is now working. returned to service. | EXP0645509 | Labor | 05/29/2018 | 05/29/2018 | Salvatore Bombara
|  | OLYMPUS AMERICA, INC. | OEV261H | MONITOR, VIDEO |  | OPERATING ROOM - PAVILION | Pavilion |  |  | 02/18/2014 |  | 2/18/19 |  |  | NO | YES |  |  |  |  | OLYMPUS AMERICA, INC. 10346517 7357986 |  |  | Active |  | 99:99:99:99:99:99 |  | Accessory | PAAR:00-PVAR | 11/02/2019 |  | COOPER UNIVERSITY HOSPITAL |  |  | EQUIPMENT STORAGE P316 |  | DOMINIC VENDETTA
|  | OLYMPUS AMERICA, INC. | OEV261H | MONITOR, VIDEO |  | OPERATING ROOM - PAVILION | Kelemen |  |  | 02/18/2014 |  | 2/18/19 |  |  | NO | YES |  |  |  |  | OLYMPUS AMERICA, INC. 10346504 7358173 |  |  | Active |  | 99:99:99:99:99:99 |  | Accessory | PAAR:00-PVAR | 11/02/2019 |  | COOPER UNIVERSITY HOSPITAL |  |  | EQUIPMENT STORAGE P316 | WOT00000002200131 | DOMINIC VENDETTA | Disposition | Closed | Salvatore Bombara | 02/14/2019 | 05/17/2019 | Bulk Disposition CNL
|  | OLYMPUS AMERICA, INC. | OEV261H | MONITOR, VIDEO |  | 3 COOPER-MULTISPECIALTY CENTER | 6015 Main Street |  |  | 04/11/2013 |  | 4/11/18 |  |  | NO | YES |  |  |  |  | OLYMPUS AMERICA, INC. 10345623 7351287 |  |  | Active |  | 99:99:99:99:99:99 |  | Accessory | PAAR:00-PVAR | 11/02/2019 |  | COOPER AMBULATORY OFF-SITES |  |  | SUITE 104 - WAITING STORAGE | WOT00000003476691 | MARGIE OUTLER | Service Request | Closed | Stephen Zubrzycki | 08/20/2019 | 08/20/2019 | Entire tower needs to be moved to another location, would like it moved by this week, would like a call back with ETA | Consulation with dept. Biomed does not move large items such as an Olympus Tower. Emailed the manager of 6015 main st that they would have to go through the Cooper courier system and put another call in to Biomed once the unit arrives so we can perform safety/functional checks one the unit is relocated. See attached email WOT cancelled with site manager's approval | EXP3731294 | Labor | 08/20/2019 | 08/20/2019 | Stephen Zubrzycki
|  | OLYMPUS AMERICA, INC. | OEV261H | MONITOR, VIDEO |  | VOORHEES SURGERY CENTER-SURGERY DEPT | 6015 Main Street |  |  | 12/09/2010 |  | 12/9/15 |  |  | NO | YES |  |  |  |  | OLYMPUS AMERICA, INC. 10344839 7015014 |  |  | Active |  | 99:99:99:99:99:99 |  | Accessory | PAAR:00-PVAR | 11/02/2019 |  | COOPER AMBULATORY OFF-SITES |  |  | SUITE G PROC RM B |  | Theresa Megali
|  | OLYMPUS AMERICA, INC. | OEV262H | MONITOR, VIDEO |  | SAME DAY OR-2ND FL PAVILION | Pavilion |  |  | 10/31/2019 |  | 10/31/24 |  |  | NO | YES |  |  |  |  | OLYMPUS AMERICA, INC. 11239164 7764220 |  |  | Active |  | 99:99:99:99:99:99 |  | Accessory | PAAR:00-PVAR | 10/31/2019 | 10/31/2019 | COOPER UNIVERSITY HOSPITAL |  |  | SD OR5 | WOT00000000616836 | JOE DRUCTOR | Performance Verification | Closed | Salvatore Bombara | 10/31/2019 | 10/31/2019 | Performance Verification for OLYMPUS AMERICA, INC. 11239164 7764220 | Initial Install of Performance Verification. Device is ready for patient use. |  |  | 10/31/2019 | 10/31/2019
|  | OLYMPUS AMERICA, INC. | OEV262H | MONITOR, VIDEO |  | SAME DAY OR-2ND FL PAVILION | Pavilion |  |  | 10/31/2019 |  | 10/31/24 |  |  | NO | YES |  |  |  |  | OLYMPUS AMERICA, INC. 11239114 7764226 |  |  | Active |  | 99:99:99:99:99:99 |  | Accessory | PAAR:00-PVAR | 10/31/2019 | 10/31/2019 | COOPER UNIVERSITY HOSPITAL |  |  | SD OR 3 | WOT00000000562864 | JOE DRUCTOR | Performance Verification | Closed | Salvatore Bombara | 10/31/2019 | 10/31/2019 | Performance Verification for OLYMPUS AMERICA, INC. 11239114 7764226 | Initial Install of Performance Verification. Device is ready for patient use. |  |  | 10/31/2019 | 10/31/2019
|  | OLYMPUS AMERICA, INC. | OEV262H | MONITOR, VIDEO |  | SAME DAY OR-2ND FL PAVILION | Pavilion |  |  | 10/31/2019 |  | 10/31/24 |  |  | NO | YES |  |  |  |  | OLYMPUS AMERICA, INC. 11239137 7766453 |  |  | Active |  | 99:99:99:99:99:99 |  | Accessory | PAAR:00-PVAR | 10/31/2019 | 10/31/2019 | COOPER UNIVERSITY HOSPITAL |  |  | SD OR | WOT00000000564434 | JOE DRUCTOR | Performance Verification | Closed | Salvatore Bombara | 10/31/2019 | 10/31/2019 | Performance Verification for OLYMPUS AMERICA, INC. 11239137 7766453 | Initial Install of Performance Verification. Device is ready for patient use. |  |  | 10/31/2019 | 10/31/2019
|  | OLYMPUS AMERICA, INC. | OEV262H | MONITOR, VIDEO |  | SAME DAY OR-2ND FL PAVILION | Pavilion |  |  | 10/31/2019 |  | 10/31/24 |  |  | NO | YES |  |  |  |  | OLYMPUS AMERICA, INC. 11239123 7764229 |  |  | Active |  | 99:99:99:99:99:99 |  | Accessory | PAAR:00-PVAR | 10/31/2019 | 10/31/2019 | COOPER UNIVERSITY HOSPITAL |  |  | SD OR 4 | WOT00000000564157 | JOE DRUCTOR | Performance Verification | Closed | Salvatore Bombara | 10/31/2019 | 10/31/2019 | Performance Verification for OLYMPUS AMERICA, INC. 11239123 7764229 | Initial Install of Performance Verification. Device is ready for patient use. |  |  | 10/31/2019 | 10/31/2019
|  | OLYMPUS AMERICA, INC. | OEV262H | MONITOR, VIDEO |  | SAME DAY OR-2ND FL PAVILION | Pavilion |  |  | 10/31/2019 |  | 10/31/24 |  |  | NO | YES |  |  |  |  | OLYMPUS AMERICA, INC. 11239122 7764030 |  |  | Active |  | 99:99:99:99:99:99 |  | Accessory | PAAR:00-PVAR | 10/31/2019 | 10/31/2019 | COOPER UNIVERSITY HOSPITAL |  |  | SD OR 4 | WOT00000000564148 | JOE DRUCTOR | Performance Verification | Closed | Salvatore Bombara | 10/31/2019 | 10/31/2019 | Performance Verification for OLYMPUS AMERICA, INC. 11239122 7764030 | Initial Install of Performance Verification. Device is ready for patient use. |  |  | 10/31/2019 | 10/31/2019
|  | OLYMPUS AMERICA, INC. | OEV262H | MONITOR, VIDEO |  | SAME DAY OR-2ND FL PAVILION | Pavilion |  |  | 10/31/2019 |  | 10/31/24 |  |  | NO | YES |  |  |  |  | OLYMPUS AMERICA, INC. 11239115 7764224 |  |  | Active |  | 99:99:99:99:99:99 |  | Accessory | PAAR:00-PVAR | 10/31/2019 | 10/31/2019 | COOPER UNIVERSITY HOSPITAL |  |  | SD OR 3 | WOT00000000562871 | JOE DRUCTOR | Performance Verification | Closed | Salvatore Bombara | 10/31/2019 | 10/31/2019 | Performance Verification for OLYMPUS AMERICA, INC. 11239115 7764224 | Initial Install of Performance Verification. Device is ready for patient use. |  |  | 10/31/2019 | 10/31/2019
|  | OLYMPUS AMERICA, INC. | OEV262H | MONITOR, VIDEO |  | SAME DAY OR-2ND FL PAVILION | Kelemen |  |  | 10/31/2019 |  | 10/31/24 |  |  | NO | YES |  |  |  |  | OLYMPUS AMERICA, INC. 11239098 7766614 |  |  | Active |  | 99:99:99:99:99:99 |  | Accessory | PAAR:00-PVAR | 10/31/2019 | 10/31/2019 | COOPER UNIVERSITY HOSPITAL |  |  | Performance Verification | WOT00000000559020 | JOE DRUCTOR | Performance Verification | Closed | Salvatore Bombara | 10/31/2019 | 10/31/2019 | Performance Verification for OLYMPUS AMERICA, INC. 11239098 7766614 | Initial Install of Performance Verification. Device is ready for patient use. |  |  | 10/31/2019 | 10/31/2019
|  | OLYMPUS AMERICA, INC. | OEV262H | MONITOR, VIDEO |  | SAME DAY OR-2ND FL PAVILION | Pavilion |  |  | 10/31/2019 |  | 10/31/24 |  |  | NO | YES |  |  |  |  | OLYMPUS AMERICA, INC. 11239088 7764227 |  |  | Active |  | 99:99:99:99:99:99 |  | Accessory | PAAR:00-PVAR | 10/31/2019 | 10/31/2019 | COOPER UNIVERSITY HOSPITAL |  |  | SD OR 2 | WOT00000000558748 | JOE DRUCTOR | Performance Verification | Closed | Salvatore Bombara | 10/31/2019 | 10/31/2019 | Performance Verification for OLYMPUS AMERICA, INC. 11239088 7764227 | Initial Install of Performance Verification. Device is ready for patient use. |  |  | 10/31/2019 | 10/31/2019
|  | OLYMPUS AMERICA, INC. | OEV262H | MONITOR, VIDEO |  | SAME DAY OR-2ND FL PAVILION | Pavilion |  |  | 10/31/2019 |  | 10/31/24 |  |  | NO | YES |  |  |  |  | OLYMPUS AMERICA, INC. 11239089 7763690 |  |  | Active |  | 99:99:99:99:99:99 |  | Accessory | PAAR:00-PVAR | 10/31/2019 | 10/31/2019 | COOPER UNIVERSITY HOSPITAL |  |  | SD OR 2 | WOT00000000558754 | JOE DRUCTOR | Performance Verification | Closed | Salvatore Bombara | 10/31/2019 | 10/31/2019 | Performance Verification for OLYMPUS AMERICA, INC. 11239089 7763690 | Initial Install of Performance Verification. Device is ready for patient use. |  |  | 10/31/2019 | 10/31/2019
|  | OLYMPUS AMERICA, INC. | OEV262H | MONITOR, VIDEO |  | SAME DAY OR-2ND FL PAVILION | Pavilion |  |  | 10/31/2019 |  | 10/31/24 |  |  | NO | YES |  |  |  |  | OLYMPUS AMERICA, INC. 11239073 7763687 |  |  | Active |  | 99:99:99:99:99:99 |  | Accessory | PAAR:00-PVAR | 10/31/2019 | 10/31/2019 | COOPER UNIVERSITY HOSPITAL |  |  | SD OR 1 | WOT00000000556377 | JOE DRUCTOR | Performance Verification | Closed | Salvatore Bombara | 10/31/2019 | 10/31/2019 | Performance Verification for OLYMPUS AMERICA, INC. 11239073 7763687 | Initial Install of Performance Verification. Device is ready for patient use. |  |  | 10/31/2019 | 10/31/2019
|  | OLYMPUS AMERICA, INC. | OEV262H | MONITOR, VIDEO |  | SAME DAY OR-2ND FL PAVILION | Pavilion |  |  | 10/31/2019 |  | 10/31/24 |  |  | NO | YES |  |  |  |  | OLYMPUS AMERICA, INC. 11239072 7764218 |  |  | Active |  | 99:99:99:99:99:99 |  | Accessory | PAAR:00-PVAR | 10/31/2019 | 10/31/2019 | COOPER UNIVERSITY HOSPITAL |  |  | SD OR 1 | WOT00000000556369 | JOE DRUCTOR | Performance Verification | Closed | Salvatore Bombara | 10/31/2019 | 10/31/2019 | Performance Verification for OLYMPUS AMERICA, INC. 11239072 7764218 | Initial Install of Performance Verification. Device is ready for patient use. |  |  | 10/31/2019 | 10/31/2019
|  | OLYMPUS AMERICA, INC. | OEV262H | MONITOR, VIDEO |  | SAME DAY OR-2ND FL PAVILION | Pavilion |  |  | 10/31/2019 |  | 10/31/24 |  |  | NO | YES |  |  |  |  | OLYMPUS AMERICA, INC. 11239058 7765777 |  |  | Active |  | 99:99:99:99:99:99 |  | Accessory | PAAR:00-PVAR | 10/31/2019 | 10/31/2019 | COOPER UNIVERSITY HOSPITAL |  |  | Performance Verification | WOT00000000556188 | JOE DRUCTOR | Performance Verification | Closed | Salvatore Bombara | 10/31/2019 | 10/31/2019 | Performance Verification for OLYMPUS AMERICA, INC. 11239058 7765777 | Initial Install of Performance Verification. Device is ready for patient use. |  |  | 10/31/2019 | 10/31/2019
|  | OLYMPUS AMERICA, INC. | OEV262H | MONITOR, VIDEO |  | SAME DAY OR-2ND FL PAVILION | Pavilion |  |  | 10/31/2019 |  | 10/31/24 |  |  | NO | YES |  |  |  |  | OLYMPUS AMERICA, INC. 11239025 7766613 |  |  | Active |  | 99:99:99:99:99:99 |  | Accessory | PAAR:00-PVAR | 10/31/2019 | 10/31/2019 | COOPER UNIVERSITY HOSPITAL |  |  | Performance Verification | WOT00000000552185 | JOE DRUCTOR | Performance Verification | Closed | Salvatore Bombara | 10/31/2019 | 10/31/2019 | Performance Verification for OLYMPUS AMERICA, INC. 11239025 7766613 | Initial Install of Performance Verification. Device is ready for patient use. |  |  | 10/31/2019 | 10/31/2019
|  | OLYMPUS AMERICA, INC. | OEV262H | MONITOR, VIDEO |  | SAME DAY OR-2ND FL PAVILION | Pavilion |  |  | 10/31/2019 |  | 10/31/24 |  |  | NO | YES |  |  |  |  | OLYMPUS AMERICA, INC. 11239015 7764221 |  |  | Active |  | 99:99:99:99:99:99 |  | Accessory | PAAR:00-PVAR | 10/31/2019 | 10/31/2019 | COOPER UNIVERSITY HOSPITAL |  |  | SD6 | WOT00000000552040 | JOE DRUCTOR | Performance Verification | Closed | Salvatore Bombara | 10/31/2019 | 10/31/2019 | Performance Verification for OLYMPUS AMERICA, INC. 11239015 7764221 | Initial Install of Performance Verification. Device is ready for patient use. |  |  | 10/31/2019 | 10/31/2019
|  | OLYMPUS AMERICA, INC. | OEV262H | MONITOR, VIDEO |  | SAME DAY OR-2ND FL PAVILION | Pavilion |  |  | 10/31/2019 |  | 10/31/24 |  |  | NO | YES |  |  |  |  | OLYMPUS AMERICA, INC. 11239016 7764225 |  |  | Active |  | 99:99:99:99:99:99 |  | Accessory | PAAR:00-PVAR | 10/31/2019 | 10/31/2019 | COOPER UNIVERSITY HOSPITAL |  |  | SD6 | WOT00000000552053 | JOE DRUCTOR | Performance Verification | Closed | Salvatore Bombara | 10/31/2019 | 10/31/2019 | Performance Verification for OLYMPUS AMERICA, INC. 11239016 7764225 | Initial Install of Performance Verification. Device is ready for patient use. |  |  | 10/31/2019 | 10/31/2019
|  | OLYMPUS AMERICA, INC. | OEV262H | MONITOR, VIDEO |  | SAME DAY OR-2ND FL PAVILION | Kelemen |  |  | 10/31/2019 |  | 10/31/24 |  |  | NO | YES |  |  |  |  | OLYMPUS AMERICA, INC. 11239009 7765774 |  |  | Active |  | 99:99:99:99:99:99 |  | Accessory | PAAR:00-PVAR | 10/31/2019 | 10/31/2019 | COOPER UNIVERSITY HOSPITAL |  |  | Performance Verification | WOT00000000551968 | JOE DRUCTOR | Performance Verification | Closed | Salvatore Bombara | 10/31/2019 | 10/31/2019 | Performance Verification for OLYMPUS AMERICA, INC. 11239009 7765774 | Initial Install of Performance Verification. Device is ready for patient use. |  |  | 10/31/2019 | 10/31/2019
|  | OLYMPUS AMERICA, INC. | OEV262H | MONITOR, VIDEO |  |  | Pavilion | [7 empty] | NO | YES
|  | OLYMPUS AMERICA, INC. | OEV262H | MONITOR, VIDEO |  | ANESTHESIOLOGY | Kelemen |  |  | 02/12/2018 |  | 2/12/23 |  |  | NO | YES |  |  |  |  | OLYMPUS AMERICA, INC. 10752638 7764223 |  |  | Active |  | 99:99:99:99:99:99 |  | Accessory | PAAR:00-PVAR | 10/31/2019 |  | COOPER UNIVERSITY HOSPITAL |  |  | 2nd Flr Pav OR | WOT00000000548533 | GIACINTA ROUPAS | Performance Verification | Closed | Salvatore Bombara | 02/15/2018 | 07/22/2019 | Performance Verification for OLYMPUS AMERICA, INC. 10752638 7764223 | Initial Install of Performance Verification. Device is ready for patient use.
|  | OLYMPUS AMERICA, INC. | OEV262H | MONITOR, VIDEO |  | OPERATING ROOM - PAVILION | Pavilion |  |  | 11/08/2017 |  | 11/8/22 |  |  | NO | YES |  |  |  |  | OLYMPUS AMERICA, INC. 10732466 2654168 |  |  | Active |  | 99:99:99:99:99:99 |  | Accessory | PAAR:00-PVAR | 10/31/2019 |  | COOPER UNIVERSITY HOSPITAL |  |  |  | 0012508801 | DOMINIC VENDETTA | Preventative Maintenance | Closed | Josh Harris | 12/15/2017 | 12/15/2017 | PERFORMANCE ASSURANCE AT INVENTORY | INVENTORIED DEVICE AND ENSURED DEVICE WAS FUNCTIONING PROPERLY. | 7F7A3C20-50EA-4A96-BF91-6EC423062767 | Labor | 11/08/2017 | 11/08/2017 | Salvatore Bombara
|  | OLYMPUS AMERICA, INC. | OEV262H | MONITOR, VIDEO |  | OPERATING ROOM - PAVILION | Pavilion |  |  | 11/08/2017 |  | 11/8/22 |  |  | NO | YES |  |  |  |  | OLYMPUS AMERICA, INC. 10732467 7654175 |  |  | Active |  | 99:99:99:99:99:99 |  | Accessory | PAAR:00-PVAR | 10/31/2019 |  | COOPER UNIVERSITY HOSPITAL |  |  |  | 0012508804 | DOMINIC VENDETTA | Preventative Maintenance | Closed | Josh Harris | 12/15/2017 | 12/15/2017 | PERFORMANCE ASSURANCE AT INVENTORY | INVENTORIED DEVICE AND ENSURED DEVICE WAS FUNCTIONING PROPERLY. | 3EF48765-9266-4902-8FAC-EB573488B62F | Labor | 11/08/2017 | 11/08/2017 | Salvatore Bombara
|  | OLYMPUS AMERICA, INC. | OEV262H | MONITOR, VIDEO |  | OPERATING ROOM - PAVILION | Pavilion |  |  | 11/08/2017 |  | 11/8/22 |  |  | NO | YES |  |  |  |  | OLYMPUS AMERICA, INC. 10732465 7653681 |  |  | Active |  | 99:99:99:99:99:99 |  | Accessory | PAAR:00-PVAR | 10/31/2019 |  | COOPER UNIVERSITY HOSPITAL |  |  |  | 0012508798 | DOMINIC VENDETTA | Performance Verification | Closed | Josh Harris | 12/15/2017 | 12/15/2017 | INCOMING INVENTORY | DEVICE INVENTORIED | B90B5046-F5FE-4046-B8CA-B3D6D16FC17E | Labor | 12/15/2017 | 12/15/2017 | Josh Harris
|  | OLYMPUS AMERICA, INC. | OEV262H | MONITOR, VIDEO |  | OPERATING ROOM - PAVILION | Kelemen |  |  | 11/08/2017 |  | 11/8/22 |  |  | NO | YES |  |  |  |  | OLYMPUS AMERICA, INC. 10732463 7653677 |  |  | Active |  | 99:99:99:99:99:99 |  | Accessory | PAAR:00-PVAR | 10/31/2019 |  | COOPER UNIVERSITY HOSPITAL |  |  |  | 0012508790 | DOMINIC VENDETTA | Preventative Maintenance | Closed | Josh Harris | 12/15/2017 | 12/15/2017 | PERFORMANCE ASSURANCE AT INVENTORY | INVENTORIED DEVICE AND ENSURED DEVICE WAS FUNCTIONING PROPERLY. | 158B9A70-54C4-4463-9C79-511BD20B98F0 | Labor | 11/08/2017 | 11/08/2017 | Salvatore Bombara
|  | OLYMPUS AMERICA, INC. | OEV262H | MONITOR, VIDEO |  | OPERATING ROOM - PAVILION | Pavilion |  |  | 11/08/2017 |  | 11/8/22 |  |  | NO | YES |  |  |  |  | OLYMPUS AMERICA, INC. 10732464 7654313 |  |  | Active |  | 99:99:99:99:99:99 |  | Accessory | PAAR:00-PVAR | 10/31/2019 |  | COOPER UNIVERSITY HOSPITAL |  |  |  | 0012508794 | DOMINIC VENDETTA | Performance Verification | Closed | Josh Harris | 12/15/2017 | 12/15/2017 | INCOMING INVENTORY | DEVICE INVENTORIED | 432847E6-819A-4EFA-A224-BB7B218FCDA6 | Labor | 12/15/2017 | 12/15/2017 | Josh Harris
|  | OLYMPUS AMERICA, INC. | OEV262H | MONITOR, VIDEO |  | OR - KELEMEN 3 | Kelemen |  |  | 09/11/2017 |  | 9/11/22 |  |  | NO | YES |  |  |  |  | OLYMPUS AMERICA, INC. 10732258 7754541 |  |  | Active |  | 99:99:99:99:99:99 |  | Accessory | PAAR:00-PVAR | 10/31/2019 |  | COOPER UNIVERSITY HOSPITAL |  |  |  | 0012379950 | DOMINIC VENDETTA | Performance Verification | Closed | Josh Harris | 11/02/2017 | 11/02/2017 | INCOMING INVENTORY | DEVICE INVENTORIED | F7AE94C7-0238-43C3-80AD-84CCAF82EB6B | Labor | 11/02/2017 | 11/02/2017 | Josh Harris
|  | OLYMPUS AMERICA, INC. | OEV262H | MONITOR, VIDEO |  | OR - KELEMEN 3 | Kelemen |  |  | 09/11/2017 |  | 9/11/22 |  |  | NO | YES |  |  |  |  | OLYMPUS AMERICA, INC. 10732257 7754545 |  |  | Active |  | 99:99:99:99:99:99 |  | Accessory | PAAR:00-PVAR | 10/31/2019 |  | COOPER UNIVERSITY HOSPITAL |  |  |  | 0012379943 | DOMINIC VENDETTA | Preventative Maintenance | Closed | Josh Harris | 11/02/2017 | 11/02/2017 | PERFORMANCE ASSURANCE AT INVENTORY | INVENTORIED DEVICE AND ENSURED DEVICE WAS FUNCTIONING PROPERLY. | 5BC167D7-D478-419F-8EBA-B8CB52061DFC | Labor | 09/11/2017 | 09/11/2017 | Josh Harris
|  | OLYMPUS AMERICA, INC. | OEV262H | MONITOR, VIDEO |  | PULMONARY LAB | Kelemen |  |  | 10/13/2016 |  | 10/13/21 |  |  | NO | YES |  |  |  |  | OLYMPUS AMERICA, INC. 10649843 7644716 |  |  | Active |  | 99:99:99:99:99:99 |  | Accessory | PAAR:00-PVAR | 10/31/2019 |  | COOPER UNIVERSITY HOSPITAL |  |  |  |  | KATHY LOFLAND
|  | OLYMPUS AMERICA, INC. | OEV262H | MONITOR, VIDEO |  | ANESTHESIOLOGY | Pavilion |  |  | 08/22/2016 |  | 8/22/21 |  |  | NO | YES |  |  |  |  | OLYMPUS AMERICA, INC. 10649830 7644155 |  |  | Active |  | 99:99:99:99:99:99 |  | Accessory | PAAR:00-PVAR | 10/31/2019 |  | COOPER UNIVERSITY HOSPITAL |  |  |  | 0011473030 | GIACINTA ROUPAS | Performance Verification | Closed | Bonnie Aichroth | 04/11/2017 | 04/11/2017 | INCOMING INVENTORY | DEVICE INVENTORIED | C467B006-0722-4566-8BEA-5ADB23DDB217 | Labor | 04/11/2017 | 04/11/2017 | Bonnie Aichroth
|  | OLYMPUS AMERICA, INC. | OEV262H | MONITOR, VIDEO |  | OR - KELEMEN 3 | Kelemen |  |  | 09/12/2016 |  | 9/12/21 |  |  | NO | YES |  |  |  |  | OLYMPUS AMERICA, INC. 10505431 7642217 |  |  | Active |  | 99:99:99:99:99:99 |  | Accessory | PAAR:00-PVAR | 10/31/2019 |  | COOPER UNIVERSITY HOSPITAL |  |  | KELEMEN OR RM 11 |  | DOMINIC VENDETTA
|  | OLYMPUS AMERICA, INC. | OEV262H | MONITOR, VIDEO |  | OR - KELEMEN 3 | Kelemen |  |  | 09/12/2016 |  | 9/12/21 |  |  | NO | YES |  |  |  |  | OLYMPUS AMERICA, INC. 10505430 7642221 |  |  | Active |  | 99:99:99:99:99:99 |  | Accessory | PAAR:00-PVAR | 10/31/2019 |  | COOPER UNIVERSITY HOSPITAL |  |  | KELEMEN OR RM 11 |  | DOMINIC VENDETTA
|  | OLYMPUS AMERICA, INC. | OEV262H | MONITOR, VIDEO |  | OR - KELEMEN 3 | Kelemen |  |  | 09/12/2016 |  | 9/12/21 |  |  | NO | YES |  |  |  |  | OLYMPUS AMERICA, INC. 10505382 7642219 |  |  | Active |  | 99:99:99:99:99:99 |  | Accessory | PAAR:00-PVAR | 10/31/2019 |  | COOPER UNIVERSITY HOSPITAL |  |  | KELEMEN OR RM10 |  | DOMINIC VENDETTA
|  | OLYMPUS AMERICA, INC. | OEV262H | MONITOR, VIDEO |  | OR - KELEMEN 3 | Kelemen |  |  | 09/12/2016 |  | 9/12/21 |  |  | NO | YES |  |  |  |  | OLYMPUS AMERICA, INC. 10505381 7642223 |  |  | Active |  | 99:99:99:99:99:99 |  | Accessory | PAAR:00-PVAR | 10/31/2019 |  | COOPER UNIVERSITY HOSPITAL |  |  | KELEMEN OR RM10 |  | DOMINIC VENDETTA
|  | OLYMPUS AMERICA, INC. | OEV262H | MONITOR, VIDEO |  | OR - KELEMEN 3 | Kelemen |  |  | 08/15/2016 |  | 8/15/21 |  |  | NO | YES |  |  |  |  | OLYMPUS AMERICA, INC. 10505368 7642215 |  |  | Active |  | 99:99:99:99:99:99 |  | Accessory | PAAR:00-PVAR | 10/31/2019 |  | COOPER UNIVERSITY HOSPITAL |  |  | KELEMAN OR RM 9 |  | DOMINIC VENDETTA
|  | OLYMPUS AMERICA, INC. | OEV262H | MONITOR, VIDEO |  | OR - KELEMEN 3 | Kelemen |  |  | 08/15/2016 |  | 8/15/21 |  |  | NO | YES |  |  |  |  | OLYMPUS AMERICA, INC. 10505369 7642188 |  |  | Active |  | 99:99:99:99:99:99 |  | Accessory | PAAR:00-PVAR | 10/31/2019 |  | COOPER UNIVERSITY HOSPITAL |  |  | KELEMEN OR RM 9 |  | DOMINIC VENDETTA
|  | OLYMPUS AMERICA, INC. | OEV262H | MONITOR, VIDEO |  |  | Pavilion | [7 empty] | NO | YES
|  | OLYMPUS AMERICA, INC. | OEV262H | MONITOR, VIDEO |  | OR - KELEMEN 3 | Pavilion |  |  | 01/01/1900 |  |  |  |  | NO | YES |  |  |  |  | OLYMPUS AMERICA, INC. 10367788 7417178 |  |  | Active |  | 99:99:99:99:99:99 |  | Accessory | PAAR:00-PVAR | 11/02/2019 |  | COOPER UNIVERSITY HOSPITAL |  |  | PAV OR | WOT00000002200502 | DOMINIC VENDETTA | Disposition | Closed | Salvatore Bombara | 02/14/2019 | 05/17/2019 | Bulk Disposition CNL
|  | OLYMPUS AMERICA, INC. | OEV262H | MONITOR, VIDEO |  | OR - KELEMEN 3 | Pavilion |  |  | 01/01/1900 |  |  |  |  | NO | YES |  |  |  |  | OLYMPUS AMERICA, INC. 10367780 7416515 |  |  | Active |  | 99:99:99:99:99:99 |  | Accessory | PAAR:00-PVAR | 11/02/2019 |  | COOPER UNIVERSITY HOSPITAL |  |  | PAV OR | WOT00000001050788 | DOMINIC VENDETTA | Repair | Closed | Gene Amodei | 06/16/2018 | 07/18/2018 | Machine Not reading pulse ox and giving incorrect heart rate | verified cable and sensor working correctly, CDP | EXP0795811 | Labor | 06/18/2018 | 06/18/2018 | Gene Amodei
|  | OLYMPUS AMERICA, INC. | OEV262H | MONITOR, VIDEO |  | OPERATING ROOM - PAVILION | Pavilion |  |  | 01/01/1900 |  |  |  |  | NO | YES |  |  |  |  | OLYMPUS AMERICA, INC. 10367775 7416522 |  |  | Active |  | 99:99:99:99:99:99 |  | Accessory | PAAR:00-PVAR | 11/02/2019 |  | COOPER UNIVERSITY HOSPITAL |  |  | Pav OR 6 | WOT00000002200467 | DOMINIC VENDETTA | Disposition | Closed | Salvatore Bombara | 02/14/2019 | 05/22/2019 | Bulk Disposition CNL
|  | OLYMPUS AMERICA, INC. | OEV262H | MONITOR, VIDEO |  | OR - KELEMEN 3 | Kelemen |  |  | 01/01/1900 |  |  |  |  | NO | YES |  |  |  |  | OLYMPUS AMERICA, INC. 10367769 7416519 |  |  | Active |  | 99:99:99:99:99:99 |  | Accessory | PAAR:00-PVAR | 11/02/2019 |  | COOPER UNIVERSITY HOSPITAL |  |  | spu closet K5 | WOT00000000518876 | DOMINIC VENDETTA | Disposition | Closed | Salvatore Bombara | 02/08/2018 | 05/16/2019 | Bulk Disposition CNL
|  | OLYMPUS AMERICA, INC. | OEV262H | MONITOR, VIDEO |  | OR - KELEMEN 3 | Pavilion |  |  | 01/01/1900 |  |  |  |  | NO | YES |  |  |  |  | OLYMPUS AMERICA, INC. 10367610 7417647 |  |  | Active |  | 99:99:99:99:99:99 |  | Accessory | PAAR:00-PVAR | 11/02/2019 |  | COOPER UNIVERSITY HOSPITAL |  |  | Pav OR 6 | WOT00000002200289 | DOMINIC VENDETTA | Disposition | Closed | Salvatore Bombara | 02/14/2019 | 05/17/2019 | Bulk Disposition CNL
|  | OLYMPUS AMERICA, INC. | OEV262H | MONITOR, VIDEO |  | OR - KELEMEN 3 | Kelemen |  |  | 01/01/1900 |  |  |  |  | NO | YES |  |  |  |  | OLYMPUS AMERICA, INC. 10367608 7417644 |  |  | Active |  | 99:99:99:99:99:99 |  | Accessory | PAAR:00-PVAR | 11/02/2019 |  | COOPER UNIVERSITY HOSPITAL |  |  | pav or 7 | WOT00000002200282 | DOMINIC VENDETTA | Disposition | Closed | Salvatore Bombara | 02/14/2019 | 05/21/2019 | Bulk Disposition CNL
|  | OLYMPUS AMERICA, INC. | OEV262H | MONITOR, VIDEO |  | OR - KELEMEN 3 | Pavilion |  |  | 01/01/1900 |  |  |  |  | NO | YES |  |  |  |  | OLYMPUS AMERICA, INC. 10367609 7417836 |  |  | Active |  | 99:99:99:99:99:99 |  | Accessory | PAAR:00-PVAR | 11/02/2019 |  | COOPER UNIVERSITY HOSPITAL |  |  | pav or 7 | WOT00000002200285 | DOMINIC VENDETTA | Disposition | Closed | Salvatore Bombara | 02/14/2019 | 05/16/2019 | Bulk Disposition CNL
|  | OLYMPUS AMERICA, INC. | OEV262H | MONITOR, VIDEO |  | OR - KELEMEN 3 | Pavilion |  |  | 01/01/1900 |  |  |  |  | NO | YES |  |  |  |  | OLYMPUS AMERICA, INC. 10367607 7417882 |  |  | Active |  | 99:99:99:99:99:99 |  | Accessory | PAAR:00-PVAR | 11/02/2019 |  | COOPER UNIVERSITY HOSPITAL |  |  | pav or 7 | WOT00000002200277 | DOMINIC VENDETTA | Disposition | Closed | Salvatore Bombara | 02/14/2019 | 05/16/2019 | Bulk Disposition CNL
|  | OLYMPUS AMERICA, INC. | OEV262H | MONITOR, VIDEO |  | OR - KELEMEN 3 | Pavilion |  |  | 01/01/1900 |  |  |  |  | NO | YES |  |  |  |  | OLYMPUS AMERICA, INC. 10367605 7417829 |  |  | Active |  | 99:99:99:99:99:99 |  | Accessory | PAAR:00-PVAR | 11/02/2019 |  | COOPER UNIVERSITY HOSPITAL |  |  | Pav OR 6 | WOT00000002200269 | DOMINIC VENDETTA | Disposition | Closed | Salvatore Bombara | 02/14/2019 | 05/16/2019 | Bulk Disposition CNL
|  | OLYMPUS AMERICA, INC. | OEV262H | MONITOR, VIDEO |  | OR - KELEMEN 3 | Pavilion |  |  | 01/01/1900 |  |  |  |  | NO | YES |  |  |  |  | OLYMPUS AMERICA, INC. 10367604 7417875 |  |  | Active |  | 99:99:99:99:99:99 |  | Accessory | PAAR:00-PVAR | 11/02/2019 |  | COOPER UNIVERSITY HOSPITAL |  |  | Pav OR 6 | WOT00000002200264 | DOMINIC VENDETTA | Disposition | Closed | Salvatore Bombara | 02/14/2019 | 05/16/2019 | Bulk Disposition CNL
|  | OLYMPUS AMERICA, INC. | OEV262H | MONITOR, VIDEO |  | OR - KELEMEN 3 | Pavilion |  |  | 01/01/1900 |  |  |  |  | NO | YES |  |  |  |  | OLYMPUS AMERICA, INC. 10367587 7416518 |  |  | Active |  | 99:99:99:99:99:99 |  | Accessory | PAAR:00-PVAR | 11/02/2019 |  | COOPER UNIVERSITY HOSPITAL |  |  | PAV OR |  | DOMINIC VENDETTA
|  | OLYMPUS AMERICA, INC. | OEV262H | MONITOR, VIDEO |  | OR - KELEMEN 3 | Pavilion |  |  | 01/01/1900 |  |  |  |  | NO | YES |  |  |  |  | OLYMPUS AMERICA, INC. 10367578 7416520 |  |  | Active |  | 99:99:99:99:99:99 |  | Accessory | PAAR:00-PVAR | 11/02/2019 |  | COOPER UNIVERSITY HOSPITAL |  |  | P OR |  | DOMINIC VENDETTA
|  | OLYMPUS AMERICA, INC. | OEV262H | MONITOR, VIDEO | V1785793 | SPECIAL TEST | Kelemen |  |  | 10/16/2019 |  | 10/16/24 |  |  | NO | YES |  |  |  |  | OLYMPUS AMERICA, INC. 30212638 V1785793 |  |  | Disposition |  | 99:99:99:99:99:99 |  | Accessory | PAAR:00-PVAR | 10/16/2019 | 10/16/2019 | COOPER UNIVERSITY HOSPITAL |  |  |  | 0012493718 | AMY HANNAN | Performance Verification | Closed | Josh Harris | 10/16/2019 | 10/16/2019 | INCOMING INVENTORY | DEVICE INVENTORIED | 1C1F5054-404E-461D-BA9A-11B3DE85A6A4 | Labor | 10/16/2019 | 10/16/2019 | Josh Harris
|  | OLYMPUS AMERICA, INC. | OEV262H | MONITOR, VIDEO |  | OR - KELEMEN 3 | Kelemen |  |  | 10/31/2019 |  | 10/31/24 |  |  | NO | YES |  |  |  |  | OLYMPUS AMERICA, INC. 30146317 7540018 |  |  | Active |  | 99:99:99:99:99:99 |  | Accessory | PAAR:00-PVAR | 10/31/2019 | 10/31/2019 | COOPER UNIVERSITY HOSPITAL |  |  | ROOM K8 - MONITOR #2 |  | DOMINIC VENDETTA |  |  |  | 10/31/2019 | 10/31/2019 |  |  |  |  | 10/31/2019 | 10/31/2019
|  | SIEMENS MEDICAL |  | MONITOR, VIDEO | IEM1108F02042 | 3 COOPER-CARDIAC DIAGNOSTIC CENTER | 3 Cooper |  |  | 09/01/2003 |  | 9/1/08 |  |  | NO | YES |  |  |  |  | SIEMENS MEDICAL 10346868 IEM1108F02042 |  |  | Active |  | 99:99:99:99:99:99 |  | Alarm | 1Y:00-MFG | 11/01/2019 | 11/01/2020 | COOPER AMBULATORY OFF-SITES |  |  | Suite 318 - E Cam Room |  | CARLA TRUELL
|  | SONY | LMD-1410 | MONITOR, VIDEO |  | VOORHEES SURGERY CENTER-SURGERY DEPT | 6015 Main St |  |  | 03/08/2010 |  | 3/8/15 |  |  | NO | YES |  |  |  |  | SONY 10344811 3324198 |  |  | Active |  | 99:99:99:99:99:99 |  | Accessory | PAAR:00-PVAR | 11/02/2019 |  | COOPER AMBULATORY OFF-SITES |  |  | SUITE G PROC RM A |  | Theresa Megali
|  | SONY | LMD-1420 | MONITOR, VIDEO |  | 127 CHURCH - SURGERY | 127 Church Rd |  |  | 05/09/2008 |  | 5/9/13 |  |  | NO | YES |  |  |  |  | SONY 10365940 3300054 |  |  | Active |  | 99:99:99:99:99:99 |  | Accessory | PAAR:00-PVAR | 11/02/2019 |  | COOPER AMBULATORY OFF-SITES |  |  | EXAM 5 |  | Carmen Rivera
|  | SONY | LMD-1420 | MONITOR, VIDEO |  | 127 CHURCH - SURGERY | 127 Church Rd |  |  | 05/09/2008 |  | 5/9/13 |  |  | NO | YES |  |  |  |  | SONY 10365937 3300046 |  |  | Active |  | 99:99:99:99:99:99 |  | Accessory | PAAR:00-PVAR | 11/02/2019 |  | COOPER AMBULATORY OFF-SITES |  |  | EXAM 5 |  | Carmen Rivera
|  | SONY | LMD-1420 | MONITOR, VIDEO |  | 6017 MAIN ST-PLASTICS | 6200 Main St |  |  | 05/26/2009 |  | 5/26/14 |  |  | NO | YES |  |  |  |  | SONY 10345793 3301814 |  |  | Active |  | 99:99:99:99:99:99 |  | Accessory | PAAR:00-PVAR | 11/02/2019 |  | COOPER AMBULATORY OFF-SITES |  |  | PROCEDURE ROOM D |  | ANNE MAIER
|  | SONY | LMD-1420 | MONITOR, VIDEO |  | VOORHEES SURGERY CENTER-SURGERY DEPT | 6015 Main St |  |  | 06/01/2007 |  | 6/1/12 |  |  | NO | YES |  |  |  |  | SONY 10344805 3300056 |  |  | Active |  | 99:99:99:99:99:99 |  | Accessory | PAAR:00-PVAR | 11/02/2019 |  | COOPER AMBULATORY OFF-SITES |  |  | SUITE G PROC RM A |  | Theresa Megali
|  | SONY | LMD-181MD/CV | MONITOR, VIDEO |  | OR - KELEMEN 3 | Kelemen |  |  | 01/01/1900 |  |  |  |  | NO | YES |  |  |  |  | SONY 10368222 2002438 |  |  | Disposition |  | 99:99:99:99:99:99 |  | Accessory | PAAR:00-PVAR | 11/02/2019 |  | COOPER UNIVERSITY HOSPITAL |  |  | KELEMEN-K7 | WOT00000000512717 | DOMINIC VENDETTA | Disposition | Closed | Salvatore Bombara | 02/08/2018 | 05/15/2019 | Bulk Disposition CNL | Unit has been retired | EXP2931217 | Labor | 05/15/2019 | 05/15/2019 | Salvatore Bombara
|  | SONY | LMD-2110MD/OL | MONITOR, VIDEO |  | BUNKER HILL-SURGERY | 2 Plaza Dr |  |  | 01/01/1900 |  |  |  |  | NO | YES |  |  |  |  | SONY 10366901 3202640 |  |  | Active |  | 99:99:99:99:99:99 |  | Accessory | PAAR:00-PVAR | 11/02/2019 |  | COOPER AMBULATORY OFF-SITES |  |  | SURG PROCEDURE RM |  | ANNE MAIER
|  | SONY | LMD-2140MD | MONITOR, VIDEO |  | VOORHEES SURGERY CENTER-OPERATING ROOM | 900 Centennial Blvd | Suite E |  | 06/16/2009 |  | 6/16/14 |  |  | NO | YES |  |  |  |  | SONY 10345464 2014218 |  |  | Active |  | 99:99:99:99:99:99 |  | Accessory | PAAR:00-PVAR | 11/02/2019 |  | COOPER AMBULATORY OFF-SITES |  |  | HALLWAY |  | JENNIFER BOMBARO
|  | SONY | LMD-2451MD/HD | MONITOR, VIDEO |  | 3 COOPER-MULTISPECIALTY CENTER | 3 Cooper |  |  | 04/11/2013 |  | 4/11/18 |  |  | NO | YES |  |  |  |  | SONY 10345579 3105828 |  |  | Active |  | 99:99:99:99:99:99 |  | Accessory | PAAR:00-PVAR | 11/02/2019 |  | COOPER AMBULATORY OFF-SITES |  |  | SUITE 104 - EXAM 169 |  | MARGIE OUTLER
|  | SONY | LMD1950MD/HD | MONITOR, VIDEO |  |  | Kelemen | [7 empty] | NO | YES
|  | SONY | LMD1950MD/HD | MONITOR, VIDEO |  | OPERATING ROOM - PAVILION | Pavilion |  |  | 11/21/2012 |  | 11/21/17 |  |  | NO | YES |  |  |  |  | SONY 10368301 2013747 |  |  | Active |  | 99:99:99:99:99:99 |  | Accessory | PAAR:00-PVAR | 11/02/2019 |  | COOPER UNIVERSITY HOSPITAL |  |  | OPERATING ROOM hall | WOT00000001673377 | DOMINIC VENDETTA | Repair | Closed | Salvatore Bombara | 11/02/2018 | 05/01/2019 | No display | Acknowledged. confirm. replaced damaged plug. part from existing stock. tested and passed full functional check. returned unit to service. | EXP1664503 | Labor | 11/02/2018 | 11/02/2018 | Salvatore Bombara
|  | STORZ | 9826NB-US | MONITOR, VIDEO | G6ID10236 | OPERATING ROOM - PAVILION | Kelemen |  |  | 01/12/2017 |  | 1/12/22 |  |  | NO | YES |  |  |  |  | STORZ 10769264 G6ID10236 |  |  | Active |  | 99:99:99:99:99:99 |  | Accessory | PAAR:00-PVAR | 10/31/2019 |  | COOPER UNIVERSITY HOSPITAL |  |  |  | 0011488839 | DOMINIC VENDETTA | Performance Verification | Closed | Bonnie Aichroth | 04/17/2017 | 04/17/2017 | INCOMING INVENTORY | DEVICE INVENTORIED | 3FF0B0DD-BF01-49B3-A1AB-D1E440CABD24 | Labor | 04/17/2017 | 04/17/2017 | Bonnie Aichroth
|  | STORZ | 9826NB-US | MONITOR, VIDEO | G61D10239 | OR - KELEMEN 3 | Kelemen |  |  | 11/24/2017 |  | 11/24/22 |  |  | NO | YES |  |  |  |  | STORZ 10732474 G61D10239 |  |  | Active |  | 99:99:99:99:99:99 |  | Accessory | PAAR:00-PVAR | 10/31/2019 |  | COOPER UNIVERSITY HOSPITAL |  |  |  | 0012422201 | DOMINIC VENDETTA | Performance Verification | Closed | Salvatore Bombara | 11/24/2017 | 11/24/2017 | INCOMING INVENTORY | DEVICE INVENTORIED | C63E2E7B-508C-4BD0-A25B-C574D231CB79 | Labor | 11/24/2017 | 11/24/2017 | Salvatore Bombara
|  | STORZ | EJ-MLA26UK1 | MONITOR, VIDEO | F71E10139 | OPERATING ROOM - PAVILION | Pavilion |  |  | 12/06/2017 |  | 12/6/22 |  |  | NO | YES |  |  |  |  | STORZ 10725732 F71E10139 |  |  | Active |  | 99:99:99:99:99:99 |  | Accessory | PAAR:00-PVAR | 10/31/2019 |  | COOPER UNIVERSITY HOSPITAL |  |  |  | 0012586534 | DOMINIC VENDETTA | Preventative Maintenance | Closed | Josh Harris | 12/27/2017 | 12/27/2017 | PERFORMANCE ASSURANCE AT INVENTORY | INVENTORIED DEVICE AND ENSURED DEVICE WAS FUNCTIONING PROPERLY. | 796EC2F0-1F47-4175-B1C6-3D38F49FE226 | Labor | 12/06/2017 | 12/06/2017 | Michael Youch
|  | STORZ | EJ-MLA26UK1 | MONITOR, VIDEO | F71E10158 | OPERATING ROOM - PAVILION | Pavilion |  |  | 12/06/2017 |  | 12/6/22 |  |  | NO | YES |  |  |  |  | STORZ 10725731 F71E10158 |  |  | Active |  | 99:99:99:99:99:99 |  | Accessory | PAAR:00-PVAR | 10/31/2019 |  | COOPER UNIVERSITY HOSPITAL |  |  |  | 0012586528 | DOMINIC VENDETTA | Preventative Maintenance | Closed | Josh Harris | 12/27/2017 | 12/27/2017 | PERFORMANCE ASSURANCE AT INVENTORY | INVENTORIED DEVICE AND ENSURED DEVICE WAS FUNCTIONING PROPERLY. | 9FD801C1-727F-448A-AACB-1869D077FB28 | Labor | 12/06/2017 | 12/06/2017 | Michael Youch
|  | STORZ | EJ-MLA26UK1 | MONITOR, VIDEO | F71E10163 | OPERATING ROOM - PAVILION | Pavilion |  |  | 12/06/2017 |  | 12/6/22 |  |  | NO | YES |  |  |  |  | STORZ 10725724 F71E10163 |  |  | Active |  | 99:99:99:99:99:99 |  | Accessory | PAAR:00-PVAR | 10/31/2019 |  | COOPER UNIVERSITY HOSPITAL |  |  |  | 0012647474 | DOMINIC VENDETTA | Performance Verification | Closed | Josh Harris | 01/11/2018 | 01/11/2018 | INCOMING INVENTORY | DEVICE INVENTORIED | 3C21EC00-719F-4BE7-AD9B-5EC0E9A66E07 | Labor | 01/11/2018 | 01/11/2018 | Josh Harris
|  | STORZ | EJ-MLA26UK1 | MONITOR, VIDEO | F71E10140 | OPERATING ROOM - PAVILION | Pavilion |  |  | 12/06/2017 |  | 12/6/22 |  |  | NO | YES |  |  |  |  | STORZ 10725723 F71E10140 |  |  | Active |  | 99:99:99:99:99:99 |  | Accessory | PAAR:00-PVAR | 10/31/2019 |  | COOPER UNIVERSITY HOSPITAL |  |  |  | 0012647471 | DOMINIC VENDETTA | Performance Verification | Closed | Josh Harris | 01/11/2018 | 01/11/2018 | INCOMING INVENTORY | DEVICE INVENTORIED | C09F4D5B-958B-4B7F-AC35-67F7C8669831 | Labor | 01/11/2018 | 01/11/2018 | Josh Harris
|  | STORZ | SC-WU23-A1515 | MONITOR, VIDEO | 08-116734 | OR - KELEMEN 3 | Kelemen |  |  | 02/06/2009 |  | 2/6/14 |  |  | NO | YES |  |  |  |  | STORZ 10346285 08-116734 |  |  | Active |  | 99:99:99:99:99:99 |  | Accessory | PAAR:00-PVAR | 11/02/2019 |  | COOPER UNIVERSITY HOSPITAL |  |  | OR 1 CATH | WOT00000000505949 | DOMINIC VENDETTA | Disposition | Closed | Salvatore Bombara | 02/08/2018 | 05/15/2019 | Bulk Disposition CNL
|  | STORZ | V3C-SX19-R110 | MONITOR, VIDEO |  | OPERATING ROOM - PAVILION | Pavilion |  |  | 02/06/2009 |  | 2/6/14 |  |  | NO | YES |  |  |  |  | STORZ 10368297 08123609 |  |  | Active |  | 99:99:99:99:99:99 |  | Accessory | PAAR:00-PVAR | 11/02/2019 |  | COOPER UNIVERSITY HOSPITAL |  |  | ROOM 5 |  | DOMINIC VENDETTA
|  | STORZ | V3C-SX19-R110 | MONITOR, VIDEO |  | OPERATING ROOM - PAVILION | Pavilion |  |  | 06/28/2015 |  | 6/28/20 |  |  | NO | YES |  |  |  |  | STORZ 10355982 08123616 |  |  | Active |  | 99:99:99:99:99:99 |  | Accessory | PAAR:00-PVAR | 11/02/2019 |  | COOPER UNIVERSITY HOSPITAL |  |  | CT CONTROL CENTER |  | DOMINIC VENDETTA
|  | STORZ | V3C-SX19-R110 | MONITOR, VIDEO | 08-123611 | OPERATING ROOM - PAVILION | Pavilion |  |  | 06/28/2015 |  | 6/28/20 |  |  | NO | YES |  |  |  |  | STORZ 10355983 08-123611 |  |  | Active |  | 99:99:99:99:99:99 |  | Accessory | PAAR:00-PVAR | 11/02/2019 |  | COOPER UNIVERSITY HOSPITAL |  |  | CT CONTROL CENTER |  | DOMINIC VENDETTA
|  | STORZ | V3C-SX19-R110 | MONITOR, VIDEO |  | OPERATING ROOM - PAVILION | Pavilion |  |  | 02/04/2009 |  | 2/4/14 |  |  | NO | YES |  |  |  |  | STORZ 10346564 08123598 |  |  | Active |  | 99:99:99:99:99:99 |  | Accessory | PAAR:00-PVAR | 11/02/2019 |  | COOPER UNIVERSITY HOSPITAL |  |  | OR P04 |  | DOMINIC VENDETTA
|  | STORZ | WIDEVIEW HD | MONITOR, VIDEO | 10-151771 | OPERATING ROOM - PAVILION | Pavilion |  |  | 10/31/2019 |  | 10/31/24 |  |  | NO | YES |  |  |  |  | NDS SURGICAL IMAGING 11239399 10-151771 |  |  | Active |  | 99:99:99:99:99:99 |  | Accessory | PAAR:00-PVAR | 10/31/2019 | 10/31/2019 | COOPER UNIVERSITY HOSPITAL |  |  | Pav OR 5 | WOT00000001589120 | DOMINIC VENDETTA | Performance Verification | Closed | Salvatore Bombara | 10/31/2019 | 10/31/2019 | Performance Verification for NDS SURGICAL IMAGING 11239399 10-151771 | Initial Install of Performance Verification. Device is ready for patient use. |  |  | 10/31/2019 | 10/31/2019
|  | STORZ | WIDEVIEW HD | MONITOR, VIDEO | 07-109957 | OPERATING ROOM - PAVILION | Pavilion |  |  | 11/23/2015 |  | 11/23/20 |  |  | NO | YES |  |  |  |  | STORZ 10480280 07-109957 |  |  | Active |  | 99:99:99:99:99:99 |  | Accessory | PAAR:00-PVAR | 10/31/2019 |  | COOPER UNIVERSITY HOSPITAL |  |  | Pav OR 4 |  | DOMINIC VENDETTA
|  | STORZ | WIDEVIEW HD | MONITOR, VIDEO | MONITOR 5 | OPERATING ROOM - PAVILION | Pavilion |  |  | 02/06/2009 |  | 2/6/14 |  |  | NO | YES |  |  |  |  | STORZ 10368284 MONITOR 5 |  |  | Active |  | 99:99:99:99:99:99 |  | Accessory | PAAR:00-PVAR | 11/02/2019 |  | COOPER UNIVERSITY HOSPITAL |  |  | ROOM 5 | 0011994255 | DOMINIC VENDETTA | Repair | Closed | Salvatore Bombara | 08/01/2017 | 08/02/2017 | DISPLAY - NO IMAGE - TMX | 8/2/2017 11:10:17 AM SXBOMBARA (SXBOMBARA 8/1/2017 12:00 AM) CONFIRMED ERROR. REBOOTED UNIT. IMAGE RETURNED UNIT MAY HAVE BEEN LATCHED UP. RETURNED TO SERVICE. | B436CB80-5286-4BBB-9BFD-8699CA30D5E6 | Labor | 08/01/2017 | 08/01/2017 | Salvatore Bombara
|  | STORZ | WIDEVIEW HD | MONITOR, VIDEO | 11-182712 | OR - KELEMEN 3 | Kelemen |  |  | 09/06/2011 |  | 9/6/16 |  |  | NO | YES |  |  |  |  | STORZ 10368129 11-182712 |  |  | Active |  | 99:99:99:99:99:99 |  | Accessory | PAAR:00-PVAR | 11/02/2019 |  | COOPER UNIVERSITY HOSPITAL |  |  | OPERATING ROOM |  | DOMINIC VENDETTA
|  | STORZ | WIDEVIEW HD | MONITOR, VIDEO | Not Known | OPERATING ROOM - PAVILION | Pavilion |  |  | 01/01/1900 |  |  |  |  | NO | YES |  |  |  |  | STORZ 10367331 Not Known |  |  | Active |  | 99:99:99:99:99:99 |  | Accessory | PAAR:00-PVAR | 11/02/2019 |  | COOPER UNIVERSITY HOSPITAL |  |  | PO5 | WOT00000002199995 | DOMINIC VENDETTA | Disposition | Closed | Salvatore Bombara | 02/14/2019 | 05/16/2019 | Bulk Disposition CNL
|  | STORZ | WIDEVIEW HD | MONITOR, VIDEO | 08-124856 | OPERATING ROOM - PAVILION | Pavilion |  |  | 02/04/2009 |  | 2/4/14 |  |  | NO | YES |  |  |  |  | STORZ 10346568 08-124856 |  |  | Active |  | 99:99:99:99:99:99 |  | Accessory | PAAR:00-PVAR | 11/02/2019 |  | COOPER UNIVERSITY HOSPITAL |  |  | OR P04 | WOT00000002200212 | DOMINIC VENDETTA | Disposition | Closed | Salvatore Bombara | 02/14/2019 | 05/14/2019 | Bulk Disposition CNL
|  | STORZ | WIDEVIEW HD | MONITOR, VIDEO | 08-126525 | OPERATING ROOM - PAVILION | Pavilion |  |  | 02/04/2009 |  | 2/4/14 |  |  | NO | YES |  |  |  |  | STORZ 10346567 08-126525 |  |  | Active |  | 99:99:99:99:99:99 |  | Accessory | PAAR:00-PVAR | 11/02/2019 |  | COOPER UNIVERSITY HOSPITAL |  |  | OR P04 | WOT00000002200209 | DOMINIC VENDETTA | Disposition | Closed | Salvatore Bombara | 02/14/2019 | 05/16/2019 | Bulk Disposition CNL
|  | STRYKER CORP. | 240-030-900 | MONITOR, VIDEO | DS195A0398 |  | Kelemen |  |  | 09/08/2005 |  | 9/8/10 |  |  | NO | YES |  |  |  |  | STRYKER CORP. 10369516 DS195A0398 |  |  | Active |  | 99:99:99:99:99:99 |  | Accessory | PAAR:00-PVAR | 11/02/2019 |  | COOPER UNIVERSITY HOSPITAL |  |  | OR K1 | WOT00000000524056 | DOMINIC VENDETTA | Disposition | Closed | Salvatore Bombara | 02/08/2018 | 05/15/2019 | Bulk Disposition CNL
|  | STRYKER CORP. | 240-030-900 | MONITOR, VIDEO | ds1958a0485 | OR - KELEMEN 3 | Kelemen |  |  | 01/01/1900 |  |  |  |  | NO | YES |  |  |  |  | STRYKER CORP. 10366694 ds1958a0485 |  |  | Active |  | 99:99:99:99:99:99 |  | Accessory | PAAR:00-PVAR | 11/02/2019 |  | COOPER UNIVERSITY HOSPITAL |  |  | OPERATING ROOM K3 | WOT00000002199921 | DOMINIC VENDETTA | Disposition | Closed | Salvatore Bombara | 02/14/2019 | 05/15/2019 | Bulk Disposition CNL
|  | STRYKER CORP. | 240-030-900 | MONITOR, VIDEO | D5195A0475 | OR - KELEMEN 3 | Kelemen |  |  | 09/08/2005 |  | 9/8/10 |  |  | NO | YES |  |  |  |  | STRYKER CORP. 10366682 D5195A0475 |  |  | Active |  | 99:99:99:99:99:99 |  | Accessory | PAAR:00-PVAR | 11/02/2019 |  | COOPER UNIVERSITY HOSPITAL |  |  | OPERATING ROOM K2 | WOT00000002199913 | DOMINIC VENDETTA | Disposition | Closed | Salvatore Bombara | 02/14/2019 | 05/15/2019 | Bulk Disposition CNL
|  | STRYKER CORP. | 240-030-900 | MONITOR, VIDEO | DS195A0164 | OR - KELEMEN 3 | Kelemen |  |  | 09/08/2005 |  | 9/8/10 |  |  | NO | YES |  |  |  |  | STRYKER CORP. 10366681 DS195A0164 |  |  | Active |  | 99:99:99:99:99:99 |  | Accessory | PAAR:00-PVAR | 11/02/2019 |  | COOPER UNIVERSITY HOSPITAL |  |  | OPERATING ROOM K2 | WOT00000002199912 | DOMINIC VENDETTA | Disposition | Closed | Salvatore Bombara | 02/14/2019 | 05/15/2019 | Bulk Disposition CNL
|  | STRYKER CORP. | 240-030-900 | MONITOR, VIDEO | DS195A0392 |  | Kelemen | [7 empty] | NO | YES
|  | STRYKER CORP. | S1702D | MONITOR, VIDEO | MM7AVC07120199 | OR - KELEMEN 3 | Kelemen |  |  | 01/01/2001 |  | 1/1/06 |  |  | NO | YES |  |  |  |  | STRYKER CORP. 10365295 MM7AVC07120199 |  |  | Disposition |  | 99:99:99:99:99:99 |  | Accessory | PAAR:00-PVAR | 11/01/2019 |  | COOPER UNIVERSITY HOSPITAL |  |  | BIOMED SHOP | WOT00000002204984 | DOMINIC VENDETTA | Disposition | Closed | Salvatore Bombara | 02/14/2019 | 05/15/2019 | Bulk Disposition CNL | Unit has been retired | EXP2925164 | Labor | 05/14/2019 | 05/14/2019 | Salvatore Bombara
|  | STRYKER CORP. | SV-2 240-030-920 | MONITOR, VIDEO | SV2195B0150 | OR - KELEMEN 3 | Kelemen |  |  | 09/08/2005 |  | 9/8/10 |  |  | NO | YES |  |  |  |  | STRYKER CORP. 10369520 SV2195B0150 |  |  | Active |  | 99:99:99:99:99:99 |  | Accessory | PAAR:00-PVAR | 11/01/2019 |  | COOPER UNIVERSITY HOSPITAL |  |  | K1 | WOT00000000534581 | DOMINIC VENDETTA | Disposition | Closed | Salvatore Bombara | 02/08/2018 | 05/16/2019 | Bulk Disposition CNL
|  | STRYKER CORP. | SV-2 240-030-920 | MONITOR, VIDEO | SV219530162 | OR - KELEMEN 3 | Kelemen |  |  | 09/08/2005 |  | 9/8/10 |  |  | NO | YES |  |  |  |  | STRYKER CORP. 10366665 SV219530162 |  |  | Active |  | 99:99:99:99:99:99 |  | Accessory | PAAR:00-PVAR | 11/02/2019 |  | COOPER UNIVERSITY HOSPITAL |  |  | OPERATING ROOM K3 | WOT00000002199906 | DOMINIC VENDETTA | Disposition | Closed | Salvatore Bombara | 02/14/2019 | 05/15/2019 | Bulk Disposition CNL
|  | STRYKER CORP. | WISE 240-030-970 | MONITOR, VIDEO | vhw260e0014 |  | 900 Centennial Blvd | Suite E | [6 empty] | NO | YES
|  | STRYKER CORP. | WISE 240-030-970 | MONITOR, VIDEO | vhw260d0038 |  | 900 Centennial Blvd | Suite E | [6 empty] | NO | YES
|  | VIEWSONIC CORPORATION | VS12247-1M | MONITOR, VIDEO | r29102620736 | BUNKER HILL-SURGERY | 2 Plaza Dr |  |  | 01/01/1900 |  |  |  |  | NO | YES |  |  |  |  | VIEWSONIC CORPORATION 10366876 r29102620736 |  |  | Active |  | 99:99:99:99:99:99 |  | Accessory | PAAR:00-PVAR | 11/02/2019 |  | COOPER AMBULATORY OFF-SITES |  |  | BH SURG HALLWAY |  | ANNE MAIER
|  | STORZ | C-MAC 8402 ZX | MONITOR, VIDEO LARYNGOSCOPE | XW6786 | EMERGENCY ROOM | Kelemen |  |  | 01/10/2014 |  | 1/10/17 |  |  | NO | YES |  |  |  |  | STORZ 10367749 XW6786 |  |  | Active |  | 99:99:99:99:99:99 |  | Accessory | PAAR:00-PVAR | 11/02/2019 |  | COOPER UNIVERSITY HOSPITAL |  |  | EMERGENCY DEPARTMENT |  | KAREN GRUBER
|  | STORZ | C-MAC 8403 ZX | MONITOR, VIDEO LARYNGOSCOPE | VQ19954 | ANESTHESIOLOGY | Kelemen |  |  | 11/19/2019 |  | 11/19/22 |  |  | NO | YES |  |  |  |  | STORZ 11188008 VQ19954 |  |  | Active |  |  |  | Equipment | PAAR:00-PVAR | 11/19/2019 | 11/19/2019 | COOPER UNIVERSITY HOSPITAL |  |  |  | WOT00000004344394 | GIACINTA ROUPAS | Performance Verification | Completed | Salvatore Bombara | 11/19/2019 | 11/19/2019 | Performance Verification for STORZ 11188008 VQ19954 | Initial Install of Performance Verification. Device is ready for patient use. |  |  | 11/19/2019 | 11/19/2019
|  | STORZ | TELE PAK X TP100 | MONITOR, VIDEO LARYNGOSCOPE | RQ8145 | PHYSICAL THERAPY | Kelemen |  |  | 10/31/2019 |  | 10/31/24 |  |  | NO | YES |  |  |  |  | STORZ 11208449 RQ8145 |  |  | Active |  |  |  | Equipment | PAAR:00-PVAR | 10/31/2019 | 10/31/2019 | COOPER UNIVERSITY HOSPITAL |  |  | Performance Verification | WOT00000004027651 | JOSEPHINE HONG | Performance Verification | Completed | Zhan Kiselev | 10/31/2019 | 10/31/2019 | Performance Verification for STORZ 11208449 RQ8145 | Initial Install of Performance Verification. Device is ready for patient use. |  |  | 10/31/2019 | 10/31/2019
|  | STORZ | TELE PAK X TP100 | MONITOR, VIDEO LARYNGOSCOPE | XR7562 | 6200 MAIN ST-SURGERY | 6200 Main Street |  |  | 10/31/2019 |  | 10/31/24 |  |  | NO | YES |  |  |  |  | STORZ 11187556 XR7562 |  |  | Active |  |  |  | Equipment | PAAR:00-PVAR | 10/31/2019 | 10/31/2019 | COOPER AMBULATORY OFF-SITES |  |  | 6200 Main - ENT | WOT00000002248349 | BOBBIE MICKLE | Performance Verification | Closed | Stephen Zubrzycki | 10/31/2019 | 10/31/2019 | Performance Verification for STORZ 11187556 (01) 04048551322925 | Initial Install of Performance Verification. Device is ready for patient use. |  |  | 10/31/2019 | 10/31/2019
|  | STORZ | TELE PAK X TP100 | MONITOR, VIDEO LARYNGOSCOPE | NR6552 | 6200 MAIN ST-SURGERY | 6200 Main Street |  |  | 10/31/2019 |  | 10/31/24 |  |  | NO | YES |  |  |  |  | STORZ 11187555 NR6552 |  |  | Active |  |  |  | Equipment | PAAR:00-PVAR | 10/31/2019 | 10/31/2019 | COOPER AMBULATORY OFF-SITES |  |  | 6200 Main - ENT | WOT00000002248367 | BOBBIE MICKLE | Performance Verification | Closed | Stephen Zubrzycki | 10/31/2019 | 10/31/2019 | Performance Verification for STORZ 11187555 NR6552 | Initial Install of Performance Verification. Device is ready for patient use. |  |  | 10/31/2019 | 10/31/2019
|  | CARL ZEISS | 1270-341 | MONITOR, VIDEO, TOUCHSCREEN |  | VOORHEES SURGERY CENTER-OPERATING ROOM | 900 Centennial Blvd | Suite E |  | 01/01/1900 |  |  |  |  | NO | YES |  |  |  |  | CARL ZEISS 10345466 351564 |  |  | Active |  | 99:99:99:99:99:99 |  | Accessory | PAAR:00-PVAR | 11/02/2019 |  | COOPER AMBULATORY OFF-SITES |  |  | HALLWAY |  | JENNIFER BOMBARO
|  | COLIN MEDICAL INSTRUMENTS | PRESS-MATE | MONITOR, VITAL SIGNS | AS303709 | 3 COOPER-COOPER RESEARCH INSTITUTE | 3 Cooper |  |  | 01/01/2005 |  | 1/1/12 |  |  | NO | YES |  |  |  |  | COLIN MEDICAL INSTRUMENTS 10346755 AS303709 |  |  | Active |  | 99:99:99:99:99:99 |  | Alarm | PAAR:00-PVAR | 11/01/2019 |  | COOPER AMBULATORY OFF-SITES |  |  | SUITE 3C - 1102B2 |  | CHRISTINE RICKETTE
|  | CRITIKON COMPANY, L.L.C. | DINAMAP PLUS | MONITOR, VITAL SIGNS | J2852 | MOORESTOWN-PEDIATRICS | 110 Marter Ave |  |  | 01/01/1900 |  |  |  |  | NO | YES |  |  |  |  | CRITIKON COMPANY, L.L.C. 10366155 J2852 |  |  | Active |  | 99:99:99:99:99:99 |  | Alarm | 1Y:00-MFG | 07/02/2019 | 07/01/2020 | COOPER AMBULATORY OFF-SITES |  |  | Triage |  | MAUREEN OBRIEN
|  | EDAN INSTRUMENTS, INC. | M3A | MONITOR, VITAL SIGNS | 260289-M15307510047 | VOORHEES SURGERY CENTER - GYN/ONCOLOGY | 900 Centennial | Suite M |  | 08/03/2015 |  | 8/3/22 |  |  | NO | YES |  |  |  |  | EDAN INSTRUMENTS, INC. 10349324 260289-M15307510047 |  |  | Active |  | 99:99:99:99:99:99 |  | Alarm | PAAR:00-PVAR | 10/31/2019 |  | COOPER AMBULATORY OFF-SITES |  |  | SUITE F |  | SUE MALTMAN
|  | EDAN INSTRUMENTS, INC. | M3A | MONITOR, VITAL SIGNS | 260289-M15307510087 | VOORHEES SURGERY CENTER - GYN/ONCOLOGY | 900 Centennial Blvd | Suite F |  | 08/03/2015 |  | 8/3/22 |  |  | NO | YES |  |  |  |  | EDAN INSTRUMENTS, INC. 10349323 260289-M15307510087 |  |  | Active |  | 99:99:99:99:99:99 |  | Alarm | PAAR:00-PVAR | 10/31/2019 |  | COOPER AMBULATORY OFF-SITES |  |  | SUITE F |  | SUE MALTMAN
|  | EDAN INSTRUMENTS, INC. | M3A | MONITOR, VITAL SIGNS | 260289-M15307510018 | VOORHEES SURGERY CENTER - GYN/ONCOLOGY | 900 Centennial Blvd | Suite M |  | 08/03/2015 |  | 8/3/22 |  |  | NO | YES |  |  |  |  | EDAN INSTRUMENTS, INC. 10349322 260289-M15307510018 |  |  | Active |  | 99:99:99:99:99:99 |  | Alarm | PAAR:00-PVAR | 10/31/2019 |  | COOPER AMBULATORY OFF-SITES |  |  | SUITE F |  | SUE MALTMAN
|  | EDAN INSTRUMENTS, INC. | M3A | MONITOR, VITAL SIGNS | 260289-M15307510024 | VOORHEES SURGERY CENTER - GYN/ONCOLOGY | 900 Centennial Blvd | Suite M |  | 08/03/2015 |  | 8/3/22 |  |  | NO | YES |  |  |  |  | EDAN INSTRUMENTS, INC. 10349321 260289-M15307510024 |  |  | Active |  | 99:99:99:99:99:99 |  | Alarm | PAAR:00-PVAR | 10/31/2019 |  | COOPER AMBULATORY OFF-SITES |  |  | SUITE F |  | SUE MALTMAN
|  | GE HEALTHCARE | DINAMAP PROCARE 400 | MONITOR, VITAL SIGNS | 2019205-001 |  | 2 Plaza Dr | [7 empty] | NO | YES | Serial Number 2019205-001
|  | GE HEALTHCARE | CARESCAPE DINAMAP V100 | MONITOR, VITAL SIGNS | SDT10110005SP | 3 COOPER-PEDIATRICS | 3 Cooper |  |  | 11/02/2019 |  | 11/2/26 |  |  | NO | YES |  |  |  |  | GE MEDICAL SYSTEMS 11221510 SDT10110005SP |  |  | Active |  | 99:99:99:99:99:99 |  | Alarm | PAAR:00-PVAR | 11/02/2019 | 11/02/2019 | COOPER AMBULATORY OFF-SITES |  |  | Suite 200 - Exam 10 | WOT00000001319495 | MAUREEN OBRIEN | Repair | Closed | Stephen Zubrzycki | 11/02/2019 | 11/02/2019 | vitals machine - getting high readings | WOT cancelled with CEC approval |  |  | 11/02/2019 | 11/02/2019
|  | GE HEALTHCARE | CARESCAPE DINAMAP V100 | MONITOR, VITAL SIGNS | SDT0951022SP |  | Pavilion |  |  | 12/24/2009 |  | 12/24/16 |  |  | NO | YES |  |  |  |  | GE MEDICAL SYSTEMS 10368571 SDT0951022SP |  |  | Active |  | 99:99:99:99:99:99 |  | Alarm | PAAR:00-PVAR | 11/02/2019 |  | COOPER UNIVERSITY HOSPITAL |  |  | NURSES STATION |  | Lisa Geoghegan
|  | GE HEALTHCARE | CARESCAPE DINAMAP V100 | MONITOR, VITAL SIGNS | SDT09510237SP |  | Pavilion |  |  | 12/24/2009 |  | 12/24/16 |  |  | NO | YES |  |  |  |  | GE MEDICAL SYSTEMS 10368569 SDT09510237SP |  |  | Active |  | 99:99:99:99:99:99 |  | Alarm | PAAR:00-PVAR | 11/02/2019 |  | COOPER UNIVERSITY HOSPITAL |  |  | SAME DAY SURGERY |  | Lisa Geoghegan
|  | GE HEALTHCARE | CARESCAPE DINAMAP V100 | MONITOR, VITAL SIGNS | SDT08270327SP | PHYSICAL THERAPY | Kelemen |  |  | 03/06/2009 |  | 3/6/16 |  |  | NO | YES |  |  |  |  | GE MEDICAL SYSTEMS 10367549 SDT08270327SP |  |  | Active |  | 99:99:99:99:99:99 |  | Alarm | PAAR:00-PVAR | 11/02/2019 |  | COOPER UNIVERSITY HOSPITAL |  |  | PT/OT 5 KELEMEN |  | JOSEPHINE HONG
|  | GE HEALTHCARE | CARESCAPE DINAMAP V100 | MONITOR, VITAL SIGNS | SH6111400465A | EXPRESS ADMIT UNIT | Pavilion |  |  | 04/09/2011 |  | 4/9/18 |  |  | NO | YES |  |  |  |  | GE MEDICAL SYSTEMS 10367537 SH6111400465A |  |  | Active |  | 99:99:99:99:99:99 |  | Alarm | PAAR:00-PVAR | 11/02/2019 |  | COOPER UNIVERSITY HOSPITAL |  |  | ROOM 514 | 0011899851 | KAREN GRUBER | Repair | Closed | Richard Jolly | 07/14/2017 | 07/14/2017 | VITALS - WOULD LIKE CHECKED OVER - EEG OUTSIDE OFFICE | 7/14/2017 12:09:57 PM RCJOLLY (RCJOLLY 7/14/2017 10:00 AM) DID A PERFORMANCE CHK | 9C585036-D66A-4AD0-9863-900397DCC418 | Labor | 07/14/2017 | 07/14/2017 | Richard Jolly
|  | GE HEALTHCARE | CARESCAPE DINAMAP V100 | MONITOR, VITAL SIGNS | SDT10260483SA | BUNKER HILL-PEDIATRICS | 4 Plaza Dr |  |  | 07/09/2010 |  | 7/9/17 |  |  | NO | YES |  |  |  |  | GE MEDICAL SYSTEMS 10366774 SDT10260483SA |  |  | Active |  | 99:99:99:99:99:99 |  | Alarm | PAAR:00-PVAR | 11/02/2019 |  | COOPER AMBULATORY OFF-SITES |  |  | BH PEDS HALLWAY | WOT00000000672164 | MAUREEN OBRIEN | Repair | Closed | Michael Youch | 03/23/2018 | 05/25/2018 | Had error code when trying to do BP. | Acknowledged. Incorrect cuff size and also incorrect temp probe cover. Checked on battery. RTS. | EXP0290254 | Labor | 03/23/2018 | 03/23/2018 | Michael Youch
|  | GE HEALTHCARE | CARESCAPE DINAMAP V100 | MONITOR, VITAL SIGNS | SED11128124GA | PACU KELEMEN | Kelemen |  |  | 04/04/2011 |  | 4/4/18 |  |  | NO | YES |  |  |  |  | GE MEDICAL SYSTEMS 10366380 SED11128124GA |  |  | Active |  | 99:99:99:99:99:99 |  | Alarm | 1Y:00-MFG | 06/19/2019 | 06/01/2020 | COOPER UNIVERSITY HOSPITAL |  |  | K1-BED |  | FRANK OBRIEN
|  | GE HEALTHCARE | CARESCAPE DINAMAP V100 | MONITOR, VITAL SIGNS | SH6142325465A | MOORESTOWN-PEDIATRICS | 110 Marter Ave |  |  | 11/12/2014 |  | 11/12/21 |  |  | NO | YES |  |  |  |  | GE MEDICAL SYSTEMS 10366149 SH6142325465A |  |  | Active |  | 99:99:99:99:99:99 |  | Alarm | PAAR:00-PVAR | 11/02/2019 |  | COOPER AMBULATORY OFF-SITES |  |  | Triage Rm | WOT00000001278528 | MAUREEN OBRIEN | Repair | Closed | Kirk Lis | 08/08/2018 | 10/03/2018 | Reading all patients really high | TESTED UNIT REPEATEDLY. COULD NOT DUPLICATE ISSUE. PERFORMED OVP. INFORMED STAFF OF FINDINGS. | EXP1117065 | Labor | 08/14/2018 | 08/14/2018 | Kirk Lis
|  | GE HEALTHCARE | CARESCAPE DINAMAP V100 | MONITOR, VITAL SIGNS | SDT10380216SA | VOORHEES SURGERY CENTER-RADIATION/ONC | 900 Centennial Blvd | Suite D |  | 09/24/2010 |  | 9/24/17 |  |  | NO | YES |  |  |  |  | GE MEDICAL SYSTEMS 10356832 SDT10380216SA |  |  | Active |  | 99:99:99:99:99:99 |  | Alarm | PAAR:00-PVAR | 11/02/2019 |  | COOPER AMBULATORY OFF-SITES |  |  | NURSES STATION | 0011343417 | COLLEEN TEGELER | Repair | Closed | Charles Santomero | 03/14/2017 | 03/15/2017 | VITALS - NEEDS TO BE CHECKED, RECALIBRATED - RADIATION ONCOLOGY STE D | 3/15/2017 3:47:15 PM KALIS (KALIS 3/15/2017 12:00 AM) PERFORMED OVP. UNIT OK CONFERRED WITH MA ON PROBLEMS SHE WAS SEEING. UNIT HAD OLD PA STICKER ON UNIT. REMOVED STICKER AND EXPLAIN NEW PA PROTOCAL | 73F19275-7408-49D8-A65B-47405D2970B4 | Labor | 03/15/2017 | 03/15/2017 | Kirk Lis
|  | GE HEALTHCARE | CARESCAPE DINAMAP V100 | MONITOR, VITAL SIGNS | SDT08240168SP | VOORHEES SURGERY CENTER-RADIATION/ONC | 900 Centennial Blvd | Suite D |  | 07/22/2008 |  | 7/22/15 |  |  | NO | YES |  |  |  |  | GE MEDICAL SYSTEMS 10356829 SDT08240168SP |  |  | Active |  | 99:99:99:99:99:99 |  | Alarm | PAAR:00-PVAR | 11/02/2019 |  | COOPER AMBULATORY OFF-SITES |  |  | NURSES STATION | 0012181814 | COLLEEN TEGELER | Repair | Closed | Charles Santomero | 09/21/2017 | 10/25/2017 | BP MACHINE - WILL CHARGE BUT WONT TURN ON - RAD, ONCOLOGY, NURSES STATION | 9/22/2017 4:05:40 PM CTSANTOMERO (CTSANTOMERO 9/21/2017 12:00 AM) ARRANGED TO GO TO THIS SITE NEXT WEEK. 10/4/2017 1:59:06 PM CTSANTOMERO (CTSANTOMERO 10/4/2017 12:00 AM) THEY ARE ABLE TO USE THE VITAL SIGNS MONITOR WHEN PLUGGED INTO OUTLET, BUT NOT ON BATTERY. ORDERED NEW BATTERY. 10/25/2017 10:54:24 AM CTSANTOMERO (CTSANTOMERO 10/10/2017 8:00 AM) INSTALLED REPLACEMENT BATTERY. VERIFIED BATTERY OPERATION AND CHARGING WERE WORKING PROPERLY. OVP, RTS. (CTSANTOMERO 10/25/2017 8:00 AM) TRAVEL TIME | B624B0A6-97E1-40D6-AD72-A8584FE186EC | Labor | 10/10/2017 | 10/10/2017 | Charles Santomero
|  | GE HEALTHCARE | CARESCAPE DINAMAP V100 | MONITOR, VITAL SIGNS | SH613220147SA | 3 COOPER-EARLY INTERVENTION PROGRAM | 3 Cooper |  |  | 06/04/2013 |  | 6/4/20 |  |  | NO | YES |  |  |  |  | GE MEDICAL SYSTEMS 10346769 SH613220147SA |  |  | Active |  | 99:99:99:99:99:99 |  | Alarm | PAAR:00-PVAR | 11/02/2019 |  | COOPER AMBULATORY OFF-SITES |  |  | SUITE 513 - MOVES | 0011661248 | Sue Cooper | Repair | Closed | Stephen Zubrzycki | 05/24/2017 | 05/31/2017 | BP MACHINE- CUFF DOES NOT PUMP UP, WONT TURN ON, SEE NOTES - SUITE 1517 | 5/31/2017 11:05:10 AM SJZUBRZYCKI (SJZUBRZYCKI 5/31/2017 12:00 AM) DISASSEMBLED UNIT AND ANALYZED. LEAD TO PUMP BROKE. REPAIRED UNIT AND VPO | 8D5B34B9-1F41-45C3-91BE-D44C581D0346 | Labor | 05/31/2017 | 05/31/2017 | Stephen Zubrzycki
|  | GE HEALTHCARE | CARESCAPE DINAMAP V100 | MONITOR, VITAL SIGNS | SH614170086SA | 3 COOPER-PEDIATRICS | 3 Cooper |  |  | 08/04/2014 |  | 8/4/21 |  |  | NO | YES |  |  |  |  | GE MEDICAL SYSTEMS 10345705 SH614170086SA |  |  | Active |  | 99:99:99:99:99:99 |  | Alarm | PAAR:00-PVAR | 11/01/2019 |  | COOPER AMBULATORY OFF-SITES |  |  | Suite 200 - Exam 25 |  | MAUREEN OBRIEN
|  | GE HEALTHCARE | CARESCAPE DINAMAP V100 | MONITOR, VITAL SIGNS | SDT10120231SP | 3 COOPER-PEDIATRICS | 3 Cooper |  |  | 03/26/2010 |  | 3/26/17 |  |  | NO | YES |  |  |  |  | GE MEDICAL SYSTEMS 10345700 SDT10120231SP |  |  | Active |  | 99:99:99:99:99:99 |  | Alarm | PAAR:00-PVAR | 11/01/2019 |  | COOPER AMBULATORY OFF-SITES |  |  | Suite 200 - Exam 27 |  | MAUREEN OBRIEN
|  | GE HEALTHCARE | DINAMAP CARESCAPE V100 | MONITOR, VITAL SIGNS | SH613250463SA | 3 COOPER-MULTISPECIALTY CENTER | 3 Cooper |  |  | 11/02/2019 |  | 11/2/26 |  |  | NO | YES |  |  |  |  | GE MEDICAL SYSTEMS 11187699 SH613250463SA |  |  | Active |  | 99:99:99:99:99:99 |  | Alarm | PAAR:00-PVAR | 11/02/2019 | 11/02/2019 | COOPER AMBULATORY OFF-SITES |  |  | Suite 104 - Moves |  | MARGIE OUTLER |  |  |  | 11/02/2019 | 11/02/2019 |  |  |  |  | 11/02/2019 | 11/02/2019
|  | GE HEALTHCARE | DINAMAP CARESCAPE V100 | MONITOR, VITAL SIGNS | SH613250173SA |  | 3 Cooper | [7 empty] | NO | YES
|  | GE HEALTHCARE | DINAMAP PRO 100 | MONITOR, VITAL SIGNS | STD082802265P | 3 COOPER - PAIN MANAGEMENT | 3 Cooper |  |  | 10/31/2019 |  | 10/31/26 |  |  | NO | YES |  |  |  |  | GE MEDICAL SYSTEMS 30149587 STD082802265P |  |  | Active |  | 99:99:99:99:99:99 |  | Alarm | PAAR:00-PVAR | 10/31/2019 | 10/31/2019 | COOPER AMBULATORY OFF-SITES |  |  | SUITE 314 - MOVES |  | SHARON CHRISTOPHER |  |  |  | 10/31/2019 | 10/31/2019 |  |  |  |  | 10/31/2019 | 10/31/2019
|  | GE HEALTHCARE | DINAMAP PRO 100 | MONITOR, VITAL SIGNS | SH613220144SA | 3 COOPER-EARLY INTERVENTION PROGRAM | 3 Cooper |  |  | 04/22/2013 |  | 4/22/20 |  |  | NO | YES |  |  |  |  | GE MEDICAL SYSTEMS 10346779 SH613220144SA |  |  | Active |  | 99:99:99:99:99:99 |  | Alarm | PAAR:00-PVAR | 11/02/2019 |  | COOPER AMBULATORY OFF-SITES |  |  | SUITE 513 - MOVES |  | Sue Cooper
|  | GE HEALTHCARE | DINAMAP PRO 400 | MONITOR, VITAL SIGNS | 022M2749004 |  | Kelemen | [7 empty] | NO | YES
|  | GE HEALTHCARE | DINAMAP PRO 400 V2 | MONITOR, VITAL SIGNS | AAX043901595A | 1101 KINGS HIGHWAY | 1101 N Kings Hwy |  |  | 11/22/2004 |  | 11/22/11 |  |  | NO | YES |  |  |  |  | GE MEDICAL SYSTEMS 10366094 AAX043901595A |  |  | Active |  | 99:99:99:99:99:99 |  | Alarm | PAAR:00-PVAR | 11/02/2019 |  | COOPER AMBULATORY OFF-SITES |  |  | 1101 Kings Hwy - Billing Office |  | STEVE LOWE
|  | GE HEALTHCARE | DINAMAP PRO 400 V2 | MONITOR, VITAL SIGNS | AAX043100385A | VOORHEES ORTHOPEDICS | 901 Centennial Blvd | Building 2 |  | 05/05/2005 |  | 5/5/12 |  |  | NO | YES |  |  |  |  | GE MEDICAL SYSTEMS 10356914 AAX043100385A |  |  | Active |  | 99:99:99:99:99:99 |  | Alarm | PAAR:00-PVAR | 11/02/2019 |  | COOPER AMBULATORY OFF-SITES |  |  | ORTHO RM 1022 DIRECTOR |  | CAROL STRANTON
|  | GE HEALTHCARE | DINAMAP PRO 400 V2 | MONITOR, VITAL SIGNS | AAXO4310062SA | VOORHEES INTERNAL MEDICINE | 901 Centennial Blvd | Building 2 |  | 07/18/2005 |  | 7/18/12 |  |  | NO | YES |  |  |  |  | GE MEDICAL SYSTEMS 10346097 AAXO4310062SA |  |  | Active |  | 99:99:99:99:99:99 |  | Alarm | PAAR:00-PVAR | 11/02/2019 |  | COOPER AMBULATORY OFF-SITES |  |  | 900 Centennial Suite 202 | WOT00000000547150 | JENNY BETLER | Service Request | Closed | Kirk Lis | 02/14/2018 | 05/18/2018 | new blood pressure machine - safety check and tag | .:: Acknowledged ::. Technician: Kirk Lis Timestamp: 2018-02-14 14:43:53 inventoried existing nibp equipment | EXP0136262 | Labor | 02/14/2018 | 02/14/2018 | Kirk Lis
|  | GE HEALTHCARE | DINAMAP PROCARE 400 | MONITOR, VITAL SIGNS | AAW07100179SA |  | Pavilion |  |  | 03/28/2007 |  | 3/28/14 |  |  | NO | YES |  |  |  |  | GE MEDICAL SYSTEMS 10368110 AAW07100179SA |  |  | Active |  | 99:99:99:99:99:99 |  | Alarm | PAAR:00-PVAR | 11/02/2019 |  | COOPER UNIVERSITY HOSPITAL |  |  | KELEMEN-3RD | 0011150786 | Lisa Geoghegan | Repair | Closed | Michael Youch | 01/31/2017 | 01/31/2017 | DINA MAP - GIVING CODE "E23" HAS LEAK IN HOSE - KELEMEN-3RD NURSES STATION | 1/31/2017 10:15:02 AM SXBOMBARA (SXBOMBARA 1/31/2017 12:00 AM) REPLACED QUICK CONNECT. TESTED AND PASSED FULL FUNCTIONAL CHECK. | 5B8BE475-72B8-427C-83D3-811AA037E8FB | Parts | 01/01/1900 | 01/01/1900 | Salvatore Bombara
|  | GE HEALTHCARE | DINAMAP PROCARE 400 | MONITOR, VITAL SIGNS | AAW07090311SA |  | Pavilion |  |  | 03/28/2007 |  | 3/28/14 |  |  | NO | YES |  |  |  |  | GE MEDICAL SYSTEMS 10366644 AAW07090311SA |  |  | Active |  | 99:99:99:99:99:99 |  | Alarm | PAAR:00-PVAR | 11/02/2019 |  | COOPER UNIVERSITY HOSPITAL |  |  | K5 | 0011198561 | Lisa Geoghegan | Repair | Closed | Michael Youch | 02/13/2017 | 02/13/2017 | VITAL SIGN MACHINE - BLOOD PRESSURE CABLE IS CRACKED & NOT WORKING - KELEMEN 3RD FLOOR SURGICAL CARE UNIT | 2/13/2017 2:12:21 PM MDYOUCH (ZXKISELEV 2/13/2017 8:00 AM) REPAIRED BP HOSE CONNECTOR, VERIFIED, RTS | 37186BCF-97C5-46B0-A989-11097CAAA6D7 | Labor | 02/13/2017 | 02/13/2017 | Zhan Kiselev
|  | GE HEALTHCARE | DINAMAP PROCARE 400 | MONITOR, VITAL SIGNS | AAW07490274SA |  | 1900 Mount Holly Rd |  |  | 01/31/2008 |  | 1/31/15 |  |  | NO | YES |  |  |  |  | GE MEDICAL SYSTEMS 10366001 AAW07490274SA |  |  | Active |  | 99:99:99:99:99:99 | [5 empty] | COOPER AMBULATORY OFF-SITES |  |  | NURSES STATION
|  | GE HEALTHCARE | DINAMAP PROCARE 400 | MONITOR, VITAL SIGNS | AAW07070253SA | VOORHEES PEDIATRICS | 6400 Main St |  |  | 10/31/2019 |  | 10/31/26 |  |  | NO | YES |  |  |  |  | GE MEDICAL SYSTEMS 30143263 AAW07070253SA |  |  | Active |  | 99:99:99:99:99:99 |  | Alarm | PAAR:00-PVAR | 10/31/2019 | 10/31/2019 | COOPER AMBULATORY OFF-SITES |  |  | N9 |  | MAUREEN OBRIEN |  |  |  | 10/31/2019 | 10/31/2019 |  |  |  |  | 10/31/2019 | 10/31/2019
|  | GE HEALTHCARE | DINAMAP PROCARE 400 | MONITOR, VITAL SIGNS | 2019205-001 |  | 401 Haddon Ave | [7 empty] | NO | YES | Serial Number 2019205-001
|  | GE HEALTHCARE | DINAMAP PROCARE 400 | MONITOR, VITAL SIGNS | AAW07060143SA | 401 KINGS HIGHWAY - ORTHOPEDICS | 401 Kings Hwy South |  |  | 03/28/2007 |  | 3/28/14 |  |  | NO | YES |  |  |  |  | GE MEDICAL SYSTEMS 10346109 AAW07060143SA |  |  | Active |  | 99:99:99:99:99:99 |  | Alarm | PAAR:00-PVAR | 11/02/2019 |  | COOPER AMBULATORY OFF-SITES |  |  | EQUIPMENT ROOM |  | HELEN BOYLE
|  | GE HEALTHCARE | DINAMAP PROCARE 400 | MONITOR, VITAL SIGNS | AAW07060010SA | 3 COOPER-PEDIATRICS | 3 Cooper |  |  | 03/08/2007 |  | 3/8/14 |  |  | NO | YES |  |  |  |  | GE MEDICAL SYSTEMS 10345639 AAW07060010SA |  |  | Active |  | 99:99:99:99:99:99 |  | Alarm | PAAR:00-PVAR | 11/01/2019 |  | COOPER AMBULATORY OFF-SITES |  |  | Suite 200 - Exam 1 | WOT00000001735456 | MAUREEN OBRIEN | Repair | Closed | Stephen Zubrzycki | 11/23/2018 | 05/01/2019 | Pulse Ox- Clip needs to be looked at, see notes | Analyzed unit. They had BP units that need the cuffs ends adapted and they needed the Reusable pulse-ox probe part number. Gave them the Medline part number and put in a request for it to be added to the Lawson portal | EXP1784653 | Labor | 11/26/2018 | 11/26/2018 | Stephen Zubrzycki
|  | GE HEALTHCARE | DINAMAP PROCARE 400 | MONITOR, VITAL SIGNS | AAW07060277SA | VOORHEES PEDIATRICS | 6400 Main St |  |  | 03/09/2007 |  | 3/9/14 |  |  | NO | YES |  |  |  |  | GE MEDICAL SYSTEMS 10345342 AAW07060277SA |  |  | Active |  | 99:99:99:99:99:99 |  | Alarm | PAAR:00-PVAR | 11/02/2019 |  | COOPER AMBULATORY OFF-SITES |  |  | B6 |  | MAUREEN OBRIEN
|  | GE HEALTHCARE | DINAMAP PROCARE 420 | MONITOR, VITAL SIGNS | AAW05260166SA | 6017 MAIN ST-PLASTICS | 6200 Main St |  |  | 11/02/2019 |  | 11/2/26 |  |  | NO | YES |  |  |  |  | GE MEDICAL SYSTEMS 30071409 AAW05260166SA |  |  | Active |  | 99:99:99:99:99:99 |  | Alarm | PAAR:00-PVAR | 11/02/2019 | 11/02/2019 | COOPER AMBULATORY OFF-SITES |  |  | ORAL SIDE RECOVERY | WOT00000000685535 | ANNE MAIER | Repair | Closed | Kirk Lis | 11/02/2019 | 11/02/2019 | not turning on | ANALYZED UNIT CONFIRMED ISSUE BATTERY NEEDS TO BE REPLACED REPLACED BATTERY AND PERFORMED OVP | EXP0375140 | Labor | 11/02/2019 | 11/02/2019 | Kirk Lis
|  | GE HEALTHCARE | DINAMAP PROCARE 420 | MONITOR, VITAL SIGNS | AAW05260260SA | 6017 MAIN ST-PLASTICS | 6200 Main St |  |  | 11/02/2019 |  | 11/2/26 |  |  | NO | YES |  |  |  |  | GE MEDICAL SYSTEMS 30071410 AAW05260260SA |  |  | Active |  | 99:99:99:99:99:99 |  | Alarm | PAAR:00-PVAR | 11/02/2019 | 11/02/2019 | COOPER AMBULATORY OFF-SITES |  |  | ORAL SIDE RECOVERY |  | ANNE MAIER |  |  |  | 11/02/2019 | 11/02/2019 |  |  |  |  | 11/02/2019 | 11/02/2019
|  | GE HEALTHCARE | DINAMAP PROCARE 420 | MONITOR, VITAL SIGNS | AAW05260263SA | BUNKER HILL-ORAL SURGERY | 2 Plaza Dr |  |  | 08/10/2005 |  | 8/10/12 |  |  | NO | YES |  |  |  |  | GE MEDICAL SYSTEMS 10366951 AAW05260263SA |  |  | Active |  | 99:99:99:99:99:99 |  | Alarm | PAAR:00-PVAR | 11/02/2019 |  | COOPER AMBULATORY OFF-SITES |  |  | BH DENTAL |  | BARBARA DIPINTO
|  | OMRON HEALTHCARE, INC. | HEM-907XL | MONITOR, VITAL SIGNS | 4700006A | WILLINGBORO COOPER UNIVERSITY PHYSICIANS | 1900 Mount Holly Rd |  |  | 01/01/1900 |  |  |  |  | NO | YES |  |  |  |  | OMRON HEALTHCARE, INC. 10367152 4700006A |  |  | Active |  | 99:99:99:99:99:99 |  | Alarm | PAAR:00-PVAR | 11/02/2019 |  | COOPER AMBULATORY OFF-SITES |  |  | INT MED DR OFFICE RM 169 | 0012381889 | PATTY LEWIS | Repair | Closed | Kirk Lis | 11/03/2017 | 11/15/2017 | VITALS - ERROR CODES - TMX | 11/3/2017 4:23:14 PM KALIS (KALIS 11/3/2017 12:00 AM) TRAVEL TIME 11/3/2017 4:25:43 PM KALIS (KALIS 11/3/2017 12:00 AM) ANALYZED UNIT. UNIT NEEDS TO HAVE BATTERY REPLACED 11/6/2017 10:27:52 AM KALIS (KALIS 11/6/2017 12:00 AM) RESEACHED PART NUMBER AND SEARCHED PARTS STOCK. INSTALLED BATTERY 11/15/2017 8:50:22 AM KALIS (KALIS 11/14/2017 12:00 AM) TRAVEL TIME (KALIS 11/14/2017 12:00 AM) INSTALLED NEW BATTERY AND PERFORMED OVP | 01437F82-D418-47FC-B4EB-A540596EF981 | Labor | 11/14/2017 | 11/14/2017 | Kirk Lis
|  | OMRON HEALTHCARE, INC. | HEM-907XL | MONITOR, VITAL SIGNS | 20161100262AF | 3 COOPER - MEDICINE DEPARTMENT | 3 Cooper |  |  | 10/31/2019 |  | 10/31/26 |  |  | NO | YES |  |  |  |  | OMRON HEALTHCARE, INC. 30225072 20161100262AF |  |  | Active |  | 99:99:99:99:99:99 |  | Alarm | PAAR:00-PVAR | 10/31/2019 | 10/31/2019 | COOPER AMBULATORY OFF-SITES |  |  | Suite 215 - Moves | 0011609286 | NANCY LOUIS | Performance Verification | Closed | Bonnie Aichroth | 10/31/2019 | 10/31/2019 | INCOMING INVENTORY | DEVICE INVENTORIED | FF3BCBB2-24D9-424A-A715-2ADE180FF2D0 | Labor | 10/31/2019 | 10/31/2019 | Bonnie Aichroth
|  | PHILIPS MEDICAL SYSTEMS | SURESIGNS VS2 | MONITOR, VITAL SIGNS | US90300273 | EMERGENCY ROOM | Kelemen |  |  | 11/02/2019 |  | 11/2/26 |  |  | NO | YES |  |  |  |  | PHILIPS MEDICAL SYSTEMS 11222212 US90300273 |  |  | Active |  | 00:09:FB:10:AA:14 |  | Alarm | PAAR:00-PVAR | 11/02/2019 | 11/02/2019 | COOPER UNIVERSITY HOSPITAL |  |  | EMERGENCY DEPARTMENT |  | KAREN GRUBER |  |  |  | 11/02/2019 | 11/02/2019 |  |  |  |  | 11/02/2019 | 11/02/2019
|  | PHILIPS MEDICAL SYSTEMS | SURESIGNS VS2 | MONITOR, VITAL SIGNS | US90300547 | EMERGENCY ROOM | Kelemen |  |  | 11/02/2019 |  | 11/2/26 |  |  | NO | YES |  |  |  |  | PHILIPS MEDICAL SYSTEMS 11222189 US90300547 |  |  | Active | 10368149, 11239376 | 00:09:FB:10:AF:7B |  | Alarm | PAAR:00-PVAR | 11/02/2019 | 11/02/2019 | COOPER UNIVERSITY HOSPITAL |  |  | EMERGENCY DEPARTMENT |  | KAREN GRUBER |  |  |  | 11/02/2019 | 11/02/2019 |  |  |  |  | 11/02/2019 | 11/02/2019
|  | PHILIPS MEDICAL SYSTEMS | SURESIGNS VS2 | MONITOR, VITAL SIGNS | Us00601603 |  | 900 Centinial Rd | Suite M | [6 empty] | NO | YES
|  | PHILIPS MEDICAL SYSTEMS | SURESIGNS VS2 | MONITOR, VITAL SIGNS | US00601588 | 3 COOPER - PAIN MANAGEMENT | 3 Cooper |  |  | 04/30/2012 |  | 4/30/19 |  |  | NO | YES |  |  |  |  | PHILIPS MEDICAL SYSTEMS 10346877 US00601588 |  |  | Active |  | 00:09:FB:11:05:AE |  | Alarm | PAAR:00-PVAR | 11/02/2019 |  | COOPER AMBULATORY OFF-SITES |  |  | Suite 314 - Moves |  | SHARON CHRISTOPHER
|  | PHILIPS MEDICAL SYSTEMS | SURESIGNS VS2 PLUS | MONITOR, VITAL SIGNS | CN42720585 | 3 COOPER-PSYCHIATRY | 3 Cooper |  |  | 10/31/2019 |  | 10/31/26 |  |  | NO | YES |  |  |  |  | PHILIPS MEDICAL SYSTEMS 30126220 CN42720585 |  |  | Active |  | 00:09:FB:14:18:7A |  | Alarm | PAAR:00-PVAR | 10/31/2019 | 10/31/2019 | COOPER AMBULATORY OFF-SITES |  |  | Suite 307 - Triage Room |  | Andrea Junaid |  |  |  | 10/31/2019 | 10/31/2019 |  |  |  |  | 10/31/2019 | 10/31/2019
|  | PHILIPS MEDICAL SYSTEMS | SURESIGNS VS2 PLUS | MONITOR, VITAL SIGNS | CN42724422 | KELEMEN 9 | Kelemen |  |  | 10/31/2019 |  | 10/31/26 |  |  | NO | YES |  |  |  |  | PHILIPS MEDICAL SYSTEMS 11239481 CN42724422 |  |  | Active |  | 00:17:23:AF:BB:51 |  | Alarm | PAAR:00-PVAR | 10/31/2019 | 10/31/2019 | COOPER UNIVERSITY HOSPITAL |  |  | kelemen s9 |  | LAURA ZIMMERMAN |  |  |  | 10/31/2019 | 10/31/2019 |  |  |  |  | 10/31/2019 | 10/31/2019
|  | PHILIPS MEDICAL SYSTEMS | SURESIGNS VS2 PLUS | MONITOR, VITAL SIGNS | CN42737657 | PSYCHIATRIC UNIT | Kelemen |  |  | 10/31/2019 |  | 10/31/26 |  |  | NO | YES |  |  |  |  | PHILIPS MEDICAL SYSTEMS 11239430 CN42737657 |  |  | Active |  | 00:09:FB:15:7E:D8 |  | Alarm | PAAR:00-PVAR | 10/31/2019 | 10/31/2019 | COOPER UNIVERSITY HOSPITAL |  |  | Kel 5th Floor Pysch | WOT00000002266110 | CATHERINE MELINIOTIS | Performance Verification | Closed | Salvatore Bombara | 10/31/2019 | 10/31/2019 | CEID Record Completion for PHILIPS MEDICAL SYSTEMS 11239430 CN42737657 | PV complete | EXP3002637 | Labor | 10/31/2019 | 10/31/2019 | Salvatore Bombara
|  | PHILIPS MEDICAL SYSTEMS | SURESIGNS VS2 PLUS | MONITOR, VITAL SIGNS | Cn21212303 |  | Kelemen | [7 empty] | NO | YES
|  | PHILIPS MEDICAL SYSTEMS | SURESIGNS VS2 PLUS | MONITOR, VITAL SIGNS | CN42733813 |  | Kelemen | [7 empty] | NO | YES
|  | PHILIPS MEDICAL SYSTEMS | SURESIGNS VS2 PLUS | MONITOR, VITAL SIGNS | CN21203244 | EMERGENCY ROOM | Kelemen |  |  | 11/01/2019 |  | 11/1/26 |  |  | NO | YES |  |  |  |  | PHILIPS MEDICAL SYSTEMS 11222205 CN21203244 |  |  | Active |  | 00:09:FB:12:AF:81 |  | Alarm | PAAR:00-PVAR | 11/01/2019 | 11/01/2019 | COOPER UNIVERSITY HOSPITAL |  |  | ER | 0011605190 | KAREN GRUBER | Repair | Closed | Zhan Kiselev | 11/01/2019 | 11/01/2019 | VITALS - PULSE OX / CABLES NEED REPLACED - ER HADDON TRIAGE | 5/2/2017 5:34:26 PM ZXKISELEV (ZXKISELEV 5/2/2017 12:00 AM) SPD WILL PROVIDE SENSOR | C4A28182-AAC0-463C-8A03-1EFEE4D0DCC5 | Labor | 11/01/2019 | 11/01/2019 | Zhan Kiselev
|  | PHILIPS MEDICAL SYSTEMS | SURESIGNS VS2 PLUS | MONITOR, VITAL SIGNS | CN21203246 | EMERGENCY ROOM | Kelemen |  |  | 11/02/2019 |  | 11/2/26 |  |  | NO | YES |  |  |  |  | PHILIPS MEDICAL SYSTEMS 11222198 CN21203246 |  |  | Active |  | 00:09:FB:12:B1:C6 |  | Alarm | PAAR:00-PVAR | 11/02/2019 | 11/02/2019 | COOPER UNIVERSITY HOSPITAL |  |  | EMERGENCY DEPARTMENT | 0011605203 | KAREN GRUBER | Repair | Closed | Zhan Kiselev | 11/02/2019 | 11/02/2019 | VITALS - PULSE OX / CABLES NEED REPLACED - ER HADDON TRIAGE | 5/2/2017 5:32:27 PM ZXKISELEV (ZXKISELEV 5/2/2017 12:00 AM) SPD WILL PROVIDE SENSOR | 2D76B699-0AD3-4C20-871F-12AB1B9435F6 | Labor | 11/02/2019 | 11/02/2019 | Zhan Kiselev
|  | PHILIPS MEDICAL SYSTEMS | SURESIGNS VS2 PLUS | MONITOR, VITAL SIGNS | CN42724393 | EMERGENCY ROOM | Kelemen |  |  | 10/31/2019 |  | 10/31/26 |  |  | NO | YES |  |  |  |  | PHILIPS MEDICAL SYSTEMS 11222188 CN42724393 |  |  | Active |  | 00:09:FB:14:5B:CE |  | Alarm | PAAR:00-PVAR | 10/31/2019 | 10/31/2019 | COOPER UNIVERSITY HOSPITAL |  |  |  |  | KAREN GRUBER |  |  |  | 10/31/2019 | 10/31/2019 |  |  |  |  | 10/31/2019 | 10/31/2019
|  | PHILIPS MEDICAL SYSTEMS | SURESIGNS VS2 PLUS | MONITOR, VITAL SIGNS | CN42733493 |  | Kelemen | [7 empty] | NO | YES
|  | PHILIPS MEDICAL SYSTEMS | SURESIGNS VS2 PLUS | MONITOR, VITAL SIGNS | CN21203249 | GYNECOLOGY / DIABETES TREATMENT | Kelemen |  |  | 11/01/2019 |  | 11/1/26 |  |  | NO | YES |  |  |  |  | PHILIPS MEDICAL SYSTEMS 11222152 CN21203249 |  |  | Active |  | 00:17:23:A3:0B:F9 |  | Alarm | PAAR:00-PVAR | 11/01/2019 | 11/01/2019 | COOPER UNIVERSITY HOSPITAL |  |  | S9 GYN |  | LAUSA ZIMMERMAN |  |  |  | 11/01/2019 | 11/01/2019 |  |  |  |  | 11/01/2019 | 11/01/2019
|  | PHILIPS MEDICAL SYSTEMS | SURESIGNS VS2 PLUS | MONITOR, VITAL SIGNS | Cn42733497 |  | Kelemen | [7 empty] | NO | YES
|  | PHILIPS MEDICAL SYSTEMS | SURESIGNS VS2 PLUS | MONITOR, VITAL SIGNS | Cn42733810 | EMERGENCY ROOM | Kelemen |  |  | 10/31/2019 |  | 10/31/26 |  |  | NO | YES |  |  |  |  | PHILIPS MEDICAL SYSTEMS 11222114 Cn42733810 |  |  | Active |  | 00:09:FB:15:4B:25 |  | Alarm | PAAR:00-PVAR | 10/31/2019 | 10/31/2019 | COOPER UNIVERSITY HOSPITAL |  |  | Performance Verification | WOT00000001047646 | KAREN GRUBER | Performance Verification | Closed | Richard Jolly | 10/31/2019 | 10/31/2019 | Performance Verification for PHILIPS MEDICAL SYSTEMS 11222114 Cn42733810 | Initial Install of Performance Verification. Device is ready for patient use. |  |  | 10/31/2019 | 10/31/2019
|  | PHILIPS MEDICAL SYSTEMS | SURESIGNS VS2 PLUS | MONITOR, VITAL SIGNS | CN42733811 |  | Kelemen | [7 empty] | NO | YES
|  | PHILIPS MEDICAL SYSTEMS | SURESIGNS VS2 PLUS | MONITOR, VITAL SIGNS | CN42733812 |  | Kelemen | [7 empty] | NO | YES
|  | PHILIPS MEDICAL SYSTEMS | SURESIGNS VS2 PLUS | MONITOR, VITAL SIGNS | Cn42733494 | EMERGENCY ROOM | Kelemen |  |  | 10/31/2019 |  | 10/31/26 |  |  | NO | YES |  |  |  |  | PHILIPS MEDICAL SYSTEMS 11222032 Cn42733494 |  |  | Active |  | 00:09:FB:15:49:B6 |  | Alarm | PAAR:00-PVAR | 10/31/2019 | 10/31/2019 | COOPER UNIVERSITY HOSPITAL |  |  | Performance Verification | WOT00000000824338 | KAREN GRUBER | Performance Verification | Closed | Richard Jolly | 10/31/2019 | 10/31/2019 | Performance Verification for PHILIPS MEDICAL SYSTEMS 11222032 Cn42733494 | Initial Install of Performance Verification. Device is ready for patient use. |  |  | 10/31/2019 | 10/31/2019
|  | PHILIPS MEDICAL SYSTEMS | SURESIGNS VS2 PLUS | MONITOR, VITAL SIGNS | Cn42733495 | EMERGENCY ROOM | Kelemen |  |  | 10/31/2019 |  | 10/31/26 |  |  | NO | YES |  |  |  |  | PHILIPS MEDICAL SYSTEMS 11222033 Cn42733495 |  |  | Active |  | 00:09:FB:15:49:B5 |  | Alarm | PAAR:00-PVAR | 10/31/2019 | 10/31/2019 | COOPER UNIVERSITY HOSPITAL |  |  | Performance Verification | WOT00000000824316 | KAREN GRUBER | Performance Verification | Closed | Richard Jolly | 10/31/2019 | 10/31/2019 | Performance Verification for PHILIPS MEDICAL SYSTEMS 11222033 Cn42733495 | Initial Install of Performance Verification. Device is ready for patient use. |  |  | 10/31/2019 | 10/31/2019
|  | PHILIPS MEDICAL SYSTEMS | SURESIGNS VS2 PLUS | MONITOR, VITAL SIGNS | CN21212306 | KELEMEN 8 PCU | Kelemen |  |  | 11/02/2019 |  | 11/2/26 |  |  | NO | YES |  |  |  |  | PHILIPS MEDICAL SYSTEMS 11222022 CN21212306 |  |  | Active |  | 00:09:FB:13:62:90 |  | Alarm | PAAR:00-PVAR | 11/02/2019 | 11/02/2019 | COOPER UNIVERSITY HOSPITAL |  |  | SOUTH 9 | WOT00000000523133 | BYRON WELLS | Disposition | Closed | Michael Youch | 11/02/2019 | 11/02/2019 | Bulk Disposition CNL |  |  |  | 11/02/2019 | 11/02/2019
|  | PHILIPS MEDICAL SYSTEMS | SURESIGNS VS2 PLUS | MONITOR, VITAL SIGNS | CN42736484 | COOPER CANCER CENTER-MULTIDISCIPLINARY CLINIC | Kelemen |  |  | 10/31/2019 |  | 10/31/26 |  |  | NO | YES |  |  |  |  | PHILIPS MEDICAL SYSTEMS 11221793 CN42736484 |  |  | Active |  | 00:09:FB:15:7E:CB |  | Alarm | PAAR:00-PVAR | 10/31/2019 | 10/31/2019 | COOPER AMBULATORY OFF-SITES |  |  | New Side | WOT00000001804904 | ROXANNE BERGER | Performance Verification | Closed | Josh Harris | 10/31/2019 | 10/31/2019 | CEID Record Completion for PHILIPS MEDICAL SYSTEMS 11221793 42736484 | Inventoried new VS2+. | EXP1840290 | Labor | 10/31/2019 | 10/31/2019 | Josh Harris
|  | PHILIPS MEDICAL SYSTEMS | SURESIGNS VS2 PLUS | MONITOR, VITAL SIGNS | cn42736471 | COOPER CANCER CENTER-MULTIDISCIPLINARY CLINIC | Kelemen |  |  | 10/31/2019 |  | 10/31/26 |  |  | NO | YES |  |  |  |  | PHILIPS MEDICAL SYSTEMS 11221791 cn42736471 |  |  | Active |  | 00:09:FB:15:7E:C9 |  | Alarm | PAAR:00-PVAR | 10/31/2019 | 10/31/2019 | COOPER AMBULATORY OFF-SITES |  |  | New Side | WOT00000001804899 | ROXANNE BERGER | Performance Verification | Closed | Josh Harris | 10/31/2019 | 10/31/2019 | Performance Verification for PHILIPS MEDICAL SYSTEMS 11221791 cn42736471 | Initial Install of Performance Verification. Device is ready for patient use. |  |  | 10/31/2019 | 10/31/2019
|  | PHILIPS MEDICAL SYSTEMS | SURESIGNS VS2 PLUS | MONITOR, VITAL SIGNS | cn42736473 | COOPER CANCER CENTER-MULTIDISCIPLINARY CLINIC | Kelemen |  |  | 10/31/2019 |  | 10/31/26 |  |  | NO | YES |  |  |  |  | PHILIPS MEDICAL SYSTEMS 11221792 cn42736473 |  |  | Active |  | 00:09:FB:15:6B:C8 |  | Alarm | PAAR:00-PVAR | 10/31/2019 | 10/31/2019 | COOPER AMBULATORY OFF-SITES |  |  | New Side | WOT00000001804901 | ROXANNE BERGER | Performance Verification | Closed | Josh Harris | 10/31/2019 | 10/31/2019 | Performance Verification for PHILIPS MEDICAL SYSTEMS 11221792 cn42736473 | Initial Install of Performance Verification. Device is ready for patient use. |  |  | 10/31/2019 | 10/31/2019
|  | PHILIPS MEDICAL SYSTEMS | SURESIGNS VS2 PLUS | MONITOR, VITAL SIGNS | cn42736480 | COOPER CANCER CENTER-MULTIDISCIPLINARY CLINIC | MD Anderson Cancer Center |  |  | 10/31/2019 |  | 10/31/26 |  |  | NO | YES |  |  |  |  | PHILIPS MEDICAL SYSTEMS 11221789 cn42736480 |  |  | Active |  | 00:09:FB:15:7E:D1 |  | Alarm | PAAR:00-PVAR | 10/31/2019 | 10/31/2019 | COOPER AMBULATORY OFF-SITES |  |  | New Side | WOT00000001804895 | ROXANNE BERGER | Performance Verification | Closed | Josh Harris | 10/31/2019 | 10/31/2019 | Performance Verification for PHILIPS MEDICAL SYSTEMS 11221789 cn42736480 | Initial Install of Performance Verification. Device is ready for patient use. |  |  | 10/31/2019 | 10/31/2019
|  | PHILIPS MEDICAL SYSTEMS | SURESIGNS VS2 PLUS | MONITOR, VITAL SIGNS | cn42736472 | COOPER CANCER CENTER-MULTIDISCIPLINARY CLINIC | Kelemen |  |  | 10/31/2019 |  | 10/31/26 |  |  | NO | YES |  |  |  |  | PHILIPS MEDICAL SYSTEMS 11221790 cn42736472 |  |  | Active |  | 00:09:FB:15:6C:07 |  | Alarm | PAAR:00-PVAR | 10/31/2019 | 10/31/2019 | COOPER AMBULATORY OFF-SITES |  |  | New Side | WOT00000001804897 | ROXANNE BERGER | Performance Verification | Closed | Josh Harris | 10/31/2019 | 10/31/2019 | Performance Verification for PHILIPS MEDICAL SYSTEMS 11221790 cn42736472 | Initial Install of Performance Verification. Device is ready for patient use. |  |  | 10/31/2019 | 10/31/2019
|  | PHILIPS MEDICAL SYSTEMS | SURESIGNS VS2 PLUS | MONITOR, VITAL SIGNS | cn42736479 | COOPER CANCER CENTER-MULTIDISCIPLINARY CLINIC | Kelemen |  |  | 10/31/2019 |  | 10/31/26 |  |  | NO | YES |  |  |  |  | PHILIPS MEDICAL SYSTEMS 11221788 cn42736479 |  |  | Active |  | 00:09:FB:15:7E:D3 |  | Alarm | PAAR:00-PVAR | 10/31/2019 | 10/31/2019 | COOPER AMBULATORY OFF-SITES |  |  | New Side | WOT00000001804894 | ROXANNE BERGER | Performance Verification | Closed | Josh Harris | 10/31/2019 | 10/31/2019 | CEID Record Completion for PHILIPS MEDICAL SYSTEMS 11221788 cn42736479 | Inventoried new VS2+. | EXP1840296 | Labor | 10/31/2019 | 10/31/2019 | Josh Harris
|  | PHILIPS MEDICAL SYSTEMS | SURESIGNS VS2 PLUS | MONITOR, VITAL SIGNS | cn42736475 | 3 COOPER-WOMENS CARE CENTER | 3 Cooper |  |  | 10/31/2019 |  | 10/31/26 |  |  | NO | YES |  |  |  |  | PHILIPS MEDICAL SYSTEMS 11221784 cn42736475 |  |  | Active |  | 00:09:FB:15:7E:CD |  | Alarm | PAAR:00-PVAR | 10/31/2019 | 10/31/2019 | COOPER AMBULATORY OFF-SITES |  |  | Suite 300 - Moves | WOT00000001804886 | BONNIE MANNINO | Performance Verification | Closed | Josh Harris | 10/31/2019 | 10/31/2019 | CEID Record Completion for PHILIPS MEDICAL SYSTEMS 11221784 cn42736475 | Inventoried new VS2+. | EXP1840302 | Labor | 10/31/2019 | 10/31/2019 | Josh Harris
|  | PHILIPS MEDICAL SYSTEMS | SURESIGNS VS2 PLUS | MONITOR, VITAL SIGNS | cn42736477 | COOPER CANCER CENTER-MULTIDISCIPLINARY CLINIC | Kelemen |  |  | 10/31/2019 |  | 10/31/26 |  |  | NO | YES |  |  |  |  | PHILIPS MEDICAL SYSTEMS 11221785 cn42736477 |  |  | Active |  | 00:09:FB:15:7E:CA |  | Alarm | PAAR:00-PVAR | 10/31/2019 | 10/31/2019 | COOPER AMBULATORY OFF-SITES |  |  | New Side | WOT00000001804888 | ROXANNE BERGER | Performance Verification | Closed | Josh Harris | 10/31/2019 | 10/31/2019 | CEID Record Completion for PHILIPS MEDICAL SYSTEMS 11221785 cn42736477 | Inventoried new VS2+. | EXP1840301 | Labor | 10/31/2019 | 10/31/2019 | Josh Harris
|  | PHILIPS MEDICAL SYSTEMS | SURESIGNS VS2 PLUS | MONITOR, VITAL SIGNS | cn42736481 | COOPER CANCER CENTER-MULTIDISCIPLINARY CLINIC | Kelemen |  |  | 10/31/2019 |  | 10/31/26 |  |  | NO | YES |  |  |  |  | PHILIPS MEDICAL SYSTEMS 11221786 cn42736481 |  |  | Active |  | 00:09:FB:15:7E:D0 |  | Alarm | PAAR:00-PVAR | 10/31/2019 | 10/31/2019 | COOPER AMBULATORY OFF-SITES |  |  | New Side | WOT00000001804889 | ROXANNE BERGER | Performance Verification | Closed | Josh Harris | 10/31/2019 | 10/31/2019 | Performance Verification for PHILIPS MEDICAL SYSTEMS 11221786 cn42736481 | Initial Install of Performance Verification. Device is ready for patient use. |  |  | 10/31/2019 | 10/31/2019
|  | PHILIPS MEDICAL SYSTEMS | SURESIGNS VS2 PLUS | MONITOR, VITAL SIGNS | cn42736474 | CARDIAC CATH LAB | Kelemen |  |  | 10/31/2019 |  | 10/31/26 |  |  | NO | YES |  |  |  |  | PHILIPS MEDICAL SYSTEMS 11221787 cn42736474 |  |  | Active |  | 00:09:FB:15:6C:16 |  | Alarm | PAAR:00-PVAR | 10/31/2019 | 10/31/2019 | COOPER UNIVERSITY HOSPITAL |  |  |  | WOT00000001804891 | LINDA BEAN | Performance Verification | Closed | Josh Harris | 10/31/2019 | 10/31/2019 | Performance Verification for PHILIPS MEDICAL SYSTEMS 11221787 cn42736474 | Initial Install of Performance Verification. Device is ready for patient use. |  |  | 10/31/2019 | 10/31/2019
|  | PHILIPS MEDICAL SYSTEMS | SURESIGNS VS2 PLUS | MONITOR, VITAL SIGNS | cn42736483 | CARDIAC CATH LAB | Kelemen |  |  | 11/05/2019 |  | 11/5/26 |  |  | NO | YES |  |  |  |  | PHILIPS MEDICAL SYSTEMS 11221781 cn42736483 |  |  | Active |  | 00:09:FB:15:7E:C8 |  | Alarm | PAAR:00-PVAR | 11/05/2019 | 11/05/2019 | COOPER UNIVERSITY HOSPITAL |  |  | CCL - K458W | WOT00000001804879 | LINDA BEAN | Performance Verification | Closed | Josh Harris | 11/05/2019 | 11/05/2019 | Performance Verification for PHILIPS MEDICAL SYSTEMS 11221781 cn42736483 | Initial Install of Performance Verification. Device is ready for patient use. |  |  | 11/05/2019 | 11/05/2019
|  | PHILIPS MEDICAL SYSTEMS | SURESIGNS VS2 PLUS | MONITOR, VITAL SIGNS | cn42736478 | COOPER CANCER CENTER-MULTIDISCIPLINARY CLINIC | 303 Central Ave |  |  | 10/31/2019 |  | 10/31/26 |  |  | NO | YES |  |  |  |  | PHILIPS MEDICAL SYSTEMS 11221782 cn42736478 |  |  | Active |  | 00:09:FB:15:7E:D2 |  | Alarm | PAAR:00-PVAR | 10/31/2019 | 10/31/2019 | COOPER AMBULATORY OFF-SITES |  |  | New Side | WOT00000001804882 | ROXANNE BERGER | Performance Verification | Closed | Josh Harris | 10/31/2019 | 10/31/2019 | CEID Record Completion for PHILIPS MEDICAL SYSTEMS 11221782 cn42736478 | Inventoried new VS2+. | EXP1839744 | Labor | 10/31/2019 | 10/31/2019 | Josh Harris
|  | PHILIPS MEDICAL SYSTEMS | SURESIGNS VS2 PLUS | MONITOR, VITAL SIGNS | cn42736482 | CARDIAC CATH LAB | Kelemen |  |  | 10/31/2019 |  | 10/31/26 |  |  | NO | YES |  |  |  |  | PHILIPS MEDICAL SYSTEMS 11221783 cn42736482 |  |  | Active |  | 00:09:FB:15:7E:CF |  | Alarm | PAAR:00-PVAR | 10/31/2019 | 10/31/2019 | COOPER UNIVERSITY HOSPITAL |  |  |  | WOT00000001804883 | LINDA BEAN | Performance Verification | Closed | Josh Harris | 10/31/2019 | 10/31/2019 | Performance Verification for PHILIPS MEDICAL SYSTEMS 11221783 cn42736482 | Initial Install of Performance Verification. Device is ready for patient use. |  |  | 10/31/2019 | 10/31/2019
|  | PHILIPS MEDICAL SYSTEMS | SURESIGNS VS2 PLUS | MONITOR, VITAL SIGNS | cn42736476 | WILLINGBORO HEMATOLOGY/ONCOLOGY | 1000 Salem Rd |  |  | 10/31/2019 |  | 10/31/26 |  |  | NO | YES |  |  |  |  | PHILIPS MEDICAL SYSTEMS 11221780 cn42736476 |  |  | Active |  | 00:09:FB:15:7E:CE |  | Alarm | PAAR:00-PVAR | 10/31/2019 | 10/31/2019 | COOPER AMBULATORY OFF-SITES |  |  | New Side | WOT00000001804877 | ANN DENTON | Performance Verification | Closed | Josh Harris | 10/31/2019 | 10/31/2019 | Performance Verification for PHILIPS MEDICAL SYSTEMS 11221780 cn42736476 | Initial Install of Performance Verification. Device is ready for patient use. |  |  | 10/31/2019 | 10/31/2019
|  | PHILIPS MEDICAL SYSTEMS | SURESIGNS VS2 PLUS | MONITOR, VITAL SIGNS | cn42736485 | 3 COOPER-WOMENS CARE CENTER | 3 Cooper |  |  | 10/31/2019 |  | 10/31/26 |  |  | NO | YES |  |  |  |  | PHILIPS MEDICAL SYSTEMS 11221779 cn42736485 |  |  | Active |  | 00:09:FB:15:7E:E2 |  | Alarm | PAAR:00-PVAR | 10/31/2019 | 10/31/2019 | COOPER AMBULATORY OFF-SITES |  |  | Suite 300 - Moves | WOT00000001804875 | BONNIE MANNINO | Performance Verification | Closed | Josh Harris | 10/31/2019 | 10/31/2019 | Performance Verification for PHILIPS MEDICAL SYSTEMS 11221779 cn42736485 | Initial Install of Performance Verification. Device is ready for patient use. |  |  | 10/31/2019 | 10/31/2019
|  | PHILIPS MEDICAL SYSTEMS | SURESIGNS VS2 PLUS | MONITOR, VITAL SIGNS | CN42716923 | COOPER CANCER CENTER-MULTIDISCIPLINARY CLINIC | MD Anderson Cancer Center |  |  | 11/02/2019 |  | 11/2/26 |  |  | NO | YES |  |  |  |  | PHILIPS MEDICAL SYSTEMS 11221655 CN42716923 |  |  | Active |  | 00:09:FB:13:8C:3F |  | Alarm | PAAR:00-PVAR | 11/02/2019 | 11/02/2019 | COOPER AMBULATORY OFF-SITES |  |  | MULTI DISC - MOVES |  | ROXANNE BERGER |  |  |  | 11/02/2019 | 11/02/2019 |  |  |  |  | 11/02/2019 | 11/02/2019
|  | PHILIPS MEDICAL SYSTEMS | SURESIGNS VS2 PLUS | MONITOR, VITAL SIGNS | CN42724416 | MD ANDERSON INPATIENT ONCOLOGY | Pavilion |  |  | 10/31/2019 |  | 10/31/26 |  |  | NO | YES |  |  |  |  | PHILIPS MEDICAL SYSTEMS 11221508 CN42724416 |  |  | Active |  | 00:09:FB:14:5B:EF |  | Alarm | PAAR:00-PVAR | 10/31/2019 | 10/31/2019 | COOPER UNIVERSITY HOSPITAL |  |  | P5 - Moves |  | MIRIAM ZIEGLER |  |  |  | 10/31/2019 | 10/31/2019 |  |  |  |  | 10/31/2019 | 10/31/2019
|  | PHILIPS MEDICAL SYSTEMS | SURESIGNS VS2 PLUS | MONITOR, VITAL SIGNS | CN21212317 | KELEMEN 8 PCU | Kelemen |  |  | 10/31/2019 |  | 10/31/26 |  |  | NO | YES |  |  |  |  | PHILIPS MEDICAL SYSTEMS 11208366 CN21212317 |  |  | Active |  | 00:09:FB:13:64:53 |  | Alarm | PAAR:00-PVAR | 10/31/2019 | 10/31/2019 | COOPER UNIVERSITY HOSPITAL |  |  | PCU |  | BYRON WELLS |  |  |  | 10/31/2019 | 10/31/2019 |  |  |  |  | 10/31/2019 | 10/31/2019
|  | PHILIPS MEDICAL SYSTEMS | SURESIGNS VS2 PLUS | MONITOR, VITAL SIGNS | CN21212309 | KELEMEN N10 | Kelemen |  |  | 11/02/2019 |  | 11/2/26 |  |  | NO | YES |  |  |  |  | PHILIPS MEDICAL SYSTEMS 11208331 CN21212309 |  |  | Active | 10355843, 10769598 | 00:17:23:AB:00:68 |  | Alarm | PAAR:00-PVAR | 11/02/2019 | 11/02/2019 | COOPER UNIVERSITY HOSPITAL |  |  | MedSurg 10 |  | Lisa Brooks |  |  |  | 11/02/2019 | 11/02/2019 |  |  |  |  | 11/02/2019 | 11/02/2019
|  | PHILIPS MEDICAL SYSTEMS | SURESIGNS VS2 PLUS | MONITOR, VITAL SIGNS | CN42720593 | KELEMEN 8 PCU | Kelemen |  |  | 10/31/2019 |  | 10/31/26 |  |  | NO | YES |  |  |  |  | PHILIPS MEDICAL SYSTEMS 11208324 CN42720593 |  |  | Active |  | 00:09:FB:14:0E:3A |  | Alarm | PAAR:00-PVAR | 10/31/2019 | 10/31/2019 | COOPER UNIVERSITY HOSPITAL |  |  | k8 |  | BYRON WELLS |  |  |  | 10/31/2019 | 10/31/2019 |  |  |  |  | 10/31/2019 | 10/31/2019
|  | PHILIPS MEDICAL SYSTEMS | SURESIGNS VS2 PLUS | MONITOR, VITAL SIGNS | CN42720589 | KELEMEN 8 PCU | Kelemen |  |  | 10/31/2019 |  | 10/31/26 |  |  | NO | YES |  |  |  |  | PHILIPS MEDICAL SYSTEMS 11208323 CN42720589 |  |  | Active |  | 00:09:FB:14:18:82 |  | Alarm | PAAR:00-PVAR | 10/31/2019 | 10/31/2019 | COOPER UNIVERSITY HOSPITAL |  |  | PCU |  | BYRON WELLS |  |  |  | 10/31/2019 | 10/31/2019 |  |  |  |  | 10/31/2019 | 10/31/2019
|  | PHILIPS MEDICAL SYSTEMS | SURESIGNS VS2 PLUS | MONITOR, VITAL SIGNS | CN21203242 | KELEMEN 8 PCU | Kelemen |  |  | 11/02/2019 |  | 11/2/26 |  |  | NO | YES |  |  |  |  | PHILIPS MEDICAL SYSTEMS 11208315 CN21203242 |  |  | Active |  | 00:09:FB:11:8A:A6 |  | Alarm | PAAR:00-PVAR | 11/02/2019 | 11/02/2019 | COOPER UNIVERSITY HOSPITAL |  |  | PCU - 8 north |  | BYRON WELLS |  |  |  | 11/02/2019 | 11/02/2019 |  |  |  |  | 11/02/2019 | 11/02/2019
|  | PHILIPS MEDICAL SYSTEMS | SURESIGNS VS2 PLUS | MONITOR, VITAL SIGNS | CN21212304 | MOTHER INFANT UNIT | Dorrance |  |  | 10/31/2019 |  | 10/31/26 |  |  | NO | YES |  |  |  |  | PHILIPS MEDICAL SYSTEMS 11207555 CN21212304 |  |  | Active |  | 00:09:FB:13:65:3F |  | Alarm | PAAR:00-PVAR | 10/31/2019 | 10/31/2019 | COOPER UNIVERSITY HOSPITAL |  |  | D3 |  | Christina Smith |  |  |  | 10/31/2019 | 10/31/2019 |  |  |  |  | 10/31/2019 | 10/31/2019
|  | PHILIPS MEDICAL SYSTEMS | SURESIGNS VS2 PLUS | MONITOR, VITAL SIGNS | CN21203240 | KELEMEN N10 | Kelemen |  |  | 11/02/2019 |  | 11/2/26 |  |  | NO | YES |  |  |  |  | PHILIPS MEDICAL SYSTEMS 11187517 CN21203240 |  |  | Active |  | 00:09:FB:12:AF:A0 |  | Alarm | PAAR:00-PVAR | 11/02/2019 | 11/02/2019 | COOPER UNIVERSITY HOSPITAL |  |  | MedSurge - 10th |  | Lisa Brooks |  |  |  | 11/02/2019 | 11/02/2019 |  |  |  |  | 11/02/2019 | 11/02/2019
|  | PHILIPS MEDICAL SYSTEMS | SURESIGNS VS2 PLUS | MONITOR, VITAL SIGNS | CN21208309 |  | MD Anderson Cancer Center | [7 empty] | NO | YES
|  | PHILIPS MEDICAL SYSTEMS | SURESIGNS VS2 PLUS | MONITOR, VITAL SIGNS | CN42724390 |  | Kelemen | [7 empty] | NO | YES
|  | PHILIPS MEDICAL SYSTEMS | SURESIGNS VS2 PLUS | MONITOR, VITAL SIGNS | CN42720594 |  | Kelemen | [7 empty] | NO | YES
|  | PHILIPS MEDICAL SYSTEMS | SURESIGNS VS2 PLUS | MONITOR, VITAL SIGNS | CN42724386 | TSDU - KELEMEN S7 | Kelemen |  |  | 10/31/2019 |  | 10/31/26 |  |  | NO | YES |  |  |  |  | PHILIPS MEDICAL SYSTEMS 10769689 CN42724386 |  |  | Active | 10505343, 10769688 | 00:09:FB:14:5C:57 |  | Alarm | PAAR:00-PVAR | 10/31/2019 | 10/31/2019 | COOPER UNIVERSITY HOSPITAL |  |  |  |  | JEN VANDER HORN |  |  |  | 10/31/2019 | 10/31/2019 |  |  |  |  | 10/31/2019 | 10/31/2019
|  | PHILIPS MEDICAL SYSTEMS | SURESIGNS VS2 PLUS | MONITOR, VITAL SIGNS | CN42724400 | TSDU - KELEMEN S7 | Kelemen |  |  | 06/13/2016 |  | 6/13/23 |  |  | NO | YES |  |  |  |  | PHILIPS MEDICAL SYSTEMS 10769633 CN42724400 |  |  | Active |  | 00:09:FB:12:B1:87 |  | Alarm | PAAR:00-PVAR | 10/31/2019 |  | COOPER UNIVERSITY HOSPITAL |  |  |  |  | JEN VANDER HORN
|  | PHILIPS MEDICAL SYSTEMS | SURESIGNS VS2 PLUS | MONITOR, VITAL SIGNS | CN21212318 | KELEMEN N10 | Kelemen |  |  | 01/30/2014 |  | 1/30/21 |  |  | NO | YES |  |  |  |  | PHILIPS MEDICAL SYSTEMS 10769621 CN21212318 |  |  | Active |  | 00:09:FB:13:64:EB |  | Alarm | PAAR:00-PVAR | 11/02/2019 |  | COOPER UNIVERSITY HOSPITAL |  |  | MedSurg 10 |  | Lisa Brooks
|  | PHILIPS MEDICAL SYSTEMS | SURESIGNS VS2 PLUS | MONITOR, VITAL SIGNS | CN21203247 | TSDU - KELEMEN S7 | Kelemen |  |  | 08/06/2012 |  | 8/6/19 |  |  | NO | YES |  |  |  |  | PHILIPS MEDICAL SYSTEMS 10752994 CN21203247 |  |  | Active |  | 00:09:FB:12:B1:7D |  | Alarm | PAAR:00-PVAR | 11/02/2019 |  | COOPER UNIVERSITY HOSPITAL |  |  | KEL N9 | WOT00000000523128 | JEN VANDER HORN | Disposition | Closed | Richard Jolly | 02/08/2018 | 05/13/2019 | Bulk Disposition CNL
|  | PHILIPS MEDICAL SYSTEMS | SURESIGNS VS2 PLUS | MONITOR, VITAL SIGNS | Cn21212294 |  | Kelemen | [7 empty] | NO | YES
|  | PHILIPS MEDICAL SYSTEMS | SURESIGNS VS2 PLUS | MONITOR, VITAL SIGNS | CN42720592 |  | Kelemen | [7 empty] | NO | YES
|  | PHILIPS MEDICAL SYSTEMS | SURESIGNS VS2 PLUS | MONITOR, VITAL SIGNS | CN42724671 |  | MD Anderson Cancer Center | [7 empty] | NO | YES
|  | PHILIPS MEDICAL SYSTEMS | SURESIGNS VS2 PLUS | MONITOR, VITAL SIGNS | Cn21208311 |  | MD Anderson Cancer Center | [7 empty] | NO | YES
|  | PHILIPS MEDICAL SYSTEMS | SURESIGNS VS2 PLUS | MONITOR, VITAL SIGNS | CN42720590 | KELEMEN 8 PCU | Kelemen |  |  | 01/02/2018 |  | 1/2/25 |  |  | NO | YES |  |  |  |  | PHILIPS MEDICAL SYSTEMS 10752762 CN42720590 |  |  | Active |  | 00:09:FB:14:18:7E |  | Alarm | PAAR:00-PVAR | 10/31/2019 |  | COOPER UNIVERSITY HOSPITAL |  |  |  | 0012678516 | BYRON WELLS | Performance Verification | Closed | Josh Harris | 01/26/2018 | 01/26/2018 | INCOMING INVENTORY | DEVICE INVENTORIED | 8640C7F2-EF35-4B26-8CEF-702DBEE2F7F2 | Labor | 01/26/2018 | 01/26/2018 | Josh Harris
|  | PHILIPS MEDICAL SYSTEMS | SURESIGNS VS2 PLUS | MONITOR, VITAL SIGNS | CN21203238 | KELEMEN 8 PCU | Kelemen |  |  | 08/06/2012 |  | 8/6/19 |  |  | NO | YES |  |  |  |  | PHILIPS MEDICAL SYSTEMS 10752677 CN21203238 |  |  | Active |  | 00:17:23:A3:0E:9E |  | Alarm | PAAR:00-PVAR | 11/02/2019 |  | COOPER UNIVERSITY HOSPITAL |  |  | PCU #13 | WOT00000000523125 | BYRON WELLS | Disposition | Closed | Michael Youch | 02/08/2018 | 05/13/2019 | Bulk Disposition CNL
|  | PHILIPS MEDICAL SYSTEMS | SURESIGNS VS2 PLUS | MONITOR, VITAL SIGNS | CN21202039 | CARDIAC CATH LAB | Kelemen |  |  | 04/13/2012 |  | 4/13/19 |  |  | NO | YES |  |  |  |  | PHILIPS MEDICAL SYSTEMS 10752643 CN21202039 |  |  | Active |  | 00:09:FB:12:9D:BB |  | Alarm | PAAR:00-PVAR | 11/02/2019 |  | COOPER UNIVERSITY HOSPITAL |  |  | CCL - Moves | WOT00000000549898 | LINDA BEAN | Repair | Closed | Stephen Zubrzycki | 02/16/2018 | 05/25/2018 | Pumps up, won't pump back down | Replaced basket (PH-0052-02B) and BP adapter (2055630-001) and VPO | EXP0139110 | Labor | 02/16/2018 | 02/16/2018 | Stephen Zubrzycki
|  | PHILIPS MEDICAL SYSTEMS | SURESIGNS VS2 PLUS | MONITOR, VITAL SIGNS | CN21212297 | MOTHER INFANT UNIT | Dorrance | [7 empty] | NO | YES |  |  |  |  | PHILIPS MEDICAL SYSTEMS 10732424 CN21212297 |  |  | Active |  |  |  | Alarm | PAAR:00-PVAR | 10/31/2019 |  | COOPER UNIVERSITY HOSPITAL |  |  |  | WOT00000003478638 | Christina Smith | Repair | Closed | Gene Amodei | 08/20/2019 | 08/29/2019 | Dinamap - Blowing up but won't take BP, just keeps blowing up | replaced click connector, Unit ok RTS | EXP3748402 | Labor | 08/20/2019 | 08/20/2019 | Gene Amodei
|  | PHILIPS MEDICAL SYSTEMS | SURESIGNS VS2 PLUS | MONITOR, VITAL SIGNS | CN42731978 | RADIOLOGY DIAGNOSTICS | Kelemen | BASEMENT |  | 12/07/2017 |  | 12/7/24 |  |  | NO | YES |  |  |  |  | PHILIPS MEDICAL SYSTEMS 10732405 CN42731978 |  |  | Active |  | 22:22:22:22:22:22 |  | Alarm | PAAR:00-PVAR | 10/31/2019 |  | COOPER UNIVERSITY HOSPITAL |  |  |  | 0012527424 | PAULETTE DUCKREY | Performance Verification | Closed | Josh Harris | 12/26/2017 | 12/26/2017 | INCOMING INVENTORY | DEVICE INVENTORIED | 01768DDE-59DA-491C-B2EB-A05B8BE3E54D | Labor | 12/26/2017 | 12/26/2017 | Josh Harris
|  | PHILIPS MEDICAL SYSTEMS | SURESIGNS VS2 PLUS | MONITOR, VITAL SIGNS | CN42731979 | RADIOLOGY DIAGNOSTICS | Kelemen | Basement |  | 12/07/2017 |  | 12/7/24 |  |  | NO | YES |  |  |  |  | PHILIPS MEDICAL SYSTEMS 10732404 CN42731979 |  |  | Active |  | 00:09:FB:15:21:B9 |  | Alarm | PAAR:00-PVAR | 10/31/2019 |  | COOPER UNIVERSITY HOSPITAL |  |  |  | 0012527420 | PAULETTE DUCKREY | Performance Verification | Closed | Josh Harris | 12/26/2017 | 12/26/2017 | INCOMING INVENTORY | DEVICE INVENTORIED | C246618F-CE18-47E1-9E7C-2EF68F6B9D15 | Labor | 12/26/2017 | 12/26/2017 | Josh Harris
|  | PHILIPS MEDICAL SYSTEMS | SURESIGNS VS2 PLUS | MONITOR, VITAL SIGNS | CN21203245 | KELEMEN 8 PCU | Kelemen |  |  | 10/31/2012 |  | 10/31/19 |  |  | NO | YES |  |  |  |  | PHILIPS MEDICAL SYSTEMS 10725738 CN21203245 |  |  | Active |  | 00:17:23:A3:0B:CF |  | Alarm | PAAR:00-PVAR | 11/02/2019 |  | COOPER UNIVERSITY HOSPITAL |  |  | PCU n8 |  | BYRON WELLS
|  | PHILIPS MEDICAL SYSTEMS | SURESIGNS VS2 PLUS | MONITOR, VITAL SIGNS | CN21212298 | KELEMEN 8 PCU | Kelemen |  |  | 01/30/2014 |  | 1/30/21 |  |  | NO | YES |  |  |  |  | PHILIPS MEDICAL SYSTEMS 10725737 CN21212298 |  |  | Active |  | 00:09:FB:12:B0:8F |  | Alarm | PAAR:00-PVAR | 10/31/2019 |  | COOPER UNIVERSITY HOSPITAL |  |  |  | 0012500826 | BYRON WELLS | Performance Verification | Closed | Michael Youch | 12/12/2017 | 12/12/2017 | INCOMING INVENTORY | DEVICE INVENTORIED | 04BEF0BF-E452-4402-8B7B-F12217CD81E2 | Labor | 12/12/2017 | 12/12/2017 | Michael Youch
|  | PHILIPS MEDICAL SYSTEMS | SURESIGNS VS2 PLUS | MONITOR, VITAL SIGNS | CN21203251 | GYNECOLOGY / DIABETES TREATMENT | Kelemen |  |  | 08/06/2012 |  | 8/6/19 |  |  | NO | YES |  |  |  |  | PHILIPS MEDICAL SYSTEMS 10725736 CN21203251 |  |  | Active |  | 00:09:FB:12:B1:D9 |  | Alarm | PAAR:00-PVAR | 10/31/2019 |  | COOPER UNIVERSITY HOSPITAL |  |  | S8 |  | LAUSA ZIMMERMAN
|  | PHILIPS MEDICAL SYSTEMS | SURESIGNS VS2 PLUS | MONITOR, VITAL SIGNS | CN21203236 | KELEMEN 8 PCU | Kelemen |  |  | 08/06/2012 |  | 8/6/19 |  |  | NO | YES |  |  |  |  | PHILIPS MEDICAL SYSTEMS 10725735 CN21203236 |  |  | Active |  | 00:17:23:A3:0B:D4 |  | Alarm | PAAR:00-PVAR | 11/02/2019 |  | COOPER UNIVERSITY HOSPITAL |  |  | S8 | 0011984875 | BYRON WELLS | Repair | Closed | Zhan Kiselev | 07/27/2017 | 07/31/2017 | VITALS - NOT WORKING - KELEMEN 8 BETWEEN ROOMS 867 AND 866 | 7/28/2017 4:16:59 PM ZXKISELEV (ZXKISELEV 7/28/2017 12:00 AM) ANALYZED UNIT. UNIT STUCK ON BOOT LOOP 7/31/2017 11:44:55 AM ZXKISELEV (ZXKISELEV 7/31/2017 12:00 AM) PULLED OUT BATTERY. RESET ALL THE SETTINGS. SET UP PUMP. CHARGED BATTERY. VERIFIED PROPER OPERATION (KALIS 7/31/2017 12:00 AM) ASSISTED TECHNICIAN | 5C6F206A-8F67-4A0B-A9D7-6FC79F34D4BC | Labor | 07/31/2017 | 07/31/2017 | Kirk Lis
|  | PHILIPS MEDICAL SYSTEMS | SURESIGNS VS2 PLUS | MONITOR, VITAL SIGNS | CN21203241 | KELEMEN 8 PCU | Kelemen |  |  | 08/06/2012 |  | 8/6/19 |  |  | NO | YES |  |  |  |  | PHILIPS MEDICAL SYSTEMS 10725734 CN21203241 |  |  | Active |  | 00:09:FB:11:8A:B0 |  | Alarm | PAAR:00-PVAR | 11/02/2019 |  | COOPER UNIVERSITY HOSPITAL |  |  | PCU | WOT00000001678562 | BYRON WELLS | Alert | Closed | Michael Youch | 11/02/2018 | 06/24/2019 | ALT001251 - Philips Healthcare - SureSigns Vital Signs Monitor - Battery | The VS2+ product 863279, sw version B.01.61 we have are not included in this alert. | EXP2468854 | Labor | 03/05/2019 | 03/05/2019 | Michael Youch
|  | PHILIPS MEDICAL SYSTEMS | SURESIGNS VS2 PLUS | MONITOR, VITAL SIGNS | CN21212322 | KELEMEN 8 PCU | Kelemen |  |  | 01/30/2014 |  | 1/30/21 |  |  | NO | YES |  |  |  |  | PHILIPS MEDICAL SYSTEMS 10725733 CN21212322 |  |  | Active |  | 00:09:FB:13:6B:24 |  | Alarm | PAAR:00-PVAR | 11/02/2019 |  | COOPER UNIVERSITY HOSPITAL |  |  | PCU |  | BYRON WELLS
|  | PHILIPS MEDICAL SYSTEMS | SURESIGNS VS2 PLUS | MONITOR, VITAL SIGNS | CN21203235 | KELEMEN 8 PCU | Kelemen |  |  | 08/06/2012 |  | 8/6/19 |  |  | NO | YES |  |  |  |  | PHILIPS MEDICAL SYSTEMS 10725568 CN21203235 |  |  | Active |  | 00:17:23:A3:0B:DC |  | Alarm | PAAR:00-PVAR | 11/02/2019 |  | COOPER UNIVERSITY HOSPITAL |  |  | S8 |  | BYRON WELLS
|  | PHILIPS MEDICAL SYSTEMS | SURESIGNS VS2 PLUS | MONITOR, VITAL SIGNS | CN21212310 | KELEMEN 8 PCU | Kelemen |  |  | 01/30/2014 |  | 1/30/21 |  |  | NO | YES |  |  |  |  | PHILIPS MEDICAL SYSTEMS 10725567 CN21212310 |  |  | Active |  | 00:09:FB:11:8A:A6 |  | Alarm | PAAR:00-PVAR | 11/02/2019 |  | COOPER UNIVERSITY HOSPITAL |  |  | SOUTH 8 | 0011731528 | BYRON WELLS | Repair | Closed | Michael Youch | 06/02/2017 | 06/02/2017 | VITALS MACHINE - BROKEN - TMX | 6/2/2017 11:00:12 AM MDYOUCH (MDYOUCH 6/1/2017 11:30 AM) FOUND EXTRA CABLE AND HAD THEM ORDER PROBE. | F98E9021-3C6A-4E77-903F-4EF01F419EA0 | Labor | 06/01/2017 | 06/01/2017 | Michael Youch
|  | PHILIPS MEDICAL SYSTEMS | SURESIGNS VS2 PLUS | MONITOR, VITAL SIGNS | cn21203243 |  | Kelemen | [7 empty] | NO | YES
|  | PHILIPS MEDICAL SYSTEMS | SURESIGNS VS2 PLUS | MONITOR, VITAL SIGNS | CN21201509 | PEDIATRICS SOUTH 7 | Kelemen |  |  | 03/29/2012 |  | 3/29/19 |  |  | NO | YES |  |  |  |  | PHILIPS MEDICAL SYSTEMS 10725159 CN21201509 |  |  | Active |  | 00:09:FB:12:9D:B6 |  | Alarm | PAAR:00-PVAR | 10/31/2019 |  | COOPER UNIVERSITY HOSPITAL |  |  | PEDS |  | JOANNE FOX
|  | PHILIPS MEDICAL SYSTEMS | SURESIGNS VS2 PLUS | MONITOR, VITAL SIGNS | CN21212312 |  | Kelemen | [7 empty] | NO | YES
|  | PHILIPS MEDICAL SYSTEMS | SURESIGNS VS2 PLUS | MONITOR, VITAL SIGNS | CN21201510 | CARDIAC CATH LAB | Kelemen |  |  | 03/29/2012 |  | 3/29/19 |  |  | NO | YES |  |  |  |  | PHILIPS MEDICAL SYSTEMS 10725071 CN21201510 |  |  | Active |  | 00:09:FB:12:9D:82 |  | Alarm | PAAR:00-PVAR | 11/01/2019 |  | COOPER UNIVERSITY HOSPITAL |  |  | CCL - Moves | 0011061776 | LINDA BEAN | Repair | Closed | Stephen Zubrzycki | 01/17/2017 | 01/18/2017 | VITAL SIGN MACHINE - BP DOESN'T WORK - TMX | 1/17/2017 10:25:40 AM SJZUBRZYCKI (SJZUBRZYCKI 1/17/2017 12:00 AM) ANALYZED UINT 1/18/2017 9:05:52 AM SJZUBRZYCKI (SJZUBRZYCKI 1/17/2017 12:00 AM) REPLACED BP HOSE AND FIT WITH CORRECT CONNECTOR | 02055139-AF05-4374-9CCD-88988814A305 | Parts | 01/01/1900 | 01/01/1900 | Stephen Zubrzycki
|  | PHILIPS MEDICAL SYSTEMS | SURESIGNS VS2 PLUS | MONITOR, VITAL SIGNS | CN21212300 | CARDIAC CATH LAB | Kelemen |  |  | 11/20/2017 |  | 11/20/24 |  |  | NO | YES |  |  |  |  | PHILIPS MEDICAL SYSTEMS 10725070 CN21212300 |  |  | Active |  | 00:09:FB:13:62:A6 |  | Alarm | PAAR:00-PVAR | 10/31/2019 |  | COOPER UNIVERSITY HOSPITAL |  |  | CCL - Moves | 0012587779 | LINDA BEAN | Performance Verification | Closed | Josh Harris | 12/27/2017 | 12/27/2017 | INCOMING INVENTORY | DEVICE INVENTORIED | 014EBC34-C7EC-4B69-85F8-3A3345BDD503 | Labor | 12/27/2017 | 12/27/2017 | Josh Harris
|  | PHILIPS MEDICAL SYSTEMS | SURESIGNS VS2 PLUS | MONITOR, VITAL SIGNS | CN21212321 | CARDIAC CATH LAB | Kelemen |  |  | 01/30/2014 |  | 1/30/21 |  |  | NO | YES |  |  |  |  | PHILIPS MEDICAL SYSTEMS 10725053 CN21212321 |  |  | Active |  | 00:09:FB:13:62:A2 |  | Alarm | PAAR:00-PVAR | 11/02/2019 |  | COOPER UNIVERSITY HOSPITAL |  |  | CCL - Moves | 0012152464 | LINDA BEAN | Repair | Closed | Stephen Zubrzycki | 09/12/2017 | 09/12/2017 | BP MACHINE - MISSING THE CORD - CATH LAB NURSES STATION | 9/12/2017 2:38:50 PM SJZUBRZYCKI (SJZUBRZYCKI 9/12/2017 12:00 AM) ANALYZED UNIT. NEEDS CONSUMABLES. ORDERING CONSUMABLES AND CHARGING DEPT | 2921BA1D-0D37-43E9-B524-9BFC56C8F358 | Labor | 09/12/2017 | 09/12/2017 | Stephen Zubrzycki
|  | PHILIPS MEDICAL SYSTEMS | SURESIGNS VS2 PLUS | MONITOR, VITAL SIGNS | Cn42724424 |  | Kelemen | [7 empty] | NO | YES
|  | PHILIPS MEDICAL SYSTEMS | SURESIGNS VS2 PLUS | MONITOR, VITAL SIGNS | CN21203232 | NEURO/ORTHO/MEDSURG/7 PAV | Pavilion | 7 |  | 08/06/2012 |  | 8/6/19 |  |  | NO | YES |  |  |  |  | PHILIPS MEDICAL SYSTEMS 10725044 CN21203232 |  |  | Active |  | 00:09:FB:12:C4:7F |  | Alarm | PAAR:00-PVAR | 11/02/2019 |  | COOPER UNIVERSITY HOSPITAL |  |  | PAVILION 7 | 0012047426 | Pam Young | Repair | Closed | Stephen Zubrzycki | 08/18/2017 | 08/18/2017 | VITALS - NOT WORKING, RAINBOW SCREEN - PAV 7 FRONT DESK | 8/18/2017 12:01:36 PM SJZUBRZYCKI (SJZUBRZYCKI 8/18/2017 12:00 AM) THREW OUT 2 BEDS AND 5 INCUBATORS. ANALYZED UNIT AND RESEATED BATTERY. CHARGED AND VPO | 51C23ECD-8942-44B3-8B93-EDFB3D13D121 | Labor | 08/18/2017 | 08/18/2017 | Stephen Zubrzycki
|  | PHILIPS MEDICAL SYSTEMS | SURESIGNS VS2 PLUS | MONITOR, VITAL SIGNS | CN42729866 | RUNNEMEDE URGENT CARE | 318 S White Horse Pike |  |  | 07/26/2017 |  | 7/26/24 |  |  | NO | YES |  |  |  |  | PHILIPS MEDICAL SYSTEMS 10725039 CN42729866 |  |  | Active |  | 00:09:FB:14:D9:19 |  | Alarm | PAAR:00-PVAR | 10/31/2019 |  | COOPER AMBULATORY OFF-SITES |  |  |  | 0012392492 | MELISSA PORTOBANCO | Preventative Maintenance | Closed | Josh Harris | 11/08/2017 | 11/08/2017 | PERFORMANCE ASSURANCE AT INVENTORY | INVENTORIED DEVICE AND ENSURED DEVICE WAS FUNCTIONING PROPERLY. | E93E6AD7-45E4-469B-A920-068659C51504 | Labor | 07/26/2017 | 07/26/2017 | Stephen Zubrzycki
|  | PHILIPS MEDICAL SYSTEMS | SURESIGNS VS2 PLUS | MONITOR, VITAL SIGNS | CN42729865 | RUNNEMEDE URGENT CARE | 318 S White Horse Pike |  |  | 07/26/2017 |  | 7/26/24 |  |  | NO | YES |  |  |  |  | PHILIPS MEDICAL SYSTEMS 10725040 CN42729865 |  |  | Active |  | 00:09:FB:14:D9:01 |  | Alarm | PAAR:00-PVAR | 10/31/2019 |  | COOPER AMBULATORY OFF-SITES |  |  |  | 0012392495 | MELISSA PORTOBANCO | Preventative Maintenance | Closed | Josh Harris | 11/08/2017 | 11/08/2017 | PERFORMANCE ASSURANCE AT INVENTORY | INVENTORIED DEVICE AND ENSURED DEVICE WAS FUNCTIONING PROPERLY. | 66CC1E2A-C041-473C-B8FD-D258FC6765C7 | Labor | 07/26/2017 | 07/26/2017 | Stephen Zubrzycki
|  | PHILIPS MEDICAL SYSTEMS | SURESIGNS VS2 PLUS | MONITOR, VITAL SIGNS | CN21212325 | CARDIAC CATH LAB | Kelemen |  |  | 01/30/2014 |  | 1/30/21 |  |  | NO | YES |  |  |  |  | PHILIPS MEDICAL SYSTEMS 10725035 CN21212325 |  |  | Active |  | 00:09:FB:13:64:E9 |  | Alarm | PAAR:00-PVAR | 11/01/2019 |  | COOPER UNIVERSITY HOSPITAL |  |  | CCL - Moves | 0011768337 | LINDA BEAN | Repair | Closed | Stephen Zubrzycki | 06/16/2017 | 06/16/2017 | BP MACHINE - NO WIRE FOR THE PULSE OX - CATH LAB ROOM 458 | 6/16/2017 8:28:36 AM SJZUBRZYCKI (SJZUBRZYCKI 6/16/2017 12:00 AM) THIS CALL WAS PUT IN YESTERDAY. DEPT NEEDS TO ORDER CABLE SINCE IT IS CONSIDERED A CONSUMABLE. EMAILED MARK MAROTTA YESTERDAY. | 72D59B8D-ADB9-4131-BA2B-1183C27F0389 | Labor | 06/16/2017 | 06/16/2017 | Stephen Zubrzycki
|  | PHILIPS MEDICAL SYSTEMS | SURESIGNS VS2 PLUS | MONITOR, VITAL SIGNS | CN42724413 | MD ANDERSON INPATIENT ONCOLOGY | Pavilion |  |  | 06/15/2016 |  | 6/15/23 |  |  | NO | YES |  |  |  |  | PHILIPS MEDICAL SYSTEMS 10725014 CN42724413 |  |  | Active |  | 00:09:FB:14:5B:B0 |  | Alarm | PAAR:00-PVAR | 10/31/2019 |  | COOPER UNIVERSITY HOSPITAL |  |  | P5 - Moves |  | MIRIAM ZIEGLER
|  | PHILIPS MEDICAL SYSTEMS | SURESIGNS VS2 PLUS | MONITOR, VITAL SIGNS | CN42724382 | MD ANDERSON INPATIENT ONCOLOGY | Pavilion |  |  | 06/15/2016 |  | 6/15/23 |  |  | NO | YES |  |  |  |  | PHILIPS MEDICAL SYSTEMS 10725013 CN42724382 |  |  | Active |  | 00:09:FB:14:5C:52 |  | Alarm | PAAR:00-PVAR | 10/31/2019 |  | COOPER UNIVERSITY HOSPITAL |  |  | P5 - Moves |  | MIRIAM ZIEGLER
|  | PHILIPS MEDICAL SYSTEMS | SURESIGNS VS2 PLUS | MONITOR, VITAL SIGNS | CN42724397 | MD ANDERSON INPATIENT ONCOLOGY | Pavilion |  |  | 06/15/2016 |  | 6/15/23 |  |  | NO | YES |  |  |  |  | PHILIPS MEDICAL SYSTEMS 10725012 CN42724397 |  |  | Active |  | 00:09:FB:14:5B:D4 |  | Alarm | PAAR:00-PVAR | 10/31/2019 |  | COOPER UNIVERSITY HOSPITAL |  |  | P5 - Moves |  | MIRIAM ZIEGLER
|  | PHILIPS MEDICAL SYSTEMS | SURESIGNS VS2 PLUS | MONITOR, VITAL SIGNS | CN42724381 | MD ANDERSON INPATIENT ONCOLOGY | Pavilion |  |  | 06/15/2016 |  | 6/15/23 |  |  | NO | YES |  |  |  |  | PHILIPS MEDICAL SYSTEMS 10725011 CN42724381 |  |  | Active |  | 00:09:FB:14:5C:30 |  | Alarm | PAAR:00-PVAR | 10/31/2019 |  | COOPER UNIVERSITY HOSPITAL |  |  | P5 - Moves |  | MIRIAM ZIEGLER
|  | PHILIPS MEDICAL SYSTEMS | SURESIGNS VS2 PLUS | MONITOR, VITAL SIGNS | CN42724406 | MD ANDERSON INPATIENT ONCOLOGY | Pavilion |  |  | 06/15/2016 |  | 6/15/23 |  |  | NO | YES |  |  |  |  | PHILIPS MEDICAL SYSTEMS 10725010 CN42724406 |  |  | Active |  | 00:09:FB:14:5B:E3 |  | Alarm | PAAR:00-PVAR | 10/31/2019 |  | COOPER UNIVERSITY HOSPITAL |  |  | P5 - Moves |  | MIRIAM ZIEGLER
|  | PHILIPS MEDICAL SYSTEMS | SURESIGNS VS2 PLUS | MONITOR, VITAL SIGNS | CN21212295 | EMERGENCY ROOM | Kelemen |  |  | 01/30/2014 |  | 1/30/21 |  |  | NO | YES |  |  |  |  | PHILIPS MEDICAL SYSTEMS 10649851 CN21212295 |  |  | Active |  | 00:09:FB:13:62:99 |  | Alarm | PAAR:00-PVAR | 11/02/2019 |  | COOPER UNIVERSITY HOSPITAL |  |  | k1 er |  | KAREN GRUBER
|  | PHILIPS MEDICAL SYSTEMS | SURESIGNS VS2 PLUS | MONITOR, VITAL SIGNS | CN42724414 | STRESS TEST | Kelemen | BASEMENT |  | 06/13/2016 |  | 6/13/23 |  |  | NO | YES |  |  |  |  | PHILIPS MEDICAL SYSTEMS 10649846 CN42724414 |  |  | Active |  | 00:09:FB:14:5C:1E |  | Alarm | PAAR:00-PVAR | 10/31/2019 |  | COOPER UNIVERSITY HOSPITAL |  |  |  | 0012486979 | KIM HUMMEL | Preventative Maintenance | Closed | Michael Youch | 12/05/2017 | 12/05/2017 | PERFORMANCE ASSURANCE AT INVENTORY | INVENTORIED DEVICE AND ENSURED DEVICE WAS FUNCTIONING PROPERLY. | C395C4A1-8865-4432-B9E1-E96732A23B02 | Labor | 12/05/2017 | 12/05/2017 | Michael Youch
|  | PHILIPS MEDICAL SYSTEMS | SURESIGNS VS2 PLUS | MONITOR, VITAL SIGNS | CN42724388 | 3 COOPER-PREADMISSION TESTING | 3 Cooper |  |  | 06/15/2016 |  | 6/15/23 |  |  | NO | YES |  |  |  |  | PHILIPS MEDICAL SYSTEMS 10649831 CN42724388 |  |  | Active |  | 00:09:FB:14:5C:55 |  | Alarm | PAAR:00-PVAR | 10/31/2019 |  | COOPER AMBULATORY OFF-SITES |  |  |  | 0011487879 | Karen Capone | Performance Verification | Closed | Bonnie Aichroth | 04/17/2017 | 04/17/2017 | INCOMING INVENTORY | DEVICE INVENTORIED | 736853B8-F204-455D-8D4B-7CDDCA878805 | Labor | 04/17/2017 | 04/17/2017 | Bonnie Aichroth
|  | PHILIPS MEDICAL SYSTEMS | SURESIGNS VS2 PLUS | MONITOR, VITAL SIGNS | CN42724675 | COOPER CANCER CENTER-COOPER DAY-CHEMO | MD Anderson Cancer Center |  |  | 06/13/2016 |  | 6/13/23 |  |  | NO | YES |  |  |  |  | PHILIPS MEDICAL SYSTEMS 10505464 CN42724675 |  |  | Active |  | 00:17:23:AF:BB:2F |  | Alarm | PAAR:00-PVAR | 10/31/2019 |  | COOPER AMBULATORY OFF-SITES |  |  | INFUSION - MOVES |  | Bonnie Aichroch
|  | PHILIPS MEDICAL SYSTEMS | SURESIGNS VS2 PLUS | MONITOR, VITAL SIGNS | CN42724677 | COOPER CANCER CENTER-COOPER DAY-CHEMO | MD Anderson Cancer Center |  |  | 06/13/2016 |  | 6/13/23 |  |  | NO | YES |  |  |  |  | PHILIPS MEDICAL SYSTEMS 10505462 CN42724677 |  |  | Active |  | 00:09:FB:14:65:8F |  | Alarm | PAAR:00-PVAR | 10/31/2019 |  | COOPER AMBULATORY OFF-SITES |  |  | INFUSION - MOVES |  | Bonnie Aichroch
|  | PHILIPS MEDICAL SYSTEMS | SURESIGNS VS2 PLUS | MONITOR, VITAL SIGNS | CN42724398 | COOPER CANCER CENTER-COOPER DAY-CHEMO | MD Anderson Cancer Center |  |  | 06/13/2016 |  | 6/13/23 |  |  | NO | YES |  |  |  |  | PHILIPS MEDICAL SYSTEMS 10505461 CN42724398 |  |  | Active |  | 00:17:23:AF:B9:F8 |  | Alarm | PAAR:00-PVAR | 10/31/2019 |  | COOPER AMBULATORY OFF-SITES |  |  | INFUSION - MOVES |  | Bonnie Aichroch
|  | PHILIPS MEDICAL SYSTEMS | SURESIGNS VS2 PLUS | MONITOR, VITAL SIGNS | CN42724405 | COOPER CANCER CENTER-COOPER DAY-CHEMO | MD Anderson Cancer Center |  |  | 06/13/2016 |  | 6/13/23 |  |  | NO | YES |  |  |  |  | PHILIPS MEDICAL SYSTEMS 10505460 CN42724405 |  |  | Active |  | 00:17:23:AF:BA:C5 |  | Alarm | PAAR:00-PVAR | 10/31/2019 |  | COOPER AMBULATORY OFF-SITES |  |  | Infusion Room - Moves |  | Bonnie Aichroch
|  | PHILIPS MEDICAL SYSTEMS | SURESIGNS VS2 PLUS | MONITOR, VITAL SIGNS | CN42724404 | INCU - KELEMEN S10 | Kelemen |  |  | 07/28/2016 |  | 7/28/23 |  |  | NO | YES |  |  |  |  | PHILIPS MEDICAL SYSTEMS 10505364 CN42724404 |  |  | Active |  | 00:09:FB:14:5B:B5 |  | Alarm | PAAR:00-PVAR | 10/31/2019 |  | COOPER UNIVERSITY HOSPITAL |  |  |  |  | Lisa Brooks
|  | PHILIPS MEDICAL SYSTEMS | SURESIGNS VS2 PLUS | MONITOR, VITAL SIGNS | CN42724403 | INCU - KELEMEN S10 | Kelemen |  |  | 07/28/2016 |  | 7/28/23 |  |  | NO | YES |  |  |  |  | PHILIPS MEDICAL SYSTEMS 10505363 CN42724403 |  |  | Active |  | 00:09:FB:14:5B:C2 |  | Alarm | PAAR:00-PVAR | 10/31/2019 |  | COOPER UNIVERSITY HOSPITAL |  |  |  |  | Lisa Brooks
|  | PHILIPS MEDICAL SYSTEMS | SURESIGNS VS2 PLUS | MONITOR, VITAL SIGNS | CN2724676 | NEURO/ORTHO/MEDSURG/7 PAV | Pavilion | 7 |  | 06/15/2016 |  | 6/15/23 |  |  | NO | YES |  |  |  |  | PHILIPS MEDICAL SYSTEMS 10505356 CN2724676 |  |  | Active |  | 00:00:A1:10:42:F4 |  | Alarm | PAAR:00-PVAR | 10/31/2019 |  | COOPER UNIVERSITY HOSPITAL |  |  |  |  | Pam Young
|  | PHILIPS MEDICAL SYSTEMS | SURESIGNS VS2 PLUS | MONITOR, VITAL SIGNS | CN42724672 | NEURO/ORTHO/MEDSURG/7 PAV | Pavilion | 7 |  | 06/15/2016 |  | 6/15/23 |  |  | NO | YES |  |  |  |  | PHILIPS MEDICAL SYSTEMS 10505357 CN42724672 |  |  | Active |  | 00:09:FB:14:65:9D |  | Alarm | PAAR:00-PVAR | 10/31/2019 |  | COOPER UNIVERSITY HOSPITAL |  |  |  |  | Pam Young
|  | PHILIPS MEDICAL SYSTEMS | SURESIGNS VS2 PLUS | MONITOR, VITAL SIGNS | CN42724399 | INCU - KELEMEN S10 | Kelemen |  |  | 06/15/2016 |  | 6/15/23 |  |  | NO | YES |  |  |  |  | PHILIPS MEDICAL SYSTEMS 10505352 CN42724399 |  |  | Active |  | 00:09:FB:14:5B:D3 |  | Alarm | PAAR:00-PVAR | 10/31/2019 |  | COOPER UNIVERSITY HOSPITAL |  |  |  |  | Lisa Brooks
|  | PHILIPS MEDICAL SYSTEMS | SURESIGNS VS2 PLUS | MONITOR, VITAL SIGNS | CN42724419 | PSYCHIATRIC UNIT | Kelemen |  |  | 06/15/2016 |  | 6/15/23 |  |  | NO | YES |  |  |  |  | PHILIPS MEDICAL SYSTEMS 10505354 CN42724419 |  |  | Active |  | 00:09:FB:14:5B:14:5B:E7 |  | Alarm | PAAR:00-PVAR | 10/31/2019 |  | COOPER UNIVERSITY HOSPITAL |  |  |  |  | CATHERINE MELINIOTIS
|  | PHILIPS MEDICAL SYSTEMS | SURESIGNS VS2 PLUS | MONITOR, VITAL SIGNS | CN42724423 | KELEMEN N10 | Kelemen |  |  | 06/15/2016 |  | 6/15/23 |  |  | NO | YES |  |  |  |  | PHILIPS MEDICAL SYSTEMS 10505353 CN42724423 |  |  | Active |  | 00:09:FB:14:5B:F3 |  | Alarm | PAAR:00-PVAR | 10/31/2019 |  | COOPER UNIVERSITY HOSPITAL |  |  |  |  | Lisa Brooks
|  | PHILIPS MEDICAL SYSTEMS | SURESIGNS VS2 PLUS | MONITOR, VITAL SIGNS | CN42724392 | EMERGENCY ROOM | Kelemen |  |  | 06/13/2016 |  | 6/13/23 |  |  | NO | YES |  |  |  |  | PHILIPS MEDICAL SYSTEMS 10505339 CN42724392 |  |  | Active |  | 00:09:FB:14:5B:C8 |  | Alarm | PAAR:00-PVAR | 10/31/2019 |  | COOPER UNIVERSITY HOSPITAL |  |  |  |  | KAREN GRUBER
|  | PHILIPS MEDICAL SYSTEMS | SURESIGNS VS2 PLUS | MONITOR, VITAL SIGNS | Cn21203234 |  | Kelemen | [7 empty] | NO | YES
|  | PHILIPS MEDICAL SYSTEMS | SURESIGNS VS2 PLUS | MONITOR, VITAL SIGNS | CN42724383 | INCU - KELEMEN S10 | Kelemen |  |  | 06/15/2016 |  | 6/15/23 |  |  | NO | YES |  |  |  |  | PHILIPS MEDICAL SYSTEMS 10505345 CN42724383 |  |  | Active |  | 00:09:FB:14:5C:29 |  | Alarm | PAAR:00-PVAR | 10/31/2019 |  | COOPER UNIVERSITY HOSPITAL |  |  |  |  | Lisa Brooks
|  | PHILIPS MEDICAL SYSTEMS | SURESIGNS VS2 PLUS | MONITOR, VITAL SIGNS | CN42724429 | INCU - KELEMEN S10 | Kelemen |  |  | 06/15/2016 |  | 6/15/23 |  |  | NO | YES |  |  |  |  | PHILIPS MEDICAL SYSTEMS 10505347 CN42724429 |  |  | Active |  | 00:09:FB:14:5B:C0 |  | Alarm | PAAR:00-PVAR | 10/31/2019 |  | COOPER UNIVERSITY HOSPITAL |  |  |  |  | Lisa Brooks
|  | PHILIPS MEDICAL SYSTEMS | SURESIGNS VS2 PLUS | MONITOR, VITAL SIGNS | CN42724408 | INCU - KELEMEN S10 | Kelemen |  |  | 06/15/2016 |  | 6/15/23 |  |  | NO | YES |  |  |  |  | PHILIPS MEDICAL SYSTEMS 10505344 CN42724408 |  |  | Active |  | 00:09:FB:14:5B:DB |  | Alarm | PAAR:00-PVAR | 10/31/2019 |  | COOPER UNIVERSITY HOSPITAL |  |  |  |  | Lisa Brooks
|  | PHILIPS MEDICAL SYSTEMS | SURESIGNS VS2 PLUS | MONITOR, VITAL SIGNS | CN42724380 |  | Kelemen | [7 empty] | NO | YES
|  | PHILIPS MEDICAL SYSTEMS | SURESIGNS VS2 PLUS | MONITOR, VITAL SIGNS | CN42724412 | ECHOCARDIOLOGY | Kelemen |  |  | 06/13/2016 |  | 6/13/23 |  |  | NO | YES |  |  |  |  | PHILIPS MEDICAL SYSTEMS 10505336 CN42724412 |  |  | Active |  | 00:09:FB:14:5C:14 |  | Alarm | PAAR:00-PVAR | 10/31/2019 |  | COOPER UNIVERSITY HOSPITAL |  |  |  |  | LINDA VALENTI
|  | PHILIPS MEDICAL SYSTEMS | SURESIGNS VS2 PLUS | MONITOR, VITAL SIGNS | CN42724396 | CDU - CLINICAL DECISION UNIT-9 KELEMEN | Kelemen |  |  | 06/13/2016 |  | 6/13/23 |  |  | NO | YES |  |  |  |  | PHILIPS MEDICAL SYSTEMS 10505337 CN42724396 |  |  | Active |  | 00:09:FB:14:5B:CA |  | Alarm | PAAR:00-PVAR | 10/31/2019 |  | COOPER UNIVERSITY HOSPITAL |  |  | 9 north kelerman |  | KAREN GRUBER
|  | PHILIPS MEDICAL SYSTEMS | SURESIGNS VS2 PLUS | MONITOR, VITAL SIGNS | CN21212292 |  | Pavilion |  |  | 01/30/2014 |  | 1/30/21 |  |  | NO | YES |  |  |  |  | PHILIPS MEDICAL SYSTEMS 10505299 CN21212292 |  |  | Active |  | 00:09:FB:13:64:4F |  | Alarm | PAAR:00-PVAR | 11/01/2019 |  | COOPER UNIVERSITY HOSPITAL |  |  |  |  | Lisa Geoghegan
|  | PHILIPS MEDICAL SYSTEMS | SURESIGNS VS2 PLUS | MONITOR, VITAL SIGNS | CN2206302 | INCU - KELEMEN S10 | Kelemen |  |  | 01/21/2013 |  | 1/21/20 |  |  | NO | YES |  |  |  |  | PHILIPS MEDICAL SYSTEMS 10505293 CN2206302 |  |  | Active |  | 00:09:FB:12:FB:57 |  | Alarm | PAAR:00-PVAR | 11/02/2019 |  | COOPER UNIVERSITY HOSPITAL |  |  | 10TH FLOOR |  | Lisa Brooks
|  | PHILIPS MEDICAL SYSTEMS | SURESIGNS VS2 PLUS | MONITOR, VITAL SIGNS | CN42724674 | 3 COOPER-PREADMISSION TESTING | 3 Cooper |  |  | 11/21/2016 |  | 11/21/23 |  |  | NO | YES |  |  |  |  | PHILIPS MEDICAL SYSTEMS 10505042 CN42724674 |  |  | Active |  | 00:09:FB:14:65:90 |  | Alarm | PAAR:00-PVAR | 10/31/2019 |  | COOPER AMBULATORY OFF-SITES |  |  | Suite 116 - Exam 116D | 0012389242 | Karen Capone | Preventative Maintenance | Closed | Josh Harris | 11/07/2017 | 11/07/2017 | PERFORMANCE ASSURANCE AT INVENTORY | INVENTORIED DEVICE AND ENSURED DEVICE WAS FUNCTIONING PROPERLY. | C5F1E2CD-61AA-4893-BD2E-5D305A9ABDA5 | Labor | 05/16/2017 | 05/16/2017 | Charles Santomero
|  | PHILIPS MEDICAL SYSTEMS | SURESIGNS VS2 PLUS | MONITOR, VITAL SIGNS | CN21206301 | COOPER PRIMARY CARE | 20 S Black Horse Pike |  |  | 01/21/2013 |  | 1/21/20 |  |  | NO | YES |  |  |  |  | PHILIPS MEDICAL SYSTEMS 10505101 CN21206301 |  |  | Active |  | 00:09:FB:13:01:0E |  | Alarm | PAAR:00-PVAR | 11/02/2019 |  | COOPER AMBULATORY OFF-SITES |  |  | RUNNEMEDE |  | CINDY PATTEN
|  | PHILIPS MEDICAL SYSTEMS | SURESIGNS VS2 PLUS | MONITOR, VITAL SIGNS | CN42724415 | CARDIAC CATH LAB | Kelemen |  |  | 07/01/2016 |  | 7/1/23 |  |  | NO | YES |  |  |  |  | PHILIPS MEDICAL SYSTEMS 10505035 CN42724415 |  |  | Active |  | 00:09:FB:14:5C:06 |  | Alarm | PAAR:00-PVAR | 10/31/2019 |  | COOPER UNIVERSITY HOSPITAL |  |  | CCL - Moves | WOT00000000945444 | LINDA BEAN | Performance Verification | Closed | Stephen Zubrzycki | 05/22/2018 | 07/30/2018 | Performance Verification for PHILIPS MEDICAL SYSTEMS 10505035 CN42724415 | Initial Install of Performance Verification. Device is ready for patient use.
|  | PHILIPS MEDICAL SYSTEMS | SURESIGNS VS2 PLUS | MONITOR, VITAL SIGNS | CN42724407 | CARDIAC CATH LAB | Kelemen |  |  | 11/20/2017 |  | 11/20/24 |  |  | NO | YES |  |  |  |  | PHILIPS MEDICAL SYSTEMS 10505036 CN42724407 |  |  | Active |  | 00:09:FB:14:5B:DF |  | Alarm | PAAR:00-PVAR | 10/31/2019 |  | COOPER UNIVERSITY HOSPITAL |  |  | CCL - Moves | 0012587777 | LINDA BEAN | Performance Verification | Closed | Josh Harris | 12/27/2017 | 12/27/2017 | INCOMING INVENTORY | DEVICE INVENTORIED | E874E2F0-B88A-47B4-9B10-84F0A5D420D6 | Labor | 12/27/2017 | 12/27/2017 | Josh Harris
|  | PHILIPS MEDICAL SYSTEMS | SURESIGNS VS2 PLUS | MONITOR, VITAL SIGNS | CN42724428 | COOPER CANCER CENTER | MD Anderson Cancer Center |  |  | 06/23/2017 |  | 6/23/24 |  |  | NO | YES |  |  |  |  | PHILIPS MEDICAL SYSTEMS 10505029 CN42724428 |  |  | Active |  | 00:09:FB:14:5C:0C |  | Alarm | PAAR:00-PVAR | 10/31/2019 |  | COOPER AMBULATORY OFF-SITES |  |  |  | 0012589636 | COLLEEN TEGELER | Performance Verification | Closed | Josh Harris | 12/28/2017 | 12/28/2017 | INCOMING INVENTORY | DEVICE INVENTORIED | 07F4F7EC-3E01-4BD3-9268-5AB6A08BF8C8 | Labor | 12/28/2017 | 12/28/2017 | Josh Harris
|  | PHILIPS MEDICAL SYSTEMS | SURESIGNS VS2 PLUS | MONITOR, VITAL SIGNS | CN42724420 | COOPER CANCER CENTER | MD Anderson Cancer Center |  |  | 06/23/2017 |  | 6/23/24 |  |  | NO | YES |  |  |  |  | PHILIPS MEDICAL SYSTEMS 10505028 CN42724420 |  |  | Active |  | 00:09:FB:14:5C:10 |  | Alarm | PAAR:00-PVAR | 10/31/2019 |  | COOPER AMBULATORY OFF-SITES |  |  |  | 0012589641 | COLLEEN TEGELER | Performance Verification | Closed | Josh Harris | 12/28/2017 | 12/28/2017 | INCOMING INVENTORY | DEVICE INVENTORIED | B0C38172-FB44-48C0-A97E-DEF4BD9DE09C | Labor | 12/28/2017 | 12/28/2017 | Josh Harris
|  | PHILIPS MEDICAL SYSTEMS | SURESIGNS VS2 PLUS | MONITOR, VITAL SIGNS | CN21212323 | INCU - KELEMEN S10 | Kelemen |  |  | 01/30/2014 |  | 1/30/21 |  |  | NO | YES |  |  |  |  | PHILIPS MEDICAL SYSTEMS 10505017 CN21212323 |  |  | Active |  | 00:09:FB:13:68:28 |  | Alarm | PAAR:00-PVAR | 11/02/2019 |  | COOPER UNIVERSITY HOSPITAL |  |  | 10 S |  | Lisa Brooks
|  | PHILIPS MEDICAL SYSTEMS | SURESIGNS VS2 PLUS | MONITOR, VITAL SIGNS | Cn42724385 |  | Kelemen | [7 empty] | NO | YES
|  | PHILIPS MEDICAL SYSTEMS | SURESIGNS VS2 PLUS | MONITOR, VITAL SIGNS | CN42722737 | BUNKER HILL-PEDIATRICS | 4 Plaza Dr |  |  | 02/22/2016 |  | 2/22/23 |  |  | NO | YES |  |  |  |  | PHILIPS MEDICAL SYSTEMS 10480163 CN42722737 |  |  | Active |  | 00:09:FB:14:39:B4 |  | Alarm | PAAR:00-PVAR | 10/31/2019 |  | COOPER AMBULATORY OFF-SITES |  |  |  |  | MAUREEN OBRIEN
|  | PHILIPS MEDICAL SYSTEMS | SURESIGNS VS2 PLUS | MONITOR, VITAL SIGNS | CN42722738 | BUNKER HILL-PEDIATRICS | 4 Plaza Dr |  |  | 02/22/2016 |  | 2/22/23 |  |  | NO | YES |  |  |  |  | PHILIPS MEDICAL SYSTEMS 10480164 CN42722738 |  |  | Active |  | 00:09:FB:14:39:BF |  | Alarm | PAAR:00-PVAR | 10/31/2019 |  | COOPER AMBULATORY OFF-SITES |  |  |  |  | MAUREEN OBRIEN
|  | PHILIPS MEDICAL SYSTEMS | SURESIGNS VS2 PLUS | MONITOR, VITAL SIGNS | CN21208308 |  | MD Anderson Cancer Center | [7 empty] | NO | YES
|  | PHILIPS MEDICAL SYSTEMS | SURESIGNS VS2 PLUS | MONITOR, VITAL SIGNS | Cn42733492 |  | Kelemen | [7 empty] | NO | YES
|  | PHILIPS MEDICAL SYSTEMS | SURESIGNS VS2 PLUS | MONITOR, VITAL SIGNS | CN42724673 |  | Pavilion | [7 empty] | NO | YES
|  | PHILIPS MEDICAL SYSTEMS | SURESIGNS VS2 PLUS | MONITOR, VITAL SIGNS | CN21203248 | CHIP - 9 PAVILION | Pavilion |  |  | 08/06/2012 |  | 8/6/19 |  |  | NO | YES |  |  |  |  | PHILIPS MEDICAL SYSTEMS 10369183 CN21203248 |  |  | Active |  | 00:17:23:A2:6C:E4 |  | Alarm | PAAR:00-PVAR | 11/02/2019 |  | COOPER UNIVERSITY HOSPITAL |  |  | P973 | WOT00000001678539 | KIM HUMMEL | Alert | Closed | Michael Youch | 11/02/2018 | 06/24/2019 | ALT001251 - Philips Healthcare - SureSigns Vital Signs Monitor - Battery | The VS2+ product 863279, sw version B.01.61 we have are not included in this alert. | EXP2468758 | Labor | 03/05/2019 | 03/05/2019 | Michael Youch
|  | PHILIPS MEDICAL SYSTEMS | SURESIGNS VS2 PLUS | MONITOR, VITAL SIGNS | CN42733496 |  | Kelemen | [7 empty] | NO | YES
|  | PHILIPS MEDICAL SYSTEMS | SURESIGNS VS2 PLUS | MONITOR, VITAL SIGNS | CN21212301 | EMERGENCY ROOM | Kelemen |  |  | 01/30/2014 |  | 1/30/21 |  |  | NO | YES |  |  |  |  | PHILIPS MEDICAL SYSTEMS 10367751 CN21212301 |  |  | Active |  | 00:09:FB:13:65:07 |  | Alarm | PAAR:00-PVAR | 11/02/2019 |  | COOPER UNIVERSITY HOSPITAL |  |  | EMERGENCY DEPARTMENT |  | KAREN GRUBER
|  | PHILIPS MEDICAL SYSTEMS | SURESIGNS VS2 PLUS | MONITOR, VITAL SIGNS | CN42724387 |  | Kelemen | [7 empty] | NO | YES
|  | PHILIPS MEDICAL SYSTEMS | SURESIGNS VS2 PLUS | MONITOR, VITAL SIGNS | CN21212305 | SHORT PROCEDURE UNIT | Kelemen |  |  | 01/30/2014 |  | 1/30/21 |  |  | NO | YES |  |  |  |  | PHILIPS MEDICAL SYSTEMS 10367541 CN21212305 |  |  | Active |  | 00:17:23:AB:00:79 |  | Alarm | PAAR:00-PVAR | 11/02/2019 |  | COOPER UNIVERSITY HOSPITAL |  |  | SPU/5N |  | Lisa Geoghegan
|  | PHILIPS MEDICAL SYSTEMS | SURESIGNS VS2 PLUS | MONITOR, VITAL SIGNS | CN42724389 | PEDIATRICS SOUTH 7 | Kelemen |  |  | 10/31/2019 |  | 10/31/26 |  |  | NO | YES |  |  |  |  | PHILIPS MEDICAL SYSTEMS 30244936 CN42724389 |  |  | Active |  | 00:09:FB:14:5B:F1 |  | Alarm | PAAR:00-PVAR | 10/31/2019 | 10/31/2019 | COOPER UNIVERSITY HOSPITAL |  |  |  | 0011494978 | JOANNE FOX | Preventative Maintenance | Closed | Bonnie Aichroth | 10/31/2019 | 10/31/2019 | PERFORMANCE ASSURANCE AT INVENTORY | INVENTORIED DEVICE AND ENSURED DEVICE WAS FUNCTIONING PROPERLY. | 012A2DDE-C707-40DC-AA68-F6B205B19D02 | Labor | 10/31/2019 | 10/31/2019 | Gene Amodei
|  | PHILIPS MEDICAL SYSTEMS | SURESIGNS VS2 PLUS | MONITOR, VITAL SIGNS | CN42724418 | PEDIATRICS SOUTH 7 | Pavilion | 7 |  | 10/31/2019 |  | 10/31/26 |  |  | NO | YES |  |  |  |  | PHILIPS MEDICAL SYSTEMS 30244934 CN42724418 |  |  | Active |  | 00:09:FB:14:5B:F1 |  | Alarm | PAAR:00-PVAR | 10/31/2019 | 10/31/2019 | COOPER UNIVERSITY HOSPITAL |  |  |  | 0011493206 | JOANNE FOX | Performance Verification | Closed | Bonnie Aichroth | 10/31/2019 | 10/31/2019 | INCOMING INVENTORY | DEVICE INVENTORIED | C7D32D8D-081C-47FD-8568-9D4D46A0D3E4 | Labor | 10/31/2019 | 10/31/2019 | Bonnie Aichroth
|  | PHILIPS MEDICAL SYSTEMS | SURESIGNS VS2 PLUS | MONITOR, VITAL SIGNS | CN21203252 | MED/SURG 6 PAVILION | Pavilion |  |  | 10/31/2019 |  | 10/31/26 |  |  | NO | YES |  |  |  |  | PHILIPS MEDICAL SYSTEMS 30244930 CN21203252 |  |  | Active |  | 00:09:FB:12:B1:DB |  | Alarm | PAAR:00-PVAR | 10/31/2019 | 10/31/2019 | COOPER UNIVERSITY HOSPITAL |  |  | 6 PAVILION |  | BRIAN OSHAUGHNESSY |  |  |  | 10/31/2019 | 10/31/2019 |  |  |  |  | 10/31/2019 | 10/31/2019
|  | PHILIPS MEDICAL SYSTEMS | SURESIGNS VS2 PLUS | MONITOR, VITAL SIGNS | CN42724377 | KELEMEN 9 | Kelemen |  |  | 10/31/2019 |  | 10/31/26 |  |  | NO | YES |  |  |  |  | PHILIPS MEDICAL SYSTEMS 30244814 CN42724377 |  |  | Active |  | 00:17:23:AF:B9:E5 |  | Alarm | PAAR:00-PVAR | 10/31/2019 | 10/31/2019 | COOPER UNIVERSITY HOSPITAL |  |  | S9 |  | LAURA ZIMMERMAN |  |  |  | 10/31/2019 | 10/31/2019 |  |  |  |  | 10/31/2019 | 10/31/2019
|  | PHILIPS MEDICAL SYSTEMS | SURESIGNS VS2 PLUS | MONITOR, VITAL SIGNS | CN4274402 | KELEMEN 9 | Kelemen |  |  | 10/31/2019 |  | 10/31/26 |  |  | NO | YES |  |  |  |  | PHILIPS MEDICAL SYSTEMS 30244816 CN4274402 |  |  | Active |  | 00:09:FB:14:5B:BA |  | Alarm | PAAR:00-PVAR | 10/31/2019 | 10/31/2019 | COOPER UNIVERSITY HOSPITAL |  |  |  |  | LAURA ZIMMERMAN |  |  |  | 10/31/2019 | 10/31/2019 |  |  |  |  | 10/31/2019 | 10/31/2019
|  | PHILIPS MEDICAL SYSTEMS | SURESIGNS VS2 PLUS | MONITOR, VITAL SIGNS | CN21212313 |  | Kelemen | [7 empty] | NO | YES
|  | PHILIPS MEDICAL SYSTEMS | SURESIGNS VS2 PLUS | MONITOR, VITAL SIGNS | CN21212302 | CHERRY HILL SPECIALITY HUB | 1935 NJ-70 |  |  | 01/30/2014 |  | 1/30/21 |  |  | NO | YES |  |  |  |  | PHILIPS MEDICAL SYSTEMS 10365862 CN21212302 |  |  | Active |  | 00:09:FB:13:65:27 |  | Alarm | PAAR:00-PVAR | 11/01/2019 |  | COOPER AMBULATORY OFF-SITES |  |  | 1935 Kings Hwy - Suite 100 Neuro |  | APRIL DIXON
|  | PHILIPS MEDICAL SYSTEMS | SURESIGNS VS2 PLUS | MONITOR, VITAL SIGNS | CN21212314 | BRACE ROAD-MEDICINE | 701 NJ-73 |  |  | 01/30/2014 |  | 1/30/21 |  |  | NO | YES |  |  |  |  | PHILIPS MEDICAL SYSTEMS 10365861 CN21212314 |  |  | Active |  | 00:17:23:A7:FD:27 |  | Alarm | PAAR:00-PVAR | 11/02/2019 |  | COOPER AMBULATORY OFF-SITES |  |  | RT 70Neuro Ste 100 Nurses Station | WOT00000001678473 | Cheryl Peck | Alert | Closed | Kirk Lis | 11/02/2018 | 05/13/2019 | ALT001251 - Philips Healthcare - SureSigns Vital Signs Monitor - Battery | VS2 PLUS UNITS ARE NOT AFFECTED AS PER OEM | EXP1789995 | Labor | 11/27/2018 | 11/27/2018 | Kirk Lis
|  | PHILIPS MEDICAL SYSTEMS | SURESIGNS VS2 PLUS | MONITOR, VITAL SIGNS | CN21208300 | COOPER CANCER CENTER-COOPER DAY-CHEMO | MD Anderson Cancer Center |  |  | 07/13/2013 |  | 7/13/20 |  |  | NO | YES |  |  |  |  | PHILIPS MEDICAL SYSTEMS 10365612 CN21208300 |  |  | Active |  | 00:09:FB:13:28:71 |  | Alarm | PAAR:00-PVAR | 11/02/2019 |  | COOPER AMBULATORY OFF-SITES |  |  | INFUSION - MOVES | WOT00000000818153 | Bonnie Aichroch | Repair | Closed | Josh Harris | 04/24/2018 | 07/18/2018 | Temp Module Malfunction | Acknowledged. faulty temp module. replaced module. vpo. rts. | EXP0433261 | Labor | 04/24/2018 | 04/24/2018 | Josh Harris
|  | PHILIPS MEDICAL SYSTEMS | SURESIGNS VS2 PLUS | MONITOR, VITAL SIGNS | CN42724421 | MED/SURG 6 PAVILION | Pavilion |  |  | 10/31/2019 |  | 10/31/26 |  |  | NO | YES |  |  |  |  | PHILIPS MEDICAL SYSTEMS 30236271 CN42724421 |  |  | Active |  | 00:17:23:AF:B9:EA |  | Alarm | PAAR:00-PVAR | 10/31/2019 | 10/31/2019 | COOPER UNIVERSITY HOSPITAL |  |  |  | 0011493230 | BRIAN OSHAUGHNESSY | Preventative Maintenance | Closed | Bonnie Aichroth | 10/31/2019 | 10/31/2019 | PERFORMANCE ASSURANCE AT INVENTORY | INVENTORIED DEVICE AND ENSURED DEVICE WAS FUNCTIONING PROPERLY. | 9DDB4109-1125-4A83-AB18-7BDE42672A10 | Labor | 10/31/2019 | 10/31/2019 | Gene Amodei
|  | PHILIPS MEDICAL SYSTEMS | SURESIGNS VS2 PLUS | MONITOR, VITAL SIGNS | CN427224409 | NEURO/ORTHO/MEDSURG/7 PAV | Pavilion |  |  | 10/31/2019 |  | 10/31/26 |  |  | NO | YES |  |  |  |  | PHILIPS MEDICAL SYSTEMS 30236270 CN427224409 |  |  | Active |  | 00:09:FB:14:5B:DA |  | Alarm | PAAR:00-PVAR | 10/31/2019 | 10/31/2019 | COOPER UNIVERSITY HOSPITAL |  |  |  | 0012411399 | Pam Young | Performance Verification | Closed | Josh Harris | 10/31/2019 | 10/31/2019 | INCOMING INVENTORY | DEVICE INVENTORIED | 33E0D908-7978-4BFE-B4B9-D32603742A4E | Labor | 10/31/2019 | 10/31/2019 | Josh Harris
|  | PHILIPS MEDICAL SYSTEMS | SURESIGNS VS2 PLUS | MONITOR, VITAL SIGNS | CN42724410 | PEDIATRICS SOUTH 7 | Kelemen |  |  | 10/31/2019 |  | 10/31/26 |  |  | NO | YES |  |  |  |  | PHILIPS MEDICAL SYSTEMS 30236269 CN42724410 |  |  | Active |  | 00:09:FB:14:5B:E6 |  | Alarm | PAAR:00-PVAR | 10/31/2019 | 10/31/2019 | COOPER UNIVERSITY HOSPITAL |  |  | PEDS7 | 0011493216 | JOANNE FOX | Performance Verification | Closed | Bonnie Aichroth | 10/31/2019 | 10/31/2019 | INCOMING INVENTORY | DEVICE INVENTORIED | CBB67B81-AF57-4CE2-9AB1-898FBDDE1EE2 | Labor | 10/31/2019 | 10/31/2019 | Bonnie Aichroth
|  | PHILIPS MEDICAL SYSTEMS | SURESIGNS VS2 PLUS | MONITOR, VITAL SIGNS | CN42724401 | MED/SURG 6 PAVILION | Pavilion |  |  | 10/31/2019 |  | 10/31/26 |  |  | NO | YES |  |  |  |  | PHILIPS MEDICAL SYSTEMS 30236268 CN42724401 |  |  | Active |  | 00:09:FB:14:5B:D8 |  | Alarm | PAAR:00-PVAR | 10/31/2019 | 10/31/2019 | COOPER UNIVERSITY HOSPITAL |  |  | PAV 6 equipment closet | WOT00000001713983 | BRIAN OSHAUGHNESSY | Performance Verification | Closed | Michael Youch | 10/31/2019 | 10/31/2019 | Performance Verification for PHILIPS MEDICAL SYSTEMS 30236268 CN42724401 | Initial Install of Performance Verification. Device is ready for patient use. |  |  | 10/31/2019 | 10/31/2019
|  | PHILIPS MEDICAL SYSTEMS | SURESIGNS VS2 PLUS | MONITOR, VITAL SIGNS | CN42724378 | MED/SURG 6 PAVILION | Pavilion |  |  | 10/31/2019 |  | 10/31/26 |  |  | NO | YES |  |  |  |  | PHILIPS MEDICAL SYSTEMS 30236267 CN42724378 |  |  | Active |  | 00:17:23:AF:BB:36 |  | Alarm | PAAR:00-PVAR | 10/31/2019 | 10/31/2019 | COOPER UNIVERSITY HOSPITAL |  |  |  | 0011493241 | BRIAN OSHAUGHNESSY | Performance Verification | Closed | Bonnie Aichroth | 10/31/2019 | 10/31/2019 | INCOMING INVENTORY | DEVICE INVENTORIED | CB4FA04A-4138-47E8-BC19-A4534D7FF763 | Labor | 10/31/2019 | 10/31/2019 | Bonnie Aichroth
|  | PHILIPS MEDICAL SYSTEMS | SURESIGNS VS2 PLUS | MONITOR, VITAL SIGNS | CN42724394 | MED/SURG 6 PAVILION | Pavilion |  |  | 10/31/2019 |  | 10/31/26 |  |  | NO | YES |  |  |  |  | PHILIPS MEDICAL SYSTEMS 30236266 CN42724394 |  |  | Active |  | 00:17:23:AF:B2:CD |  | Alarm | PAAR:00-PVAR | 10/31/2019 | 10/31/2019 | COOPER UNIVERSITY HOSPITAL |  |  |  | 0011493244 | BRIAN OSHAUGHNESSY | Preventative Maintenance | Closed | Gene Amodei | 10/31/2019 | 10/31/2019 | PERFORMANCE ASSURANCE AT INVENTORY | INVENTORIED DEVICE AND ENSURED DEVICE WAS FUNCTIONING PROPERLY. | F74C9C01-3644-44F9-B9A7-233F646F671C | Labor | 10/31/2019 | 10/31/2019 | Bonnie Aichroth
|  | PHILIPS MEDICAL SYSTEMS | SURESIGNS VS2 PLUS | MONITOR, VITAL SIGNS | CN42724411 | MED/SURG 6 PAVILION | Pavilion |  |  | 10/31/2019 |  | 10/31/26 |  |  | NO | YES |  |  |  |  | PHILIPS MEDICAL SYSTEMS 30236260 CN42724411 |  |  | Active |  | 00:09:FB:14:5B:D7 |  | Alarm | PAAR:00-PVAR | 10/31/2019 | 10/31/2019 | COOPER UNIVERSITY HOSPITAL |  |  |  | 0011493235 | BRIAN OSHAUGHNESSY | Performance Verification | Closed | Bonnie Aichroth | 10/31/2019 | 10/31/2019 | INCOMING INVENTORY | DEVICE INVENTORIED | 39830330-31C1-444C-A1CA-E76E753BF556 | Labor | 10/31/2019 | 10/31/2019 | Bonnie Aichroth
|  | PHILIPS MEDICAL SYSTEMS | SURESIGNS VS2 PLUS | MONITOR, VITAL SIGNS | CN42724426 | NEURO/ORTHO/MEDSURG/7 PAV | Pavilion | 7 |  | 10/31/2019 |  | 10/31/26 |  |  | NO | YES |  |  |  |  | PHILIPS MEDICAL SYSTEMS 30236259 CN42724426 |  |  | Active |  | 11:11:11:11:11:11 |  | Alarm | PAAR:00-PVAR | 10/31/2019 | 10/31/2019 | COOPER UNIVERSITY HOSPITAL |  |  |  | 0011204459 | Pam Young | Performance Verification | Closed | Bonnie Aichroth | 10/31/2019 | 10/31/2019 | INCOMING INVENTORY | DEVICE INVENTORIED | 893FEB56-82B1-46C9-B1BA-5294FA407FE3 | Labor | 10/31/2019 | 10/31/2019 | Bonnie Aichroth
|  | PHILIPS MEDICAL SYSTEMS | SURESIGNS VS2 PLUS | MONITOR, VITAL SIGNS | CN21208302 | COOPER CANCER CENTER | MD Anderson Cancer Center |  |  | 07/13/2013 |  | 7/13/20 |  |  | NO | YES |  |  |  |  | PHILIPS MEDICAL SYSTEMS 10365523 CN21208302 |  |  | Active |  | 00:09:FB:13:28:6D |  | Alarm | PAAR:00-PVAR | 11/02/2019 |  | COOPER AMBULATORY OFF-SITES |  |  | Rad/Onc - Moves |  | COLLEEN TEGELER
|  | PHILIPS MEDICAL SYSTEMS | SURESIGNS VS2 PLUS | MONITOR, VITAL SIGNS | CN21203233 | LABOR & DELIVERY | Dorrance |  |  | 08/06/2012 |  | 8/6/19 |  |  | NO | YES |  |  |  |  | PHILIPS MEDICAL SYSTEMS 10365345 CN21203233 |  |  | Active |  | 00:17:23:A3:0B:7C |  | Alarm | PAAR:00-PVAR | 10/31/2019 |  | COOPER UNIVERSITY HOSPITAL |  |  | LABOR AND DELIVERY |  | JOANNA HORST
|  | PHILIPS MEDICAL SYSTEMS | SURESIGNS VS2 PLUS | MONITOR, VITAL SIGNS | CN21208307 | COOPER CANCER CENTER-MULTIDISCIPLINARY CLINIC | MD Anderson Cancer Center |  |  | 07/13/2013 |  | 7/13/20 |  |  | NO | YES |  |  |  |  | PHILIPS MEDICAL SYSTEMS 10357068 CN21208307 |  |  | Active |  | 00:09:FB:13:28:51 |  | Alarm | PAAR:00-PVAR | 11/02/2019 |  | COOPER AMBULATORY OFF-SITES |  |  | MULTI DISC - MOVES |  | ROXANNE BERGER
|  | PHILIPS MEDICAL SYSTEMS | SURESIGNS VS2 PLUS | MONITOR, VITAL SIGNS | CN21208299 | COOPER CANCER CENTER-MULTIDISCIPLINARY CLINIC | MD Anderson Cancer Center |  |  | 07/13/2013 |  | 7/13/20 |  |  | NO | YES |  |  |  |  | PHILIPS MEDICAL SYSTEMS 10357064 CN21208299 |  |  | Active |  | 00:09:FB:13:28:68 |  | Alarm | PAAR:00-PVAR | 11/02/2019 |  | COOPER AMBULATORY OFF-SITES |  |  | MULTI DISC - MOVES |  | ROXANNE BERGER
|  | PHILIPS MEDICAL SYSTEMS | SURESIGNS VS2 PLUS | MONITOR, VITAL SIGNS | CN21208297 |  | 1000 Salem Rd | [7 empty] | NO | YES
|  | PHILIPS MEDICAL SYSTEMS | SURESIGNS VS2 PLUS | MONITOR, VITAL SIGNS | CN21201507 | NEURO/ORTHO/MEDSURG/7 PAV | Pavilion |  |  | 03/29/2012 |  | 3/29/19 |  |  | NO | YES |  |  |  |  | PHILIPS MEDICAL SYSTEMS 10356728 CN21201507 |  |  | Active |  | 11:11:11:11:11:11 |  | Alarm | PAAR:00-PVAR | 11/02/2019 |  | COOPER UNIVERSITY HOSPITAL |  |  | 7 PAVILION |  | Pam Young
|  | PHILIPS MEDICAL SYSTEMS | SURESIGNS VS2 PLUS | MONITOR, VITAL SIGNS | CN21201503 | NEURO/ORTHO/MEDSURG/7 PAV | Pavilion |  |  | 03/29/2012 |  | 3/29/19 |  |  | NO | YES |  |  |  |  | PHILIPS MEDICAL SYSTEMS 10356681 CN21201503 |  |  | Active |  | 00:09:FB:12:9D:99 |  | Alarm | PAAR:00-PVAR | 11/02/2019 |  | COOPER UNIVERSITY HOSPITAL |  |  | 7TH FLOOR | 0012044373 | Pam Young | Repair | Closed | Richard Jolly | 08/17/2017 | 09/18/2017 | PULSE OX - CORD IS BROKEN - PAVILLION 7 FRONT DESK | 9/18/2017 2:25:14 PM RCJOLLY (RCJOLLY 8/17/2017 10:00 AM) CABLE WAS BAD SENT IT BACK TO MASIMO | EEF233E9-86EB-4257-BA99-61334905401A | Labor | 08/17/2017 | 08/17/2017 | Richard Jolly
|  | PHILIPS MEDICAL SYSTEMS | SURESIGNS VS2 PLUS | MONITOR, VITAL SIGNS | CN21201502 |  | Pavilion |  |  | 03/29/2012 |  | 3/29/19 |  |  | NO | YES |  |  |  |  | PHILIPS MEDICAL SYSTEMS 10356390 CN21201502 |  |  | Active |  | 00:09:FB:12:9D:DE | [5 empty] | COOPER UNIVERSITY HOSPITAL |  |  | P829 | WOT00000001678589 |  | Alert | Closed | Gene Amodei | 11/02/2018 | 06/24/2019 | ALT001251 - Philips Healthcare - SureSigns Vital Signs Monitor - Battery |  | EXP2259195 | Labor | 11/22/2018 | 11/22/2018 | Gene Amodei
|  | PHILIPS MEDICAL SYSTEMS | SURESIGNS VS2 PLUS | MONITOR, VITAL SIGNS | CN21203237 | INCU - KELEMEN S10 | Kelemen |  |  | 08/06/2012 |  | 8/6/19 |  |  | NO | YES |  |  |  |  | PHILIPS MEDICAL SYSTEMS 10356046 CN21203237 |  |  | Disposition |  | 11:11:11:11:11:11 |  | Alarm | PAAR:00-PVAR | 11/02/2019 |  | COOPER UNIVERSITY HOSPITAL |  |  | Iso 1050 |  | Lisa Brooks
|  | PHILIPS MEDICAL SYSTEMS | SURESIGNS VS2 PLUS | MONITOR, VITAL SIGNS | CN42724391 | MD ANDERSON INPATIENT ONCOLOGY | Pavilion |  |  | 10/31/2019 |  | 10/31/26 |  |  | NO | YES |  |  |  |  | PHILIPS MEDICAL SYSTEMS 30225095 CN42724391 |  |  | Active |  | 00:09:FB:14:5B:CB |  | Alarm | PAAR:00-PVAR | 10/31/2019 | 10/31/2019 | COOPER UNIVERSITY HOSPITAL |  |  | P5 - Moves |  | MIRIAM ZIEGLER |  |  |  | 10/31/2019 | 10/31/2019 |  |  |  |  | 10/31/2019 | 10/31/2019
|  | PHILIPS MEDICAL SYSTEMS | SURESIGNS VS2 PLUS | MONITOR, VITAL SIGNS | CN42724395 | CARDIAC CATH LAB | Kelemen |  |  | 10/31/2019 |  | 10/31/26 |  |  | NO | YES |  |  |  |  | PHILIPS MEDICAL SYSTEMS 30225067 CN42724395 |  |  | Active |  | 00:09:FB:14:5B:C6 |  | Alarm | PAAR:00-PVAR | 10/31/2019 | 10/31/2019 | COOPER UNIVERSITY HOSPITAL |  |  | CCL - Moves | 0011487896 | LINDA BEAN | Performance Verification | Closed | Bonnie Aichroth | 10/31/2019 | 10/31/2019 | INCOMING INVENTORY | DEVICE INVENTORIED | C7425B75-2F8B-421C-ABC9-3371D1237152 | Labor | 10/31/2019 | 10/31/2019 | Bonnie Aichroth
|  | PHILIPS MEDICAL SYSTEMS | SURESIGNS VS2 PLUS | MONITOR, VITAL SIGNS | CN42724379 | CARDIAC CATH LAB | Kelemen |  |  | 10/31/2019 |  | 10/31/26 |  |  | NO | YES |  |  |  |  | PHILIPS MEDICAL SYSTEMS 30225068 CN42724379 |  |  | Active |  | 00:09:FB:14:5C:5F |  | Alarm | PAAR:00-PVAR | 10/31/2019 | 10/31/2019 | COOPER UNIVERSITY HOSPITAL |  |  | CCL - Moves | 0011487898 | LINDA BEAN | Performance Verification | Closed | Bonnie Aichroth | 10/31/2019 | 10/31/2019 | INCOMING INVENTORY | DEVICE INVENTORIED | 15BFF6DC-5DAA-404F-9B89-5CC5A89E6D79 | Labor | 10/31/2019 | 10/31/2019 | Bonnie Aichroth
|  | PHILIPS MEDICAL SYSTEMS | SURESIGNS VS2 PLUS | MONITOR, VITAL SIGNS | CN42724425 | CARDIAC CATH LAB | Kelemen |  |  | 10/31/2019 |  | 10/31/26 |  |  | NO | YES |  |  |  |  | PHILIPS MEDICAL SYSTEMS 30225066 CN42724425 |  |  | Active |  | 00:09:FB:14:5C:25 |  | Alarm | PAAR:00-PVAR | 10/31/2019 | 10/31/2019 | COOPER UNIVERSITY HOSPITAL |  |  | CCL - Moves | 0011487886 | LINDA BEAN | Preventative Maintenance | Closed | Bonnie Aichroth | 10/31/2019 | 10/31/2019 | PERFORMANCE ASSURANCE AT INVENTORY | INVENTORIED DEVICE AND ENSURED DEVICE WAS FUNCTIONING PROPERLY. | 3F270065-C2DA-4580-8E1D-6858CDEF6C36 | Labor | 10/31/2019 | 10/31/2019 | Stephen Zubrzycki
|  | PHILIPS MEDICAL SYSTEMS | SURESIGNS VS2 PLUS | MONITOR, VITAL SIGNS | CN21208310 | COOPER CANCER CENTER-COOPER DAY-CHEMO | MD Anderson Cancer Center |  |  | 11/02/2019 |  | 11/2/26 |  |  | NO | YES |  |  |  |  | PHILIPS MEDICAL SYSTEMS 30225055 CN21208310 |  |  | Active |  | 00:09:FB:13:28:5C |  | Alarm | PAAR:00-PVAR | 11/02/2019 | 11/02/2019 | COOPER AMBULATORY OFF-SITES |  |  | INFUSION - MOVES | WOT00000001260933 | Bonnie Aichroch | Repair | Closed | Josh Harris | 11/02/2019 | 11/02/2019 | Blood pressure pumps up and down but doesn't read the blood pressure | Verified Proper Operation. Checked hoses for dry rot and found everything to be acceptable. Ran unit on myself multiple times without failure. Unit was left unplugged and battery was completely drained. Charged unit and tested again. No issues. RTS. | EXP1044345 | Labor | 11/02/2019 | 11/02/2019 | Josh Harris
|  | PHILIPS MEDICAL SYSTEMS | SURESIGNS VS2 PLUS | MONITOR, VITAL SIGNS | CN21203239 | TSDU - KELEMEN S7 | Kelemen |  |  | 08/06/2012 |  | 8/6/19 |  |  | NO | YES |  |  |  |  | PHILIPS MEDICAL SYSTEMS 10355561 CN21203239 |  |  | Active |  | 00:09:FB:12:B1:DE |  | Alarm | PAAR:00-PVAR | 11/02/2019 |  | COOPER UNIVERSITY HOSPITAL |  |  | TRAUMA STEP DOWN |  | JEN VANDER HORN
|  | PHILIPS MEDICAL SYSTEMS | SURESIGNS VS2 PLUS | MONITOR, VITAL SIGNS | CN21208301 | COOPER CANCER CENTER-MULTIDISCIPLINARY CLINIC | MD Anderson Cancer Center |  |  | 07/13/2013 |  | 7/13/20 |  |  | NO | YES |  |  |  |  | PHILIPS MEDICAL SYSTEMS 10355367 CN21208301 |  |  | Active |  | 00:09:FB:13:28:70 |  | Alarm | PAAR:00-PVAR | 11/02/2019 |  | COOPER AMBULATORY OFF-SITES |  |  | MULTI DISC - MOVES |  | ROXANNE BERGER
|  | PHILIPS MEDICAL SYSTEMS | SURESIGNS VS2 PLUS | MONITOR, VITAL SIGNS | CN21208304 | COOPER CANCER CENTER-MULTIDISCIPLINARY CLINIC | MD Anderson Cancer Center |  |  | 07/13/2013 |  | 7/13/20 |  |  | NO | YES |  |  |  |  | PHILIPS MEDICAL SYSTEMS 10355355 CN21208304 |  |  | Active |  | 00:09:FB:13:28:4D |  | Alarm | PAAR:00-PVAR | 11/02/2019 |  | COOPER AMBULATORY OFF-SITES |  |  | MULTI DISC - MOVES |  | ROXANNE BERGER
|  | PHILIPS MEDICAL SYSTEMS | SURESIGNS VS2 PLUS | MONITOR, VITAL SIGNS | CD21208303 | COOPER CANCER CENTER-MULTIDISCIPLINARY CLINIC | MD Anderson Cancer Center |  |  | 07/13/2013 |  | 7/13/20 |  |  | NO | YES |  |  |  |  | PHILIPS MEDICAL SYSTEMS 10355356 CD21208303 |  |  | Active |  | 00:09:FB:13:28:73 |  | Alarm | PAAR:00-PVAR | 11/02/2019 |  | COOPER AMBULATORY OFF-SITES |  |  | MULTI DISC - MOVES |  | ROXANNE BERGER
|  | PHILIPS MEDICAL SYSTEMS | SURESIGNS VS2 PLUS | MONITOR, VITAL SIGNS | CN21208306 | COOPER CANCER CENTER-MULTIDISCIPLINARY CLINIC | MD Anderson Cancer Center |  |  | 07/13/2013 |  | 7/13/20 |  |  | NO | YES |  |  |  |  | PHILIPS MEDICAL SYSTEMS 10355327 CN21208306 |  |  | Active |  | 00:09:FB:13:28:4F |  | Alarm | PAAR:00-PVAR | 11/02/2019 |  | COOPER AMBULATORY OFF-SITES |  |  | MULTI DISC - MOVES | 0011856923 | ROXANNE BERGER | Repair | Closed | Josh Harris | 06/28/2017 | 07/11/2017 | VITALS MACHINE - "! BATTERY SERVICE REQUIRED" 'ERROR MESSAGE - MD ANDERSON MULTIDISCIPLINARY CLINIC | 7/11/2017 3:25:33 PM JXHARRIS (JXHARRIS 7/11/2017 12:00 AM) REPLACED BATTERY. VPO. RTS. | 871819E7-9EB8-45A9-A5BC-A90A866BC53F | Labor | 07/11/2017 | 07/11/2017 | Josh Harris
|  | PHILIPS MEDICAL SYSTEMS | SURESIGNS VS2 PLUS | MONITOR, VITAL SIGNS | CN21201508 | MED/SURG 6 PAVILION | Pavilion |  |  | 03/29/2012 |  | 3/29/19 |  |  | NO | YES |  |  |  |  | PHILIPS MEDICAL SYSTEMS 10355302 CN21201508 |  |  | Active |  | 00:09:FB:12:9D:91 |  | Alarm | PAAR:00-PVAR | 11/02/2019 |  | COOPER UNIVERSITY HOSPITAL |  |  | 6 PAVILION |  | BRIAN OSHAUGHNESSY
|  | PHILIPS MEDICAL SYSTEMS | SURESIGNS VS2 PLUS | MONITOR, VITAL SIGNS | CN21212324 | INTENSIVE CARE NURSERY | Dorrance |  |  | 01/30/2014 |  | 1/30/21 |  |  | NO | YES |  |  |  |  | PHILIPS MEDICAL SYSTEMS 10355146 CN21212324 |  |  | Active |  | 00:09:FB:52:B1:6D |  | Alarm | PAAR:00-PVAR | 11/02/2019 |  | COOPER UNIVERSITY HOSPITAL |  |  | D5 | 0011862808 | JOANNE FOX | Repair | Closed | Gene Amodei | 06/29/2017 | 06/30/2017 | BP MONITOR - BP NOT WORKING - TMX | 6/30/2017 11:25:45 AM GRAMODEI replaced click connector on bp hose, RTS | 4E9998AF-9137-43CD-B6C5-D5487F88B4C9 | Labor | 06/29/2017 | 06/29/2017 | Gene Amodei
|  | PHILIPS MEDICAL SYSTEMS | SURESIGNS VS2 PLUS | MONITOR, VITAL SIGNS | CN21212319 | ANTERPARTUM-INVITRO FERT | Dorrance |  |  | 01/30/2014 |  | 1/30/21 |  |  | NO | YES |  |  |  |  | PHILIPS MEDICAL SYSTEMS 10355069 CN21212319 |  |  | Active |  | 00:09:FB:13:6B:2D |  | Alarm | PAAR:00-PVAR | 11/02/2019 |  | COOPER UNIVERSITY HOSPITAL |  |  | D617 | WOT00000000523136 | GRACE SVEINBZORNSSON | Disposition | Closed | Gene Amodei | 02/08/2018 | 06/05/2019 | Bulk Disposition CNL
|  | PHILIPS MEDICAL SYSTEMS | SURESIGNS VS2 PLUS | MONITOR, VITAL SIGNS | CN21212308 | MATERNAL FETAL CARE UNIT | Dorrance |  |  | 01/30/2014 |  | 1/30/21 |  |  | NO | YES |  |  |  |  | PHILIPS MEDICAL SYSTEMS 10354998 CN21212308 |  |  | Active |  | 00:09:FB:13:65:0A |  | Alarm | PAAR:00-PVAR | 10/31/2019 |  | COOPER UNIVERSITY HOSPITAL |  |  | D5 |  | JOANNA HORST
|  | PHILIPS MEDICAL SYSTEMS | SURESIGNS VS2 PLUS | MONITOR, VITAL SIGNS | CN21212299 | BONE & JOINT NEWTOWN SQUARE | 3740 West Chester Pike |  |  | 08/04/2015 |  | 8/4/22 |  |  | NO | YES |  |  |  |  | PHILIPS MEDICAL SYSTEMS 10349315 CN21212299 |  |  | Active |  | 00:17:23:AB:09:B5 |  | Alarm | PAAR:00-PVAR | 10/31/2019 |  | COOPER AMBULATORY OFF-SITES |  |  |  |  | IVETTE ORTOLAZA
|  | PHILIPS MEDICAL SYSTEMS | SURESIGNS VS2 PLUS | MONITOR, VITAL SIGNS | CN21208305 |  | MD Anderson Cancer Center | [7 empty] | NO | YES
|  | PHILIPS MEDICAL SYSTEMS | SURESIGNS VS2 PLUS | MONITOR, VITAL SIGNS | CN21212307 | CARDIAC CATH LAB | Kelemen |  |  | 11/02/2019 |  | 11/2/26 |  |  | NO | YES |  |  |  |  | PHILIPS MEDICAL SYSTEMS 30143450 CN21212307 |  |  | Active |  | 00:09:FB:13:64:E8 |  | Alarm | PAAR:00-PVAR | 11/02/2019 | 11/02/2019 | COOPER UNIVERSITY HOSPITAL |  |  | CCL - Moves | 0012325687 | LINDA BEAN | Repair | Closed | Stephen Zubrzycki | 11/02/2019 | 11/02/2019 | VITALS MACHINE - NOT INFLATING - CATH LAB NURSE STATION | 10/26/2017 2:53:39 PM SJZUBRZYCKI (SJZUBRZYCKI 10/26/2017 12:00 AM) ANALYZED UNIT. BP HOSE HAD LEAK AT CONNECTOR. REPLACED CONNECTOR. WE ONLY HAVE 1 LEFT SO ORDERING MORE | B0FE08E4-F631-46B9-9DF1-C82B12E2B073 | Labor | 11/02/2019 | 11/02/2019 | Stephen Zubrzycki
|  | PHILIPS MEDICAL SYSTEMS | SURESIGNS VS2 PLUS | MONITOR, VITAL SIGNS | CN21212316 | CARDIAC CATH LAB | Kelemen |  |  | 11/01/2019 |  | 11/1/26 |  |  | NO | YES |  |  |  |  | PHILIPS MEDICAL SYSTEMS 30143447 CN21212316 |  |  | Active |  | 00:09:FB:13:64:E7 |  | Alarm | PAAR:00-PVAR | 11/01/2019 | 11/01/2019 | COOPER UNIVERSITY HOSPITAL |  |  | CCL - Moves |  | LINDA BEAN |  |  |  | 11/01/2019 | 11/01/2019 |  |  |  |  | 11/01/2019 | 11/01/2019
|  | PHILIPS MEDICAL SYSTEMS | SURESIGNS VS2 PLUS | MONITOR, VITAL SIGNS | CN21212311 | PEDIATRICS SOUTH 7 | Kelemen |  |  | 11/02/2019 |  | 11/2/26 |  |  | NO | YES |  |  |  |  | PHILIPS MEDICAL SYSTEMS 30143369 CN21212311 |  |  | Active |  | 00:09:FB:13:64:56 |  | Alarm | PAAR:00-PVAR | 11/02/2019 | 11/02/2019 | COOPER UNIVERSITY HOSPITAL |  |  | Hallway peds |  | JOANNE FOX |  |  |  | 11/02/2019 | 11/02/2019 |  |  |  |  | 11/02/2019 | 11/02/2019
|  | PHILIPS MEDICAL SYSTEMS | SURESIGNS VS2 PLUS | MONITOR, VITAL SIGNS | CN21212296 | KELEMEN 8 PCU | Kelemen |  |  | 11/02/2019 |  | 11/2/26 |  |  | NO | YES |  |  |  |  | PHILIPS MEDICAL SYSTEMS 30143318 CN21212296 |  |  | Active |  | 00:09:FB:13:65:24 |  | Alarm | PAAR:00-PVAR | 11/02/2019 | 11/02/2019 | COOPER UNIVERSITY HOSPITAL |  |  | PCU S8 | 0012133657 | BYRON WELLS | Repair | Closed | Michael Youch | 11/02/2019 | 11/02/2019 | VITALS - HAVING ISSUES WITH BP, MALFUNCTIONING - KELEMEN 8N HALLWAY | 9/5/2017 12:20:57 PM MDYOUCH (MDYOUCH 9/5/2017 9:45 AM) DID NOT HAVE AN ISSUE WITH BP. BATTERY NEEDED CHARGING AND SPO2 IS MISSING WHICH THEY WILL ORDER. | 6A05B7D8-3146-4B12-9768-84E0D9CCFD58 | Labor | 11/02/2019 | 11/02/2019 | Michael Youch
|  | PHILIPS MEDICAL SYSTEMS | SURESIGNS VS2 PLUS | MONITOR, VITAL SIGNS | CN21208298 |  | MD Anderson Cancer Center | [7 empty] | NO | YES
|  | PHILIPS MEDICAL SYSTEMS | SURESIGNS VS2 PLUS | MONITOR, VITAL SIGNS | CN42715256 | VOORHEES SURGERY CENTER-HEM/ONC | 900 Centennial Blvd | Suite M |  | 01/30/2014 |  | 1/30/21 |  |  | NO | YES |  |  |  |  | PHILIPS MEDICAL SYSTEMS 10344757 CN42715256 |  |  | Active |  | 11:11:11:11:11:11 |  | Alarm | PAAR:00-PVAR | 11/01/2019 |  | COOPER AMBULATORY OFF-SITES |  |  | SUITE M |  | MEGAN MCCAFFERTY
|  | PHILIPS MEDICAL SYSTEMS | SURESIGNS VS4 | MONITOR, VITAL SIGNS | US42777859 | COOPER CANCER CENTER-COOPER DAY-CHEMO | MD Anderson Cancer Center |  |  | 10/31/2019 |  | 10/31/26 |  |  | NO | YES |  |  |  |  | PHILIPS MEDICAL SYSTEMS 11182617 US42777859 |  |  | Active |  | 00:09:FB:15:F5:0B |  | Alarm | PAAR:00-PVAR | 10/31/2019 | 10/31/2019 | COOPER AMBULATORY OFF-SITES |  |  | Infusion | WOT00000003464297 | Bonnie Aichroch | Performance Verification | Closed | Josh Harris | 10/31/2019 | 10/31/2019 | Performance Verification for PHILIPS MEDICAL SYSTEMS 11182617 US42777859 | Initial Install of Performance Verification. Device is ready for patient use. |  |  | 10/31/2019 | 10/31/2019
|  | PHILIPS MEDICAL SYSTEMS | SURESIGNS VS4 | MONITOR, VITAL SIGNS | US42777846 | COOPER CANCER CENTER-MULTIDISCIPLINARY CLINIC | MD Anderson Cancer Center |  |  | 10/31/2019 |  | 10/31/26 |  |  | NO | YES |  |  |  |  | PHILIPS MEDICAL SYSTEMS 11182612 US42777846 |  |  | Active |  | 00:09:FB:15:F6:17 |  | Alarm | PAAR:00-PVAR | 10/31/2019 | 10/31/2019 | COOPER AMBULATORY OFF-SITES |  |  | Breast Center | WOT00000003464326 | ROXANNE BERGER | Performance Verification | Closed | Josh Harris | 10/31/2019 | 10/31/2019 | Performance Verification for PHILIPS MEDICAL SYSTEMS 11182612 US42777846 | Initial Install of Performance Verification. Device is ready for patient use. |  |  | 10/31/2019 | 10/31/2019
|  | PHILIPS MEDICAL SYSTEMS | SURESIGNS VS4 | MONITOR, VITAL SIGNS | US42777856 | COOPER CANCER CENTER-MULTIDISCIPLINARY CLINIC | MD Anderson Cancer Center |  |  | 10/31/2019 |  | 10/31/26 |  |  | NO | YES |  |  |  |  | PHILIPS MEDICAL SYSTEMS 11182616 US42777856 |  |  | Active |  | 00:09:FB:15:F5:13 |  | Alarm | PAAR:00-PVAR | 10/31/2019 | 10/31/2019 | COOPER AMBULATORY OFF-SITES |  |  | Breast Center | WOT00000003464332 | ROXANNE BERGER | Performance Verification | Closed | Josh Harris | 10/31/2019 | 10/31/2019 | Performance Verification for PHILIPS MEDICAL SYSTEMS 11182616 US42777856 | Initial Install of Performance Verification. Device is ready for patient use. |  |  | 10/31/2019 | 10/31/2019
|  | PHILIPS MEDICAL SYSTEMS | SURESIGNS VS4 | MONITOR, VITAL SIGNS | US42777858 | COOPER CANCER CENTER-COOPER DAY-CHEMO | MD Anderson Cancer Center |  |  | 10/31/2019 |  | 10/31/26 |  |  | NO | YES |  |  |  |  | PHILIPS MEDICAL SYSTEMS 11182615 US42777858 |  |  | Active |  | 00:09:FB:15:F5:09 |  | Alarm | PAAR:00-PVAR | 10/31/2019 | 10/31/2019 | COOPER AMBULATORY OFF-SITES |  |  | Infusion | WOT00000003464294 | Bonnie Aichroch | Performance Verification | Closed | Josh Harris | 10/31/2019 | 10/31/2019 | Performance Verification for PHILIPS MEDICAL SYSTEMS 11182615 US42777858 | Initial Install of Performance Verification. Device is ready for patient use. |  |  | 10/31/2019 | 10/31/2019
|  | PHILIPS MEDICAL SYSTEMS | SURESIGNS VS4 | MONITOR, VITAL SIGNS | US42777850 | COOPER CANCER CENTER-MULTIDISCIPLINARY CLINIC | MD Anderson Cancer Center |  |  | 10/31/2019 |  | 10/31/26 |  |  | NO | YES |  |  |  |  | PHILIPS MEDICAL SYSTEMS 11182614 US42777850 |  |  | Active |  | 00:09:FB:15:F6:97 |  | Alarm | PAAR:00-PVAR | 10/31/2019 | 10/31/2019 | COOPER AMBULATORY OFF-SITES |  |  | Breast Center | WOT00000003464329 | ROXANNE BERGER | Performance Verification | Closed | Josh Harris | 10/31/2019 | 10/31/2019 | Performance Verification for PHILIPS MEDICAL SYSTEMS 11182614 US42777850 | Initial Install of Performance Verification. Device is ready for patient use. |  |  | 10/31/2019 | 10/31/2019
|  | PHILIPS MEDICAL SYSTEMS | SURESIGNS VS4 | MONITOR, VITAL SIGNS | US42777855 | COOPER CANCER CENTER-COOPER DAY-CHEMO | MD Anderson Cancer Center |  |  | 10/31/2019 |  | 10/31/26 |  |  | NO | YES |  |  |  |  | PHILIPS MEDICAL SYSTEMS 11182613 US42777855 |  |  | Active |  | 00:09:FB:15:F5:6E |  | Alarm | PAAR:00-PVAR | 10/31/2019 | 10/31/2019 | COOPER AMBULATORY OFF-SITES |  |  | Infusion | WOT00000003464292 | Bonnie Aichroch | Performance Verification | Closed | Josh Harris | 10/31/2019 | 10/31/2019 | Performance Verification for PHILIPS MEDICAL SYSTEMS 11182613 US42777855 | Initial Install of Performance Verification. Device is ready for patient use. |  |  | 10/31/2019 | 10/31/2019
|  | PHILIPS MEDICAL SYSTEMS | SURESIGNS VS4 | MONITOR, VITAL SIGNS | US42777844 | COOPER CANCER CENTER-COOPER DAY-CHEMO | MD Anderson Cancer Center |  |  | 10/31/2019 |  | 10/31/26 |  |  | NO | YES |  |  |  |  | PHILIPS MEDICAL SYSTEMS 11182611 US42777844 |  |  | Active |  | 00:09:FB:15:F5:AE |  | Alarm | PAAR:00-PVAR | 10/31/2019 | 10/31/2019 | COOPER AMBULATORY OFF-SITES |  |  | Infusion | WOT00000003464290 | Bonnie Aichroch | Performance Verification | Closed | Josh Harris | 10/31/2019 | 10/31/2019 | Performance Verification for PHILIPS MEDICAL SYSTEMS 11182611 US42777844 | Initial Install of Performance Verification. Device is ready for patient use. |  |  | 10/31/2019 | 10/31/2019
|  | PHILIPS MEDICAL SYSTEMS | SURESIGNS VS4 | MONITOR, VITAL SIGNS | US42777847 | VOORHEES SURGERY CENTER-RADIATION/ONC | 900 Centennial Blvd | Suite D |  | 10/31/2019 |  | 10/31/26 |  |  | NO | YES |  |  |  |  | PHILIPS MEDICAL SYSTEMS 11182606 US42777847 |  |  | Active |  | 00:09:FB:15:F6:99 |  | Alarm | PAAR:00-PVAR | 10/31/2019 | 10/31/2019 | COOPER AMBULATORY OFF-SITES |  |  | Performance Verification | WOT00000003464355 | COLLEEN TEGELER | Performance Verification | Closed | Charles Santomero | 10/31/2019 | 10/31/2019 | Performance Verification for PHILIPS MEDICAL SYSTEMS 11182606 US42777847 | Initial Install of Performance Verification. Device is ready for patient use. |  |  | 10/31/2019 | 10/31/2019
|  | PHILIPS MEDICAL SYSTEMS | SURESIGNS VS4 | MONITOR, VITAL SIGNS | US42777851 | VOORHEES SURGERY CENTER-HEM/ONC | 900 Centennial Blvd | 2 New Suite |  | 10/31/2019 |  | 10/31/26 |  |  | NO | YES |  |  |  |  | PHILIPS MEDICAL SYSTEMS 11182607 US42777851 |  |  | Active |  | 00:09:FB:15:F6:28 |  | Alarm | PAAR:00-PVAR | 10/31/2019 | 10/31/2019 | COOPER AMBULATORY OFF-SITES |  |  | Performance Verification | WOT00000003464393 | MEGAN MCCAFFERTY | Performance Verification | Closed | Kirk Lis | 10/31/2019 | 10/31/2019 | Performance Verification for PHILIPS MEDICAL SYSTEMS 11182607 US42777851 | Initial Install of Performance Verification. Device is ready for patient use. |  |  | 10/31/2019 | 10/31/2019
|  | PHILIPS MEDICAL SYSTEMS | SURESIGNS VS4 | MONITOR, VITAL SIGNS | US42777843 | COOPER CANCER CENTER-MULTIDISCIPLINARY CLINIC | MD Anderson Cancer Center |  |  | 10/31/2019 |  | 10/31/26 |  |  | NO | YES |  |  |  |  | PHILIPS MEDICAL SYSTEMS 11182610 US42777843 |  |  | Active |  | 00:09:FB:15:F5:80 |  | Alarm | PAAR:00-PVAR | 10/31/2019 | 10/31/2019 | COOPER AMBULATORY OFF-SITES |  |  | Breast Center | WOT00000003464324 | ROXANNE BERGER | Performance Verification | Closed | Josh Harris | 10/31/2019 | 10/31/2019 | Performance Verification for PHILIPS MEDICAL SYSTEMS 11182610 US42777843 | Initial Install of Performance Verification. Device is ready for patient use. |  |  | 10/31/2019 | 10/31/2019
|  | PHILIPS MEDICAL SYSTEMS | SURESIGNS VS4 | MONITOR, VITAL SIGNS | US42777849 | VOORHEES SURGERY CENTER-RADIATION/ONC | 900 Centennial Blvd | Suite D |  | 10/31/2019 |  | 10/31/26 |  |  | NO | YES |  |  |  |  | PHILIPS MEDICAL SYSTEMS 11182609 US42777849 |  |  | Active |  | 00:09:FB:15:F6:9A |  | Alarm | PAAR:00-PVAR | 10/31/2019 | 10/31/2019 | COOPER AMBULATORY OFF-SITES |  |  | Performance Verification | WOT00000003464358 | COLLEEN TEGELER | Performance Verification | Closed | Charles Santomero | 10/31/2019 | 10/31/2019 | Performance Verification for PHILIPS MEDICAL SYSTEMS 11182609 US42777849 | Initial Install of Performance Verification. Device is ready for patient use. |  |  | 10/31/2019 | 10/31/2019
|  | PHILIPS MEDICAL SYSTEMS | SURESIGNS VS4 | MONITOR, VITAL SIGNS | US42777857 | COOPER CANCER CENTER-MULTIDISCIPLINARY CLINIC | MD Anderson Cancer Center |  |  | 10/31/2019 |  | 10/31/26 |  |  | NO | YES |  |  |  |  | PHILIPS MEDICAL SYSTEMS 11182608 US42777857 |  |  | Active |  | 00:09:FB:15:F5:05 |  | Alarm | PAAR:00-PVAR | 10/31/2019 | 10/31/2019 | COOPER AMBULATORY OFF-SITES |  |  | Breast Center | WOT00000003464322 | ROXANNE BERGER | Performance Verification | Closed | Josh Harris | 10/31/2019 | 10/31/2019 | Performance Verification for PHILIPS MEDICAL SYSTEMS 11182608 US42777857 | Initial Install of Performance Verification. Device is ready for patient use. |  |  | 10/31/2019 | 10/31/2019
|  | PHILIPS MEDICAL SYSTEMS | SURESIGNS VS4 | MONITOR, VITAL SIGNS | US42777853 | COOPER CANCER CENTER-MULTIDISCIPLINARY CLINIC | MD Anderson Cancer Center |  |  | 10/31/2019 |  | 10/31/26 |  |  | NO | YES |  |  |  |  | PHILIPS MEDICAL SYSTEMS 11182600 US42777853 |  |  | Active |  | 00:09:FB:15:F5:AA |  | Alarm | PAAR:00-PVAR | 10/31/2019 | 10/31/2019 | COOPER AMBULATORY OFF-SITES |  |  | Breast Center | WOT00000003464318 | ROXANNE BERGER | Performance Verification | Closed | Josh Harris | 10/31/2019 | 10/31/2019 | Performance Verification for PHILIPS MEDICAL SYSTEMS 11182600 US42777853 | Initial Install of Performance Verification. Device is ready for patient use. |  |  | 10/31/2019 | 10/31/2019
|  | PHILIPS MEDICAL SYSTEMS | SURESIGNS VS4 | MONITOR, VITAL SIGNS | US42777845 | COOPER CANCER CENTER-MULTIDISCIPLINARY CLINIC | MD Anderson Cancer Center |  |  | 10/31/2019 |  | 10/31/26 |  |  | NO | YES |  |  |  |  | PHILIPS MEDICAL SYSTEMS 11182601 US42777845 |  |  | Active |  | 00:09:FB:15:F6:16 |  | Alarm | PAAR:00-PVAR | 10/31/2019 | 10/31/2019 | COOPER AMBULATORY OFF-SITES |  |  | Breast Center | WOT00000003464320 | ROXANNE BERGER | Performance Verification | Closed | Josh Harris | 10/31/2019 | 10/31/2019 | Performance Verification for PHILIPS MEDICAL SYSTEMS 11182601 US42777845 | Initial Install of Performance Verification. Device is ready for patient use. |  |  | 10/31/2019 | 10/31/2019
|  | PHILIPS MEDICAL SYSTEMS | SURESIGNS VS4 | MONITOR, VITAL SIGNS | US42777840 | VOORHEES SURGERY CENTER-HEM/ONC | 900 Centennial Blvd | 2 New Suite |  | 10/31/2019 |  | 10/31/26 |  |  | NO | YES |  |  |  |  | PHILIPS MEDICAL SYSTEMS 11182605 US42777840 |  |  | Active |  | 00:09:FB:15:F6:89 |  | Alarm | PAAR:00-PVAR | 10/31/2019 | 10/31/2019 | COOPER AMBULATORY OFF-SITES |  |  | Performance Verification | WOT00000003464391 | MEGAN MCCAFFERTY | Performance Verification | Closed | Kirk Lis | 10/31/2019 | 10/31/2019 | Performance Verification for PHILIPS MEDICAL SYSTEMS 11182605 US42777840 | Initial Install of Performance Verification. Device is ready for patient use. |  |  | 10/31/2019 | 10/31/2019
|  | PHILIPS MEDICAL SYSTEMS | SURESIGNS VS4 | MONITOR, VITAL SIGNS | US42777841 | COOPER CANCER CENTER | MD Anderson Cancer Center |  |  | 10/31/2019 |  | 10/31/26 |  |  | NO | YES |  |  |  |  | PHILIPS MEDICAL SYSTEMS 11182604 US42777841 |  |  | Active |  | 00:09:FB:15:F5:1B |  | Alarm | PAAR:00-PVAR | 10/31/2019 | 10/31/2019 | COOPER AMBULATORY OFF-SITES |  |  | Performance Verification | WOT00000003464401 | COLLEEN TEGELER | Performance Verification | Closed | Josh Harris | 10/31/2019 | 10/31/2019 | Performance Verification for PHILIPS MEDICAL SYSTEMS 11182604 US42777841 | Initial Install of Performance Verification. Device is ready for patient use. |  |  | 10/31/2019 | 10/31/2019
|  | PHILIPS MEDICAL SYSTEMS | SURESIGNS VS4 | MONITOR, VITAL SIGNS | US42777852 | COOPER CANCER CENTER-COOPER DAY-CHEMO | MD Anderson Cancer Center |  |  | 10/31/2019 |  | 10/31/26 |  |  | NO | YES |  |  |  |  | PHILIPS MEDICAL SYSTEMS 11182603 US42777852 |  |  | Active |  | 00:09:FB:15:F6:29 |  | Alarm | PAAR:00-PVAR | 10/31/2019 | 10/31/2019 | COOPER AMBULATORY OFF-SITES |  |  | Infusion | WOT00000003464286 | Bonnie Aichroch | Performance Verification | Closed | Josh Harris | 10/31/2019 | 10/31/2019 | Performance Verification for PHILIPS MEDICAL SYSTEMS 11182603 US42777852 | Initial Install of Performance Verification. Device is ready for patient use. |  |  | 10/31/2019 | 10/31/2019
|  | PHILIPS MEDICAL SYSTEMS | SURESIGNS VS4 | MONITOR, VITAL SIGNS | US42777854 | WILLINGBORO HEMATOLOGY/ONCOLOGY | 1000 Salem Rd |  |  | 10/31/2019 |  | 10/31/26 |  |  | NO | YES |  |  |  |  | PHILIPS MEDICAL SYSTEMS 11182602 US42777854 |  |  | Active |  | 00:09:FB:15:F6:1F |  | Alarm | PAAR:00-PVAR | 10/31/2019 | 10/31/2019 | COOPER AMBULATORY OFF-SITES |  |  | Performance Verification | WOT00000003464408 | ANN DENTON | Performance Verification | Closed | Josh Harris | 10/31/2019 | 10/31/2019 | Performance Verification for PHILIPS MEDICAL SYSTEMS 11182602 US42777854 | Initial Install of Performance Verification. Device is ready for patient use. |  |  | 10/31/2019 | 10/31/2019
|  | PHILIPS MEDICAL SYSTEMS | SURESIGNS VS4 | MONITOR, VITAL SIGNS | US42777848 | COOPER CANCER CENTER-MULTIDISCIPLINARY CLINIC | MD Anderson Cancer Center |  |  | 10/31/2019 |  | 10/31/26 |  |  | NO | YES |  |  |  |  | PHILIPS MEDICAL SYSTEMS 11182598 US42777848 |  |  | Active |  | 00:09:FB:15:F6:20 |  | Alarm | PAAR:00-PVAR | 10/31/2019 | 10/31/2019 | COOPER AMBULATORY OFF-SITES |  |  | Breast Center | WOT00000003464316 | ROXANNE BERGER | Performance Verification | Closed | Josh Harris | 10/31/2019 | 10/31/2019 | Performance Verification for PHILIPS MEDICAL SYSTEMS 11182598 US42777842 | Initial Install of Performance Verification. Device is ready for patient use. |  |  | 10/31/2019 | 10/31/2019
|  | PHILIPS MEDICAL SYSTEMS | SURESIGNS VS4 | MONITOR, VITAL SIGNS | US42777842 | VOORHEES SURGERY CENTER-HEM/ONC | 900 Centennial Blvd | 2 New Suite |  | 10/31/2019 |  | 10/31/26 |  |  | NO | YES |  |  |  |  | PHILIPS MEDICAL SYSTEMS 11182599 US42777842 |  |  | Active |  | 00:09:FB:15:F5:4C |  | Alarm | PAAR:00-PVAR | 10/31/2019 | 10/31/2019 | COOPER AMBULATORY OFF-SITES |  |  | Performance Verification | WOT00000003464389 | MEGAN MCCAFFERTY | Performance Verification | Closed | Kirk Lis | 10/31/2019 | 10/31/2019 | Performance Verification for PHILIPS MEDICAL SYSTEMS 11182599 US42777842 | Initial Install of Performance Verification. Device is ready for patient use. |  |  | 10/31/2019 | 10/31/2019
|  | PHILIPS MEDICAL SYSTEMS | SURESIGNS VSI | MONITOR, VITAL SIGNS | CN21211287 | AUDUBON URGENT CARE | 318 S White Horse Pike |  |  | 03/27/2012 |  | 3/27/19 |  |  | NO | YES |  |  |  |  | PHILIPS MEDICAL SYSTEMS 10505100 CN21211287 |  |  | Active |  | 00:09:FB:13:53:54 |  | Alarm | PAAR:00-PVAR | 11/02/2019 |  | COOPER AMBULATORY OFF-SITES |  |  | MOVES |  | MELISSA PORTOBANCO
|  | PHILIPS MEDICAL SYSTEMS | SURESIGNS VSI | MONITOR, VITAL SIGNS | CN42722574 | COOPER PRIMARY CARE | 20 S Black Horse Pike |  |  | 02/05/2016 |  | 2/5/23 |  |  | NO | YES |  |  |  |  | PHILIPS MEDICAL SYSTEMS 10480151 CN42722574 |  |  | Active |  | 00:09:FB:13:F6:30 |  | Alarm | PAAR:00-PVAR | 10/31/2019 |  | COOPER AMBULATORY OFF-SITES |  |  | RUNNEMEDE |  | CINDY PATTEN
|  | PHILIPS MEDICAL SYSTEMS | SURESIGNS VSI | MONITOR, VITAL SIGNS | CN42722573 |  | 2001 Route 70 East | [7 empty] | NO | YES
|  | PHILIPS MEDICAL SYSTEMS | SURESIGNS VSI | MONITOR, VITAL SIGNS | CN21204525 |  | 2001 Route 70 East | [7 empty] | NO | YES
|  | PROTOCOL SYSTEMS, INC. | PROPAQ ENCORE | MONITOR, VITAL SIGNS | DA001915 | BRACE ROAD-CARDIOLOGY | 1210 Brace Rd | Heart Institute |  | 01/01/1900 |  |  |  |  | NO | YES |  |  |  |  | PROTOCOL SYSTEMS, INC. 10366014 DA001915 |  |  | Active |  | 11:11:11:11:11:11 |  | Alarm | 1Y:00-MFG | 05/06/2019 | 05/01/2020 | COOPER AMBULATORY OFF-SITES |  |  | TESTING 4 |  | Beth Mook
|  | PROTOCOL SYSTEMS, INC. | PROPAQ ENCORE 202EL | MONITOR, VITAL SIGNS | DAOO4866 | SHORT PROCEDURE UNIT | Kelemen |  |  | 04/01/2008 |  | 4/1/15 |  |  | NO | YES |  |  |  |  | PROTOCOL SYSTEMS, INC. 10367445 DAOO4866 |  |  | Active |  | 11:11:11:11:11:11 |  | Alarm | 1Y:00-MFG | 06/06/2019 | 06/01/2020 | COOPER UNIVERSITY HOSPITAL |  |  | SPU/5N |  | Lisa Geoghegan
|  | PROTOCOL SYSTEMS, INC. | PROPAQ ENCORE 202EL | MONITOR, VITAL SIGNS | DA004928 | SHORT PROCEDURE UNIT | Kelemen |  |  | 01/01/1900 |  |  |  |  | NO | YES |  |  |  |  | PROTOCOL SYSTEMS, INC. 10366489 DA004928 |  |  | Active |  | 11:11:11:11:11:11 |  | Alarm | 1Y:00-MFG | 06/27/2019 | 06/01/2020 | COOPER UNIVERSITY HOSPITAL |  |  | SDS KEL 514 |  | Lisa Geoghegan
|  | PROTOCOL SYSTEMS, INC. | PROPAQ ENCORE 206EL | MONITOR, VITAL SIGNS |  | TRAUMA ADMIT HELIPAD | Kelemen | HP |  | 11/10/2005 |  | 11/10/12 |  |  | NO | YES |  |  |  |  | WELCH ALLYN, INC. 10368934 05314007 |  |  | Active |  | 99:99:99:99:99:99 |  | Alarm | 1Y:00-MFG | 02/21/2019 | 02/01/2020 | COOPER UNIVERSITY HOSPITAL |  |  | 6 FL STOREAGE RM |  | Diane Floyd
|  | PROTOCOL SYSTEMS, INC. | PROPAQ ENCORE 206EL | MONITOR, VITAL SIGNS | DA026282 | BRACHFIELD MEDICAL ASSOCIATES-MEDICINE | 218 Sunset Rd |  |  | 06/08/2004 |  | 6/8/11 |  |  | NO | YES |  |  |  |  | WELCH ALLYN, INC. 10367041 DA026282 |  |  | Active |  | 99:99:99:99:99:99 |  | Alarm | 1Y:00-MFG | 06/07/2019 | 06/01/2020 | COOPER AMBULATORY OFF-SITES |  |  | CARDIOLOGY - ECHO LAB |  | CATHY CRAWFORD
|  | PROTOCOL SYSTEMS, INC. | PROPAQ ENCORE 206EL | MONITOR, VITAL SIGNS | DA001914 | TRAUMA ICU | Kelemen | HP |  | 01/01/1996 |  | 1/1/03 |  |  | NO | YES |  |  |  |  | PROTOCOL SYSTEMS, INC. 10357245 DA001914 |  |  | Active |  | 11:11:11:11:11:11 |  | Alarm | 1Y:00-MFG | 02/26/2019 | 02/01/2020 | COOPER UNIVERSITY HOSPITAL |  |  | HELIPAD |  | Diane Floyd
|  | PROTOCOL SYSTEMS, INC. | PROPAQ ENCORE 206EL | MONITOR, VITAL SIGNS | DA026430 | VOORHEES SURGERY CENTER-OPERATING ROOM | 900 Centennial Blvd | Suite E |  | 01/01/1900 |  |  |  |  | NO | YES |  |  |  |  | WELCH ALLYN, INC. 10346719 DA026430 |  |  | Active |  | 99:99:99:99:99:99 |  | Alarm | 1Y:00-MFG | 04/16/2019 | 04/01/2020 | COOPER AMBULATORY OFF-SITES |  |  | PACU Crash Carts & Stretchers |  | JENNIFER BOMBARO
|  | WELCH ALLYN, INC. | 300 SERIES | MONITOR, VITAL SIGNS | JA036742 | VOORHEES SURGERY CENTER-HEM/ONC | 900 Centennial Blvd | Suite M |  | 10/16/2006 |  | 10/16/13 |  |  | NO | YES |  |  |  |  | WELCH ALLYN, INC. 10344927 JA036742 |  |  | Active |  | 99:99:99:99:99:99 |  | Equipment | PAAR:00-PVAR | 10/31/2019 |  | COOPER AMBULATORY OFF-SITES |  |  | SUITE M, infusion ctr |  | MEGAN MCCAFFERTY
|  | WELCH ALLYN, INC. | 300 SERIES | MONITOR, VITAL SIGNS | JA044568 | VOORHEES SURGERY CENTER-HEM/ONC | Kelemen |  |  | 10/16/2006 |  | 10/16/13 |  |  | NO | YES |  |  |  |  | WELCH ALLYN, INC. 10344764 JA044568 |  |  | Active |  | 99:99:99:99:99:99 | [5 empty] | COOPER AMBULATORY OFF-SITES |  |  | SUITE M
|  | WELCH ALLYN, INC. | 420 SERIES | MONITOR, VITAL SIGNS |  | CHERRY HILL SPECIALITY HUB | 1935 NJ-70 |  |  | 04/28/2017 |  | 4/28/24 |  |  | NO | YES |  |  |  |  | WELCH ALLYN, INC. 10732021 200310817 |  |  | Active |  | 99:99:99:99:99:99 |  | Alarm | PAAR:00-PVAR | 10/31/2019 |  | COOPER AMBULATORY OFF-SITES |  |  |  | 0012052783 | APRIL DIXON | Performance Verification | Closed | Kirk Lis | 08/21/2017 | 08/21/2017 | INCOMING INVENTORY | DEVICE INVENTORIED | 1703DE62-0637-4742-BA17-A993368846F0 | Labor | 08/21/2017 | 08/21/2017 | Bonnie Aichroth
|  | WELCH ALLYN, INC. | 420 SERIES | MONITOR, VITAL SIGNS |  | CHERRY HILL SPECIALITY HUB | 1935 NJ-70 |  |  | 04/28/2017 |  | 4/28/24 |  |  | NO | YES |  |  |  |  | WELCH ALLYN, INC. 10732023 200310158 |  |  | Active |  | 99:99:99:99:99:99 |  | Alarm | PAAR:00-PVAR | 10/31/2019 |  | COOPER AMBULATORY OFF-SITES |  |  |  | 0012052777 | APRIL DIXON | Performance Verification | Closed | Kirk Lis | 08/21/2017 | 08/21/2017 | INCOMING INVENTORY | DEVICE INVENTORIED | 999425E8-2408-410D-AF2B-DE6BDDFEC195 | Labor | 08/21/2017 | 08/21/2017 | Bonnie Aichroth
|  | WELCH ALLYN, INC. | 52000 SERIES | MONITOR, VITAL SIGNS |  | MARLTON-DERMATOLOGY | 10000 Sagemore Dr - Marlton |  |  | 01/01/1900 |  |  |  |  | NO | YES |  |  |  |  | WELCH ALLYN, INC. 10366108 9801471 |  |  | Active |  | 99:99:99:99:99:99 |  | Alarm | PAAR:00-PVAR | 11/02/2019 |  | COOPER AMBULATORY OFF-SITES |  |  | HALLWAY CRASH CART |  | MICHELE CANALE
|  | WELCH ALLYN, INC. | 52000 SERIES | MONITOR, VITAL SIGNS |  | 3 COOPER-PEDIATRICS | 3 Cooper |  |  | 01/01/2009 |  | 1/1/16 |  |  | NO | YES |  |  |  |  | WELCH ALLYN, INC. 10345664 9804288 |  |  | Active |  | 99:99:99:99:99:99 |  | Alarm | PAAR:00-PVAR | 11/02/2019 |  | COOPER AMBULATORY OFF-SITES |  |  | SUITE 200 - Exam 209 | WOT00000000824217 | MAUREEN OBRIEN | Repair | Closed | Stephen Zubrzycki | 04/26/2018 | 10/30/2018 | When you hit starts it pumps then shuts off, start button hard to push | Analyzed unit. Replaced battery and VPO | EXP0494935 | Parts |  |  | Stephen Zubrzycki
|  | WELCH ALLYN, INC. | PROPAQ ENCORE 204EL | MONITOR, VITAL SIGNS |  | KELEMEN N6 | Kelemen |  |  | 12/28/2005 |  | 12/28/12 |  |  | NO | YES |  |  |  |  | WELCH ALLYN, INC. 10360498 04124001 |  |  | Active |  | 11:11:11:11:11:11 |  | Alarm | 1Y:00-MFG | 08/16/2019 | 08/01/2020 | COOPER UNIVERSITY HOSPITAL |  |  | PEDS/6N TREATMENT RM |  | Susan Cannon
|  | WELCH ALLYN, INC. | SPOT VITAL SIGNS 420 SERIES | MONITOR, VITAL SIGNS |  | RIPPA CENTER-OB/GYN | 6100 Main St |  |  | 11/02/2019 |  | 11/2/26 |  |  | NO | YES |  |  |  |  | WELCH ALLYN, INC. 210337344 Not Known |  |  | Active |  | 99:99:99:99:99:99 |  | Equipment | PAAR:00-PVAR | 11/02/2019 | 11/02/2019 | COOPER AMBULATORY OFF-SITES |  |  | exam 3 |  | PATRICIA HUFF |  |  |  | 11/02/2019 | 11/02/2019 |  |  |  |  | 11/02/2019 | 11/02/2019
|  | WELCH ALLYN, INC. | SPOT VITAL SIGNS 420 SERIES | MONITOR, VITAL SIGNS | NOT KNOWN | BONE & JOINT NEWTOWN SQUARE | 3740 West Chester Pike |  |  | 10/31/2019 |  | 10/31/26 |  |  | NO | YES |  |  |  |  | WELCH ALLYN, INC. 11222170 NOT KNOWN |  |  | Active |  |  |  | Alarm | PAAR:00-PVAR | 10/31/2019 | 10/31/2019 | COOPER AMBULATORY OFF-SITES |  |  | Performance Verification | WOT00000001958615 | IVETTE ORTOLAZA | Performance Verification | Closed | Richard Jolly | 10/31/2019 | 10/31/2019 | Performance Verification for WELCH ALLYN, INC. 11222170 NOT KNOWN | Initial Install of Performance Verification. Device is ready for patient use. |  |  | 10/31/2019 | 10/31/2019
|  | WELCH ALLYN, INC. | SPOT VITAL SIGNS 420 SERIES | MONITOR, VITAL SIGNS |  | BRACHFIELD MEDICAL ASSOCIATES-MEDICINE | 218 Sunset Rd |  |  | 01/01/1900 |  |  |  |  | NO | YES |  |  |  |  | WELCH ALLYN, INC. 10367051 200413665 |  |  | Active |  | 99:99:99:99:99:99 |  | Equipment | PAAR:00-PVAR | 11/02/2019 |  | COOPER AMBULATORY OFF-SITES |  |  | 104B |  | CATHY CRAWFORD
|  | WELCH ALLYN, INC. | SPOT VITAL SIGNS 420 SERIES | MONITOR, VITAL SIGNS |  | 3 COOPER - SURGERY DEPARTMENT | 3 Cooper |  |  | 10/31/2019 |  | 10/31/26 |  |  | NO | YES |  |  |  |  | WELCH ALLYN, INC. 30225058 201630847 |  |  | Active |  | 99:99:99:99:99:99 |  | Equipment | PAAR:00-PVAR | 10/31/2019 | 10/31/2019 | COOPER AMBULATORY OFF-SITES |  |  | Suite 403 - Moves | 0011491213 | ANNE MAIER | Performance Verification | Closed | Bonnie Aichroth | 10/31/2019 | 10/31/2019 | INCOMING INVENTORY | DEVICE INVENTORIED | C1AAEFFE-9406-45B2-BCCA-9042DC87D3D8 | Labor | 10/31/2019 | 10/31/2019 | Bonnie Aichroth
|  | WELCH ALLYN, INC. | SPOT VITAL SIGNS 420 SERIES | MONITOR, VITAL SIGNS |  | RIPPA CENTER-OB/GYN | 6100 Main St |  |  | 09/16/2013 |  | 9/16/20 |  |  | NO | YES |  |  |  |  | WELCH ALLYN, INC. 10256240 201313043 |  |  | Active |  | 99:99:99:99:99:99 |  | Equipment | PAAR:00-PVAR | 11/02/2019 |  | COOPER AMBULATORY OFF-SITES |  |  | EXAM 5 |  | PATRICIA HUFF
|  | WELCH ALLYN, INC. | SPOT VITAL SIGNS 4200B | MONITOR, VITAL SIGNS |  | 6017 MAIN ST-BARIATRIC | 6017 Main St |  |  | 10/31/2019 |  | 10/31/26 |  |  | NO | YES |  |  |  |  | WELCH ALLYN, INC. 11239316 21201810749 |  |  | Active |  |  |  | Alarm | PAAR:00-PVAR | 10/31/2019 | 10/31/2019 | COOPER AMBULATORY OFF-SITES |  |  | Performance Verification | WOT00000001945139 | CHRISTINE CASTAGNA | Service Request | Closed | Kirk Lis | 10/31/2019 | 10/31/2019 | new dinamap needs safety check and tagged | INVENTORIED NEW EQUIPMENT | EXP2045538 | Labor | 10/31/2019 | 10/31/2019 | Kirk Lis
|  | WELCH ALLYN, INC. | SPOT VITAL SIGNS 4200B | MONITOR, VITAL SIGNS |  | ORTHOPEDICS | 525 NJ-73 |  |  | 10/31/2019 |  | 10/31/26 |  |  | NO | YES |  |  |  |  | WELCH ALLYN, INC. 11239298 21201810748 |  |  | Active |  | 99:99:99:99:99:99 |  | Alarm | PAAR:00-PVAR | 10/31/2019 | 10/31/2019 | COOPER AMBULATORY OFF-SITES |  |  | Evesham Road | WOT00000001799363 | JOAN STEAD | Service Request | Closed | Kirk Lis | 10/31/2019 | 10/31/2019 | 3 New Vital Signs/Blood Pressure Machines - check and tag | INVENTORIED NEW EQUIPMENT | EXP1840924 | Labor | 10/31/2019 | 10/31/2019 | Kirk Lis
|  | WELCH ALLYN, INC. | SPOT VITAL SIGNS 4200B | MONITOR, VITAL SIGNS |  | 401 KINGS HIGHWAY - ORTHOPEDICS | 401 Kings Hwy South |  |  | 10/31/2019 |  | 10/31/26 |  |  | NO | YES |  |  |  |  | WELCH ALLYN, INC. 11239296 201736100 |  |  | Active |  | 99:99:99:99:99:99 |  | Alarm | PAAR:00-PVAR | 10/31/2019 | 10/31/2019 | COOPER AMBULATORY OFF-SITES |  |  |  | WOT00000001797829 | HELEN BOYLE | Service Request | Closed | Kirk Lis | 10/31/2019 | 10/31/2019 | new bp machine 2 needs safety check and tag | INVENTORIED NEW EQUIPMENT | EXP1840574 | Labor | 10/31/2019 | 10/31/2019 | Kirk Lis
|  | WELCH ALLYN, INC. | SPOT VITAL SIGNS 4200B | MONITOR, VITAL SIGNS |  | BRACHFIELD MEDICAL ASSOCIATES-MEDICINE | 218 Sunset Rd |  |  | 11/06/2019 |  | 11/6/26 |  |  | NO | YES |  |  |  |  | WELCH ALLYN, INC. 11200117 21201900214 |  |  | Active |  |  |  | Alarm | PAAR:00-PVAR | 11/06/2019 | 11/06/2019 | COOPER AMBULATORY OFF-SITES |  |  |  | WOT00000004275950 | CATHY CRAWFORD | Performance Verification | Completed | Kirk Lis | 11/06/2019 | 11/06/2019 | Performance Verification for WELCH ALLYN, INC. 11200117 21201900214 | Initial Install of Performance Verification. Device is ready for patient use. |  |  | 11/06/2019 | 11/06/2019
|  | WELCH ALLYN, INC. | SPOT VITAL SIGNS 4200B | MONITOR, VITAL SIGNS |  | COOPER BONE & JOINT- GLASSBORO | 221 Victoria Street |  |  | 10/31/2019 |  | 10/31/26 |  |  | NO | YES |  |  |  |  | WELCH ALLYN, INC. 11135696 (21)201707876 |  |  | Active |  |  |  | Alarm | PAAR:00-PVAR | 10/31/2019 | 10/31/2019 | COOPER AMBULATORY OFF-SITES |  |  | Moves | WOT00000002376540 | COURTNEY BUDD | Performance Verification | Closed | Josh Harris | 10/31/2019 | 10/31/2019 | CEID Record Completion for WELCH ALLYN, INC. 11135696 (21)201707876 | Inventoried Unit. | EXP2482136 | Labor | 10/31/2019 | 10/31/2019 | Josh Harris
|  | WELCH ALLYN, INC. | SPOT VITAL SIGNS 4200B | MONITOR, VITAL SIGNS |  | COOPER BONE & JOINT- GLASSBORO | 221 Victoria Street |  |  | 10/31/2019 |  | 10/31/26 |  |  | NO | YES |  |  |  |  | WELCH ALLYN, INC. 11135697 (21)201707869 |  |  | Active |  |  |  | Alarm | PAAR:00-PVAR | 10/31/2019 | 10/31/2019 | COOPER AMBULATORY OFF-SITES |  |  | Moves | WOT00000002376541 | COURTNEY BUDD | Performance Verification | Closed | Josh Harris | 10/31/2019 | 10/31/2019 | Performance Verification for WELCH ALLYN, INC. 11135697 (21)201707869 | Initial Install of Performance Verification. Device is ready for patient use. |  |  | 10/31/2019 | 10/31/2019
|  | WELCH ALLYN, INC. | SPOT VITAL SIGNS 4200B | MONITOR, VITAL SIGNS |  | COOPER BONE & JOINT- GLASSBORO | 221 Victoria Street |  |  | 10/31/2019 |  | 10/31/26 |  |  | NO | YES |  |  |  |  | WELCH ALLYN, INC. 11135695 (21)201634558 |  |  | Active |  |  |  | Alarm | PAAR:00-PVAR | 10/31/2019 | 10/31/2019 | COOPER AMBULATORY OFF-SITES |  |  | Moves | WOT00000002376537 | COURTNEY BUDD | Performance Verification | Closed | Josh Harris | 10/31/2019 | 10/31/2019 | Performance Verification for WELCH ALLYN, INC. 11135695 (21)201634558 | Initial Install of Performance Verification. Device is ready for patient use. |  |  | 10/31/2019 | 10/31/2019
|  | WELCH ALLYN, INC. | SPOT VITAL SIGNS 4200B | MONITOR, VITAL SIGNS |  | CHERRY HILL SPECIALITY HUB | 1935 NJ-70 |  |  | 09/28/2017 |  | 9/28/24 |  |  | NO | YES |  |  |  |  | WELCH ALLYN, INC. 10732157 201019176 |  |  | Active |  | 99:99:99:99:99:99 |  | Alarm | PAAR:00-PVAR | 10/31/2019 |  | COOPER AMBULATORY OFF-SITES |  |  |  | 0012501096 | APRIL DIXON | Preventative Maintenance | Closed | Josh Harris | 12/12/2017 | 12/12/2017 | PERFORMANCE ASSURANCE AT INVENTORY | INVENTORIED DEVICE AND ENSURED DEVICE WAS FUNCTIONING PROPERLY. | 80CC37A7-F89A-4990-8257-5D2F80F5587B | Labor | 09/28/2017 | 09/28/2017 | Kirk Lis
|  | WELCH ALLYN, INC. | SPOT VITAL SIGNS 4200B | MONITOR, VITAL SIGNS |  | 3 COOPER-CARDIAC DIAGNOSTIC CENTER | 3 Cooper |  |  | 10/31/2019 |  | 10/31/26 |  |  | NO | YES |  |  |  |  | WELCH ALLYN, INC. 30225122 (21) 201807472 |  |  | Active |  | 99:99:99:99:99:99 |  | Alarm | PAAR:00-PVAR | 10/31/2019 | 10/31/2019 | COOPER AMBULATORY OFF-SITES |  |  | Suite 311 - Moves | WOT00000001263562 | CARLA TRUELL | Performance Verification | Closed | Stephen Zubrzycki | 10/31/2019 | 10/31/2019 | Performance Verification for WELCH ALLYN, INC. 30225122 (21) 201807472 | Initial Install of Performance Verification. Device is ready for patient use. |  |  | 10/31/2019 | 10/31/2019
|  | WELCH ALLYN, INC. | SPOT VITAL SIGNS 4200B-E1 | MONITOR, VITAL SIGNS |  | 401 KINGS HIGHWAY - ORTHOPEDICS | 401 Kings Hwy South |  |  | 10/31/2019 |  | 10/31/26 |  |  | NO | YES |  |  |  |  | WELCH ALLYN, INC. 11239297 21201810751 |  |  | Active |  | 99:99:99:99:99:99 |  | Alarm | PAAR:00-PVAR | 10/31/2019 | 10/31/2019 | COOPER AMBULATORY OFF-SITES |  |  |  | WOT00000001797823 | HELEN BOYLE | Service Request | Closed | Kirk Lis | 10/31/2019 | 10/31/2019 | new bp machine 1 needs safety check and tag | INVENTORIED NEW EQUIPMENT | EXP1840760 | Labor | 10/31/2019 | 10/31/2019 | Kirk Lis
|  | WELCH ALLYN, INC. | SPOT VITAL SIGNS 4200B-E1 | MONITOR, VITAL SIGNS |  | COOPER HAND CENTER AT CHERRY HILL | 1878 Marlton Pike East |  |  | 05/18/2017 |  | 5/18/24 |  |  | NO | YES |  |  |  |  | WELCH ALLYN, INC. 10732054 201703882 |  |  | Active |  | 99:99:99:99:99:99 |  | Alarm | PAAR:00-PVAR | 10/31/2019 |  | COOPER AMBULATORY OFF-SITES |  |  |  | 0012408714 | ALLISON SHARP | Performance Verification | Closed | Josh Harris | 11/16/2017 | 11/16/2017 | INCOMING INVENTORY | DEVICE INVENTORIED | 67C15EAC-DF37-4840-B00E-9370AADFC569 | Labor | 11/16/2017 | 11/16/2017 | Josh Harris
|  | WELCH ALLYN, INC. | SPOT VITAL SIGNS 4200B-E1 | MONITOR, VITAL SIGNS |  | VOORHEES PEDIATRICS | 6400 Main St |  |  | 10/06/2016 |  | 10/6/23 |  |  | NO | YES |  |  |  |  | WELCH ALLYN, INC. 10505123 21201630169 |  |  | Active |  | 99:99:99:99:99:99 |  | Alarm | PAAR:00-PVAR | 10/31/2019 |  | COOPER AMBULATORY OFF-SITES |  |  | 6400 MAIN STREET | 0011073466 | MAUREEN OBRIEN | Performance Verification | Closed | Bonnie Aichroth | 01/20/2017 | 01/20/2017 | INCOMING INVENTORY | DEVICE INVENTORIED | 8470D55D-C91E-4E99-9A25-74A19A64CA7B | Labor | 01/20/2017 | 01/20/2017 | Bonnie Aichroth
|  | WELCH ALLYN, INC. | SPOT VITAL SIGNS 420TB | MONITOR, VITAL SIGNS |  | ORTHOPEDICS | 525 NJ-73 |  |  | 02/14/2018 |  | 2/14/25 |  |  | NO | YES |  |  |  |  | WELCH ALLYN, INC. 10732244 200310547 |  |  | Active |  | 99:99:99:99:99:99 |  | Alarm | PAAR:00-PVAR | 10/31/2019 |  | COOPER AMBULATORY OFF-SITES |  |  |  | WOT00000000552102 | JOAN STEAD | Performance Verification | Closed | Kirk Lis | 02/19/2018 | 05/30/2019 | CEID Record Completion for WELCH ALLYN, INC. 10732244 200310547 | inventoried equipment | EXP0143291 | Labor | 02/14/2018 | 02/14/2018 | Kirk Lis
|  | WELCH ALLYN, INC. | SPOT VITAL SIGNS 42NTB | MONITOR, VITAL SIGNS |  | MULTI SPECIALTY CARE AT MARLTON | 701 NJ-73 |  |  | 06/09/2017 |  | 6/9/24 |  |  | NO | YES |  |  |  |  | WELCH ALLYN, INC. 10732094 201705097 |  |  | Active |  | 99:99:99:99:99:99 |  | Equipment | PAAR:00-PVAR | 10/31/2019 |  | COOPER AMBULATORY OFF-SITES |  |  |  | 0011910845 | SUSAN MAKO | Performance Verification | Closed | Bonnie Aichroth | 07/19/2017 | 07/19/2017 | INCOMING INVENTORY | DEVICE INVENTORIED | 2DF09ADA-6792-4A01-9CC2-710CC87A5E1F | Labor | 07/19/2017 | 07/19/2017 | Bonnie Aichroth
|  | WELCH ALLYN, INC. | SPOT VITAL SIGNS 42NTB | MONITOR, VITAL SIGNS |  | MULTI SPECIALTY CARE AT MARLTON | 701 NJ-73 |  |  | 06/09/2017 |  | 6/9/24 |  |  | NO | YES |  |  |  |  | WELCH ALLYN, INC. 10732082 201705095 |  |  | Active |  | 99:99:99:99:99:99 |  | Equipment | PAAR:00-PVAR | 10/31/2019 |  | COOPER AMBULATORY OFF-SITES |  |  |  | 0011910847 | SUSAN MAKO | Performance Verification | Closed | Bonnie Aichroth | 07/19/2017 | 07/19/2017 | INCOMING INVENTORY | DEVICE INVENTORIED | 07B65920-B0E1-4D4F-8590-2AA0ED570B87 | Labor | 07/19/2017 | 07/19/2017 | Bonnie Aichroth
|  | WELCH ALLYN, INC. | SPOT VITAL SIGNS 42NTB | MONITOR, VITAL SIGNS |  | CINNAMINSON URGENT CARE | 195 US-130 |  |  | 05/12/2017 |  | 5/12/24 |  |  | NO | YES |  |  |  |  | WELCH ALLYN, INC. 10732048 201703520 |  |  | Active |  | 99:99:99:99:99:99 |  | Equipment | PAAR:00-PVAR | 10/31/2019 |  | COOPER AMBULATORY OFF-SITES |  |  |  | 0011656716 | MELISSA PORTOBANCO | Performance Verification | Closed | Bonnie Aichroth | 05/23/2017 | 05/23/2017 | INCOMING INVENTORY | DEVICE INVENTORIED | 5EF477D5-DEAF-41FB-AD6C-D3C0E5E4E1DC | Labor | 05/23/2017 | 05/23/2017 | Bonnie Aichroth
|  | WELCH ALLYN, INC. | SPOT VITAL SIGNS 42NTB | MONITOR, VITAL SIGNS |  | CINNAMINSON URGENT CARE | 195 US-130 |  |  | 05/12/2017 |  | 5/12/24 |  |  | NO | YES |  |  |  |  | WELCH ALLYN, INC. 10732047 201703516 |  |  | Active |  | 99:99:99:99:99:99 |  | Equipment | PAAR:00-PVAR | 10/31/2019 |  | COOPER AMBULATORY OFF-SITES |  |  |  | 0011656725 | MELISSA PORTOBANCO | Performance Verification | Closed | Bonnie Aichroth | 05/23/2017 | 05/23/2017 | INCOMING INVENTORY | DEVICE INVENTORIED | 8E34A956-029D-4F75-B46F-40BAEC5F7200 | Labor | 05/23/2017 | 05/23/2017 | Bonnie Aichroth
|  | WELCH ALLYN, INC. | SPOT VITAL SIGNS LXI SERIES | MONITOR, VITAL SIGNS |  | RIPPA CENTER-OB/GYN | 6100 Main St |  |  | 11/02/2019 |  | 11/2/26 |  |  | NO | YES |  |  |  |  | WELCH ALLYN, INC. 210337349 201312896 |  |  | Active |  | 99:99:99:99:99:99 |  | Equipment | PAAR:00-PVAR | 11/02/2019 | 11/02/2019 | COOPER AMBULATORY OFF-SITES |  |  | OB/GYN EXAM 11 |  | PATRICIA HUFF |  |  |  | 11/02/2019 | 11/02/2019 |  |  |  |  | 11/02/2019 | 11/02/2019
|  | WELCH ALLYN, INC. | SPOT VITAL SIGNS LXI SERIES | MONITOR, VITAL SIGNS | JA036741 | VOORHEES SURGERY CENTER-HEM/ONC | 900 Centennial Blvd | Suite M |  | 11/02/2019 |  | 11/2/26 |  |  | NO | YES |  |  |  |  | WELCH ALLYN, INC. 11200022 JA036741 |  |  | Active |  | 99:99:99:99:99:99 |  | Equipment | PAAR:00-PVAR | 11/02/2019 | 11/02/2019 | COOPER AMBULATORY OFF-SITES |  |  | SUITE M INFUSION CTR |  | MEGAN MCCAFFERTY |  |  |  | 11/02/2019 | 11/02/2019 |  |  |  |  | 11/02/2019 | 11/02/2019
|  | WELCH ALLYN, INC. | SPOT VITAL SIGNS LXI SERIES | MONITOR, VITAL SIGNS |  |  | 3 Cooper |  |  | 10/31/2019 |  | 10/31/26 |  |  | NO | YES |  |  |  |  | WELCH ALLYN, INC. 11187530 (21)201811158 |  |  | Active |  | 99:99:99:99:99:99 |  | Equipment | PAAR:00-PVAR | 10/31/2019 | 10/31/2019 | COOPER AMBULATORY OFF-SITES |  |  | Suite 215/220 - Moves | WOT00000001731102 | NANCY LOUIS | Performance Verification | Closed | Stephen Zubrzycki | 10/31/2019 | 10/31/2019 | CEID Record Completion for WELCH ALLYN, INC. 11187530 (21)201811158 | Inventoried unit and VPO | EXP1765516 | Labor | 10/31/2019 | 10/31/2019 | Stephen Zubrzycki
|  | WELCH ALLYN, INC. | SPOT VITAL SIGNS LXI SERIES | MONITOR, VITAL SIGNS | JA036540 | WILLINGBORO HEMATOLOGY/ONCOLOGY | 1000 Salem Rd |  |  | 10/10/2006 |  | 10/10/13 |  |  | NO | YES |  |  |  |  | WELCH ALLYN, INC. 10367234 JA036540 |  |  | Active |  | 99:99:99:99:99:99 |  | Equipment | PAAR:00-PVAR | 11/02/2019 |  | COOPER AMBULATORY OFF-SITES |  |  | INFUSION RM |  | ANN DENTON
|  | WELCH ALLYN, INC. | SPOT VITAL SIGNS LXI SERIES | MONITOR, VITAL SIGNS |  | BURLINGTON OB/GYN | 651 John F Kennedy Way |  |  | 01/01/1900 |  |  |  |  | NO | YES |  |  |  |  | WELCH ALLYN, INC. 10366238 Not Known |  |  | Active |  | 99:99:99:99:99:99 |  | Equipment | PAAR:00-PVAR | 11/02/2019 |  | COOPER AMBULATORY OFF-SITES |  |  | Exam 7 |  | Carey Myers
|  | WELCH ALLYN, INC. | SPOT VITAL SIGNS LXI SERIES | MONITOR, VITAL SIGNS | Not Known | PRINCETON-OB/GYN | 10 Forrestal Rd S |  |  | 01/01/1900 |  |  |  |  | NO | YES |  |  |  |  | WELCH ALLYN, INC. 10366221 Not Known |  |  | Disposition |  |  |  | Equipment | PAAR:00-PVAR | 11/02/2019 |  | COOPER AMBULATORY OFF-SITES |  |  | NST |  | LINDA CARON
|  | WELCH ALLYN, INC. | SPOT VITAL SIGNS LXI SERIES | MONITOR, VITAL SIGNS |  | BURLINGTON OB/GYN | 1900 Mount Holly Rd |  |  | 03/15/2011 |  | 3/15/18 |  |  | NO | YES |  |  |  |  | WELCH ALLYN, INC. 10365986 201017077 |  |  | Active |  | 99:99:99:99:99:99 |  | Equipment | PAAR:00-PVAR | 11/02/2019 |  | COOPER AMBULATORY OFF-SITES |  |  | NURSES STATION | 0012382303 | Carey Myers | Repair | Closed | Kirk Lis | 11/03/2017 | 11/15/2017 | VITALS - ERROR C13 - TMX | 11/3/2017 4:28:05 PM KALIS (KALIS 11/3/2017 12:00 AM) ANALYZED UNIT. REPLACED CUFF AND HOSE ADAPTER FOR TEMPORARY REPAIR. UNIT NEEDS NEW BATTERY 11/15/2017 8:43:05 AM KALIS (KALIS 11/14/2017 12:00 AM) INSTALLED NEW BATTERY AND PERFORMED OVP | 292D57AE-F4A2-4652-8565-FAAAC7AD6E09 | Labor | 11/14/2017 | 11/14/2017 | Kirk Lis
|  | WELCH ALLYN, INC. | SPOT VITAL SIGNS LXI SERIES | MONITOR, VITAL SIGNS |  | NEUROSURGERY VOORHEES | 3 Cooper |  |  | 01/09/2013 |  | 1/9/20 |  |  | NO | YES |  |  |  |  | WELCH ALLYN, INC. 10365818 201216397 |  |  | Active |  | 99:99:99:99:99:99 |  | Equipment | PAAR:00-PVAR | 11/02/2019 |  | COOPER AMBULATORY OFF-SITES |  |  | exam 4 |  | MARITZA NIEVES
|  | WELCH ALLYN, INC. | SPOT VITAL SIGNS LXI SERIES | MONITOR, VITAL SIGNS |  | WOODLYNNE FAMILY MEDICINE | 20 S Black Horse Pike |  |  | 01/01/2000 |  | 1/1/07 |  |  | NO | YES |  |  |  |  | WELCH ALLYN, INC. 10365728 201217140 |  |  | Active |  | 99:99:99:99:99:99 |  | Equipment | PAAR:00-PVAR | 11/02/2019 |  | COOPER AMBULATORY OFF-SITES |  |  | WOODLYNNE | WOT00000002225683 | SHEILA HERNANDEZ | Repair | Closed | Kirk Lis | 02/15/2019 | 02/28/2019 | needs recalibrated - is reading too high | UNIT OPERATED CORRECTLY. COULD NOT DUPLICATE ISSUE | EXP2383084 | Labor | 02/15/2019 | 02/15/2019 | Kirk Lis
|  | WELCH ALLYN, INC. | SPOT VITAL SIGNS LXI SERIES | MONITOR, VITAL SIGNS |  | VOORHEES SURGERY CENTER-PULMONARY | 900 Centennial Blvd | Suite K |  | 08/11/2008 |  | 8/11/15 |  |  | NO | YES |  |  |  |  | WELCH ALLYN, INC. 10356784 200813547 |  |  | Active |  | 99:99:99:99:99:99 |  | Equipment | PAAR:00-PVAR | 11/01/2019 |  | COOPER AMBULATORY OFF-SITES |  |  | Exercise Physiology Lab |  | SUSAN PINE
|  | WELCH ALLYN, INC. | SPOT VITAL SIGNS LXI SERIES | MONITOR, VITAL SIGNS |  |  | 1935 NJ-70 | [7 empty] | NO | YES
|  | WELCH ALLYN, INC. | SPOT VITAL SIGNS LXI SERIES | MONITOR, VITAL SIGNS |  | 3 COOPER - MEDICINE DEPARTMENT | 3 Cooper |  |  | 01/30/2014 |  | 1/30/21 |  |  | NO | YES |  |  |  |  | WELCH ALLYN, INC. 10346807 201317501 |  |  | Active |  | 99:99:99:99:99:99 |  | Equipment | PAAR:00-PVAR | 11/02/2019 |  | COOPER AMBULATORY OFF-SITES |  |  | Suite 215 - Moves |  | NANCY LOUIS
|  | WELCH ALLYN, INC. | SPOT VITAL SIGNS LXI SERIES | MONITOR, VITAL SIGNS |  | VOORHEES UROGYNECOLOGY | 6012 Main St |  |  | 01/01/1900 |  |  |  |  | NO | YES |  |  |  |  | WELCH ALLYN, INC. 10345831 Not Known |  |  | Active |  | 99:99:99:99:99:99 |  | Equipment | PAAR:00-PVAR | 11/02/2019 |  | COOPER AMBULATORY OFF-SITES |  |  | PROCEDURE ROOM |  | Sheronda Coppage-Belt
|  | WELCH ALLYN, INC. | SPOT VITAL SIGNS LXI SERIES | MONITOR, VITAL SIGNS |  | VOORHEES UROGYNECOLOGY | 6012 Main St |  |  | 01/01/1900 |  |  |  |  | NO | YES |  |  |  |  | WELCH ALLYN, INC. 10345829 Not Known |  |  | Active |  | 99:99:99:99:99:99 |  | Equipment | PAAR:00-PVAR | 11/02/2019 |  | COOPER AMBULATORY OFF-SITES |  |  | HALLWAY |  | Sheronda Coppage-Belt
|  | WELCH ALLYN, INC. | SPOT VITAL SIGNS LXI SERIES | MONITOR, VITAL SIGNS |  | VOORHEES CARDIOLOGY | 901 Centennial Blvd | Building 2 |  | 11/14/2012 |  | 11/14/19 |  |  | NO | YES |  |  |  |  | WELCH ALLYN, INC. 10345272 201214466 |  |  | Active |  | 99:99:99:99:99:99 |  | Equipment | PAAR:00-PVAR | 11/02/2019 |  | COOPER AMBULATORY OFF-SITES |  |  | STRESS ECHO LAB |  | KATHY COMO
|  | WELCH ALLYN, INC. | SPOT VITAL SIGNS LXI SERIES | MONITOR, VITAL SIGNS |  | VOORHEES SURGERY CENTER - GYN/ONCOLOGY | 900 Centennial Blvd | Suite M |  | 07/11/2013 |  | 7/11/20 |  |  | NO | YES |  |  |  |  | WELCH ALLYN, INC. 10344759 201308500 |  |  | Active |  | 99:99:99:99:99:99 |  | Equipment | PAAR:00-PVAR | 11/02/2019 |  | COOPER AMBULATORY OFF-SITES |  |  | SUITE M |  | SUE MALTMAN
|  | WELCH ALLYN, INC. | SPOT VITAL SIGNS LXI SERIES | MONITOR, VITAL SIGNS |  | RIPPA CENTER-OB/GYN | 6100 Main St |  |  | 09/16/2013 |  | 9/16/20 |  |  | NO | YES |  |  |  |  | WELCH ALLYN, INC. 10315931 201312893 |  |  | Active |  | 99:99:99:99:99:99 |  | Equipment | PAAR:00-PVAR | 11/01/2019 |  | COOPER AMBULATORY OFF-SITES |  |  | OB/GYN NURSES STAT |  | PATRICIA HUFF
|  | WELCH ALLYN, INC. | SPOT VITAL SIGNS SERIES | MONITOR, VITAL SIGNS |  | 3 COOPER-URBAN DEVELOPMENT | 3 Cooper |  |  | 10/31/2019 |  | 10/31/26 |  |  | NO | YES |  |  |  |  | WELCH ALLYN, INC. 30126088 201518174 |  |  | Active |  | 99:99:99:99:99:99 |  | Equipment | PAAR:00-PVAR | 10/31/2019 | 10/31/2019 | COOPER AMBULATORY OFF-SITES |  |  | SUITE 220 - Moves |  | BRENDA LOPEZ |  |  |  | 10/31/2019 | 10/31/2019 |  |  |  |  | 10/31/2019 | 10/31/2019
|  | WELCH ALLYN, INC. | SPOT VITAL SIGNS SERIES | MONITOR, VITAL SIGNS |  | ORTHOPEDICS | 525 NJ-73 |  |  | 10/31/2019 |  | 10/31/26 |  |  | NO | YES |  |  |  |  | WELCH ALLYN, INC. 11239300 21201811047 |  |  | Active |  | 99:99:99:99:99:99 |  | Equipment | PAAR:00-PVAR | 10/31/2019 | 10/31/2019 | COOPER AMBULATORY OFF-SITES |  |  |  | WOT00000001801776 | JOAN STEAD | Performance Verification | Closed | Kirk Lis | 10/31/2019 | 10/31/2019 | CEID Record Completion for WELCH ALLYN, INC. 11239300 21201811047 | INVENTORIED NEW EQUIPMENT | EXP1841270 | Labor | 10/31/2019 | 10/31/2019 | Kirk Lis
|  | WELCH ALLYN, INC. | SPOT VITAL SIGNS SERIES | MONITOR, VITAL SIGNS |  | ORTHOPEDICS | 525 NJ-73 |  |  | 10/31/2019 |  | 10/31/26 |  |  | NO | YES |  |  |  |  | WELCH ALLYN, INC. 11239299 21201811049 |  |  | Active |  | 99:99:99:99:99:99 |  | Equipment | PAAR:00-PVAR | 10/31/2019 | 10/31/2019 | COOPER AMBULATORY OFF-SITES |  |  |  | WOT00000001801716 | JOAN STEAD | Performance Verification | Closed | Kirk Lis | 10/31/2019 | 10/31/2019 | CEID Record Completion for WELCH ALLYN, INC. 11239299 21201811049 | INVENTORIED NEW EQUIPMENT | EXP1841331 | Labor | 10/31/2019 | 10/31/2019 | Kirk Lis
|  | WELCH ALLYN, INC. | SPOT VITAL SIGNS SERIES | MONITOR, VITAL SIGNS |  | 3 COOPER - MEDICINE DEPARTMENT | 3 Cooper |  |  | 10/31/2019 |  | 10/31/26 |  |  | NO | YES |  |  |  |  | WELCH ALLYN, INC. 11187529 (21)201811156 |  |  | Active |  | 99:99:99:99:99:99 |  | Equipment | PAAR:00-PVAR | 10/31/2019 | 10/31/2019 | COOPER AMBULATORY OFF-SITES |  |  | Suite 215 - Moves | WOT00000001722125 | NANCY LOUIS | Performance Verification | Closed | Stephen Zubrzycki | 10/31/2019 | 10/31/2019 | Performance Verification for WELCH ALLYN, INC. 11187529 (21)201811156 | Initial Install of Performance Verification. Device is ready for patient use. |  |  | 10/31/2019 | 10/31/2019
|  | WELCH ALLYN, INC. | SPOT VITAL SIGNS SERIES | MONITOR, VITAL SIGNS |  | VOORHEES SURGERY CENTER-PULMONARY | 900 Centennial Blvd | Suite K |  | 08/03/2017 |  | 8/3/24 |  |  | NO | YES |  |  |  |  | WELCH ALLYN, INC. 10732134 201514920 |  |  | Active |  | 99:99:99:99:99:99 |  | Equipment | PAAR:00-PVAR | 10/31/2019 |  | COOPER AMBULATORY OFF-SITES |  |  |  | 0012389787 | SUSAN PINE | Preventative Maintenance | Closed | Josh Harris | 11/07/2017 | 11/07/2017 | PERFORMANCE ASSURANCE AT INVENTORY | INVENTORIED DEVICE AND ENSURED DEVICE WAS FUNCTIONING PROPERLY. | 99863A2C-E522-4E21-9AB4-8F06315B59A5 | Labor | 08/03/2017 | 08/03/2017 | Kirk Lis
|  | WELCH ALLYN, INC. | SPOT VITAL SIGNS SERIES | MONITOR, VITAL SIGNS |  | 3 COOPER - SURGERY DEPARTMENT | 3 Cooper |  |  | 02/02/2017 |  | 2/2/24 |  |  | NO | YES |  |  |  |  | WELCH ALLYN, INC. 10649868 201700563 |  |  | Active |  | 99:99:99:99:99:99 |  | Equipment | PAAR:00-PVAR | 10/31/2019 |  | COOPER AMBULATORY OFF-SITES |  |  | Suite 403 - Moves | 0011609293 | ANNE MAIER | Performance Verification | Closed | Bonnie Aichroth | 05/03/2017 | 05/03/2017 | INCOMING INVENTORY | DEVICE INVENTORIED | 6DF4D143-193F-4AE2-BB3F-3B25DF0FD349 | Labor | 05/03/2017 | 05/03/2017 | Bonnie Aichroth
|  | WELCH ALLYN, INC. | SPOT VITAL SIGNS SERIES | MONITOR, VITAL SIGNS |  | 3 COOPER - SURGERY DEPARTMENT | 3 Cooper |  |  | 10/31/2019 |  | 10/31/26 |  |  | NO | YES |  |  |  |  | WELCH ALLYN, INC. 30280033 201704959 |  |  | Active |  | 99:99:99:99:99:99 |  | Equipment | PAAR:00-PVAR | 10/31/2019 | 10/31/2019 | COOPER AMBULATORY OFF-SITES |  |  | Suite 300 - Moves | 0012411374 | ANNE MAIER | Preventative Maintenance | Closed | Josh Harris | 10/31/2019 | 10/31/2019 | PERFORMANCE ASSURANCE AT INVENTORY | INVENTORIED DEVICE AND ENSURED DEVICE WAS FUNCTIONING PROPERLY. | 1DED44C0-BCA6-4C20-AE28-5AFD4857D96A | Labor | 10/31/2019 | 10/31/2019 | Stephen Zubrzycki
|  | WELCH ALLYN, INC. | SPOT VITAL SIGNS SERIES | MONITOR, VITAL SIGNS |  | VOORHEES SURGERY CENTER-HEM/ONC | 900 Centennial | Suite M |  | 10/31/2019 |  | 10/31/26 |  |  | NO | YES |  |  |  |  | WELCH ALLYN, INC. 30225243 (21)201904703 |  |  | Active |  |  |  | Equipment | PAAR:00-PVAR | 10/31/2019 | 10/31/2019 | COOPER AMBULATORY OFF-SITES |  |  | Suite M - Moves | WOT00000002904266 | MEGAN MCCAFFERTY | Performance Verification | Closed | Stephen Zubrzycki | 10/31/2019 | 10/31/2019 | Performance Verification for WELCH ALLYN, INC. 30225243 (21)201904703 | Initial Install of Performance Verification. Device is ready for patient use. |  |  | 10/31/2019 | 10/31/2019
|  | WELCH ALLYN, INC. | SPOT VITAL SIGNS SERIES | MONITOR, VITAL SIGNS |  | VOORHEES SURGERY CENTER-HEM/ONC | 900 Centennial | Suite M |  | 10/31/2019 |  | 10/31/26 |  |  | NO | YES |  |  |  |  | WELCH ALLYN, INC. 30225242 (21)201904684 |  |  | Active |  |  |  | Equipment | PAAR:00-PVAR | 10/31/2019 | 10/31/2019 | COOPER AMBULATORY OFF-SITES |  |  | Suite M - Moves | WOT00000002923822 | MEGAN MCCAFFERTY | Performance Verification | Closed | Stephen Zubrzycki | 10/31/2019 | 10/31/2019 | Performance Verification for WELCH ALLYN, INC. 30225242 (21)201904684 | Initial Install of Performance Verification. Device is ready for patient use. |  |  | 10/31/2019 | 10/31/2019
|  | WELCH ALLYN, INC. | SPOT VITAL SIGNS SERIES | MONITOR, VITAL SIGNS |  | VOORHEES SURGERY CENTER-HEM/ONC | 900 Centennial Blvd | Suite M |  | 10/31/2019 |  | 10/31/26 |  |  | NO | YES |  |  |  |  | WELCH ALLYN, INC. 30225240 (21)201904693 |  |  | Active |  |  |  | Equipment | PAAR:00-PVAR | 10/31/2019 | 10/31/2019 | COOPER AMBULATORY OFF-SITES |  |  | Suite M - Moves | WOT00000002923784 | MEGAN MCCAFFERTY | Performance Verification | Closed | Stephen Zubrzycki | 10/31/2019 | 10/31/2019 | Performance Verification for WELCH ALLYN, INC. 30225240 (21)201904693 | Initial Install of Performance Verification. Device is ready for patient use. |  |  | 10/31/2019 | 10/31/2019
|  | WELCH ALLYN, INC. | SPOT VITAL SIGNS SERIES | MONITOR, VITAL SIGNS |  | VOORHEES SURGERY CENTER-HEM/ONC | 900 Centinial Rd | Suite M |  | 10/31/2019 |  | 10/31/26 |  |  | NO | YES |  |  |  |  | WELCH ALLYN, INC. 30225239 (21)201905284 |  |  | Active |  |  |  | Equipment | PAAR:00-PVAR | 10/31/2019 | 10/31/2019 | COOPER AMBULATORY OFF-SITES |  |  | Suite M - Moves | WOT00000002923749 | MEGAN MCCAFFERTY | Performance Verification | Closed | Stephen Zubrzycki | 10/31/2019 | 10/31/2019 | Performance Verification for WELCH ALLYN, INC. 30225239 (21)201905284 | Initial Install of Performance Verification. Device is ready for patient use. |  |  | 10/31/2019 | 10/31/2019
|  | WELCH ALLYN, INC. | SPOT VITAL SIGNS SERIES | MONITOR, VITAL SIGNS |  | 3 COOPER - SURGERY DEPARTMENT | 3 Cooper |  |  | 10/31/2019 |  | 10/31/26 |  |  | NO | YES |  |  |  |  | WELCH ALLYN, INC. 30225151 (21) 201901417 |  |  | Active |  |  |  | Equipment | PAAR:00-PVAR | 10/31/2019 | 10/31/2019 | COOPER AMBULATORY OFF-SITES |  |  | Suite 403 - Moves | WOT00000002259190 | ANNE MAIER | Performance Verification | Closed | Stephen Zubrzycki | 10/31/2019 | 10/31/2019 | CEID Record Completion for WELCH ALLYN, INC. 30225151 (21) 201901417 | Inventoried unit. | EXP2366004 | Labor | 10/31/2019 | 10/31/2019 | Stephen Zubrzycki
|  | WELCH ALLYN, INC. | SPOT VITAL SIGNS SERIES | MONITOR, VITAL SIGNS |  | 3 COOPER-MULTISPECIALTY CENTER | 3 Cooper |  |  | 10/31/2019 |  | 10/31/26 |  |  | NO | YES |  |  |  |  | WELCH ALLYN, INC. 30225057 201632475 |  |  | Active |  | 99:99:99:99:99:99 |  | Equipment | PAAR:00-PVAR | 10/31/2019 | 10/31/2019 | COOPER AMBULATORY OFF-SITES |  |  |  | 0011494759 | MARGIE OUTLER | Performance Verification | Closed | Bonnie Aichroth | 10/31/2019 | 10/31/2019 | INCOMING INVENTORY | DEVICE INVENTORIED | E1001CA8-3F4D-493C-9413-A0B135B52B64 | Labor | 10/31/2019 | 10/31/2019 | Bonnie Aichroth
|  | WELCH ALLYN, INC. | SPOT VITAL SIGNS SERIES | MONITOR, VITAL SIGNS |  | 3 COOPER-MULTISPECIALTY CENTER | 3 Cooper |  |  | 10/31/2019 |  | 10/31/26 |  |  | NO | YES |  |  |  |  | WELCH ALLYN, INC. 30225056 201632483 |  |  | Active |  | 99:99:99:99:99:99 |  | Equipment | PAAR:00-PVAR | 10/31/2019 | 10/31/2019 | COOPER AMBULATORY OFF-SITES |  |  |  | 0011494756 | MARGIE OUTLER | Performance Verification | Closed | Bonnie Aichroth | 10/31/2019 | 10/31/2019 | INCOMING INVENTORY | DEVICE INVENTORIED | C0E7FCAD-E595-4AE7-91B3-45F29A5F5154 | Labor | 10/31/2019 | 10/31/2019 | Bonnie Aichroth
|  | GE HEALTHCARE | CARESCAPE PDM 2016793-003 | MOUDLE, MULTI-PARAMETER | SA314222301GA |  | Kelemen |  |  | 04/22/2014 |  | 4/22/21 |  |  | NO | YES |  |  |  |  | GE MEDICAL SYSTEMS 10356180 SA314222301GA |  |  | Active |  | 99:99:99:99:99:99 |  | Alarm | PAAR:00-PVAR | 11/02/2019 |  | COOPER UNIVERSITY HOSPITAL |  |  | HOLDING-BED 21 | WOT00000002202686 | DOMINIC VENDETTA | Disposition | Closed | Salvatore Bombara | 02/14/2019 | 05/20/2019 | Bulk Disposition CNL
|  | GE HEALTHCARE | CARESCAPE PDM 2016793-003 | MOUDLE, MULTI-PARAMETER | SA314222304GA |  | Kelemen |  |  | 04/22/2014 |  | 4/22/21 |  |  | NO | YES |  |  |  |  | GE MEDICAL SYSTEMS 10356173 SA314222304GA |  |  | Active |  | 99:99:99:99:99:99 |  | Alarm | PAAR:00-PVAR | 11/02/2019 |  | COOPER UNIVERSITY HOSPITAL |  |  | HOLDING-BED17 | WOT00000000533883 | DOMINIC VENDETTA | Disposition | Closed | Salvatore Bombara | 02/08/2018 | 05/15/2019 | Bulk Disposition CNL
|  | GE HEALTHCARE | CARESCAPE PDM 2016793-003 | MOUDLE, MULTI-PARAMETER | SA314201530GA |  | Kelemen |  |  | 04/22/2014 |  | 4/22/21 |  |  | NO | YES |  |  |  |  | GE MEDICAL SYSTEMS 10356176 SA314201530GA |  |  | Active |  | 99:99:99:99:99:99 |  | Alarm | PAAR:00-PVAR | 11/02/2019 |  | COOPER UNIVERSITY HOSPITAL |  |  | HOLDING-BED20 | WOT00000002202671 | DOMINIC VENDETTA | Disposition | Closed | Salvatore Bombara | 02/14/2019 | 05/17/2019 | Bulk Disposition CNL
|  | FLUKE BIOMEDICAL CORPORATION | 110 TRUE RMS | MULTIMETER |  | BIOMEDICAL | Kelemen |  |  | 01/29/2019 |  | 1/29/24 |  |  | NO | YES |  |  |  |  | FLUKE BIOMEDICAL CORPORATION 30236287 5915020 |  |  | Active |  | 99:99:99:99:99:99 |  | Test Equipment | 1Y:00-VEN | 01/29/2019 | 01/29/2019 | COOPER UNIVERSITY HOSPITAL |  |  |  | 0011049844 | Bonnie Aichroch | Preventative Maintenance | Closed | Michael Youch | 01/29/2019 | 01/29/2019 | Performance Assurance: 00-VEN | 1/12/2017 3:04:47 PM BGAICHROTH CALIBRATION COMPLETED BY BC GOUP 1/9/17 | B0BC5811-0A40-4CB4-81C2-6D2898674135 | Labor | 01/29/2019 | 01/29/2019 | Bonnie Aichroth
|  | FLUKE BIOMEDICAL CORPORATION | 87V | MULTIMETER |  | BIOMEDICAL | Kelemen |  |  | 01/28/2019 |  | 1/28/24 |  |  | NO | YES |  |  |  |  | FLUKE BIOMEDICAL CORPORATION 30236297 34790092 |  |  | Active |  | 99:99:99:99:99:99 |  | Test Equipment | 1Y:00-VEN | 01/28/2019 | 01/28/2019 | COOPER UNIVERSITY HOSPITAL |  |  | In shop with Charlie | 0011047537 | Bonnie Aichroch | Preventative Maintenance | Closed | Bonnie Aichroth | 01/28/2019 | 01/28/2019 | PERFORMANCE ASSURANCE AT INVENTORY | INVENTORIED DEVICE AND ENSURED DEVICE WAS FUNCTIONING PROPERLY. | CBEB7AEE-1009-4C94-85C0-13EBE2623F2A | Labor | 01/28/2019 | 01/28/2019 | Josh Harris
|  | FLUKE CORPORATION |  | MULTIMETER |  | BIOMEDICAL | Kelemen |  |  | 01/30/2019 |  | 1/30/24 |  |  | NO | YES |  |  |  |  | FLUKE CORPORATION 30143185 90320004 |  |  | Active |  | 99:99:99:99:99:99 |  | Test Equipment | 1Y:00-VEN | 01/30/2019 | 01/30/2019 | COOPER UNIVERSITY HOSPITAL |  |  | In shop with Charlie |  | Bonnie Aichroch |  |  |  | 01/30/2019 | 01/30/2019 |  |  |  |  | 01/30/2019 | 01/30/2019
|  | FLUKE CORPORATION |  | MULTIMETER |  | BIOMEDICAL | Kelemen |  |  | 03/07/2019 |  | 3/7/24 |  |  | NO | YES |  |  |  |  | FLUKE CORPORATION 30143186 82100421 |  |  | Active |  |  |  | Test Equipment | 1Y:00-VEN | 03/07/2019 | 03/07/2019 | COOPER UNIVERSITY HOSPITAL |  |  |  |  | Bonnie Aichroch |  |  |  | 03/07/2019 | 03/07/2019 |  |  |  |  | 03/07/2019 | 03/07/2019
|  | FLUKE BIOMEDICAL CORPORATION | 179 TRUE RMS | MULTIMETER, DIGITAL |  | BIOMEDICAL | Kelemen |  |  | 01/31/2019 |  | 1/31/24 |  |  | NO | YES |  |  |  |  | FLUKE BIOMEDICAL CORPORATION 30286002 20270470 |  |  | Active |  | 99:99:99:99:99:99 |  | Test Equipment | 1Y:00-VEN | 01/31/2019 | 01/31/2019 | COOPER UNIVERSITY HOSPITAL |  |  | Mike | 0012312128 | Bonnie Aichroch | Preventative Maintenance | Closed | Michael Youch | 01/31/2019 | 01/31/2019 | PERFORMANCE ASSURANCE AT INVENTORY | INVENTORIED DEVICE AND ENSURED DEVICE WAS FUNCTIONING PROPERLY. | C878F196-2DD7-48F8-BD88-15825921FB29 | Labor | 01/31/2019 | 01/31/2019 | Michael Youch
|  | FLUKE CORPORATION | 87 TRUE RMS | MULTIMETER, DIGITAL |  | BIOMEDICAL | Kelemen |  |  | 01/30/2019 |  | 1/30/24 |  |  | NO | YES |  |  |  |  | FLUKE CORPORATION 30142151 88850019 |  |  | Active |  | 99:99:99:99:99:99 |  | Test Equipment | 1Y:00-VEN | 01/30/2019 | 01/30/2019 | COOPER UNIVERSITY HOSPITAL |  |  | KELEMEN 2 |  | Bonnie Aichroch |  |  |  | 01/30/2019 | 01/30/2019 |  |  |  |  | 01/30/2019 | 01/30/2019
|  | VERAN MEDICAL TECHNOLOGIES, INC | IG4 | NAVIGATION SYSTEM, BRONCHOSCOPY |  | PULMONARY LAB | Kelemen |  |  | 07/02/2015 |  |  |  |  | NO | YES |  |  |  |  | VERAN MEDICAL TECHNOLOGIES, INC 10369469 81288150421 |  |  | Active |  | A8:86:DD:AA:8C:A9 |  | Equipment | 1Y:00-MFG | 11/01/2019 | 11/01/2020 | COOPER UNIVERSITY HOSPITAL |  |  | HALLWAY MOBILE |  | KATHY LOFLAND
|  | DEVILBISS | PULMO AID | NEBULIZER |  | PENNSVILLE-MEDICINE | 390 N Broadway |  |  | 08/17/2016 |  | 8/17/26 |  |  | NO | YES |  |  |  |  | DEVILBISS 10505496 04058217 |  |  | Active |  | 99:99:99:99:99:99 |  | Equipment | PAAR:00-PVAR | 10/31/2019 |  | COOPER AMBULATORY OFF-SITES |  |  | LAB |  | Heather Rhodes
|  | DEVILBISS | PULMO AID | NEBULIZER | D7008895 | FAMILY MEDICAL SEWELL | 123 Egg Harbor Rd |  |  | 01/01/2004 |  | 1/1/14 |  |  | NO | YES |  |  |  |  | DEVILBISS 10366813 D7008895 |  |  | Active |  | 99:99:99:99:99:99 |  | Equipment | PAAR:00-PVAR | 11/01/2019 |  | COOPER AMBULATORY OFF-SITES |  |  | SUPPLY CLOSET |  | MARIANNE SHIEPAN
|  | DEVILBISS | PULMO AID | NEBULIZER | D3461270 | FAMILY MEDICAL SEWELL | 123 Egg Harbor Rd |  |  | 10/31/2019 |  | 10/31/29 |  |  | NO | YES |  |  |  |  | DEVILBISS 30225053 D3461270 |  |  | Active |  | 99:99:99:99:99:99 |  | Equipment | PAAR:00-PVAR | 10/31/2019 | 10/31/2019 | COOPER AMBULATORY OFF-SITES |  |  | TRIAGE ROOM | 0011078044 | MARIANNE SHIEPAN | Performance Verification | Closed | Bonnie Aichroth | 10/31/2019 | 10/31/2019 | INCOMING INVENTORY | DEVICE INVENTORIED | D40F904D-937F-4247-9670-F0970577670C | Labor | 10/31/2019 | 10/31/2019 | Bonnie Aichroth
|  | DEVILBISS | PULMOMATE 4650D | NEBULIZER |  | PENNSVILLE-MEDICINE | 390 N Broadway |  |  | 01/01/1998 |  | 1/1/08 |  |  | NO | YES |  |  |  |  | DEVILBISS 10345907 22334427 |  |  | Active |  | 99:99:99:99:99:99 |  | Equipment | PAAR:00-PVAR | 11/02/2019 |  | COOPER AMBULATORY OFF-SITES |  |  | LAB |  | Heather Rhodes
|  | EVO MEDICAL SOLUTIONS | SPORTNEB EXPRESS | NEBULIZER | N0903-01769 | BUNKER HILL-INTERNAL MEDICINE | 2 Plaza Dr |  |  | 01/01/1900 |  |  |  |  | NO | YES |  |  |  |  | EVO MEDICAL SOLUTIONS 10345744 N0903-01769 |  |  | Active |  | 99:99:99:99:99:99 |  | Equipment | PAAR:00-PVAR | 11/01/2019 |  | COOPER AMBULATORY OFF-SITES |  |  | MEDICAL ASSISTANT OFFICE |  | SUSAN BABCOCK
|  | MEDQUIP | AIRLIFE MINI CN-02MD | NEBULIZER |  | 3 COOPER-MULTISPECIALTY CENTER | 3 Cooper |  |  | 04/01/2013 |  | 4/1/23 |  |  | NO | YES |  |  |  |  | MEDQUIP 10345632 038845 |  |  | Active |  | 99:99:99:99:99:99 |  | Equipment | PAAR:00-PVAR | 11/02/2019 |  | COOPER AMBULATORY OFF-SITES |  |  | Suite 104 - 175 Storage |  | MARGIE OUTLER
|  | PARI RESPIRATORY EQUIPMENT, INC. | VIOS 310B0001 | NEBULIZER | AD12G01498 | VOORHEES PEDIATRICS | 6400 Main St |  |  | 01/01/1900 |  |  |  |  | NO | YES |  |  |  |  | PARI RESPIRATORY EQUIPMENT, INC. 10345347 AD12G01498 |  |  | Active |  | 99:99:99:99:99:99 |  | Equipment | PAAR:00-PVAR | 11/02/2019 |  | COOPER AMBULATORY OFF-SITES |  |  | B Pod Nurses Station |  | MAUREEN OBRIEN
|  | SUNRISE HEALTHCARE HHG. | 5650D | NEBULIZER | D3576800 | KINGS HIGHWAY-MEDICINE | 1103 N Kings Hwy |  |  | 09/20/2005 |  | 9/20/15 |  |  | NO | YES |  |  |  |  | SUNRISE HEALTHCARE HHG. 10366301 D3576800 |  |  | Active |  | 99:99:99:99:99:99 |  | Equipment | PAAR:00-PVAR | 11/02/2019 |  | COOPER AMBULATORY OFF-SITES |  |  | MEDICINE-BACK NURSES DESK |  | CHRISTINE MULLER
|  | OUR 365 |  | NEWBORN CAMERA SYSTEM |  |  | Dorrance | [7 empty] | NO | YES | [18 empty] | L
|  | BREAKAWAY IMAGING |  | O-ARM, PORTABLE |  | OPERATING ROOM - PAVILION | Pavilion |  |  | 12/03/2008 |  | 12/3/15 |  |  | NO | YES |  |  |  |  | BREAKAWAY IMAGING 10346563 00211 |  |  | Active |  | 00:1B:21:7D:29:4C |  | Equipment | 1Y:00-MFG | 11/01/2019 | 11/01/2020 | COOPER UNIVERSITY HOSPITAL |  |  | OR P04 |  | DOMINIC VENDETTA
|  | TEKTRONIX | TDS2012C | OSCILLOSCOPE | C042433 | BIOMEDICAL | Kelemen |  |  | 01/30/2019 |  | 1/30/26 |  |  | NO | YES |  |  |  |  | TEKTRONIX 30142154 C042433 |  |  | Active |  | 99:99:99:99:99:99 |  | Test Equipment | 1Y:00-VEN | 01/30/2019 | 01/30/2019 | COOPER UNIVERSITY HOSPITAL |  |  | In shop with Charlie |  | Bonnie Aichroch |  |  |  | 01/30/2019 | 01/30/2019 |  |  |  |  | 01/30/2019 | 01/30/2019
|  | ADVANCED INSTRUMENTS, INC. | OSMO1 | OSMOMETER | 19020302B | LAB CHEMISTRY | Pavilion | Basement |  | 10/08/2019 |  | 10/8/26 |  |  | NO | YES |  |  |  |  | ADVANCED INSTRUMENTS, INC. 11207639 19020302B |  |  | Active |  |  |  | Equipment | 1Y:00-MFG | 10/08/2019 | 10/08/2019 | COOPER UNIVERSITY HOSPITAL |  |  |  | WOT00000003701698 | Barbara Snyder | Repair | Closed | Gene Amodei | 10/08/2019 | 10/08/2019 | osmo 1 - getting errors that are not in their book called company and would like to have the connections in the back checked | returned to vender under warranty Received repaired under warranty, RTS | EXP4560364 | Labor | 10/08/2019 | 10/08/2019 | Gene Amodei
|  | ADVANCED INSTRUMENTS, INC. | OSMO1 | OSMOMETER | 19020306B | LAB CHEMISTRY | Pavilion | Basement |  | 10/08/2019 |  | 10/8/26 |  |  | NO | YES |  |  |  |  | ADVANCED INSTRUMENTS, INC. 11207640 19020306B |  |  | Active |  |  |  | Equipment | 1Y:00-MFG | 10/08/2019 | 10/08/2019 | COOPER UNIVERSITY HOSPITAL |  |  |  | WOT00000004003073 | Barbara Snyder | Performance Verification | Completed | Gene Amodei | 10/08/2019 | 10/08/2019 | Performance Verification for ADVANCED INSTRUMENTS, INC. 11207640 19020306B | Initial Install of Performance Verification. Device is ready for patient use. |  |  | 10/08/2019 | 10/08/2019
|  | BIO-LOGIC SYSTEMS CORP | AUDX | OTOMETER | AXB0563997 | 3 COOPER - SPEECH AND HEARING | 3 Cooper |  |  | 11/21/2005 |  |  |  |  | NO | YES |  |  |  |  | BIO-LOGIC SYSTEMS CORP 10505143 AXB0563997 |  |  | Active |  | 99:99:99:99:99:99 |  | Equipment | 1Y:00-MFG | 03/06/2019 | 02/01/2020 | COOPER AMBULATORY OFF-SITES |  |  | Suite 511 - 2nd Booth (Moves) |  | JANET PORCELLIN
|  | BIO-LOGIC SYSTEMS CORP | AUDX PRO | OTOMETER |  | SIDS | 2 Plaza Dr |  |  | 01/31/2019 |  |  |  |  | NO | YES |  |  |  |  | BIO-LOGIC SYSTEMS CORP 11239289 250038 |  |  | Active |  | 99:99:99:99:99:99 |  | Equipment | 1Y:00-MFG | 01/31/2019 | 01/31/2019 | COOPER UNIVERSITY HOSPITAL |  |  | 2 bunker hill audiology booth | WOT00000001306354 | TOM NEARNY | Performance Verification | Closed | Kirk Lis | 01/31/2019 | 01/31/2019 | Performance Verification for BIO-LOGIC SYSTEMS CORP 11239289 250038 | Initial Install of Performance Verification. Device is ready for patient use. |  |  | 01/31/2019 | 01/31/2019
|  | BIO-LOGIC SYSTEMS CORP | AUDX PRO | OTOMETER | 08L13293C | BUNKER HILL-SURGERY | Dorrance | BASEMENT |  | 01/01/1900 |  |  |  |  | NO | YES |  |  |  |  | NATUS MEDICAL INC. 10366913 08L13293C |  |  | Active |  | 99:99:99:99:99:99 |  | Equipment | 1Y:00-MFG | 12/20/2018 | 12/01/2019 | COOPER AMBULATORY OFF-SITES |  |  | Podiatry PROCEDURE RM |  | ANNE MAIER
|  | BARNSTEAD/THERMOLYNE CO. | 3515M | OVEN, LABORATORY |  | COOPER CENTER FOR SPECIAL DIAGNOSTICS | 401 Haddon Ave |  |  | 09/20/2008 |  |  |  |  | NO | YES |  |  |  |  | BARNSTEAD/THERMOLYNE CO. 10365688 1.8810805038e+012 |  |  | Active |  | 99:99:99:99:99:99 |  | Equipment | PAAR:00-PVAR | 11/01/2019 |  | COOPER AMBULATORY OFF-SITES |  |  | E+R - Main Lab | WOT00000002951851 | DR. BARNOWSKY | Preventative Maintenance | Closed | Gene Amodei | 06/19/2019 | 06/19/2019 | PM: Procedure: 00-PVAR Frequency: PAAR | PASSED ESI (VERFIED WITH 10480315), VERIFY TEMPS WITHIN SPECS.SET TEMP 60C / ACTUAL TEMP 60C | EXP3191286 | Labor | 06/18/2019 | 06/18/2019 | Stephen Zubrzycki
|  | BARNSTEAD/THERMOLYNE CO. | 3515M | OVEN, LABORATORY |  | COOPER CENTER FOR SPECIAL DIAGNOSTICS | 401 Haddon Ave |  |  | 01/01/1900 |  |  |  |  | NO | YES |  |  |  |  | BARNSTEAD/THERMOLYNE CO. 10365687 1881080503806 |  |  | Active |  | 99:99:99:99:99:99 |  | Equipment | PAAR:00-PVAR | 11/02/2019 |  | COOPER AMBULATORY OFF-SITES |  |  | E+R - Main Lab | WOT00000002951787 | DR. BARNOWSKY | Preventative Maintenance | Closed | Gene Amodei | 06/19/2019 | 06/19/2019 | PM: Procedure: 00-PVAR Frequency: PAAR | PM Passed. Passed ESI and temp within spec.Set point (150C) Actual (144C) Disregard last Service Note. Meant for a different unit.PASSED ESI (VERFIED WITH 10480315), VERIFY TEMPS WITHIN SPECS.SET TEMP 60C / ACTUAL TEMP 56C | EXP3191224 | Labor | 06/18/2019 | 06/18/2019 | Stephen Zubrzycki
|  | JEIO TECH | 1B-01E | OVEN, LABORATORY | N129240 | LAB MICROBIOLOGY | Pavilion | Basement |  | 01/13/2009 |  |  |  |  | NO | YES |  |  |  |  | JEIO TECH 10367970 N129240 |  |  | Active |  | 99:99:99:99:99:99 |  | Equipment | 1Y:00-MFG | 01/05/2019 | 01/01/2020 | COOPER UNIVERSITY HOSPITAL |  |  | MICROBIOLOGY |  | COURTNEY BARRY
|  | JEIO TECH | 1B-01E | OVEN, LABORATORY | P099182 | LAB MICROBIOLOGY | Pavilion | Basement |  | 06/02/2009 |  |  |  |  | NO | YES |  |  |  |  | JEIO TECH 10367971 P099182 |  |  | Active |  | 99:99:99:99:99:99 |  | Equipment | 1Y:00-MFG | 01/05/2019 | 01/01/2020 | COOPER UNIVERSITY HOSPITAL |  |  | MICROBIOLOGY |  | COURTNEY BARRY
|  | BCI INTERNATIONAL | 71000A2 | OXIMETER, PULSE |  | BRACE ROAD-MEDICINE | 1210 Brace Rd | 1st |  | 01/01/1900 |  |  |  |  | NO | YES |  |  |  |  | BCI INTERNATIONAL 10365879 260226807 |  |  | Active |  | 99:99:99:99:99:99 |  | Alarm | PAAR:00-PVAR | 11/02/2019 |  | COOPER AMBULATORY OFF-SITES |  |  | INTERNAL MEDICINE HALLWAY | WOT00000002337975 | Cheryl Peck | Repair | Closed | Kirk Lis | 03/01/2019 | 03/13/2019 | working intermittently | .:: Acknowledged ::. Technician: Kirk LisTimestamp: 2019-03-01 09:26:10 UNIT WILL NOT MAKE SAO2 DETERMINAION RESEARCHED PART. ORDERED PART INSTALLED NEW SENSOR. PERFORMED OVP. NEED TO RETURN UNIT TO BRACE RD. RETURNED UNIT TO SERVICE | EXP2469003 | Labor | 03/12/2019 | 03/12/2019 | Kirk Lis
|  | BEIJING CHOICE ELECTRONIC TECHNOLOGY CO. | HCSMD400 | OXIMETER, PULSE |  | VOORHEES INTERNAL MEDICINE | 901 Centennial Blvd | Building 2 |  | 11/07/2019 |  | 11/7/29 |  |  | NO | YES |  |  |  |  | BEIJING CHOICE ELECTRONIC TECHNOLOGY CO. 11200121 182604700113 |  |  | Active |  |  |  | Alarm | PAAR:00-PVAR | 11/07/2019 | 11/07/2019 | COOPER AMBULATORY OFF-SITES |  |  | Performance Verification | WOT00000004282336 | JENNY BETLER | Performance Verification | Completed | Kirk Lis | 11/07/2019 | 11/07/2019 | Performance Verification for BEIJING CHOICE ELECTRONIC TECHNOLOGY CO. 11200121 182604700113 | Initial Install of Performance Verification. Device is ready for patient use. |  |  | 11/07/2019 | 11/07/2019
|  | BEIJING CHOICE ELECTRONIC TECHNOLOGY CO. | HCSMD400 | OXIMETER, PULSE |  | VOORHEES INTERNAL MEDICINE | 901 Centennial Blvd | Building 2 |  | 11/07/2019 |  | 11/7/29 |  |  | NO | YES |  |  |  |  | BEIJING CHOICE ELECTRONIC TECHNOLOGY CO. 11200122 182604700298 |  |  | Active |  |  |  | Alarm | PAAR:00-PVAR | 11/07/2019 | 11/07/2019 | COOPER AMBULATORY OFF-SITES |  |  | Performance Verification | WOT00000004282509 | JENNY BETLER | Performance Verification | Completed | Kirk Lis | 11/07/2019 | 11/07/2019 | Performance Verification for BEIJING CHOICE ELECTRONIC TECHNOLOGY CO. 11200122 182604700298 | Initial Install of Performance Verification. Device is ready for patient use. |  |  | 11/07/2019 | 11/07/2019
|  | BEIJING CHOICE ELECTRONIC TECHNOLOGY CO. | HCSMD400 | OXIMETER, PULSE |  | 3 COOPER - SURGERY DEPARTMENT | Pavilion |  |  | 10/31/2019 |  | 10/31/29 |  |  | NO | YES |  |  |  |  | BEIJING CHOICE ELECTRONIC TECHNOLOGY CO. 30225111 171606900184 |  |  | Active |  | 99:99:99:99:99:99 |  | Alarm | PAAR:00-PVAR | 10/31/2019 | 10/31/2019 | COOPER AMBULATORY OFF-SITES |  |  | Suite 311 - Moves | WOT00000000652162 | CARLA TRUELL | Performance Verification | Closed | Stephen Zubrzycki | 10/31/2019 | 10/31/2019 | Performance Verification for UNMATCHED 30225111 171606900184 | Initial Install of Performance Verification. Device is ready for patient use. |  |  | 10/31/2019 | 10/31/2019
|  | BEIJING CHOICE ELECTRONIC TECHNOLOGY CO. | MD300M | OXIMETER, PULSE |  | RIPPA CENTER-OB/GYN | 6100 Main St |  |  | 10/04/2017 |  | 10/4/27 |  |  | NO | YES |  |  |  |  | BEIJING CHOICE ELECTRONIC TECHNOLOGY CO. 10732165 164203800334 |  |  | Active |  | 99:99:99:99:99:99 |  | Alarm | PAAR:00-PVAR | 10/31/2019 |  | COOPER AMBULATORY OFF-SITES |  |  |  | 0012488605 | PATRICIA HUFF | Preventative Maintenance | Closed | Josh Harris | 12/06/2017 | 12/06/2017 | PERFORMANCE ASSURANCE AT INVENTORY | INVENTORIED DEVICE AND ENSURED DEVICE WAS FUNCTIONING PROPERLY. | 46BAEEB9-944B-40D6-9A9E-B6643248D1EA | Labor | 10/04/2017 | 10/04/2017 | Kirk Lis
|  | COVIDIEN | GR101704 | OXIMETER, PULSE | GBA1300333 | ANESTHESIOLOGY | Kelemen |  |  | 04/01/2013 |  | 4/1/23 |  |  | NO | YES |  |  |  |  | COVIDIEN 10369278 GBA1300333 |  |  | Disposition |  | 99:99:99:99:99:99 |  | Equipment | PAAR:00-PVAR | 11/02/2019 |  | COOPER UNIVERSITY HOSPITAL |  |  | anes storage | WOT00000000525236 | GIACINTA ROUPAS | Disposition | Closed | Salvatore Bombara | 02/08/2018 | 05/15/2019 | Bulk Disposition CNL | Unit has been replaced/upgraded. | EXP2933919 | Labor | 05/15/2019 | 05/15/2019 | Salvatore Bombara
|  | COVIDIEN | GR101704 | OXIMETER, PULSE | GBA1300321 | ANESTHESIOLOGY | Kelemen |  |  | 04/01/2013 |  | 4/1/23 |  |  | NO | YES |  |  |  |  | COVIDIEN 10368119 GBA1300321 |  |  | Disposition |  | 99:99:99:99:99:99 |  | Equipment | PAAR:00-PVAR | 11/02/2019 |  | COOPER UNIVERSITY HOSPITAL |  |  | PAV 056 | WOT00000000525235 | GIACINTA ROUPAS | Disposition | Closed | Salvatore Bombara | 02/08/2018 | 05/15/2019 | Bulk Disposition CNL | Unit has been retired | EXP2931364 | Labor | 05/15/2019 | 05/15/2019 | Salvatore Bombara
|  | COVIDIEN | GR101704 | OXIMETER, PULSE | GBA1300303 | ANESTHESIOLOGY | Kelemen |  |  | 04/01/2013 |  | 4/1/23 |  |  | NO | YES |  |  |  |  | COVIDIEN 10367492 GBA1300303 |  |  | Disposition |  | 99:99:99:99:99:99 |  | Equipment | PAAR:00-PVAR | 11/01/2019 |  | COOPER UNIVERSITY HOSPITAL |  |  | OR-K5 | WOT00000000525230 | GIACINTA ROUPAS | Disposition | Closed | Salvatore Bombara | 02/08/2018 | 05/15/2019 | Bulk Disposition CNL | Unit has been retired | EXP2929262 | Labor | 05/15/2019 | 05/15/2019 | Salvatore Bombara
|  | GE HEALTHCARE | TUFFSAT | OXIMETER, PULSE | FCB14040222SA | RIPPA CENTER-OB/GYN | 6100 Main St |  |  | 11/02/2019 |  | 11/2/29 |  |  | NO | YES |  |  |  |  | DATEX OHMEDA 30071406 FCB14040222SA |  |  | Active |  | 99:99:99:99:99:99 |  | Alarm | PAAR:00-PVAR | 11/02/2019 | 11/02/2019 | COOPER AMBULATORY OFF-SITES |  |  | exam 3 |  | PATRICIA HUFF |  |  |  | 11/02/2019 | 11/02/2019 |  |  |  |  | 11/02/2019 | 11/02/2019
|  | GE HEALTHCARE | TUFFSAT | OXIMETER, PULSE | FCB11190385SA | 6017 MAIN ST-PLASTICS | 6200 Main St |  |  | 10/16/2019 |  | 10/16/29 |  |  | NO | YES |  |  |  |  | DATEX OHMEDA 22099 FCB11190385SA |  |  | Disposition |  |  |  | Alarm | PAAR:00-PVAR | 10/16/2019 | 10/16/2019 | COOPER AMBULATORY OFF-SITES |  |  | PLASTICS |  | ANNE MAIER |  |  |  | 10/16/2019 | 10/16/2019 |  |  |  |  | 10/16/2019 | 10/16/2019
|  | GE HEALTHCARE | TUFFSAT | OXIMETER, PULSE | FCB13280196SA | 6200 MAIN ST-SURGERY | 6200 Main St |  |  | 10/16/2019 |  | 10/16/29 |  |  | NO | YES |  |  |  |  | DATEX OHMEDA 16323 FCB13280196SA |  |  | Disposition |  |  |  | Alarm | PAAR:00-PVAR | 10/16/2019 | 10/16/2019 | COOPER AMBULATORY OFF-SITES |  |  | 6200 MAIN |  | BOBBIE MICKLE |  |  |  | 10/16/2019 | 10/16/2019 |  |  |  |  | 10/16/2019 | 10/16/2019
|  | GE HEALTHCARE | TUFFSAT | OXIMETER, PULSE | FEB14440056SA | CINNAMINSON URGENT CARE | 195 US-130 |  |  | 05/12/2017 |  | 5/12/27 |  |  | NO | YES |  |  |  |  | GE MEDICAL SYSTEMS 10732066 FEB14440056SA |  |  | Active |  | 99:99:99:99:99:99 |  | Alarm | PAAR:00-PVAR | 10/31/2019 |  | COOPER AMBULATORY OFF-SITES |  |  |  | 0011656758 | MELISSA PORTOBANCO | Performance Verification | Closed | Bonnie Aichroth | 05/23/2017 | 05/23/2017 | INCOMING INVENTORY | DEVICE INVENTORIED | D8AE03E5-9371-4718-BF45-FDD2F85F3CEF | Labor | 05/23/2017 | 05/23/2017 | Bonnie Aichroth
|  | GE HEALTHCARE | TUFFSAT | OXIMETER, PULSE | FCB13380500SA |  | MD Anderson Cancer Center | [7 empty] | NO | YES
|  | GE HEALTHCARE | TUFFSAT | OXIMETER, PULSE | FCB14440026SA | CINNAMINSON URGENT CARE | 195 US-130 |  |  | 01/01/1900 |  |  |  |  | NO | YES |  |  |  |  | GE MEDICAL SYSTEMS 10365780 FCB14440026SA |  |  | Active |  | 99:99:99:99:99:99 |  | Alarm | PAAR:00-PVAR | 11/01/2019 |  | COOPER AMBULATORY OFF-SITES |  |  | NURSES STATION | WOT00000002502398 | MELISSA PORTOBANCO | Repair | Closed | Kirk Lis | 04/04/2019 | 04/12/2019 | coating is falling off, wires are exposed | ANALYZED UNIT. INSULATION HAS WORN AWAY. NEED TO ORDER NEW SENSOR REPLACED SENSOR PERFORMED OVP. RETURNED UNIT TO SEREVICE. | EXP2665779 | Labor | 04/09/2019 | 04/09/2019 | Kirk Lis
|  | GE HEALTHCARE | TUFFSAT | OXIMETER, PULSE | FCB12330083SA | COOPER FAMILY MEDICINE AT CAMDEN COUNTY COLLEGE | 200 College Dr |  |  | 11/01/2019 |  | 11/1/29 |  |  | NO | YES |  |  |  |  | GE MEDICAL SYSTEMS 30225118 FCB12330083SA |  |  | Active | 10346167, 30225118 | 99:99:99:99:99:99 |  | Alarm | PAAR:00-PVAR | 11/01/2019 | 11/01/2019 | COOPER AMBULATORY OFF-SITES |  |  | Nurses Station | WOT00000000961951 | KATHLEEN CLIFFORD | Repair | Closed | Stephen Zubrzycki | 11/01/2019 | 11/01/2019 | Probe and battery cover is broken | Acknowledged. Replaced probe Replaced battery cover and VPO | EXP0727508 | Parts | 11/01/2019 | 11/01/2019 | Stephen Zubrzycki
|  | GE HEALTHCARE | TUFFSAT | OXIMETER, PULSE | FCB11100636SA | 3 COOPER - SURGERY DEPARTMENT | 3 Cooper |  |  | 11/14/2014 |  | 11/14/24 |  |  | NO | YES |  |  |  |  | DATEX OHMEDA 10349211 FCB11100636SA |  |  | Active |  | 99:99:99:99:99:99 |  | Alarm | PAAR:00-PVAR | 11/02/2019 |  | COOPER AMBULATORY OFF-SITES |  |  | Suite 403 - Back Closet |  | ANNE MAIER
|  | GE HEALTHCARE | TUFFSAT | OXIMETER, PULSE | fcb14270125sa | 3 COOPER-MULTISPECIALTY CENTER | 3 Cooper |  |  | 11/02/2019 |  | 11/2/29 |  |  | NO | YES |  |  |  |  | GE MEDICAL SYSTEMS 30144643 fcb14270125sa |  |  | Active |  | 99:99:99:99:99:99 |  | Alarm | PAAR:00-PVAR | 11/02/2019 | 11/02/2019 | COOPER AMBULATORY OFF-SITES |  |  | Suite 215 - Moves |  | MARGIE OUTLER |  |  |  | 11/02/2019 | 11/02/2019 |  |  |  |  | 11/02/2019 | 11/02/2019
|  | GE HEALTHCARE | TUFFSAT | OXIMETER, PULSE | fcb13410024sa | PENNSVILLE-MEDICINE | 390 N Broadway |  |  | 01/01/1900 |  |  |  |  | NO | YES |  |  |  |  | GE MEDICAL SYSTEMS 10345921 fcb13410024sa |  |  | Active |  | 99:99:99:99:99:99 |  | Alarm | PAAR:00-PVAR | 11/02/2019 |  | COOPER AMBULATORY OFF-SITES |  |  | Room 17 - Moves |  | Heather Rhodes
|  | GE HEALTHCARE | TUFFSAT | OXIMETER, PULSE | FCB13380490SA |  | MD Anderson Cancer Center | [7 empty] | NO | YES
|  | GE HEALTHCARE | TUFFSAT | OXIMETER, PULSE | FCB13260247SA | VOORHEES INTERNAL MEDICINE | 901 Centennial Blvd | Building 2 |  | 07/11/2013 |  | 7/11/23 |  |  | NO | YES |  |  |  |  | GE MEDICAL SYSTEMS 10345269 FCB13260247SA |  |  | Active |  | 99:99:99:99:99:99 |  | Equipment | PAAR:00-PVAR | 11/02/2019 |  | COOPER AMBULATORY OFF-SITES |  |  | NURSES STATION |  | JENNY BETLER
|  | MASIMO CORPORATION | RAD-57 | OXIMETER, PULSE |  | BRACE ROAD-CARDIOLOGY | 1210 Brace Rd | Heart Institute |  | 06/05/2017 |  | 6/5/27 |  |  | NO | YES |  |  |  |  | MASIMO CORPORATION 10769486 795273 |  |  | Active |  | 00:00:00:00:00:00 |  | Alarm | PAAR:00-PVAR | 10/31/2019 |  | COOPER AMBULATORY OFF-SITES |  |  |  | 0011748502 | Beth Mook | Preventative Maintenance | Closed | Bonnie Aichroth | 06/08/2017 | 06/08/2017 | PERFORMANCE ASSURANCE AT INVENTORY | INVENTORIED DEVICE AND ENSURED DEVICE WAS FUNCTIONING PROPERLY. | F4D76852-A354-4D55-B719-18FDC67B7577 | Labor | 06/05/2017 | 06/05/2017 | Kirk Lis
|  | MASIMO CORPORATION | RAD-57 | OXIMETER, PULSE |  | 3 COOPER - MEDICINE DEPARTMENT | 3 Cooper |  |  | 07/17/2017 |  | 7/17/27 |  |  | NO | YES |  |  |  |  | MASIMO CORPORATION 10769488 793251 |  |  | Active |  | 99:99:99:99:99:99 |  | Equipment | PAAR:00-PVAR | 10/31/2019 |  | COOPER AMBULATORY OFF-SITES |  |  | Suite 215 - Moves | 0011984313 | NANCY LOUIS | Performance Verification | Closed | Bonnie Aichroth | 07/27/2017 | 07/27/2017 | INCOMING INVENTORY | DEVICE INVENTORIED | 1667DCAE-8A22-4A7A-9EE9-ED0AD3F11400 | Labor | 07/27/2017 | 07/27/2017 | Bonnie Aichroth
|  | MASIMO CORPORATION | RAD-57 | OXIMETER, PULSE |  | MD ANDERSON INPATIENT ONCOLOGY | Kelemen |  |  | 10/16/2019 |  | 10/16/29 |  |  | NO | YES |  |  |  |  | MASIMO CORPORATION 30296557 793790 |  |  | Disposition |  | 99:99:99:99:99:99 |  | Equipment | PAAR:00-PVAR | 10/16/2019 | 10/16/2019 | COOPER UNIVERSITY HOSPITAL |  |  | CNL | WOT00000001065817 | MIRIAM ZIEGLER | Repair | Closed | Stephen Zubrzycki | 10/16/2019 | 10/16/2019 | Portable Pulse Ox - displaying error message, won't send or pick up readings | Verified that unit needed a pulse-ox probe. Ordered consumable through hospital and charged dept. VPO | EXP0806012 | Labor | 10/16/2019 | 10/16/2019 | Stephen Zubrzycki
|  | MASIMO CORPORATION | RAD-57 | OXIMETER, PULSE |  | PEDIATRIC INTENSIVE CARE UNIT | Kelemen |  |  | 10/31/2019 |  | 10/31/29 |  |  | NO | YES |  |  |  |  | MASIMO CORPORATION 30296556 792187 |  |  | Active |  |  |  | Equipment | PAAR:00-PVAR | 10/31/2019 | 10/31/2019 | COOPER UNIVERSITY HOSPITAL |  |  | PICU | WOT00000002395659 | Susan Cannon | Repair | Closed | Gene Amodei | 10/31/2019 | 10/31/2019 | Portable Pulse Ox won't turn on at all, see notes | evaluate unit, cleaned terminals, replaced batteries, ubit still will not turn on, contacted masimo Rep, to see how they handle this WOT cancelled with CEC approval | EXP3193528 | Labor | 10/31/2019 | 10/31/2019 | Gene Amodei
|  | MASIMO CORPORATION | RAD-57 | OXIMETER, PULSE |  | KELEMEN N10 | Kelemen |  |  | 10/16/2019 |  | 10/16/29 |  |  | NO | YES |  |  |  |  | MASIMO CORPORATION 30296548 792102 |  |  | Disposition |  | 99:99:99:99:99:99 |  | Alarm | PAAR:00-PVAR | 10/16/2019 | 10/16/2019 | COOPER UNIVERSITY HOSPITAL |  |  |  | 0012586278 | Lisa Brooks | Preventative Maintenance | Closed | Josh Harris | 10/16/2019 | 10/16/2019 | PERFORMANCE ASSURANCE AT INVENTORY | INVENTORIED DEVICE AND ENSURED DEVICE WAS FUNCTIONING PROPERLY. | 21513BD1-91E8-41DD-8C56-C3A5AE1B5F18 | Labor | 10/16/2019 | 10/16/2019 | Zhan Kiselev
|  | MASIMO CORPORATION | RAD-57 | OXIMETER, PULSE |  | PAVILION 8 | Pavilion |  |  | 10/31/2019 |  | 10/31/29 |  |  | NO | YES |  |  |  |  | MASIMO CORPORATION 30296541 793832 |  |  | Active |  |  |  | Equipment | PAAR:00-PVAR | 10/31/2019 | 10/31/2019 | COOPER UNIVERSITY HOSPITAL |  |  | same | WOT00000002171158 | BRIAN OSHAUGHNESSY | Repair | Closed | Gene Amodei | 10/31/2019 | 10/31/2019 | Pulse Ox - not working, wires are not working | provided part number to Colleen Naziam for replacement | EXP2318396 | Labor | 10/31/2019 | 10/31/2019 | Gene Amodei
|  | MASIMO CORPORATION | RAD-57 | OXIMETER, PULSE |  | MATERNAL FETAL CARE UNIT | Kelemen |  |  | 10/31/2019 |  | 10/31/29 |  |  | NO | YES |  |  |  |  | MASIMO CORPORATION 30296524 793673 |  |  | Active |  | 99:99:99:99:99:99 |  | Equipment | PAAR:00-PVAR | 10/31/2019 | 10/31/2019 | COOPER UNIVERSITY HOSPITAL |  |  |  | 0012586485 | JOANNA HORST | Performance Verification | Closed | Josh Harris | 10/31/2019 | 10/31/2019 | INCOMING INVENTORY | DEVICE INVENTORIED | 06E1AFA2-7D38-466D-A029-D3DA8266F1BF | Labor | 10/31/2019 | 10/31/2019 | Josh Harris
|  | MASIMO CORPORATION | RAD-57 | OXIMETER, PULSE |  |  | 3 Cooper |  |  | 10/31/2019 |  | 10/31/29 |  |  | NO | YES |  |  |  |  | MASIMO CORPORATION 30296534 792085 |  |  | Active |  | 99:99:99:99:99:99 |  | Equipment | PAAR:00-PVAR | 10/31/2019 | 10/31/2019 | COOPER AMBULATORY OFF-SITES |  |  | Suite 200 - Exam 1 | WOT00000001046398 | MAUREEN OBRIEN | Performance Verification | Closed | Stephen Zubrzycki | 10/31/2019 | 10/31/2019 | Performance Verification for MASIMO CORPORATION 30296534 792085 | Initial Install of Performance Verification. Device is ready for patient use. |  |  | 10/31/2019 | 10/31/2019
|  | MASIMO CORPORATION | RAD-57 | OXIMETER, PULSE |  |  | 3 Cooper |  |  | 10/31/2019 |  | 10/31/29 |  |  | NO | YES |  |  |  |  | MASIMO CORPORATION 30296512 793810 |  |  | Active |  | 99:99:99:99:99:99 |  | Equipment | PAAR:00-PVAR | 10/31/2019 | 10/31/2019 | COOPER AMBULATORY OFF-SITES |  |  | Suite 200 - Exam 209 | WOT00000001046442 | MAUREEN OBRIEN | Performance Verification | Closed | Stephen Zubrzycki | 10/31/2019 | 10/31/2019 | Performance Verification for MASIMO CORPORATION 30296512 793810 | Initial Install of Performance Verification. Device is ready for patient use. |  |  | 10/31/2019 | 10/31/2019
|  | MASIMO CORPORATION | RAD-57 | OXIMETER, PULSE |  | SAME DAY PACU-2ND FL PAVILION | Pavilion |  |  | 10/31/2019 |  | 10/31/29 |  |  | NO | YES |  |  |  |  | MASIMO CORPORATION 30286006 801852 |  |  | Active |  | 99:99:99:99:99:99 |  | Equipment | PAAR:00-PVAR | 10/31/2019 | 10/31/2019 | COOPER UNIVERSITY HOSPITAL |  |  | Performance Verification | WOT00000000636671 | Lisa Geoghegan | Performance Verification | Closed | Richard Jolly | 10/31/2019 | 10/31/2019 | Performance Verification for MASIMO CORPORATION 30286006 801852 | Initial Install of Performance Verification. Device is ready for patient use. |  |  | 10/31/2019 | 10/31/2019
|  | MASIMO CORPORATION | RAD-57 | OXIMETER, PULSE |  | SAME DAY PREOP -2ND FL PAVILION | Pavilion |  |  | 10/31/2019 |  | 10/31/29 |  |  | NO | YES |  |  |  |  | MASIMO CORPORATION 30286007 802003 |  |  | Active |  | 99:99:99:99:99:99 |  | Equipment | PAAR:00-PVAR | 10/31/2019 | 10/31/2019 | COOPER UNIVERSITY HOSPITAL |  |  | Performance Verification | WOT00000000636693 | JOE DRUCTOR | Performance Verification | Closed | Richard Jolly | 10/31/2019 | 10/31/2019 | Performance Verification for MASIMO CORPORATION 30286007 802003 | Initial Install of Performance Verification. Device is ready for patient use. |  |  | 10/31/2019 | 10/31/2019
|  | MASIMO CORPORATION | RADICAL-7 | OXIMETER, PULSE |  | ANESTHESIOLOGY | Pavilion |  |  | 10/31/2019 |  | 10/31/29 |  |  | NO | YES |  |  |  |  | MASIMO CORPORATION 30296586 1000080725 |  |  | Active |  | 11:11:11:11:11:11 |  | Alarm | PAAR:00-PVAR | 10/31/2019 | 10/31/2019 | COOPER UNIVERSITY HOSPITAL |  |  | Performance Verification | WOT00000000959635 | GIACINTA ROUPAS | Performance Verification | Closed | Salvatore Bombara | 10/31/2019 | 10/31/2019 | Performance Verification for MASIMO CORPORATION 30296586 1000080725 | Initial Install of Performance Verification. Device is ready for patient use. |  |  | 10/31/2019 | 10/31/2019
|  | MEDLINE INDUSTRIES, INC. | HCSM70 | OXIMETER, PULSE |  | 6200 MAIN ST-SURGERY | 6200 Main St |  |  | 10/31/2019 |  | 10/31/29 |  |  | NO | YES |  |  |  |  | MEDLINE INDUSTRIES, INC. 11200074 181104700184 |  |  | Active |  |  |  | Equipment | PAAR:00-PVAR | 10/31/2019 | 10/31/2019 | COOPER AMBULATORY OFF-SITES |  |  | Performance Verification | WOT00000003696652 | BOBBIE MICKLE | Performance Verification | Completed | Kirk Lis | 10/31/2019 | 10/31/2019 | Performance Verification for MEDLINE INDUSTRIES, INC. 11200074 181104700184 | Initial Install of Performance Verification. Device is ready for patient use. |  |  | 10/31/2019 | 10/31/2019
|  | MEDLINE INDUSTRIES, INC. | MD300 | OXIMETER, PULSE |  | VOORHEES INTERNAL MEDICINE | 901 Centennial Blvd | Building 2 |  | 09/09/2016 |  | 9/9/26 |  |  | NO | YES |  |  |  |  | MEDLINE INDUSTRIES, INC. 10649954 162003800929 |  |  | Active |  | 99:99:99:99:99:99 |  | Alarm | 1Y:00-MFG | 02/11/2019 | 02/01/2020 | COOPER AMBULATORY OFF-SITES |  |  | NURSES' STATION |  | JENNY BETLER
|  | MEDLINE INDUSTRIES, INC. | MD300 | OXIMETER, PULSE |  | 3 COOPER - SURGERY DEPARTMENT | Pavilion | [7 empty] | NO | YES
|  | MEDLINE INDUSTRIES, INC. | MD300 | OXIMETER, PULSE |  | 3 COOPER - SURGERY DEPARTMENT | Pavilion |  |  | 10/31/2019 |  | 10/31/29 |  |  | NO | YES |  |  |  |  | MEDLINE INDUSTRIES, INC. 30236301 162003801201 |  |  | Active |  | 99:99:99:99:99:99 |  | Alarm | PAAR:00-PVAR | 10/31/2019 | 10/31/2019 | COOPER AMBULATORY OFF-SITES |  |  |  | 0012038475 | CARLA TRUELL | Performance Verification | Closed | Tom Burhart | 10/31/2019 | 10/31/2019 | INCOMING INVENTORY | DEVICE INVENTORIED | 9C1027A3-7257-4C52-B5E0-72CA013FEFF8 | Labor | 10/31/2019 | 10/31/2019 | Bonnie Aichroth
|  | MEDLINE INDUSTRIES, INC. | MD300 | OXIMETER, PULSE |  | 3 COOPER - SURGERY DEPARTMENT | Pavilion |  |  | 10/31/2019 |  | 10/31/29 |  |  | NO | YES |  |  |  |  | MEDLINE INDUSTRIES, INC. 30236299 162003801208 |  |  | Active |  | 99:99:99:99:99:99 |  | Alarm | PAAR:00-PVAR | 10/31/2019 | 10/31/2019 | COOPER AMBULATORY OFF-SITES |  |  |  | 0012038465 | CARLA TRUELL | Preventative Maintenance | Closed | Tom Burhart | 10/31/2019 | 10/31/2019 | PERFORMANCE ASSURANCE AT INVENTORY | INVENTORIED DEVICE AND ENSURED DEVICE WAS FUNCTIONING PROPERLY. | 4A7F9C5B-2687-4B85-AABB-EE9FE502483E | Labor | 10/31/2019 | 10/31/2019 | Tom Burhart
|  | MEDLINE INDUSTRIES, INC. | MD300 | OXIMETER, PULSE |  | VOORHEES INTERNAL MEDICINE | 901 Centennial Blvd | Building 1 |  | 02/15/2019 |  | 2/15/29 |  |  | NO | YES |  |  |  |  | MEDLINE INDUSTRIES, INC. 30225047 162003800911 |  |  | Disposition |  | 99:99:99:99:99:99 |  | Alarm | 1Y:00-MFG | 02/15/2019 | 02/15/2019 | COOPER AMBULATORY OFF-SITES |  |  | NURSES' STATION |  | JENNY BETLER |  |  |  | 02/15/2019 | 02/15/2019 |  |  |  |  | 02/15/2019 | 02/15/2019
|  | NELLCOR PURITAN | N-65 | OXIMETER, PULSE | G06826918 | VOORHEES CARDIOLOGY SUITE 102 | 901 Centennial Blvd | Building 1 |  | 12/02/2006 |  | 12/2/16 |  |  | NO | YES |  |  |  |  | NELLCOR PURITAN 10356842 G06826918 |  |  | Active |  | 99:99:99:99:99:99 |  | Alarm | PAAR:00-PVAR | 11/02/2019 |  | COOPER AMBULATORY OFF-SITES |  |  | SUITE 201 |  | MICHELE MOLINARI
|  | NELLCOR PURITAN | N-65 | OXIMETER, PULSE | G06822409 | 3 COOPER-CARDIAC DIAGNOSTIC CENTER | 3 Cooper |  |  | 12/02/2006 |  | 12/2/16 |  |  | NO | YES |  |  |  |  | NELLCOR PURITAN 10346870 G06822409 |  |  | Active |  | 99:99:99:99:99:99 |  | Alarm | PAAR:00-PVAR | 11/02/2019 |  | COOPER AMBULATORY OFF-SITES |  |  | SUITE 318 - HOT RAD ROOM |  | CARLA TRUELL
|  | NELLCOR PURITAN BENNETT | N-20 | OXIMETER, PULSE |  | PHYSICAL THERAPY | Kelemen |  |  | 01/11/1997 |  | 1/11/07 |  |  | NO | YES |  |  |  |  | NELLCOR PURITAN 10367470 21308918 |  |  | Active |  | 99:99:99:99:99:99 |  | Alarm | PAAR:00-PVAR | 11/02/2019 |  | COOPER UNIVERSITY HOSPITAL |  |  | 5KELEMAN/GYM STORAGE CABINET | WOT00000000513259 | JOSEPHINE HONG | Disposition | Closed | Kirk Lis | 02/08/2018 | 05/15/2019 | Bulk Disposition CNL
|  | NELLCOR PURITAN BENNETT | N-20 | OXIMETER, PULSE |  | PHYSICAL THERAPY | Kelemen |  |  | 01/01/1900 |  |  |  |  | NO | YES |  |  |  |  | NELLCOR PURITAN 10367471 20863442 |  |  | Active |  | 99:99:99:99:99:99 |  | Alarm | PAAR:00-PVAR | 11/02/2019 |  | COOPER UNIVERSITY HOSPITAL |  |  | PT/OT GYM STORAGE CABINET | WOT00000000513134 | JOSEPHINE HONG | Disposition | Closed | Kirk Lis | 02/08/2018 | 05/19/2019 | Bulk Disposition CNL
|  | NELLCOR PURITAN BENNETT | N-20 | OXIMETER, PULSE |  | PHYSICAL THERAPY | Kelemen |  |  | 01/01/1900 |  |  |  |  | NO | YES |  |  |  |  | NELLCOR PURITAN 10367469 20631413 |  |  | Active |  | 99:99:99:99:99:99 |  | Alarm | PAAR:00-PVAR | 11/02/2019 |  | COOPER UNIVERSITY HOSPITAL |  |  | GYM STORAGE CABINET | WOT00000002200100 | JOSEPHINE HONG | Disposition | Closed | Kirk Lis | 02/14/2019 | 05/17/2019 | Bulk Disposition CNL
|  | NELLCOR PURITAN BENNETT | N-20 | OXIMETER, PULSE | G05863667 | TSDU - KELEMEN S7 | Kelemen |  |  | 01/01/1900 |  |  |  |  | NO | YES |  |  |  |  | NELLCOR PURITAN 10355570 G05863667 |  |  | Disposition |  | 99:99:99:99:99:99 |  | Alarm | PAAR:00-PVAR | 11/01/2019 |  | COOPER UNIVERSITY HOSPITAL |  |  | 7n | WOT00000000525094 | JEN VANDER HORN | Disposition | Closed | Richard Jolly | 02/08/2018 | 07/18/2019 | Bulk Disposition CNL | trade in with masimo | EXP3425830 | Labor | 07/18/2019 | 07/18/2019 | Richard Jolly
|  | NELLCOR PURITAN BENNETT | N-20 | OXIMETER, PULSE | G08830568 | INTENSIVE CARE UNIT | Pavilion |  |  | 11/01/2019 |  | 11/1/29 |  |  | NO | YES |  |  |  |  | NELLCOR PURITAN 30143565 G08830568 |  |  | Active |  | 99:99:99:99:99:99 |  | Alarm | PAAR:00-PVAR | 11/01/2019 | 11/01/2019 | COOPER UNIVERSITY HOSPITAL |  |  | PAVILION icu | WOT00000000525122 | CAROLYN RUMELL | Disposition | Closed | Richard Jolly | 11/01/2019 | 11/01/2019 | Bulk Disposition CNL |  |  |  | 11/01/2019 | 11/01/2019
|  | NELLCOR PURITAN BENNETT | N-20E | OXIMETER, PULSE | G05879144 | PEDIATRIC INTENSIVE CARE UNIT | Kelemen |  |  | 11/02/2005 |  | 11/2/15 |  |  | NO | YES |  |  |  |  | NELLCOR PURITAN 10360444 G05879144 |  |  | Disposition |  | 99:99:99:99:99:99 |  | Alarm | PAAR:00-PVAR | 11/02/2019 |  | COOPER UNIVERSITY HOSPITAL |  |  | PICU | WOT00000000525098 | Susan Cannon | Disposition | Closed | Gene Amodei | 02/08/2018 | 07/11/2019 | Bulk Disposition CNL
|  | NELLCOR PURITAN BENNETT | N-20P | OXIMETER, PULSE | G06810790 | 3 COOPER-PREADMISSION TESTING | 3 Cooper |  |  | 01/01/1900 |  |  |  |  | NO | YES |  |  |  |  | NELLCOR PURITAN 10345529 G06810790 |  |  | Active |  | 99:99:99:99:99:99 |  | Alarm | PAAR:00-PVAR | 11/02/2019 |  | COOPER AMBULATORY OFF-SITES |  |  | Suite 116 - Room 116K |  | Karen Capone
|  | NELLCOR PURITAN BENNETT | N-395 | OXIMETER, PULSE | GOO814883 | MOORESTOWN-FAMILY MEDICINE | 110 Marter Ave |  |  | 01/01/1900 |  |  |  |  | NO | YES |  |  |  |  | NELLCOR PURITAN 10366195 GOO814883 |  |  | Active |  | 99:99:99:99:99:99 |  | Alarm | PAAR:00-PVAR | 11/02/2019 |  | COOPER AMBULATORY OFF-SITES |  |  | exam 3 |  | LYNNE DEJOSEPH
|  | NELLCOR PURITAN BENNETT | N-595 | OXIMETER, PULSE |  | 3 COOPER-PREADMISSION TESTING | 3 Cooper |  |  | 06/10/2015 |  | 6/10/25 |  |  | NO | YES |  |  |  |  | NELLCOR PURITAN 10505490 603818430 |  |  | Active |  | 99:99:99:99:99:99 |  | Alarm | PAAR:00-PVAR | 10/31/2019 |  | COOPER AMBULATORY OFF-SITES |  |  | Suite 116 - Room 116K |  | Karen Capone
|  | NELLCOR PURITAN BENNETT | N-595 | OXIMETER, PULSE | Not Known | WILLINGBORO HEMATOLOGY/ONCOLOGY | 1000 Salem Rd |  |  | 01/01/1900 |  |  |  |  | NO | YES |  |  |  |  | NELLCOR PURITAN 10367240 Not Known |  |  | Active |  | 99:99:99:99:99:99 |  | Alarm | PAAR:00-PVAR | 11/02/2019 |  | COOPER AMBULATORY OFF-SITES |  |  | INFUSION RM |  | ANN DENTON
|  | NELLCOR PURITAN BENNETT | N-595 | OXIMETER, PULSE | G03816331 | VOORHEES SURGERY CENTER-PULMONARY | 900 Centennial Blvd | Suite K |  | 01/01/1900 |  |  |  |  | NO | YES |  |  |  |  | NELLCOR PURITAN 10356809 G03816331 |  |  | Active |  | 99:99:99:99:99:99 |  | Alarm | PAAR:00-PVAR | 11/02/2019 |  | COOPER AMBULATORY OFF-SITES |  |  | SUITE K221 PULMONARY | WOT00000001274070 | SUSAN PINE | Repair | Closed | Kirk Lis | 08/06/2018 | 11/06/2018 | 3 pull socks - one beeps constantly, has tried turning them off and turning them back on, they will not work properly | ANALYZED UNIT . TRACED ISSUE TO BAD BATTERY RESEARCHED STOCK NEED TO ORDER RESEARCHED BATTERY PART#. ORDERED PART INSTALLED BATTERY TESTED UNIT. RESEATED BATTERY. PERFORMED OVP RETURNED UNIT TO SERVICE | EXP1136992 | Labor | 08/17/2018 | 08/17/2018 | Kirk Lis
|  | NELLCOR PURITAN BENNETT | N-595 | OXIMETER, PULSE | G03818204 | VOORHEES SURGERY CENTER-PULMONARY | 900 Centennial Blvd | Suite K |  | 01/01/1900 |  |  |  |  | NO | YES |  |  |  |  | NELLCOR PURITAN 10356808 G03818204 |  |  | Active |  | 99:99:99:99:99:99 |  | Alarm | PAAR:00-PVAR | 11/01/2019 |  | COOPER AMBULATORY OFF-SITES |  |  | K221/Exam Procedure Room |  | SUSAN PINE
|  | NELLCOR PURITAN BENNETT | N-595 | OXIMETER, PULSE | G03855247 | VOORHEES SURGERY CENTER-PULMONARY | 900 Centennial Blvd | Suite K |  | 01/01/1900 |  |  |  |  | NO | YES |  |  |  |  | NELLCOR PURITAN 10356770 G03855247 |  |  | Active |  | 99:99:99:99:99:99 |  | Alarm | PAAR:00-PVAR | 11/02/2019 |  | COOPER AMBULATORY OFF-SITES |  |  | Sleep Exam Room K222 |  | SUSAN PINE
|  | NELLCOR PURITAN BENNETT | N-595 | OXIMETER, PULSE | G03818407 | VOORHEES PEDIATRICS | 6400 Main St |  |  | 01/01/1900 |  |  |  |  | NO | YES |  |  |  |  | NELLCOR PURITAN 10347013 G03818407 |  |  | Active |  | 99:99:99:99:99:99 |  | Alarm | PAAR:00-PVAR | 11/02/2019 |  | COOPER AMBULATORY OFF-SITES |  |  | Pediatric |  | MAUREEN OBRIEN
|  | NELLCOR PURITAN BENNETT | N-595 | OXIMETER, PULSE | G03813874 | VOORHEES PEDIATRICS | 6400 Main St |  |  | 01/01/1900 |  |  |  |  | NO | YES |  |  |  |  | NELLCOR PURITAN 10346696 G03813874 |  |  | Active |  | 99:99:99:99:99:99 |  | Alarm | PAAR:00-PVAR | 11/02/2019 |  | COOPER AMBULATORY OFF-SITES |  |  | 6400 MAIN STREET |  | MAUREEN OBRIEN
|  | NELLCOR PURITAN BENNETT | N-65 | OXIMETER, PULSE | P14815412 |  | 110 Marter Ave | [7 empty] | NO | YES
|  | NONIN MEDICAL,INC |  | OXIMETER, PULSE |  | VOORHEES SURGERY CENTER-PULMONARY | 900 Centennial Blvd | Suite K |  | 01/11/2012 |  | 1/11/22 |  |  | NO | YES |  |  |  |  | NONIN MEDICAL,INC 10356787 501297570 |  |  | Active |  | 99:99:99:99:99:99 |  | Alarm | PAAR:00-PVAR | 11/02/2019 |  | COOPER AMBULATORY OFF-SITES |  |  | Exercise Physiology Lab |  | SUSAN PINE
|  | OHMEDA |  | OXIMETER, PULSE |  | INTENSIVE CARE NURSERY | Dorrance |  |  | 01/01/1900 |  |  |  |  | NO | YES |  |  |  |  | OHMEDA 10355199 981222463 |  |  | Active |  | 99:99:99:99:99:99 |  | Alarm | PAAR:00-PVAR | 11/01/2019 |  | COOPER UNIVERSITY HOSPITAL |  |  | SEVENTH FLOOR DORRANCE STORAGE | WOT00000000520583 | JOANNE FOX | Disposition | Closed | Gene Amodei | 02/08/2018 | 07/19/2019 | Bulk Disposition CNL
|  | VIOPTIX INC. | ODISSEY | OXIMETER, TISSUE | D0067 | OR - KELEMEN 3 | Kelemen |  |  | 10/31/2019 |  |  |  |  | NO | YES |  |  |  |  | VIOPTIX INC. 30142064 D0067 |  |  | Active |  | 68:7F:74:FA:48:56 |  | Equipment | PAAR:00-PVAR | 10/31/2019 | 10/31/2019 | COOPER UNIVERSITY HOSPITAL |  |  | K 4/5 |  | DOMINIC VENDETTA |  |  |  | 10/31/2019 | 10/31/2019 |  |  |  |  | 10/31/2019 | 10/31/2019
|  | ACCRIVA DIAGNOSTICS | AVOXIMETER 1000E | OXIMETER, WHOLE BLOOD |  | CARDIAC CATH LAB | Kelemen |  |  | 05/30/2019 |  | 5/30/29 |  |  | NO | YES |  |  |  |  | AVOX SYSTEMS 11187602 6622 |  |  | Active |  |  |  | Equipment | 2Y:00-CAL | 05/30/2019 | 05/30/2019 | COOPER UNIVERSITY HOSPITAL |  |  | CCL - Lab 1 | WOT00000002752787 | LINDA BEAN | Performance Verification | Closed | Stephen Zubrzycki | 05/30/2019 | 05/30/2019 | Performance Verification for AVOX SYSTEMS 11187602 6622 | Initial Install of Performance Verification. Device is ready for patient use. |  |  | 05/30/2019 | 05/30/2019
|  | ACCRIVA DIAGNOSTICS | AVOXIMETER 1000E | OXIMETER, WHOLE BLOOD |  | CARDIAC CATH LAB | Kelemen |  |  | 05/30/2019 |  | 5/30/29 |  |  | NO | YES |  |  |  |  | AVOX SYSTEMS 11187573 6626 |  |  | Active |  |  |  | Equipment | 2Y:00-CAL | 05/30/2019 | 05/30/2019 | COOPER UNIVERSITY HOSPITAL |  |  | CCL - Lab 4 | WOT00000002752689 | LINDA BEAN | Performance Verification | Closed | Stephen Zubrzycki | 05/30/2019 | 05/30/2019 | CEID Record Completion for AVOX SYSTEMS 11187573 6626 | Inventoried unit | EXP3038188 | Labor | 05/30/2019 | 05/30/2019 | Stephen Zubrzycki
|  | ACCRIVA DIAGNOSTICS | AVOXIMETER 1000E | OXIMETER, WHOLE BLOOD |  | CARDIAC CATH LAB | Kelemen |  |  | 05/30/2019 |  | 5/30/29 |  |  | NO | YES |  |  |  |  | AVOX SYSTEMS 11187570 6624 |  |  | Active |  |  |  | Equipment | 2Y:00-CAL | 05/30/2019 | 05/30/2019 | COOPER UNIVERSITY HOSPITAL |  |  | CCL - Lab 2 | WOT00000002752875 | LINDA BEAN | Performance Verification | Closed | Stephen Zubrzycki | 05/30/2019 | 05/30/2019 | CEID Record Completion for AVOX SYSTEMS 11187570 6624 | Inventoried unit | EXP3038716 | Labor | 05/30/2019 | 05/30/2019 | Stephen Zubrzycki
|  | ACCRIVA DIAGNOSTICS | AVOXIMETER 1000E | OXIMETER, WHOLE BLOOD |  |  | Kelemen | [7 empty] | NO | YES
|  | ACCRIVA DIAGNOSTICS | AVOXIMETER 1000E | OXIMETER, WHOLE BLOOD |  | CARDIAC CATH LAB | Kelemen | Basement |  | 01/01/1900 |  |  |  |  | NO | YES |  |  |  |  | AVOX SYSTEMS 10367845 1884 |  |  | Disposition |  | 99:99:99:99:99:99 |  | Equipment | 1Y:00-MFG | 05/31/2019 | 05/01/2020 | COOPER UNIVERSITY HOSPITAL |  |  | CCL - Lab 3 |  | LINDA BEAN
|  | ACCRIVA DIAGNOSTICS | AVOXIMETER 1000E | OXIMETER, WHOLE BLOOD |  | CARDIAC CATH LAB | Kelemen | Basement |  | 01/01/1900 |  |  |  |  | NO | YES |  |  |  |  | AVOX SYSTEMS 10367848 1955 |  |  | Disposition |  | 99:99:99:99:99:99 |  | Equipment | 1Y:00-MFG | 05/31/2019 | 05/01/2020 | COOPER UNIVERSITY HOSPITAL |  |  | CCL - Lab 2 |  | LINDA BEAN
|  | ACCRIVA DIAGNOSTICS | AVOXIMETER 1000E | OXIMETER, WHOLE BLOOD |  | CARDIAC CATH LAB | Kelemen | Basement |  | 03/07/2006 |  | 3/7/16 |  |  | NO | YES |  |  |  |  | AVOX SYSTEMS 10367809 2304 |  |  | Disposition |  | 99:99:99:99:99:99 |  | Equipment | 1Y:00-MFG | 05/31/2019 | 05/01/2020 | COOPER UNIVERSITY HOSPITAL |  |  | CCL - Lab 1 |  | LINDA BEAN
|  | ACCRIVA DIAGNOSTICS | AVOXIMETER 1000E | OXIMETER, WHOLE BLOOD |  | CARDIAC CATH LAB | Kelemen | Basement |  | 01/01/1900 |  |  |  |  | NO | YES |  |  |  |  | AVOX SYSTEMS 10347583 02586 |  |  | Disposition |  | 99:99:99:99:99:99 |  | Equipment | 1Y:00-MFG | 05/31/2019 | 05/01/2020 | COOPER UNIVERSITY HOSPITAL |  |  | CCL - Lab 4 |  | LINDA BEAN
|  | MEDTRONIC INC. |  | PACEMAKER, EXTERNAL, TEMPORARY | CE1010167P | TRAUMA ICU | Kelemen |  |  | 01/01/1900 |  |  |  |  | NO | YES |  |  |  |  | MEDTRONIC INC. 10357224 CE1010167P |  |  | Active |  | 99:99:99:99:99:99 |  | Life Support | 6M:00-MFG | 08/29/2019 | 02/01/2020 | COOPER UNIVERSITY HOSPITAL |  |  | Drawer |  | Diane Floyd
|  | MEDTRONIC INC. |  | PACEMAKER, EXTERNAL, TEMPORARY | PFG014853P | INTENSIVE CARE UNIT | Kelemen |  |  | 01/12/2001 |  | 1/12/06 |  |  | NO | YES |  |  |  |  | MEDTRONIC INC. 10480288 PFG014853P |  |  | Active |  | 99:99:99:99:99:99 |  | Life Support | 1Y:00-MFG | 12/28/2018 | 12/01/2019 | COOPER UNIVERSITY HOSPITAL |  |  |  |  | CAROLYN RUMELL
|  | MEDTRONIC INC. |  | PACEMAKER, EXTERNAL, TEMPORARY | PFG150410R | CARDIAC CATH LAB | Kelemen |  |  | 06/30/2010 |  | 6/30/15 |  |  | NO | YES |  |  |  |  | MEDTRONIC INC. 10369543 PFG150410R |  |  | Active |  | 99:99:99:99:99:99 |  | Life Support | 1Y:00-MFG | 08/29/2019 | 08/01/2020 | COOPER UNIVERSITY HOSPITAL |  |  | CARDIAC CATH LAB |  | LINDA BEAN
|  | MEDTRONIC INC. |  | PACEMAKER, EXTERNAL, TEMPORARY | PFG028428P | CARDIAC CATH LAB | Kelemen |  |  | 08/18/2005 |  | 8/18/10 |  |  | NO | YES |  |  |  |  | MEDTRONIC INC. 10369540 PFG028428P |  |  | Active |  | 99:99:99:99:99:99 |  | Life Support | 1Y:00-MFG | 08/01/2019 | 08/01/2020 | COOPER UNIVERSITY HOSPITAL |  |  | CATH LAB |  | LINDA BEAN
|  | MEDTRONIC INC. |  | PACEMAKER, EXTERNAL, TEMPORARY | PFG150401R | CARDIAC CATH LAB | Kelemen |  |  | 06/30/2010 |  | 6/30/15 |  |  | NO | YES |  |  |  |  | MEDTRONIC INC. 10369236 PFG150401R |  |  | Active |  | 99:99:99:99:99:99 |  | Life Support | 1Y:00-MFG | 08/01/2019 | 08/01/2020 | COOPER UNIVERSITY HOSPITAL |  |  | CCL |  | LINDA BEAN
|  | MEDTRONIC INC. |  | PACEMAKER, EXTERNAL, TEMPORARY | PFG014856P | OR - KELEMEN 3 | Kelemen |  |  | 01/12/2001 |  | 1/12/06 |  |  | NO | YES |  |  |  |  | MEDTRONIC INC. 10369215 PFG014856P |  |  | Disposition |  | 99:99:99:99:99:99 |  | Life Support | 1Y:00-MFG | 02/21/2019 | 02/01/2020 | COOPER UNIVERSITY HOSPITAL |  |  | EP Lab 1 |  | DOMINIC VENDETTA
|  | MEDTRONIC INC. |  | PACEMAKER, EXTERNAL, TEMPORARY | PFG013904P |  | Kelemen |  |  | 01/01/1900 |  |  |  |  | NO | YES |  |  |  |  | MEDTRONIC INC. 10368915 PFG013904P |  |  | Active |  | 99:99:99:99:99:99 | [5 empty] | COOPER UNIVERSITY HOSPITAL
|  | MEDTRONIC INC. |  | PACEMAKER, EXTERNAL, TEMPORARY | PFG150413R | CCU - CORONARY CARE UNIT | Kelemen |  |  | 06/30/2010 |  | 6/30/15 |  |  | NO | YES |  |  |  |  | MEDTRONIC INC. 10366531 PFG150413R |  |  | Active |  | 99:99:99:99:99:99 |  | Life Support | 1Y:00-VEN | 12/28/2018 | 12/01/2019 | COOPER UNIVERSITY HOSPITAL |  |  | BIOMED |  | CAROLYN RUMELL
|  | MEDTRONIC INC. |  | PACEMAKER, EXTERNAL, TEMPORARY | PFG014852P | OR - KELEMEN 3 | Kelemen |  |  | 01/12/2001 |  | 1/12/06 |  |  | NO | YES |  |  |  |  | MEDTRONIC INC. 10347596 PFG014852P |  |  | Active |  | 99:99:99:99:99:99 |  | Life Support | 1Y:00-MFG | 02/21/2019 | 02/01/2020 | COOPER UNIVERSITY HOSPITAL |  |  | P983 |  | DOMINIC VENDETTA
|  | MEDTRONIC INC. |  | PACEMAKER, EXTERNAL, TEMPORARY | PFG013142P | INTENSIVE CARE UNIT | Pavilion |  |  | 02/22/2019 |  | 2/22/24 |  |  | NO | YES |  |  |  |  | MEDTRONIC INC. 30143567 PFG013142P |  |  | Active |  | 99:99:99:99:99:99 |  | Life Support | 1Y:00-MFG | 02/22/2019 | 02/22/2019 | COOPER UNIVERSITY HOSPITAL |  |  | PAVILION icu |  | CAROLYN RUMELL |  |  |  | 02/22/2019 | 02/22/2019 |  |  |  |  | 02/22/2019 | 02/22/2019
|  | MEDTRONIC INC. |  | PACEMAKER, EXTERNAL, TEMPORARY | PFG013141P | CCU - CORONARY CARE UNIT | Kelemen |  |  | 12/28/2018 |  | 12/28/23 |  |  | NO | YES |  |  |  |  | MEDTRONIC INC. 30143168 PFG013141P |  |  | Active |  | 99:99:99:99:99:99 |  | Life Support | 1Y:00-MFG | 12/28/2018 | 12/28/2018 | COOPER UNIVERSITY HOSPITAL |  |  |  |  | CAROLYN RUMELL |  |  |  | 12/28/2018 | 12/28/2018 |  |  |  |  | 12/28/2018 | 12/28/2018
|  | MEDTRONIC INC. |  | PACEMAKER, EXTERNAL, TEMPORARY | PFG015287P | KELEMEN 8 PCU | Kelemen |  |  | 01/23/2019 |  | 1/23/24 |  |  | NO | YES |  |  |  |  | MEDTRONIC INC. 30143167 PFG015287P |  |  | Active |  | 99:99:99:99:99:99 |  | Life Support | 1Y:00-MFG | 01/23/2019 | 01/23/2019 | COOPER UNIVERSITY HOSPITAL |  |  |  |  | BYRON WELLS |  |  |  | 01/23/2019 | 01/23/2019 |  |  |  |  | 01/23/2019 | 01/23/2019
|  | MEDTRONIC INC. |  | PACEMAKER, EXTERNAL, TEMPORARY | PFG014854P | CHIP - 9 PAVILION | Kelemen |  |  | 12/21/2018 |  | 12/21/23 |  |  | NO | YES |  |  |  |  | MEDTRONIC INC. 30143055 PFG014854P |  |  | Active |  | 99:99:99:99:99:99 |  | Life Support | 1Y:00-MFG | 12/21/2018 | 12/21/2018 | COOPER UNIVERSITY HOSPITAL |  |  | ccl 455 |  | KIM HUMMEL |  |  |  | 12/21/2018 | 12/21/2018 |  |  |  |  | 12/21/2018 | 12/21/2018
|  | MEDTRONIC INC. |  | PACEMAKER, EXTERNAL, TEMPORARY | PFG150420R | CHIP - 9 PAVILION | Kelemen |  |  | 03/18/2019 |  | 3/18/24 |  |  | NO | YES |  |  |  |  | MEDTRONIC INC. 30143054 PFG150420R |  |  | Active |  | 99:99:99:99:99:99 |  | Life Support | 1Y:00-MFG | 03/18/2019 | 03/18/2019 | COOPER UNIVERSITY HOSPITAL |  |  | 9 PAV |  | KIM HUMMEL |  |  |  | 03/18/2019 | 03/18/2019 |  |  |  |  | 03/18/2019 | 03/18/2019
|  | MEDTRONIC INC. |  | PACEMAKER, EXTERNAL, TEMPORARY | DJH028490P | CARDIAC CATH LAB | Pavilion |  |  | 04/10/2018 |  | 4/10/23 |  |  | NO | YES |  |  |  |  | MEDTRONIC INC. 10732379 DJH028490P |  |  | Disposition |  | 99:99:99:99:99:99 |  | Life Support | 1Y:00-MFG | 08/01/2019 | 08/01/2020 | COOPER UNIVERSITY HOSPITAL |  |  | SAME DAY PAV OR | WOT00000000780228 | LINDA BEAN | Performance Verification | Closed | Charles Santomero | 04/10/2018 | 06/06/2019 | Performance Verification for MEDTRONIC INC. 10732379 DJH028490P | Initial Install of Performance Verification. Device is ready for patient use.
|  | MEDTRONIC INC. |  | PACEMAKER, EXTERNAL, TEMPORARY | DJH021314P | INTENSIVE CARE UNIT | Kelemen |  |  | 06/28/2019 |  | 6/28/24 |  |  | NO | YES |  |  |  |  | MEDTRONIC INC. 30146491 DJH021314P |  |  | Active |  | 99:99:99:99:99:99 |  | Life Support | 1Y:00-MFG | 06/28/2019 | 06/28/2019 | COOPER UNIVERSITY HOSPITAL |  |  |  | 0011478073 | CAROLYN RUMELL | Performance Verification | Closed | Bonnie Aichroth | 06/28/2019 | 06/28/2019 | INCOMING INVENTORY | DEVICE INVENTORIED | CF481F52-2746-4D1B-9849-23242CA87B89 | Labor | 06/28/2019 | 06/28/2019 | Bonnie Aichroth
|  | MEDTRONIC INC. |  | PACEMAKER, EXTERNAL, TEMPORARY | DJH021043P | PERFUSION | Kelemen |  |  | 09/30/2019 |  | 9/30/24 |  |  | NO | YES |  |  |  |  | MEDTRONIC INC. 30146489 DJH021043P |  |  | Active |  | 99:99:99:99:99:99 |  | Life Support | 1Y:00-MFG | 09/30/2019 | 09/30/2019 | COOPER UNIVERSITY HOSPITAL |  |  |  | 0011478077 | Bonnie Aichroch | Preventative Maintenance | Closed | Bonnie Aichroth | 09/30/2019 | 09/30/2019 | PERFORMANCE ASSURANCE AT INVENTORY | INVENTORIED DEVICE AND ENSURED DEVICE WAS FUNCTIONING PROPERLY. | BF727155-7445-4D65-81B9-2FE7404F92CD | Labor | 09/30/2019 | 09/30/2019 | Salvatore Bombara
|  | MEDTRONIC INC. |  | PACEMAKER, EXTERNAL, TEMPORARY | DJH021235P | OR - KELEMEN 3 | Pavilion |  |  | 08/07/2019 |  | 8/7/24 |  |  | NO | YES |  |  |  |  | MEDTRONIC INC. 30146487 DJH021235P |  |  | Disposition |  | 99:99:99:99:99:99 |  | Life Support | 1Y:00-MFG | 08/07/2019 | 08/07/2019 | COOPER UNIVERSITY HOSPITAL |  |  | ICU | 0011478101 | DOMINIC VENDETTA | Performance Verification | Closed | Bonnie Aichroth | 08/07/2019 | 08/07/2019 | INCOMING INVENTORY | DEVICE INVENTORIED | 1047153B-3ED6-4012-A476-B6F15CCDBBA3 | Labor | 08/07/2019 | 08/07/2019 | Bonnie Aichroth
|  | MEDTRONIC INC. |  | PACEMAKER, EXTERNAL, TEMPORARY | DJH021045P | CARDIAC CATH LAB | Kelemen |  |  | 08/30/2019 |  | 8/30/24 |  |  | NO | YES |  |  |  |  | MEDTRONIC INC. 30146484 DJH021045P |  |  | Active |  | 99:99:99:99:99:99 |  | Life Support | 1Y:00-MFG | 08/30/2019 | 08/30/2019 | COOPER UNIVERSITY HOSPITAL |  |  |  | 0011478152 | LINDA BEAN | Performance Verification | Closed | Bonnie Aichroth | 08/30/2019 | 08/30/2019 | INCOMING INVENTORY | DEVICE INVENTORIED | B5CF6693-DB99-489E-B5D5-7EB91E4EE03F | Labor | 08/30/2019 | 08/30/2019 | Bonnie Aichroth
|  | MEDTRONIC INC. |  | PACEMAKER, EXTERNAL, TEMPORARY | DJH021076P | CARDIAC CATH LAB | Pavilion |  |  | 08/29/2019 |  | 8/29/24 |  |  | NO | YES |  |  |  |  | MEDTRONIC INC. 30146482 DJH021076P |  |  | Active |  | 99:99:99:99:99:99 |  | Life Support | 1Y:00-MFG | 08/29/2019 | 08/29/2019 | COOPER UNIVERSITY HOSPITAL |  |  |  | 0011478160 | LINDA BEAN | Preventative Maintenance | Closed | Bonnie Aichroth | 08/29/2019 | 08/29/2019 | PERFORMANCE ASSURANCE AT INVENTORY | INVENTORIED DEVICE AND ENSURED DEVICE WAS FUNCTIONING PROPERLY. | B3492794-75D4-4F17-A20E-16D938FEAA37 | Labor | 08/29/2019 | 08/29/2019 | Salvatore Bombara
|  | MEDTRONIC INC. |  | PACEMAKER, EXTERNAL, TEMPORARY | DJH021052P | CARDIAC CATH LAB | Kelemen |  |  | 08/29/2019 |  | 8/29/24 |  |  | NO | YES |  |  |  |  | MEDTRONIC INC. 30146483 DJH021052P |  |  | Active |  | 99:99:99:99:99:99 |  | Life Support | 1Y:00-MFG | 08/29/2019 | 08/29/2019 | COOPER UNIVERSITY HOSPITAL |  |  |  | 0011478145 | LINDA BEAN | Performance Verification | Closed | Bonnie Aichroth | 08/29/2019 | 08/29/2019 | INCOMING INVENTORY | DEVICE INVENTORIED | A81D0EDE-F729-4C69-AA01-CADA952FF541 | Labor | 08/29/2019 | 08/29/2019 | Bonnie Aichroth
|  | MEDTRONIC INC. |  | PACEMAKER, EXTERNAL, TEMPORARY | DJH021048P |  | Kelemen |  |  | 08/29/2019 |  | 8/29/24 |  |  | NO | YES |  |  |  |  | MEDTRONIC INC. 30146481 DJH021048P |  |  | Active |  | 99:99:99:99:99:99 | [5 empty] | COOPER UNIVERSITY HOSPITAL |  |  |  | 0011478141 |  | Preventative Maintenance | Closed | Bonnie Aichroth | 08/29/2019 | 08/29/2019 | PERFORMANCE ASSURANCE AT INVENTORY |  | F65A7190-9419-41F8-A834-DDF39AD326B5 | Labor | 08/29/2019 | 08/29/2019 | Salvatore Bombara
|  | MEDTRONIC INC. |  | PACEMAKER, EXTERNAL, TEMPORARY | DJH021083P | CCU - CORONARY CARE UNIT | Kelemen |  |  | 06/28/2019 |  | 6/28/24 |  |  | NO | YES |  |  |  |  | MEDTRONIC INC. 30146478 DJH021083P |  |  | Active |  | 99:99:99:99:99:99 |  | Life Support | 1Y:00-MFG | 06/28/2019 | 06/28/2019 | COOPER UNIVERSITY HOSPITAL |  |  |  | 0011478173 | CAROLYN RUMELL | Preventative Maintenance | Closed | Bonnie Aichroth | 06/28/2019 | 06/28/2019 | PERFORMANCE ASSURANCE AT INVENTORY | INVENTORIED DEVICE AND ENSURED DEVICE WAS FUNCTIONING PROPERLY. | EAC17D4E-04EE-496C-9D5F-03DE522B62BC | Labor | 06/28/2019 | 06/28/2019 | Salvatore Bombara
|  | APPLIED BIOSYSTEMS | 7500 PCR | PCR SYSTEM |  | LAB CHEMISTRY | 401 Haddon Ave |  |  | 01/01/1900 |  |  |  |  | NO | YES |  |  |  |  | APPLIED BIOSYSTEMS 10369580 279001967 |  |  | Disposition |  |  |  | Equipment | 1Y:00-MFG | 03/14/2016 | 03/01/2020 | COOPER UNIVERSITY HOSPITAL |  |  | ENR - 4TH FLOOR |  | Barbara Snyder
|  | EPPENDORF | MIXMATE | PCR SYSTEM | O5353HI919809 | LAB FLOW CYTOMETRY | 401 Haddon Ave |  |  | 10/31/2019 |  |  |  |  | NO | YES |  |  |  |  | EPPENDORF 11207534 O5353HI919809 |  |  | Active |  | 99:99:99:99:99:99 |  | Equipment | PAAR:00-PVAR | 10/31/2019 | 10/31/2019 | COOPER UNIVERSITY HOSPITAL |  |  | Performance Verification | WOT00000001471101 | JIM RENNA | Performance Verification | Closed | Gene Amodei | 10/31/2019 | 10/31/2019 | Performance Verification for EPPENDORF 11207534 5353HI919809 | Initial Install of Performance Verification. Device is ready for patient use. |  |  | 10/31/2019 | 10/31/2019
|  | EPPENDORF | THERMOMIXER COMPACT | PCR SYSTEM | 5350YL532411 | COOPER CENTER FOR SPECIAL DIAGNOSTICS | 401 Haddon Ave |  |  | 08/18/2009 |  |  |  |  | NO | YES |  |  |  |  | EPPENDORF 10347745 5350YL532411 |  |  | Active |  | 99:99:99:99:99:99 |  | Equipment | 1Y:00-MFG | 06/14/2019 | 06/01/2020 | COOPER AMBULATORY OFF-SITES |  |  | SPECIAL DIAGNOSITCS |  | DR. BARNOWSKY
|  | EPPENDORF | THERMOMIXER R | PCR SYSTEM | 5355YM643670 | COOPER CENTER FOR SPECIAL DIAGNOSTICS | 401 Haddon Ave |  |  | 08/18/2009 |  |  |  |  | NO | YES |  |  |  |  | EPPENDORF 10365657 5355YM643670 |  |  | Active |  | 99:99:99:99:99:99 |  | Equipment | 1Y:00-MFG | 06/14/2019 | 06/01/2020 | COOPER AMBULATORY OFF-SITES |  |  | SPECIAL DIAGNOSTICS |  | DR. BARNOWSKY
|  | C.B.S. SCIENTIFIC |  | PCR WORKSTATION |  |  | 401 Haddon Ave | [7 empty] | NO | YES
|  | CBS SCIENTIFIC | P-030-202 | PCR WORKSTATION |  | COOPER CENTER FOR SPECIAL DIAGNOSTICS | 401 Haddon Ave |  |  | 10/31/2019 |  |  |  |  | NO | YES |  |  |  |  | CBS SCIENTIFIC 30438026 016792 |  |  | Active |  |  |  | Equipment | PAAR:00-PVAR | 10/31/2019 | 10/31/2019 | COOPER AMBULATORY OFF-SITES |  |  | E&R BUILDING | WOT00000002952484 | DR. BARNOWSKY | Performance Verification | Closed | Josh Harris | 10/31/2019 | 10/31/2019 | Performance Verification for CBS SCIENTIFIC 30438026 016792 | Initial Install of Performance Verification. Device is ready for patient use. |  |  | 10/31/2019 | 10/31/2019
|  | CBS SCIENTIFIC | P-036-202 | PCR WORKSTATION | 18279** | COOPER CENTER FOR SPECIAL DIAGNOSTICS | 401 Haddon Ave |  |  | 01/01/1900 |  |  |  |  | NO | YES |  |  |  |  | CBS SCIENTIFIC 10365648 18279** |  |  | Active |  | 99:99:99:99:99:99 |  | Equipment | 1Y:00-MFG | 06/14/2019 | 06/01/2020 | COOPER AMBULATORY OFF-SITES |  |  | BACK LAB |  | DR. BARNOWSKY
|  | CBS SCIENTIFIC | P-036-202 | PCR WORKSTATION |  | COOPER CENTER FOR SPECIAL DIAGNOSTICS | 401 Haddon Ave |  |  | 07/11/2013 |  |  |  |  | NO | YES |  |  |  |  | CBS SCIENTIFIC 10365639 005598 |  |  | Active |  | 99:99:99:99:99:99 |  | Equipment | 1Y:00-MFG | 06/14/2019 | 06/01/2020 | COOPER AMBULATORY OFF-SITES |  |  | CENTER |  | DR. BARNOWSKY
|  | HILL-ROM INC. | THE VEST 205 | PERCUSSOR, ACCOUSTICAL FREQUENCY | 52-00487 |  | Pavilion | [7 empty] | NO | YES
|  | HILL-ROM INC. | THE VEST 205 | PERCUSSOR, ACCOUSTICAL FREQUENCY | 51-00590 | RESPIRATORY | Kelemen | BASEMENT |  | 04/25/2007 |  | 4/25/12 |  |  | NO | YES |  |  |  |  | HILL-ROM INC. 10369092 51-00590 |  |  | Active |  | 99:99:99:99:99:99 |  | Equipment | 1Y:00-MFG | 06/14/2019 | 03/01/2020 | COOPER UNIVERSITY HOSPITAL |  |  | RT workroom |  | KATHY LOFLAND
|  | HILL-ROM INC. | THE VEST 205 | PERCUSSOR, ACCOUSTICAL FREQUENCY | 52-00480 | RESPIRATORY | Kelemen |  |  | 01/31/2012 |  | 1/31/17 |  |  | NO | YES |  |  |  |  | HILL-ROM INC. 10355649 52-00480 |  |  | Active |  | 99:99:99:99:99:99 |  | Equipment | 1Y:00-MFG | 03/15/2019 | 03/01/2020 | COOPER UNIVERSITY HOSPITAL |  |  | TSDU-BED 6 |  | KATHY LOFLAND
|  | HILL-ROM INC. | THE VEST 205 | PERCUSSOR, ACCOUSTICAL FREQUENCY | 51-00600 | RESPIRATORY | Pavilion |  |  | 04/25/2007 |  | 4/25/12 |  |  | NO | YES |  |  |  |  | HILL-ROM INC. 10355316 51-00600 |  |  | Active |  | 99:99:99:99:99:99 |  | Equipment | 1Y:00-MFG | 03/11/2019 | 02/01/2020 | COOPER UNIVERSITY HOSPITAL |  |  | ROOM 628 |  | KATHY LOFLAND
|  | MEDISOFT | TRANSAIR | PFT CALCULATOR | 120305-7-0818 | BRACHFIELD MEDICAL ASSOCIATES-MEDICINE | 218 Sunset Rd |  |  | 02/17/2012 |  |  |  |  | NO | YES |  |  |  |  | MEDISOFT 10367017 120305-7-0818 |  |  | Active |  | 18:03:73:4B:3B:0E |  | Equipment | 1Y:00-MFG | 04/30/2019 | 04/01/2020 | COOPER AMBULATORY OFF-SITES |  |  | WINGE A PFT LAB |  | CATHY CRAWFORD
|  | ALCON INC | CENTURION | PHACOEMULSIFIER | 1401823301X | OPERATING ROOM - PAVILION | Pavilion |  |  | 04/17/2014 |  | 4/17/19 |  |  | NO | YES |  |  |  |  | ALCON INC 10367418 1401823301X |  |  | Active |  | 99:99:99:99:99:99 |  | High Risk | 6M:00-MFG | 08/22/2019 | 02/01/2020 | COOPER UNIVERSITY HOSPITAL |  |  | SD OR store Rm SERVICE CONTRACT TO 2019 |  | DOMINIC VENDETTA
|  | ALCON INC | INFINITI 210-0000-503 | PHACOEMULSIFIER | 0901849201X | VOORHEES SURGERY CENTER-OPERATING ROOM | 900 Centennial Blvd | Suite E |  | 08/21/2009 |  |  |  |  | NO | YES |  |  |  |  | ALCON INC 10345491 0901849201X |  |  | Active |  | 99:99:99:99:99:99 |  | High Risk | 6M:00-MFG | 10/30/2019 | 04/01/2020 | COOPER AMBULATORY OFF-SITES |  |  | Proceedure Room |  | JENNIFER BOMBARO
|  | MEDTRONIC INC. | STEALTHSTATION S7 | PLANNING STATION | N01134385 | OPERATING ROOM - PAVILION | Pavilion |  |  | 02/26/2013 |  |  |  |  | NO | YES |  |  |  |  | MEDTRONIC INC. 10367416 N01134385 |  |  | Active |  | 00:19:0F:0B:75:5A |  | High Risk | 6M:00-MFG | 08/22/2019 | 02/01/2020 | COOPER UNIVERSITY HOSPITAL |  |  |  |  | DOMINIC VENDETTA
|  | HELMER INC. | DH8 QUICKTHAW | PLASMA THAWER |  | LAB BLOOD BANK | Pavilion | BASEMENT |  | 06/09/2014 |  | 6/9/21 |  |  | NO | YES |  |  |  |  | HELMER INC. 10367910 1014664 |  |  | Active |  | 99:99:99:99:99:99 |  | Equipment | 3M:00-MFG 1Y:00-MIN | 01/09/2019 | 01/01/2020 | COOPER UNIVERSITY HOSPITAL |  |  | BLOOD BANK |  | Barbara Bayne
|  | HELMER INC. | DH8 QUICKTHAW | PLASMA THAWER |  | LAB BLOOD BANK | Pavilion | BASEMENT |  | 01/01/1900 |  |  |  |  | NO | YES |  |  |  |  | HELMER INC. 10367909 0962351 |  |  | Active |  | 99:99:99:99:99:99 |  | Equipment | 3M:00-MFG 1Y:00-MIN | 01/09/2019 | 01/01/2020 | COOPER UNIVERSITY HOSPITAL |  |  | BLOOD BANK |  | Barbara Bayne
|  | HELMER INC. | DH8 QUICKTHAW | PLASMA THAWER |  | LAB BLOOD BANK | Pavilion | BASEMENT |  | 03/18/2005 |  | 3/18/12 |  |  | NO | YES |  |  |  |  | HELMER INC. 10367907 968170 |  |  | Active |  | 99:99:99:99:99:99 |  | Equipment | 3M:00-MFG 1Y:00-MIN | 01/09/2019 | 01/01/2020 | COOPER UNIVERSITY HOSPITAL |  |  | BLOOD BANK |  | Barbara Bayne
|  | HELMER INC. | DH8 QUICKTHAW | PLASMA THAWER |  | LAB BLOOD BANK | Pavilion | BASEMENT |  | 10/12/2018 |  | 10/12/25 |  |  | NO | YES |  |  |  |  | HELMER INC. 30244956 2055524 |  |  | Active |  | 99:99:99:99:99:99 |  | Equipment | 3M:00-MFG 1Y:00-MIN | 10/12/2018 | 10/12/2018 | COOPER UNIVERSITY HOSPITAL |  |  | Performance Verification | WOT00000001573466 | Barbara Bayne | Performance Verification | Closed | Gene Amodei | 10/12/2018 | 10/12/2018 | Performance Verification for HELMER INC. 30244956 2055524 | Initial Install of Performance Verification. Device is ready for patient use. |  |  | 10/12/2018 | 10/12/2018
|  | CAREFUSION | VMAX AUTOBOX | PLETHYSMOGRAPH | JMU000767-A |  | 900 Centennial Blvd | Suite K | [6 empty] | NO | YES | Serial Number JMU000767-A
|  | CAREFUSION | VMAX AUTOBOX | PLETHYSMOGRAPH | JMU000206-A | PULMONARY LAB | Kelemen |  |  | 11/02/2019 |  | 11/2/34 |  |  | NO | YES |  |  |  |  | CAREFUSION 30143419 JMU000206-A |  |  | Active |  | 99:99:99:99:99:99 |  | Accessory | PAAR:00-PVAR | 11/02/2019 | 11/02/2019 | COOPER UNIVERSITY HOSPITAL |  |  | SPECIAL TEST |  | KATHY LOFLAND |  |  |  | 11/02/2019 | 11/02/2019 |  |  |  |  | 11/02/2019 | 11/02/2019
|  | CAREFUSION | VMAX AUTOBOX | PLETHYSMOGRAPH | JMU003243-A | PENNSVILLE-MEDICINE | 390 N Broadway |  |  | 11/08/2006 |  |  |  |  | NO | YES |  |  |  |  | CAREFUSION 10345912 JMU003243-A |  |  | Disposition |  |  |  | Equipment | 1Y:00-MFG | 08/11/2016 | 08/01/2020 | COOPER AMBULATORY OFF-SITES |  |  | EXAM 18 |  | Heather Rhodes
|  | NORTHSTAR MEDICAL INC. | POS-2000 | POSITIONER, BEACH CHAIR | Not Known | OR - KELEMEN 3 | Kelemen |  |  | 08/25/2015 |  |  |  |  | NO | YES |  |  |  |  | NORTHSTAR MEDICAL INC. 10349381 Not Known |  |  | Active |  | 99:99:99:99:99:99 |  | Equipment | PAAR:00-PVAR | 10/31/2019 |  | COOPER UNIVERSITY HOSPITAL |  |  |  |  | DOMINIC VENDETTA
|  | NORTHSTAR MEDICAL INC. | POS-2000 | POSITIONER, BEACH CHAIR |  | OR - KELEMEN 3 | Kelemen |  |  | 08/25/2015 |  |  |  |  | NO | YES |  |  |  |  | NORTHSTAR MEDICAL INC. 10349379 22607 |  |  | Active |  | 99:99:99:99:99:99 |  | Equipment | PAAR:00-PVAR | 10/31/2019 |  | COOPER UNIVERSITY HOSPITAL |  |  |  |  | DOMINIC VENDETTA
|  | VISION RT | ALIGNRT | POSITIONER, LASER | PCR249-0242 | COOPER CANCER CENTER | MD Anderson Cancer Center |  |  | 02/13/2017 |  | 2/13/22 |  |  | NO | YES |  |  |  |  | VISION RT 10769616 PCR249-0242 |  |  | Active |  | 64:51:06:2A:C5:9E |  | Equipment | PAAR:00-PVAR | 10/31/2019 |  | COOPER AMBULATORY OFF-SITES |  |  | C1049 LIN ACC#1 | 0011896742 | COLLEEN TEGELER | Preventative Maintenance | Closed | Bonnie Aichroth | 07/13/2017 | 07/13/2017 | PERFORMANCE ASSURANCE AT INVENTORY | INVENTORIED DEVICE AND ENSURED DEVICE WAS FUNCTIONING PROPERLY. | E78300EE-7F19-419F-8545-E1E5F5AF2EC3 | Labor | 07/11/2017 | 07/11/2017 | Zhan Kiselev
|  | VISION RT | ALIGNRT | POSITIONER, LASER | PCR249-0241 | COOPER CANCER CENTER | MD Anderson Cancer Center |  |  | 02/13/2017 |  | 2/13/22 |  |  | NO | YES |  |  |  |  | VISION RT 10769617 PCR249-0241 |  |  | Active |  | 64:51:06:2A:C5:99 |  | Equipment | PAAR:00-PVAR | 10/31/2019 |  | COOPER AMBULATORY OFF-SITES |  |  |  | 0011896728 | COLLEEN TEGELER | Preventative Maintenance | Closed | Bonnie Aichroth | 07/13/2017 | 07/13/2017 | PERFORMANCE ASSURANCE AT INVENTORY | INVENTORIED DEVICE AND ENSURED DEVICE WAS FUNCTIONING PROPERLY. | 3E9E818D-F96B-42BC-AD52-106E73241B1F | Labor | 07/11/2017 | 07/11/2017 | Zhan Kiselev
|  | VISION RT | ALIGNRT | POSITIONER, LASER | 300-0006 | COOPER CANCER CENTER | MD Anderson Cancer Center |  |  | 06/10/2015 |  | 6/10/20 |  |  | NO | YES |  |  |  |  | VISION RT 10769610 300-0006 |  |  | Disposition |  |  |  | Equipment | 1Y:00-MFG | 09/20/2017 | 09/01/2020 | COOPER AMBULATORY OFF-SITES |  |  |  | 0011990698 | COLLEEN TEGELER | Preventative Maintenance | Closed | Bonnie Aichroth | 07/31/2017 | 07/31/2017 | PERFORMANCE ASSURANCE AT INVENTORY | INVENTORIED DEVICE AND ENSURED DEVICE WAS FUNCTIONING PROPERLY. | BA47045F-6832-41B8-8F1E-386A0F2FD30A | Labor | 07/28/2017 | 07/28/2017 | Zhan Kiselev
|  | SMITH &amp; NEPHEW | SPIDER II | POSITIONER, LIMB |  | OR - KELEMEN 3 | Kelemen |  |  | 10/31/2019 |  |  |  |  | NO | YES |  |  |  |  | SMITH & NEPHEW 11239275 0309 |  |  | Active |  | 99:99:99:99:99:99 |  | Equipment | PAAR:00-PVAR | 10/31/2019 | 10/31/2019 | COOPER UNIVERSITY HOSPITAL |  |  | Kel OR | WOT00000000893145 | DOMINIC VENDETTA | Performance Verification | Closed | Salvatore Bombara | 10/31/2019 | 10/31/2019 | Performance Verification for SMITH & NEPHEW 11239275 0309 | Initial Install of Performance Verification. Device is ready for patient use. |  |  | 10/31/2019 | 10/31/2019
|  | SMITH &amp; NEPHEW | SPIDER II | POSITIONER, LIMB |  | OR - KELEMEN 3 | Kelemen |  |  | 10/31/2019 |  |  |  |  | NO | YES | Serial Number 3014 |  |  |  | SMITH & NEPHEW 11239273 3014 |  |  | Active |  | 99:99:99:99:99:99 |  | Equipment | PAAR:00-PVAR | 10/31/2019 | 10/31/2019 | COOPER UNIVERSITY HOSPITAL |  |  | Kel OR | WOT00000000891295 | DOMINIC VENDETTA | Performance Verification | Closed | Salvatore Bombara | 10/31/2019 | 10/31/2019 | Performance Verification for SMITH & NEPHEW 11239273 3014 | Initial Install of Performance Verification. Device is ready for patient use. |  |  | 10/31/2019 | 10/31/2019
|  | TEAL ELECTRONICS CORP. | PDU-4000 | POWER CONDITIONER |  | CARDIAC CATH LAB | Kelemen |  |  | 01/27/2011 |  |  |  |  | NO | YES |  |  |  |  | TEAL ELECTRONICS CORP. 10367857 130658 |  |  | Disposition |  | 99:99:99:99:99:99 |  | Alarm | PAAR:00-PVAR | 11/02/2019 |  | COOPER UNIVERSITY HOSPITAL |  |  | LAB 3 | WOT00000000509734 | LINDA BEAN | Disposition | Closed | Stephen Zubrzycki | 02/08/2018 | 05/23/2018 | Bulk Disposition CNL | CNL for 2 years. There are no APC UPS in the Cath Lab. Lab 3 Has all new equipment. | EXP0609316 | Labor | 05/22/2018 | 05/22/2018 | Stephen Zubrzycki
|  | MEDTRONIC INC. | EC300 | POWER CONSOLE | NTC67060 | OR - KELEMEN 3 | Kelemen |  |  | 10/31/2019 |  | 10/31/29 |  |  | NO | YES |  |  |  |  | MEDTRONIC INC. 11239408 NTC67060 |  |  | Active |  | 99:99:99:99:99:99 |  | Equipment | PAAR:00-PVAR | 10/31/2019 | 10/31/2019 | COOPER UNIVERSITY HOSPITAL |  |  | Kel OR ortho | WOT00000001717104 | DOMINIC VENDETTA | Performance Verification | Closed | Salvatore Bombara | 10/31/2019 | 10/31/2019 | Performance Verification for MEDTRONIC INC. 11239408 NTC67060 | Initial Install of Performance Verification. Device is ready for patient use. |  |  | 10/31/2019 | 10/31/2019
|  | MEDTRONIC INC. | EC300 | POWER CONSOLE |  | OR - KELEMEN 3 | Kelemen |  |  | 10/31/2019 |  | 10/31/29 |  |  | NO | YES |  |  |  |  | MEDTRONIC INC. 11239406 51081 |  |  | Active |  | 99:99:99:99:99:99 |  | Equipment | PAAR:00-PVAR | 10/31/2019 | 10/31/2019 | COOPER UNIVERSITY HOSPITAL |  |  | OR | WOT00000001710528 | DOMINIC VENDETTA | Performance Verification | Closed | Salvatore Bombara | 10/31/2019 | 10/31/2019 | Performance Verification for MEDTRONIC INC. 11239406 51081 | Initial Install of Performance Verification. Device is ready for patient use. |  |  | 10/31/2019 | 10/31/2019
|  | MEDTRONIC INC. | EC300 | POWER CONSOLE |  |  | Kelemen | [7 empty] | NO | YES
|  | MEDTRONIC INC. | EC300 | POWER CONSOLE | NTC63463 | OR - KELEMEN 3 | Pavilion |  |  | 05/18/2016 |  | 5/18/26 |  |  | NO | YES |  |  |  |  | MEDTRONIC INC. 10480465 NTC63463 |  |  | Active |  | 99:99:99:99:99:99 |  | Equipment | PAAR:00-PVAR | 10/31/2019 |  | COOPER UNIVERSITY HOSPITAL |  |  | K OR 3 IPC IPX1 |  | DOMINIC VENDETTA
|  | MEDTRONIC INC. | EC300 | POWER CONSOLE |  | VOORHEES SURGERY CENTER-OPERATING ROOM | 900 Centennial Blvd | Suite E |  | 04/09/2013 |  | 4/9/23 |  |  | NO | YES |  |  |  |  | MEDTRONIC INC. 10347195 75917 |  |  | Active |  | 99:99:99:99:99:99 |  | Equipment | 6M:00-MFG | 10/30/2019 | 04/01/2020 | COOPER AMBULATORY OFF-SITES |  |  | SUITE E |  | JENNIFER BOMBARO
|  | MEDTRONIC INC. | EC300 | POWER CONSOLE | NTC60339 | OPERATING ROOM - PAVILION | Pavilion |  |  | 08/22/2014 |  | 8/22/24 |  |  | NO | YES |  |  |  |  | MEDTRONIC INC. 10346560 NTC60339 |  |  | Active |  | 99:99:99:99:99:99 |  | Equipment | 6M:00-MFG | 08/22/2019 | 02/01/2020 | COOPER UNIVERSITY HOSPITAL |  |  | OR P05 IPC IPX1 |  | DOMINIC VENDETTA
|  | MEDTRONIC INC. | EC300 | POWER CONSOLE | NTC60337 | OR - KELEMEN 3 | Kelemen |  |  | 08/22/2014 |  | 8/22/24 |  |  | NO | YES |  |  |  |  | MEDTRONIC INC. 10346305 NTC60337 |  |  | Active |  | 99:99:99:99:99:99 |  | Equipment | PAAR:00-PVAR | 11/02/2019 |  | COOPER UNIVERSITY HOSPITAL |  |  | P OR 5 IPC IPX1 | 0011645241 | DOMINIC VENDETTA | Repair | Closed | Salvatore Bombara | 05/17/2017 | 05/19/2017 | HANDPIECE CONTROLLER - NOT WORKING - 3 KELEMAN OR FRONT DESK | 5/19/2017 11:24:11 AM SXBOMBARA (SXBOMBARA 5/18/2017 12:00 AM) RETRIEVED UNIT. AWAITING HAND PIECE AND FOOT PEDAL FOR TESTING (SXBOMBARA 5/19/2017 12:00 AM) RECEIVED HAND PIECE AND FOOT PEDAL. TESTED AND PASSED FULL FUNCTIONAL CHECK. RETURNED UNIT TO SERVICE. | 65A02713-6BBF-4144-812F-02B6F3C55988 | Labor | 05/18/2017 | 05/18/2017 | Salvatore Bombara
|  | BIEN AIR | CHIROPRO 980 | POWER SYSTEM, DENTAL | 04G0033 | BUNKER HILL-ORAL SURGERY | 2 Plaza Dr |  |  | 01/01/1900 |  |  |  |  | NO | YES |  |  |  |  | BIEN AIR 10366942 04G0033 |  |  | Active |  | 99:99:99:99:99:99 |  | Equipment | PAAR:00-PVAR | 11/02/2019 |  | COOPER AMBULATORY OFF-SITES |  |  | exam 4 |  | BARBARA DIPINTO
|  | BIEN AIR | CHIROPRO 980 | POWER SYSTEM, DENTAL | 04G0032 | BUNKER HILL-ORAL SURGERY | 2 Plaza Dr |  |  | 01/01/1900 |  |  |  |  | NO | YES |  |  |  |  | BIEN AIR 10366927 04G0032 |  |  | Active |  | 99:99:99:99:99:99 |  | Equipment | PAAR:00-PVAR | 11/02/2019 |  | COOPER AMBULATORY OFF-SITES |  |  | exam 3 |  | BARBARA DIPINTO
|  | BIEN AIR | CHIROPRO L | POWER SYSTEM, DENTAL | 12K0092 | 6200 MAIN ST-SURGERY | 6200 Main St |  |  | 04/19/2013 |  |  |  |  | NO | YES |  |  |  |  | BIEN AIR 10732214 12K0092 |  |  | Active |  | 99:99:99:99:99:99 |  | Equipment | PAAR:00-PVAR | 10/31/2019 |  | COOPER AMBULATORY OFF-SITES |  |  | Room 108 |  | BOBBIE MICKLE
|  | BIEN AIR | CHIROPRO L | POWER SYSTEM, DENTAL | 12L0002 | 6017 MAIN ST-PLASTICS | 6200 Main st |  |  | 04/19/2013 |  |  |  |  | NO | YES |  |  |  |  | BIEN AIR 10345755 12L0002 |  |  | Active |  | 99:99:99:99:99:99 |  | Equipment | PAAR:00-PVAR | 11/02/2019 |  | COOPER AMBULATORY OFF-SITES |  |  | ORAL SIDE PROC A | WOT00000002984493 | ANNE MAIER | Repair | Closed | Josh Harris | 06/25/2019 | 07/22/2019 | Gives message "release the pedal" and it is malfunctioning | Analyzed unit. foot pedal is inoperable. always defaults to pedal being depressed. Researching replacement foot pedal. INSTALLED NEW FOOT PEDAL . PERFORMED OVP. RETURNED UNIT TO SERVICE. | EXP3327798 | Parts |  |  | Josh Harris
|  | UPOWER | UP500 | POWER SYSTEM, DENTAL |  | MARLTON-DERMATOLOGY | 10000 Sagemore Dr - Marlton |  |  | 02/23/2017 |  |  |  |  | NO | YES |  |  |  |  | UPOWER 10649967 11886 |  |  | Active |  | 99:99:99:99:99:99 |  | Equipment | PAAR:00-PVAR | 10/31/2019 |  | COOPER AMBULATORY OFF-SITES |  |  |  | 0011983363 | MICHELE CANALE | Preventative Maintenance | Closed | Bonnie Aichroth | 07/27/2017 | 07/27/2017 | PERFORMANCE ASSURANCE AT INVENTORY | INVENTORIED DEVICE AND ENSURED DEVICE WAS FUNCTIONING PROPERLY. | C13311CC-5C25-454A-8F43-4C452BDE97E3 | Labor | 02/23/2017 | 02/23/2017 | Kirk Lis
|  | ASHCROFT | ASHCROFT DURAGAUGE | PRESSURE GAUGE |  |  | Kelemen |  |  | 01/29/2019 |  |  |  |  | NO | YES |  |  |  |  | ASHCROFT 30212668 3100918001 |  |  | Active |  | 99:99:99:99:99:99 |  | Test Equipment | 1Y:00-VEN | 01/29/2019 | 01/29/2019 | COOPER UNIVERSITY HOSPITAL |  |  |  | 0012506274 | Bonnie Aichroch | Preventative Maintenance | Closed | Josh Harris | 01/29/2019 | 01/29/2019 | PERFORMANCE ASSURANCE AT INVENTORY | INVENTORIED DEVICE AND ENSURED DEVICE WAS FUNCTIONING PROPERLY. | 6D165279-46DA-4D57-AF1C-79C7A518C4B0 | Labor | 01/29/2019 | 01/29/2019 | Josh Harris
|  | ASHCROFT | ASHCROFT DURAGAUGE | PRESSURE GAUGE |  | BIOMEDICAL | Kelemen |  |  | 01/29/2019 |  |  |  |  | NO | YES |  |  |  |  | ASHCROFT 30212591 4063011000 |  |  | Active |  | 99:99:99:99:99:99 |  | Test Equipment | 1Y:00-VEN | 01/29/2019 | 01/29/2019 | COOPER UNIVERSITY HOSPITAL |  |  |  | 0012314582 | Bonnie Aichroch | Performance Verification | Closed | Michael Youch | 01/29/2019 | 01/29/2019 | INCOMING INVENTORY | DEVICE INVENTORIED | ECD365EC-D1CB-4CE9-A56D-7A3315B36B79 | Labor | 01/29/2019 | 01/29/2019 | Bonnie Aichroth
|  | ASHCROFT | ASHCROFT DURAGAUGE | PRESSURE GAUGE |  |  | Kelemen | [7 empty] | NO | YES
|  | BELMONT | FMS 2000 | PRESSURE INFUSER | Q120786 | LAB BLOOD BANK | Kelemen |  |  | 01/09/2007 |  | 1/9/17 |  |  | NO | YES |  |  |  |  | BELMONT 10752545 Q120786 |  |  | Active |  | 99:99:99:99:99:99 |  | High Risk | 6M:00-MFG | 09/28/2019 | 03/01/2020 | COOPER UNIVERSITY HOSPITAL |  |  | EQUIPMENT STORAGE P316 |  | Barbara Bayne
|  | BELMONT | FMS 2000 | PRESSURE INFUSER | T081808 | LAB BLOOD BANK | Pavilion |  |  | 09/28/2009 |  | 9/28/19 |  |  | NO | YES |  |  |  |  | BELMONT 10368320 T081808 |  |  | Active |  | 99:99:99:99:99:99 |  | High Risk | 6M:00-MFG | 09/28/2019 | 03/01/2020 | COOPER UNIVERSITY HOSPITAL |  |  | OR P 10 |  | Barbara Bayne
|  | BELMONT | FMS 2000 | PRESSURE INFUSER |  | LAB BLOOD BANK | Pavilion |  |  | 08/07/2012 |  | 8/7/22 |  |  | NO | YES |  |  |  |  | BELMONT 10367490 2012052958 |  |  | Active |  | 99:99:99:99:99:99 |  | High Risk | 6M:00-MFG 1Y:00-MIN | 09/16/2019 | 03/01/2020 | COOPER UNIVERSITY HOSPITAL |  |  | ANES K-5 |  | Barbara Bayne
|  | BELMONT | FMS 2000 | PRESSURE INFUSER | S021357 | LAB BLOOD BANK | Pavilion |  |  | 05/29/2008 |  | 5/29/18 |  |  | NO | YES |  |  |  |  | BELMONT 10355443 S021357 |  |  | Active |  | 99:99:99:99:99:99 |  | High Risk | 6M:00-MFG | 10/20/2019 | 03/01/2020 | COOPER UNIVERSITY HOSPITAL |  |  | P5 STORAGE RM |  | Barbara Bayne
|  | BELMONT | FMS 2000 | PRESSURE INFUSER | S061483 | LAB BLOOD BANK | Kelemen |  |  | 08/14/2008 |  | 8/14/18 |  |  | NO | YES |  |  |  |  | BELMONT 10355434 S061483 |  |  | Active |  | 99:99:99:99:99:99 |  | High Risk | 1Y:00-MFG | 09/16/2019 | 03/01/2020 | COOPER UNIVERSITY HOSPITAL |  |  | OR 6 |  | Barbara Bayne
|  | BELMONT | FMS 2000 | PRESSURE INFUSER |  | LAB BLOOD BANK | Dorrance |  |  | 12/19/2013 |  | 12/19/23 |  |  | NO | YES |  |  |  |  | BELMONT 10355104 2013113523 |  |  | Active |  | 99:99:99:99:99:99 |  | High Risk | 6M:00-MFG 1Y:00-MIN | 09/12/2019 | 03/01/2020 | COOPER UNIVERSITY HOSPITAL |  |  | OR 2 L&D |  | Barbara Bayne
|  | ABBOTT LABORATORIES | I-STAT PR-300 | PRINTER |  | RUNNEMEDE URGENT CARE | Kelemen | Basement |  | 10/31/2019 |  |  |  |  | NO | YES |  |  |  |  | ABBOTT LABORATORIES 11221606 1700767 |  |  | Active |  | 99:99:99:99:99:99 |  | Non-medical | PAAR:00-PVAR | 10/31/2019 | 10/31/2019 | COOPER AMBULATORY OFF-SITES |  |  | RUNNEMEDE | WOT00000001069779 | MELISSA PORTOBANCO | Performance Verification | Closed | Tom Burhart | 10/31/2019 | 10/31/2019 | Performance Verification for ABBOTT LABORATORIES 11221606 1700767 | Initial Install of Performance Verification. Device is ready for patient use. |  |  | 10/31/2019 | 10/31/2019
|  | THERMO FISHER SCIENTIFIC | PRINTMATE AS150 | PRINTER, CASSETTE | PP6271S1807 | LAB CYTOLOGY | Kelemen | BASEMENT |  | 10/31/2019 |  | 10/31/29 |  |  | NO | YES |  |  |  |  | THERMO FISHER SCIENTIFIC 11207517 PP6271S1807 |  |  | Active |  | 99:99:99:99:99:99 |  | Equipment | PAAR:00-PVAR | 10/31/2019 | 10/31/2019 | COOPER UNIVERSITY HOSPITAL |  |  | Performance Verification | WOT00000001442662 | DALE MORRONE | Performance Verification | Closed | Gene Amodei | 10/31/2019 | 10/31/2019 | Performance Verification for THERMO FISHER SCIENTIFIC 11207517 PP6271S1807 | Initial Install of Performance Verification. Device is ready for patient use. |  |  | 10/31/2019 | 10/31/2019
|  | LEICA MICROSYSTEMS, INC. | IPC | PRINTER, LABEL, SLIDE |  | LAB HISTOLOGY | Pavilion | Basement |  | 09/15/2019 |  | 9/15/29 |  |  | NO | YES |  |  |  |  | LEICA MICROSYSTEMS, INC. 11207518 1039 |  |  | Active |  | 11:11:11:11:11:11 |  | Non-medical | 1Y:00-MFG | 09/15/2019 | 09/15/2019 | COOPER UNIVERSITY HOSPITAL |  |  | HISTOLOGY - BASEMENT |  | DALE MORRONE |  |  |  | 09/15/2019 | 09/15/2019 |  |  |  |  | 09/15/2019 | 09/15/2019
|  | LEICA MICROSYSTEMS, INC. | IPS | PRINTER, LABEL, SLIDE |  | LAB HISTOLOGY | Pavilion | Basement |  | 01/01/2006 |  | 1/1/16 |  |  | NO | YES |  |  |  |  | LEICA MICROSYSTEMS, INC. 10368019 0935 |  |  | Active |  | 99:99:99:99:99:99 |  | Non-medical | 1Y:00-MFG | 09/20/2019 | 09/01/2020 | COOPER UNIVERSITY HOSPITAL |  |  | HISTOLOGY |  | DALE MORRONE
|  | OLYMPUS AMERICA, INC. | OEP-4 | PRINTER, VIDEO | A905122 | OR - KELEMEN 3 | Kelemen |  |  | 10/16/2019 |  | 10/16/24 |  |  | NO | YES |  |  |  |  | OLYMPUS AMERICA, INC. 18445 A905122 |  |  | Disposition |  |  |  | Equipment | PAAR:00-PVAR | 10/16/2019 | 10/16/2019 | COOPER UNIVERSITY HOSPITAL |  |  | OPERATING ROOM |  | DOMINIC VENDETTA |  |  |  | 10/16/2019 | 10/16/2019 |  |  |  |  | 10/16/2019 | 10/16/2019
|  | OLYMPUS AMERICA, INC. | OEP-4 | PRINTER, VIDEO | A905302 | TRAUMA ICU | Kelemen |  |  | 10/27/2009 |  | 10/27/14 |  |  | NO | YES |  |  |  |  | OLYMPUS AMERICA, INC. 10368606 A905302 |  |  | Active |  | 99:99:99:99:99:99 |  | Equipment | PAAR:00-PVAR | 11/02/2019 |  | COOPER UNIVERSITY HOSPITAL |  |  | TRAUMA ICU | WOT00000000521108 | Diane Floyd | Disposition | Closed | Richard Jolly | 02/08/2018 | 05/23/2019 | Bulk Disposition CNL
|  | OLYMPUS AMERICA, INC. | OEP-4 | PRINTER, VIDEO | A80308772 | SPECIAL TEST | Kelemen |  |  | 04/18/2008 |  | 4/18/13 |  |  | NO | YES |  |  |  |  | OLYMPUS AMERICA, INC. 10367795 A80308772 |  |  | Active |  | 99:99:99:99:99:99 |  | Equipment | PAAR:00-PVAR | 11/02/2019 |  | COOPER UNIVERSITY HOSPITAL |  |  | SPECIAL TEST K6 | WOT00000000521102 | AMY HANNAN | Disposition | Closed | Gene Amodei | 02/08/2018 | 06/21/2019 | Bulk Disposition CNL
|  | OLYMPUS AMERICA, INC. | OEP-5 | PRINTER, VIDEO | A615382 | OPERATING ROOM - PAVILION | Kelemen |  |  | 05/24/2016 |  | 5/24/21 |  |  | NO | YES |  |  |  |  | OLYMPUS AMERICA, INC. 10480458 A615382 |  |  | Active |  | 99:99:99:99:99:99 |  | Equipment | PAAR:00-PVAR | 10/31/2019 |  | COOPER UNIVERSITY HOSPITAL |  |  |  |  | DOMINIC VENDETTA
|  | OLYMPUS AMERICA, INC. | OEP-5 | PRINTER, VIDEO | A312225 | COOPER CANCER CENTER-MULTIDISCIPLINARY CLINIC | MD Anderson Cancer Center |  |  | 09/10/2013 |  | 9/10/18 |  |  | NO | YES |  |  |  |  | OLYMPUS AMERICA, INC. 10367511 A312225 |  |  | Active |  | 99:99:99:99:99:99 |  | Equipment | PAAR:00-PVAR | 11/02/2019 |  | COOPER AMBULATORY OFF-SITES |  |  | Multi Disc - C2049 or C2220 | WOT00000001080948 | ROXANNE BERGER | Repair | Closed | Josh Harris | 06/27/2018 | 11/05/2018 | Vendor Repair - Printer displays Mech Error. | Acknowledged. Sent to Olympus for repair. Returned from vendor. VPO> RTS. | EXP1431696 | Vendor Labor
|  | OLYMPUS AMERICA, INC. | OEP-5 | PRINTER, VIDEO | A100687 |  | Kelemen | [7 empty] | NO | YES
|  | OLYMPUS AMERICA, INC. | OEP-5 | PRINTER, VIDEO | A312427 | COOPER CANCER CENTER-MULTIDISCIPLINARY CLINIC | MD Anderson Cancer Center |  |  | 09/10/2013 |  | 9/10/18 |  |  | NO | YES |  |  |  |  | OLYMPUS AMERICA, INC. 10348788 A312427 |  |  | Active |  | 99:99:99:99:99:99 |  | Equipment | PAAR:00-PVAR | 10/31/2019 |  | COOPER AMBULATORY OFF-SITES |  |  | Multi Disc - C2049 or C2220 |  | ROXANNE BERGER
|  | OLYMPUS AMERICA, INC. | OEP-5 | PRINTER, VIDEO | A211439 | OPERATING ROOM - PAVILION | Pavilion |  |  | 09/06/2012 |  | 9/6/17 |  |  | NO | YES |  |  |  |  | OLYMPUS AMERICA, INC. 10346632 A211439 |  |  | Disposition |  | 99:99:99:99:99:99 |  | Equipment | PAAR:00-PVAR | 11/01/2019 |  | COOPER UNIVERSITY HOSPITAL |  |  | OR P8 |  | DOMINIC VENDETTA
|  | SONY | DVO-1000MD | PRINTER, VIDEO |  | OPERATING ROOM - PAVILION | Kelemen |  |  | 01/15/2009 |  | 1/15/14 |  |  | NO | YES |  |  |  |  | SONY 10366587 21108 |  |  | Disposition |  | 99:99:99:99:99:99 |  | Equipment | PAAR:00-PVAR | 11/02/2019 |  | COOPER UNIVERSITY HOSPITAL |  |  | BIOMED | WOT00000000513209 | DOMINIC VENDETTA | Disposition | Closed | Salvatore Bombara | 02/08/2018 | 05/15/2019 | Bulk Disposition CNL | Unit has been retired | EXP2925240 | Labor | 05/14/2019 | 05/14/2019 | Salvatore Bombara
|  | SONY | DVO-1000MD | PRINTER, VIDEO |  | 6017 MAIN ST-PLASTICS | 6200 Main St |  |  | 05/26/2009 |  | 5/26/14 |  |  | NO | YES |  |  |  |  | SONY 10345796 21498 |  |  | Active |  | 99:99:99:99:99:99 |  | Equipment | PAAR:00-PVAR | 11/02/2019 |  | COOPER AMBULATORY OFF-SITES |  |  | PROCEDURE ROOM D |  | ANNE MAIER
|  | SONY | UP-21MD | PRINTER, VIDEO |  | VOORHEES SURGERY CENTER-SURGERY DEPT | 6015 Main St |  |  | 01/01/1900 |  |  |  |  | NO | YES |  |  |  |  | SONY 10344813 16474 |  |  | Active |  | 99:99:99:99:99:99 |  | Equipment | PAAR:00-PVAR | 11/02/2019 |  | COOPER AMBULATORY OFF-SITES |  |  | SUITE G PROC RM A |  | Theresa Megali
|  | SONY | UP-25MD | PRINTER, VIDEO |  | OPERATING ROOM - PAVILION | Pavilion |  |  | 01/01/2013 |  | 1/1/18 |  |  | NO | YES |  |  |  |  | SONY 10368302 705255 |  |  | Disposition |  | 99:99:99:99:99:99 |  | Equipment | PAAR:00-PVAR | 11/01/2019 |  | COOPER UNIVERSITY HOSPITAL |  |  | OR HALL | WOT00000002201216 | DOMINIC VENDETTA | Disposition | Closed | Salvatore Bombara | 02/14/2019 | 05/15/2019 | Bulk Disposition CNL | Unit has been retired | EXP2931480 | Labor | 05/15/2019 | 05/15/2019 | Salvatore Bombara
|  | SONY | UP-25MD | PRINTER, VIDEO |  | BUNKER HILL-SURGERY | 2 Plaza Dr |  |  | 01/01/1900 |  |  |  |  | NO | YES |  |  |  |  | SONY 10366904 718883 |  |  | Active |  | 99:99:99:99:99:99 |  | Equipment | PAAR:00-PVAR | 11/02/2019 |  | COOPER AMBULATORY OFF-SITES |  |  | BH PROCEDURE RM | WOT00000002412373 | ANNE MAIER | Repair | Closed | Michael Youch | 03/28/2019 | 04/03/2019 | not printing; control panel not working. | found that the Video processor was set to lock out the printer control panel. Reconfigured and verified with Dale. RTS. | EXP2628469 | Labor | 04/02/2019 | 04/02/2019 | Michael Youch
|  | SONY | UP-25MD | PRINTER, VIDEO |  | BUNKER HILL-SURGERY | 2 Plaza Dr |  |  | 01/01/1900 |  |  |  |  | NO | YES |  |  |  |  | SONY 10366875 701142 |  |  | Active |  | 99:99:99:99:99:99 |  | Equipment | PAAR:00-PVAR | 11/02/2019 |  | COOPER AMBULATORY OFF-SITES |  |  | BH SURG HALLWAY |  | ANNE MAIER
|  | SONY | UP-25MD | PRINTER, VIDEO |  | 6017 MAIN ST-PLASTICS | 6200 Main St |  |  | 11/26/2010 |  | 11/26/15 |  |  | NO | YES |  |  |  |  | SONY 10345803 701163 |  |  | Active |  | 99:99:99:99:99:99 |  | Equipment | PAAR:00-PVAR | 11/02/2019 |  | COOPER AMBULATORY OFF-SITES |  |  | PROCEDURE ROOM C |  | ANNE MAIER
|  | SONY | UP-25MD | PRINTER, VIDEO |  | 3 COOPER-MULTISPECIALTY CENTER | 3 Cooper |  |  | 04/11/2013 |  | 4/11/18 |  |  | NO | YES |  |  |  |  | SONY 10345581 714746 |  |  | Active |  | 99:99:99:99:99:99 |  | Equipment | PAAR:00-PVAR | 11/02/2019 |  | COOPER AMBULATORY OFF-SITES |  |  | SUITE 104 - EXAM 169 |  | MARGIE OUTLER
|  | SONY | UP-25MD | PRINTER, VIDEO |  | VOORHEES SURGERY CENTER-SURGERY DEPT | 6015 Main Street |  |  | 12/09/2010 |  | 12/9/15 |  |  | NO | YES |  |  |  |  | SONY 10344842 700690 |  |  | Active |  | 99:99:99:99:99:99 |  | Equipment | PAAR:00-PVAR | 11/02/2019 |  | COOPER AMBULATORY OFF-SITES |  |  | SUITE G PROC RM B |  | Theresa Megali
|  | SONY | UP-5600MD | PRINTER, VIDEO |  | VOORHEES SURGERY CENTER-OPERATING ROOM | 900 Centennial Blvd | Suite E |  | 01/01/1900 |  |  |  |  | NO | YES |  |  |  |  | CIRCON CORPORATION 10347252 19360 |  |  | Active |  | 99:99:99:99:99:99 |  | Equipment | PAAR:00-PVAR | 11/02/2019 |  | COOPER AMBULATORY OFF-SITES |  |  | OR 5 |  | JENNIFER BOMBARO
|  | SONY | UP-897MD | PRINTER, VIDEO |  | EMERGENCY ROOM | Kelemen |  |  | 03/05/2007 |  | 3/5/12 |  |  | NO | YES |  |  |  |  | SONY 10366588 10407 |  |  | Disposition |  | 99:99:99:99:99:99 |  | Equipment | PAAR:00-PVAR | 11/02/2019 |  | COOPER UNIVERSITY HOSPITAL |  |  | 1ST FLOOR KELEMEN | WOT00000000507520 | KAREN GRUBER | Disposition | Closed | Richard Jolly | 02/08/2018 | 05/14/2019 | Bulk Disposition CNL
|  | SONY | UP-897MD | PRINTER, VIDEO |  | CCU - CORONARY CARE UNIT | Kelemen |  |  | 01/06/2009 |  | 1/6/14 |  |  | NO | YES |  |  |  |  | SONY 10355711 158573 |  |  | Active |  | 99:99:99:99:99:99 |  | Equipment | PAAR:00-PVAR | 11/01/2019 |  | COOPER UNIVERSITY HOSPITAL |  |  | CCU | WOT00000000511492 | CAROLYN RUMELL | Disposition | Closed | Richard Jolly | 02/08/2018 | 05/15/2019 | Bulk Disposition CNL
|  | SONY | UP-897MD | PRINTER, VIDEO |  | PULMONARY LAB | Kelemen |  |  | 11/02/2019 |  | 11/2/24 |  |  | NO | YES |  |  |  |  | SONY 30143427 226839 |  |  | Active |  | 99:99:99:99:99:99 |  | Equipment | PAAR:00-PVAR | 11/02/2019 | 11/02/2019 | COOPER UNIVERSITY HOSPITAL |  |  | BRONCH SUITE | WOT00000002203401 | KATHY LOFLAND | Disposition | Closed | Kirk Lis | 11/02/2019 | 11/02/2019 | Bulk Disposition CNL |  |  |  | 11/02/2019 | 11/02/2019
|  | SONY | UP-DR80MD | PRINTER, VIDEO |  | SAME DAY OR-2ND FL PAVILION | Pavilion |  |  | 10/31/2019 |  | 10/31/24 |  |  | NO | YES |  |  |  |  | SONY 11239156 724082 |  |  | Active |  | 99:99:99:99:99:99 |  | Equipment | PAAR:00-PVAR | 10/31/2019 | 10/31/2019 | COOPER UNIVERSITY HOSPITAL |  |  | SD Or 5 | WOT00000000616747 | JOE DRUCTOR | Performance Verification | Closed | Tom Burhart | 10/31/2019 | 10/31/2019 | Performance Verification for SONY 11239156 724082 | Initial Install of Performance Verification. Device is ready for patient use. |  |  | 10/31/2019 | 10/31/2019
|  | SONY | UP-DR80MD | PRINTER, VIDEO |  | SAME DAY OR-2ND FL PAVILION | Pavilion |  |  | 10/31/2019 |  | 10/31/24 |  |  | NO | YES |  |  |  |  | SONY 11239142 724599 |  |  | Active |  | 99:99:99:99:99:99 |  | Equipment | PAAR:00-PVAR | 10/31/2019 | 10/31/2019 | COOPER UNIVERSITY HOSPITAL |  |  | Exam room | WOT00000000564476 | JOE DRUCTOR | Performance Verification | Closed | Salvatore Bombara | 10/31/2019 | 10/31/2019 | Performance Verification for SONY 11239142 724599 | Initial Install of Performance Verification. Device is ready for patient use. |  |  | 10/31/2019 | 10/31/2019
|  | SONY | UP-DR80MD | PRINTER, VIDEO |  | SAME DAY OR-2ND FL PAVILION | Pavilion |  |  | 10/31/2019 |  | 10/31/24 |  |  | NO | YES |  |  |  |  | SONY 11239129 724060 |  |  | Active |  | 99:99:99:99:99:99 |  | Equipment | PAAR:00-PVAR | 10/31/2019 | 10/31/2019 | COOPER UNIVERSITY HOSPITAL |  |  | SD OR 4 | WOT00000000564270 | JOE DRUCTOR | Performance Verification | Closed | Salvatore Bombara | 10/31/2019 | 10/31/2019 | Performance Verification for SONY 11239129 724060 | Initial Install of Performance Verification. Device is ready for patient use. |  |  | 10/31/2019 | 10/31/2019
|  | SONY | UP-DR80MD | PRINTER, VIDEO |  | SAME DAY OR-2ND FL PAVILION | Kelemen |  |  | 10/31/2019 |  | 10/31/24 |  |  | NO | YES |  |  |  |  | SONY 11239103 724607 |  |  | Active |  | 99:99:99:99:99:99 |  | Equipment | PAAR:00-PVAR | 10/31/2019 | 10/31/2019 | COOPER UNIVERSITY HOSPITAL |  |  | Performance Verification | WOT00000000559068 | JOE DRUCTOR | Performance Verification | Closed | Salvatore Bombara | 10/31/2019 | 10/31/2019 | Performance Verification for SONY 11239103 724607 | Initial Install of Performance Verification. Device is ready for patient use. |  |  | 10/31/2019 | 10/31/2019
|  | SONY | UP-DR80MD | PRINTER, VIDEO |  | SAME DAY OR-2ND FL PAVILION | Pavilion |  |  | 10/31/2019 |  | 10/31/24 |  |  | NO | YES |  |  |  |  | SONY 11239085 724128 |  |  | Active |  | 99:99:99:99:99:99 |  | Equipment | PAAR:00-PVAR | 10/31/2019 | 10/31/2019 | COOPER UNIVERSITY HOSPITAL |  |  | SD OR 2 | WOT00000000558726 | JOE DRUCTOR | Performance Verification | Closed | Salvatore Bombara | 10/31/2019 | 10/31/2019 | Performance Verification for SONY 11239085 724128 | Initial Install of Performance Verification. Device is ready for patient use. |  |  | 10/31/2019 | 10/31/2019
|  | SONY | UP-DR80MD | PRINTER, VIDEO |  | SAME DAY OR-2ND FL PAVILION | Pavilion |  |  | 10/31/2019 |  | 10/31/24 |  |  | NO | YES |  |  |  |  | SONY 11239068 724115 |  |  | Active |  | 99:99:99:99:99:99 |  | Equipment | PAAR:00-PVAR | 10/31/2019 | 10/31/2019 | COOPER UNIVERSITY HOSPITAL |  |  | SD OR 1 | WOT00000000556311 | JOE DRUCTOR | Performance Verification | Closed | Salvatore Bombara | 10/31/2019 | 10/31/2019 | CEID Record Completion for SONY 11239068 724115 | Inventoried unit. | EXP3417834 | Labor | 10/31/2019 | 10/31/2019 | Josh Harris
|  | SONY | UP-DR80MD | PRINTER, VIDEO |  | SAME DAY OR-2ND FL PAVILION | Pavilion |  |  | 10/31/2019 |  | 10/31/24 |  |  | NO | YES |  |  |  |  | SONY 11239063 724612 |  |  | Active |  | 99:99:99:99:99:99 |  | Equipment | PAAR:00-PVAR | 10/31/2019 | 10/31/2019 | COOPER UNIVERSITY HOSPITAL |  |  | Performance Verification | WOT00000000556242 | JOE DRUCTOR | Performance Verification | Closed | Salvatore Bombara | 10/31/2019 | 10/31/2019 | Performance Verification for SONY 11239063 724612 | Initial Install of Performance Verification. Device is ready for patient use. |  |  | 10/31/2019 | 10/31/2019
|  | SONY | UP-DR80MD | PRINTER, VIDEO |  | SAME DAY OR-2ND FL PAVILION | Pavilion |  |  | 10/31/2019 |  | 10/31/24 |  |  | NO | YES |  |  |  |  | SONY 11239030 724641 |  |  | Active |  | 99:99:99:99:99:99 |  | Equipment | PAAR:00-PVAR | 10/31/2019 | 10/31/2019 | COOPER UNIVERSITY HOSPITAL |  |  | Performance Verification | WOT00000000552308 | JOE DRUCTOR | Performance Verification | Closed | Salvatore Bombara | 10/31/2019 | 10/31/2019 | Performance Verification for SONY 11239030 724641 | Initial Install of Performance Verification. Device is ready for patient use. |  |  | 10/31/2019 | 10/31/2019
|  | SONY | UP-DR80MD | PRINTER, VIDEO |  | SAME DAY OR-2ND FL PAVILION | Pavilion |  |  | 10/31/2019 |  | 10/31/24 |  |  | NO | YES |  |  |  |  | SONY 11239023 724068 |  |  | Active |  | 99:99:99:99:99:99 |  | Equipment | PAAR:00-PVAR | 10/31/2019 | 10/31/2019 | COOPER UNIVERSITY HOSPITAL |  |  | SD6 | WOT00000000552155 | JOE DRUCTOR | Performance Verification | Closed | Salvatore Bombara | 10/31/2019 | 10/31/2019 | Performance Verification for SONY 11239023 724068 | Initial Install of Performance Verification. Device is ready for patient use. |  |  | 10/31/2019 | 10/31/2019
|  | SONY | UP-DR80MD | PRINTER, VIDEO |  | SAME DAY OR-2ND FL PAVILION | Pavilion |  |  | 10/31/2019 |  | 10/31/24 |  |  | NO | YES |  |  |  |  | SONY 11239013 724260 |  |  | Active |  | 99:99:99:99:99:99 |  | Equipment | PAAR:00-PVAR | 10/31/2019 | 10/31/2019 | COOPER UNIVERSITY HOSPITAL |  |  | Performance Verification | WOT00000000552011 | JOE DRUCTOR | Performance Verification | Closed | Salvatore Bombara | 10/31/2019 | 10/31/2019 | CEID Record Completion for SONY 11239013 724260 | Inventoried unit. | EXP3418663 | Labor | 10/31/2019 | 10/31/2019 | Josh Harris
|  | SONY | UP-DR80MD | PRINTER, VIDEO |  | VOORHEES SURGERY CENTER-OPERATING ROOM | 900 Centennial Blvd | Suite E |  | 06/10/2015 |  | 6/10/20 |  |  | NO | YES |  |  |  |  | SONY 10769395 86683 |  |  | Active |  | 99:99:99:99:99:99 |  | Equipment | PAAR:00-PVAR | 10/31/2019 |  | COOPER AMBULATORY OFF-SITES |  |  |  | 0011342955 | JENNIFER BOMBARO | Repair | Closed | Kirk Lis | 03/14/2017 | 05/17/2017 | SONY PRINTER - JAMMED - SURGERY CENTER | 3/15/2017 8:47:29 AM SXBOMBARA (SXBOMBARA 3/14/2017 12:00 AM) CONTACTED CALLER. CONFIRMED THAT THIS UNIT IS AT VOORHEES. CONTACTED AND FORWARD CALL TO KIRK 3/15/2017 9:40:39 AM KALIS (KALIS 3/14/2017 12:00 AM) EVALUATED EQUIPMENT INK CARTRIDGE IS JAMMED IN INTERIOR OF PRINTER. PERFORMED TROUBLESHOOTING. COULD NOT UNJAMMED CARTRIDGE. BRINGING UNIT BACK TO DEPT.. 3/20/2017 12:04:10 PM KALIS (KALIS 3/20/2017 12:00 AM) PERFORMED TROUBLESHOOTING WITH TECH ASSIST FROM SAL. COULD NOT GET PRINTER CARDRIDGE OUT OF UNIT. SENDING OUT FOR VENDOR REPAIR TO D&D VIDEO 3/20/2017 1:15:32 PM KALIS (KALIS 3/20/2017 12:00 AM) SET UP VENDOR REPAIR AND BOXED UNIT 3/27/2017 9:40:22 AM KALIS (KALIS 3/27/2017 12:00 AM) GAVE PERMISSION FOR REPAIR 4/11/2017 8:44:55 AM KALIS (KALIS 4/10/2017 12:00 AM) CHECKED IN UNIT FROM VENDOR. LOADED IN COOPER VAN 4/11/2017 4:22:23 PM KALIS (KALIS 4/11/2017 12:00 AM) INSTALLED PRINTER ON STORZ TOWER. NEED TO REVISITEQUIPMENT ERROR CODE ON PRINTER 4/17/2017 8:12:05 AM KALIS (KALIS 4/14/2017 12:00 AM) SEARCHED FOR BOX AND PACKING. SHIPPED UNIT BACK TO D&D VIDEO FOR REPEAT REPAIR 5/12/2017 9:28:13 AM KALIS (KALIS 5/12/2017 12:00 AM) CHECKED IN UNIT PLACED IN BIOMED VAN 5/17/2017 9:19:03 AM KALIS (KALIS 5/12/2017 12:00 AM) INSTALLED PRINTER ON STORZ TOWER AND TESTED | 10F108A2-ED57-4339-86D4-F57BE22B4C8E | Vendor Labor | 04/07/2017 | 04/07/2017 | VENDOR
|  | SONY | UP-DR80MD | PRINTER, VIDEO |  | OPERATING ROOM - PAVILION | Kelemen |  |  | 01/12/2017 |  | 1/12/22 |  |  | NO | YES |  |  |  |  | SONY 10769272 720480 |  |  | Active |  | 99:99:99:99:99:99 |  | Equipment | PAAR:00-PVAR | 10/31/2019 |  | COOPER UNIVERSITY HOSPITAL |  |  |  | 0011489045 | DOMINIC VENDETTA | Performance Verification | Closed | Bonnie Aichroth | 04/17/2017 | 04/17/2017 | INCOMING INVENTORY | DEVICE INVENTORIED | B0B2AD25-5823-47E4-B47A-7EB174D8ED9F | Labor | 04/17/2017 | 04/17/2017 | Bonnie Aichroth
|  | SONY | UP-DR80MD | PRINTER, VIDEO |  | OPERATING ROOM - PAVILION | Pavilion |  |  | 12/06/2017 |  | 12/6/22 |  |  | NO | YES |  |  |  |  | SONY 10725730 7203009 |  |  | Active |  | 99:99:99:99:99:99 |  | Equipment | PAAR:00-PVAR | 10/31/2019 |  | COOPER UNIVERSITY HOSPITAL |  |  |  | 0012586524 | DOMINIC VENDETTA | Preventative Maintenance | Closed | Josh Harris | 12/27/2017 | 12/27/2017 | PERFORMANCE ASSURANCE AT INVENTORY | INVENTORIED DEVICE AND ENSURED DEVICE WAS FUNCTIONING PROPERLY. | 4DDFD52D-A24F-452C-A05C-B3AA8C685C43 | Labor | 12/06/2017 | 12/06/2017 | Michael Youch
|  | SONY | UP-DR80MD | PRINTER, VIDEO |  | OPERATING ROOM - PAVILION | Pavilion |  |  | 12/06/2017 |  | 12/6/22 |  |  | NO | YES |  |  |  |  | SONY 10725722 722914 |  |  | Active |  | 99:99:99:99:99:99 |  | Equipment | PAAR:00-PVAR | 10/31/2019 |  | COOPER UNIVERSITY HOSPITAL |  |  |  | 0012647468 | DOMINIC VENDETTA | Performance Verification | Closed | Josh Harris | 01/11/2018 | 01/11/2018 | INCOMING INVENTORY | DEVICE INVENTORIED | C00146AD-AA9F-42ED-A18D-5A1F8B65960E | Labor | 01/11/2018 | 01/11/2018 | Josh Harris
|  | SONY | UP-DR80MD | PRINTER, VIDEO |  | OR - KELEMEN 3 | Kelemen |  |  | 09/12/2016 |  | 9/12/21 |  |  | NO | YES |  |  |  |  | SONY 10505434 712058 |  |  | Active |  | 99:99:99:99:99:99 |  | Equipment | PAAR:00-PVAR | 10/31/2019 |  | COOPER UNIVERSITY HOSPITAL |  |  | KELEMEN OR RM 11 |  | DOMINIC VENDETTA
|  | SONY | UP-DR80MD | PRINTER, VIDEO |  | OR - KELEMEN 3 | Kelemen |  |  | 09/26/2016 |  | 9/26/21 |  |  | NO | YES |  |  |  |  | SONY 10505385 712023 |  |  | Active |  | 99:99:99:99:99:99 |  | Equipment | PAAR:00-PVAR | 10/31/2019 |  | COOPER UNIVERSITY HOSPITAL |  |  | PAV OR 10 |  | DOMINIC VENDETTA
|  | SONY | UP-DR80MD | PRINTER, VIDEO |  | OR - KELEMEN 3 | Kelemen |  |  | 08/15/2016 |  | 8/15/21 |  |  | NO | YES |  |  |  |  | SONY 10505374 7122425 |  |  | Active |  | 99:99:99:99:99:99 |  | Equipment | PAAR:00-PVAR | 10/31/2019 |  | COOPER UNIVERSITY HOSPITAL |  |  | KELEMAN OR 9 |  | DOMINIC VENDETTA
|  | SONY | UP-DR80MD | PRINTER, VIDEO |  | OR - KELEMEN 3 | Pavilion |  |  | 05/23/2016 |  | 5/23/21 |  |  | NO | YES |  |  |  |  | SONY 10480467 710476 |  |  | Active |  | 99:99:99:99:99:99 |  | Equipment | PAAR:00-PVAR | 10/31/2019 |  | COOPER UNIVERSITY HOSPITAL |  |  |  |  | DOMINIC VENDETTA
|  | SONY | UP-DR80MD | PRINTER, VIDEO |  | VOORHEES SURGERY CENTER-OPERATING ROOM | 900 Centennial Blvd | Suite E |  | 06/02/2016 |  | 6/2/21 |  |  | NO | YES |  |  |  |  | OLYMPUS AMERICA, INC. 10480462 711339 |  |  | Active |  | 99:99:99:99:99:99 |  | Equipment | PAAR:00-PVAR | 10/31/2019 |  | COOPER AMBULATORY OFF-SITES |  |  | SUITE E |  | JENNIFER BOMBARO
|  | SONY | UP-DR80MD | PRINTER, VIDEO |  | VOORHEES SURGERY CENTER-OPERATING ROOM | 900 Centennial Blvd | Suite E |  | 06/02/2016 |  | 6/2/21 |  |  | NO | YES |  |  |  |  | OLYMPUS AMERICA, INC. 10480461 711358 |  |  | Active |  | 99:99:99:99:99:99 |  | Equipment | PAAR:00-PVAR | 10/31/2019 |  | COOPER AMBULATORY OFF-SITES |  |  | SUITE E |  | JENNIFER BOMBARO
|  | SONY | UP-DR80MD | PRINTER, VIDEO |  | OR - KELEMEN 3 | Kelemen |  |  | 05/23/2016 |  | 5/23/21 |  |  | NO | YES |  |  |  |  | SONY 10480455 710424 |  |  | Active |  | 99:99:99:99:99:99 |  | Equipment | PAAR:00-PVAR | 10/31/2019 |  | COOPER UNIVERSITY HOSPITAL |  |  |  |  | DOMINIC VENDETTA
|  | SONY | UP-DR80MD | PRINTER, VIDEO |  | OR - KELEMEN 3 | Kelemen |  |  | 05/06/2016 |  | 5/6/21 |  |  | NO | YES |  |  |  |  | SONY 10480426 71153 |  |  | Active |  | 99:99:99:99:99:99 |  | Equipment | PAAR:00-PVAR | 10/31/2019 |  | COOPER UNIVERSITY HOSPITAL |  |  | ROOM K8 |  | DOMINIC VENDETTA
|  | SONY | UP-DR80MD | PRINTER, VIDEO |  |  | Pavilion | [7 empty] | NO | YES
|  | SONY | UP-DR80MD | PRINTER, VIDEO |  | OR - KELEMEN 3 | Pavilion |  |  | 01/01/1900 |  |  |  |  | NO | YES |  |  |  |  | SONY 10367622 701999 |  |  | Active |  | 99:99:99:99:99:99 |  | Equipment | PAAR:00-PVAR | 11/02/2019 |  | COOPER UNIVERSITY HOSPITAL |  |  | Pav OR 6 | WOT00000002200339 | DOMINIC VENDETTA | Disposition | Closed | Salvatore Bombara | 02/14/2019 | 05/17/2019 | Bulk Disposition CNL
|  | SONY | UP-DR80MD | PRINTER, VIDEO |  | OR - KELEMEN 3 | Kelemen |  |  | 01/01/1900 |  |  |  |  | NO | YES |  |  |  |  | SONY 10367619 701803 |  |  | Active |  | 99:99:99:99:99:99 |  | Equipment | PAAR:00-PVAR | 11/01/2019 |  | COOPER UNIVERSITY HOSPITAL |  |  | spu closet K5 | WOT00000002200329 | DOMINIC VENDETTA | Disposition | Closed | Salvatore Bombara | 02/14/2019 | 05/16/2019 | Bulk Disposition CNL
|  | SONY | UP-DR80MD | PRINTER, VIDEO |  | OR - KELEMEN 3 | Kelemen |  |  | 01/01/1900 |  |  |  |  | NO | YES |  |  |  |  | SONY 10367620 702112 |  |  | Active |  | 99:99:99:99:99:99 |  | Equipment | PAAR:00-PVAR | 11/02/2019 |  | COOPER UNIVERSITY HOSPITAL |  |  | P5 STORAGE RM |  | DOMINIC VENDETTA
|  | SONY | UP-DR80MD | PRINTER, VIDEO |  | OR - KELEMEN 3 | Pavilion |  |  | 01/01/1900 |  |  |  |  | NO | YES |  |  |  |  | SONY 10367592 701792 |  |  | Active |  | 99:99:99:99:99:99 |  | Equipment | PAAR:00-PVAR | 11/01/2019 |  | COOPER UNIVERSITY HOSPITAL |  |  | P3 OR |  | DOMINIC VENDETTA
|  | SONY | UP-DR80MD | PRINTER, VIDEO |  | OR - KELEMEN 3 | Pavilion |  |  | 01/01/1900 |  |  |  |  | NO | YES |  |  |  |  | SONY 10367585 702119 |  |  | Active |  | 99:99:99:99:99:99 |  | Equipment | PAAR:00-PVAR | 11/02/2019 |  | COOPER UNIVERSITY HOSPITAL |  |  | P OR | WOT00000002200207 | DOMINIC VENDETTA | Disposition | Closed | Salvatore Bombara | 02/14/2019 | 05/21/2019 | Bulk Disposition CNL
|  | SONY | UP-DR80MD | PRINTER, VIDEO |  |  | Pavilion | [7 empty] | NO | YES
|  | SONY | UP-DR80MD | PRINTER, VIDEO |  | VOORHEES SURGERY CENTER-SURGERY DEPT | 900 Centennial Blvd | Suite E |  | 01/23/2013 |  | 1/23/18 |  |  | NO | YES |  |  |  |  | SONY 10347177 87016 |  |  | Active |  | 99:99:99:99:99:99 |  | Equipment | PAAR:00-PVAR | 11/02/2019 |  | COOPER AMBULATORY OFF-SITES |  |  | HALLWAY | WOT00000000797526 | Theresa Megali | Repair | Closed | Kirk Lis | 04/16/2018 | 07/30/2018 | Drawer is jammed | ANALYZED UNIT. CONTACTED OEM FOR TECH. SUPPORT. WAITING FOR SUPPORT REPLY. COULD NOT RELEASE DRAWER disassembled unit unjammed carrage mechanism. reseated carrage performed ovp installed unit on video tower and performed ovp | EXP0407014 | Labor | 04/18/2018 | 04/18/2018 | Kirk Lis
|  | SONY | UP-DR80MD | PRINTER, VIDEO |  | OR - KELEMEN 3 | 900 Centennial Blvd | Suite E |  | 01/01/1900 |  |  |  |  | NO | YES |  |  |  |  | SONY 10347169 86686 |  |  | Active |  | 99:99:99:99:99:99 |  | Equipment | PAAR:00-PVAR | 11/01/2019 |  | COOPER UNIVERSITY HOSPITAL |  |  | HALLWAY | WOT00000000519714 | DOMINIC VENDETTA | Disposition | Closed | Salvatore Bombara | 02/08/2018 | 05/13/2019 | Bulk Disposition CNL
|  | SONY | UP-DR80MD | PRINTER, VIDEO | Sk0445 |  | Pavilion | [7 empty] | NO | YES | Asset Tag 10480262
|  | SONY | UP-DR80MD | PRINTER, VIDEO |  | OR - KELEMEN 3 | Kelemen |  |  | 04/08/2013 |  | 4/8/18 |  |  | NO | YES |  |  |  |  | SONY 10346348 88337 |  |  | Active |  | 99:99:99:99:99:99 |  | Equipment | PAAR:00-PVAR | 11/02/2019 |  | COOPER UNIVERSITY HOSPITAL |  |  | OR-KELEMEN | 0011303036 | DOMINIC VENDETTA | Repair | Closed | Salvatore Bombara | 02/28/2017 | 02/28/2017 | PRINTER - IMAGES NOT PRINTING - PAVILION OR 5 | 2/28/2017 3:36:21 PM SXBOMBARA (SXBOMBARA 2/28/2017 12:00 AM) UNIT WAS OUT OF PAPER. EDUCATED STAFF ON PAPER CHANGE. | CFB1557E-D622-4213-A764-F763C9E1520D | Labor | 02/28/2017 | 02/28/2017 | Salvatore Bombara
|  | DEVICOR MEDICAL PRODUCTS | NEOPROBE GDS CONSOLE (2300) | PROBE, UPTAKE, NUCLEAR |  | OPERATING ROOM - PAVILION | Kelemen |  |  | 01/30/2017 |  | 1/30/27 |  |  | NO | YES |  |  |  |  | DEVICOR MEDICAL PRODUCTS 10769328 164068780 |  |  | Active |  | 99:99:99:99:99:99 |  | Equipment | 1Y:00-MFG | 02/14/2019 | 02/01/2020 | COOPER UNIVERSITY HOSPITAL |  |  | Pav OR Store Rm | 0012038550 | DOMINIC VENDETTA | Performance Verification | Closed | Salvatore Bombara | 08/15/2017 | 08/15/2017 | INCOMING INVENTORY | DEVICE INVENTORIED | 2CFBE50E-9F2F-418C-8E39-0A36D0C46612 | Labor | 08/15/2017 | 08/15/2017 | Bonnie Aichroth
|  | DEVICOR MEDICAL PRODUCTS | NEOPROBE GDS CONSOLE (2300) | PROBE, UPTAKE, NUCLEAR |  | OR - KELEMEN 3 | Pavilion |  |  | 08/15/2013 |  | 8/15/23 |  |  | NO | YES |  |  |  |  | DEVICOR MEDICAL PRODUCTS 10355977 134167227 |  |  | Active |  | 99:99:99:99:99:99 |  | Equipment | 1Y:00-MFG | 02/07/2019 | 02/01/2020 | COOPER UNIVERSITY HOSPITAL |  |  | K OR HALLWAY RED CART |  | DOMINIC VENDETTA
|  | DEVICOR MEDICAL PRODUCTS | NEOPROBE GDS CONSOLE (2300) | PROBE, UPTAKE, NUCLEAR |  | VOORHEES SURGERY CENTER-OPERATING ROOM | 900 Centennial Blvd | Suite E |  | 01/05/2010 |  | 1/5/20 |  |  | NO | YES |  |  |  |  | NEOPROBE 10347214 093665408 |  |  | Active |  | 99:99:99:99:99:99 |  | Equipment | 1Y:00-MFG | 04/18/2019 | 04/01/2020 | COOPER AMBULATORY OFF-SITES |  |  | SUITE E |  | JENNIFER BOMBARO
|  | DEVICOR MEDICAL PRODUCTS | NEOPROBE GDS CONSOLE (2300) | PROBE, UPTAKE, NUCLEAR |  | OPERATING ROOM - PAVILION | Kelemen |  |  | 04/24/2019 |  | 4/24/29 |  |  | NO | YES |  |  |  |  | NEOPROBE 30144495 082265014 |  |  | Active |  | 99:99:99:99:99:99 |  | Equipment | 1Y:00-MFG | 04/24/2019 | 04/24/2019 | COOPER UNIVERSITY HOSPITAL |  |  | 3RD FLOOR |  | DOMINIC VENDETTA |  |  |  | 04/24/2019 | 04/24/2019 |  |  |  |  | 04/24/2019 | 04/24/2019
|  | FUJI MEDICAL | FCR XG5000 PLUS | PROCESSOR, DIGITAL (CR) |  | RADIOLOGY DIAGNOSTICS | Kelemen | BASEMENT | retired per charlie | 04/06/2006 |  | 4/6/13 |  |  | NO | YES |  |  |  |  | FUJI MEDICAL 10369014 46921086 |  |  | Active |  | BC:30:5B:9D:1A:3B |  | Equipment | 1Y:00-MFG | 01/31/2019 | 01/01/2020 | COOPER UNIVERSITY HOSPITAL |  |  | GENERAL X-RAY ROOM M |  | PAULETTE DUCKREY
|  | CYTYC CORPORATION | THINPREP 2000 | PROCESSOR, SLIDE |  | LAB CYTOLOGY | Kelemen | BASEMENT |  | 09/08/2001 |  | 9/8/08 |  |  | NO | YES |  |  |  |  | CYTYC CORPORATION 10368046 06471 |  |  | Active |  | 99:99:99:99:99:99 |  | Equipment | 1Y:00-MFG | 09/20/2019 | 09/01/2020 | COOPER UNIVERSITY HOSPITAL |  |  | CYTOLOGY |  | DALE MORRONE
|  | HOLOGIC, INC. | THINPREP 5000 | PROCESSOR, SLIDE | 90719K13DO | LAB CYTOLOGY | Kelemen | BASEMENT |  | 11/20/2013 |  | 11/20/20 |  |  | NO | YES |  |  |  |  | HOLOGIC, INC. 10368047 90719K13DO |  |  | Active |  | 11:11:11:11:11:11 |  | Equipment | 1Y:00-MFG | 09/20/2019 | 09/01/2020 | COOPER UNIVERSITY HOSPITAL |  |  | CYTOLOGY |  | DALE MORRONE
|  | LEICA BIOSYSTEMS | TP1020 | PROCESSOR, TISSUE |  |  | 10000 Sagamore Dr | [7 empty] | NO | YES | Serial Number 7457
|  | SAKURA FINETEK USA, INC. | TISSUE-TEK VIP5 | PROCESSOR, TISSUE | 5214040-1006 | LAB HISTOLOGY | Pavilion | Basement |  | 01/01/2001 |  | 1/1/08 |  |  | NO | YES |  |  |  |  | SAKURA FINETEK USA, INC. 10365287 5214040-1006 |  |  | Active |  | 99:99:99:99:99:99 |  | Equipment | 1Y:00-MFG | 09/20/2019 | 09/01/2020 | COOPER UNIVERSITY HOSPITAL |  |  | HISTOLOGY |  | DALE MORRONE
|  | OLYMPUS AMERICA, INC. | CV-140 | PROCESSOR, VIDEO |  | OPERATING ROOM - PAVILION | Pavilion |  |  | 01/01/1900 |  |  |  |  | NO | YES |  |  |  |  | OLYMPUS AMERICA, INC. 10346520 7059971 |  |  | Disposition |  | 99:99:99:99:99:99 |  | Equipment | PAAR:00-PVAR | 11/02/2019 |  | COOPER UNIVERSITY HOSPITAL |  |  | EQUIPMENT STORAGE P316 | WOT00000002200158 | DOMINIC VENDETTA | Disposition | Closed | Salvatore Bombara | 02/14/2019 | 05/13/2019 | Bulk Disposition CNL | Unit has been retired | EXP2914440 | Labor | 05/13/2019 | 05/13/2019 | Salvatore Bombara
|  | OLYMPUS AMERICA, INC. | CV-170 | PROCESSOR, VIDEO |  | BUNKER HILL-SURGERY | 2 Plaza Dr |  |  | 01/01/1900 |  |  |  |  | NO | YES |  |  |  |  | OLYMPUS AMERICA, INC. 10366903 7431808 |  |  | Active |  | 99:99:99:99:99:99 |  | Equipment | PAAR:00-PVAR | 11/02/2019 |  | COOPER AMBULATORY OFF-SITES |  |  | SURG PROCEDURE RM | 0011503606 | ANNE MAIER | Repair | Closed | Michael Youch | 04/21/2017 | 04/28/2017 | VIDEO SYSTEM - WONT PRINT FROM SCOPE CONTROL - TMX | 4/21/2017 3:26:35 PM MDYOUCH (MDYOUCH 4/21/2017 8:00 AM) EVALUATED TO FIND INCORRECT CABLE TO PRINTER AND ORDERED CORRECT CABLE. 4/28/2017 1:49:16 PM MDYOUCH (MDYOUCH 4/28/2017 8:00 AM) INSTALLED CABLE AND VERIFIED PRINT COMMAND FROM PROCESSOR | C87E9154-5BB1-40CF-9554-8A8A1EBFAA94 | Labor | 04/21/2017 | 04/21/2017 | Michael Youch
|  | OLYMPUS AMERICA, INC. | CV-200 | PROCESSOR, VIDEO |  | COOPER DIGESTIVE HEALTH-ENDOSCOPY | 501 Fellowship Rd |  |  | 07/17/2014 |  |  |  |  | NO | YES |  |  |  |  | OLYMPUS AMERICA, INC. 10347149 7405036 |  |  | Active |  | 99:99:99:99:99:99 |  | Equipment | PAAR:00-PVAR | 11/02/2019 |  | COOPER AMBULATORY OFF-SITES |  |  | ROOM 2 |  | JEANNE GREER
|  | OLYMPUS AMERICA, INC. | CV-200 | PROCESSOR, VIDEO |  | COOPER DIGESTIVE HEALTH-ENDOSCOPY | 501 Fellowship Rd |  |  | 07/17/2014 |  |  |  |  | NO | YES |  |  |  |  | OLYMPUS AMERICA, INC. 10347123 7405037 |  |  | Active |  | 99:99:99:99:99:99 |  | Equipment | PAAR:00-PVAR | 11/02/2019 |  | COOPER AMBULATORY OFF-SITES |  |  | Suite 102 - Procedure Side |  | JEANNE GREER
|  | OLYMPUS AMERICA, INC. | CV-200 | PROCESSOR, VIDEO |  | COOPER DIGESTIVE HEALTH-ENDOSCOPY | 501 Fellowship Rd |  |  | 07/17/2014 |  |  |  |  | NO | YES |  |  |  |  | OLYMPUS AMERICA, INC. 10347100 740503 |  |  | Active |  | 99:99:99:99:99:99 |  | Equipment | PAAR:00-PVAR | 11/01/2019 |  | COOPER AMBULATORY OFF-SITES |  |  | Suite 102 - Procedure Side | 0011155027 | JEANNE GREER | Repair | Closed | Kirk Lis | 01/31/2017 | 02/01/2017 | MONITOR - INCORRECT TIME - COOPER ENDO SUITE 102 | 2/1/2017 2:34:42 PM KALIS (KALIS 2/1/2017 12:00 AM) REPROGRAMMED CORRECT TIME INTO UNIT (KALIS 2/1/2017 12:00 AM) DOCUMENTATION | DB3C5527-06D3-4EAC-A61A-6E615E3C0AB5 | Labor | 02/01/2017 | 02/01/2017 | Kirk Lis
|  | OLYMPUS AMERICA, INC. | CV-60 | PROCESSOR, VIDEO |  | VOORHEES SURGERY CENTER-SURGERY DEPT | 6015 Main Street |  |  | 12/09/2010 |  | 12/9/15 |  |  | NO | YES |  |  |  |  | OLYMPUS AMERICA, INC. 10344843 7101031 |  |  | Active |  | 11:11:11:11:11:11 |  | Equipment | PAAR:00-PVAR | 11/02/2019 |  | COOPER AMBULATORY OFF-SITES |  |  | 6015 Main - Nurses Station |  | Theresa Megali
|  | OLYMPUS AMERICA, INC. | EVIS EXERA II CV-180 | PROCESSOR, VIDEO |  | TRAUMA ICU | Kelemen |  |  | 10/27/2009 |  | 10/27/14 |  |  | NO | YES |  |  |  |  | OLYMPUS AMERICA, INC. 10368604 7993965 |  |  | Active |  | 99:99:99:99:99:99 |  | Equipment | PAAR:00-PVAR | 11/01/2019 |  | COOPER UNIVERSITY HOSPITAL |  |  | TRAUMA ICU | WOT00000000519268 | Diane Floyd | Disposition | Closed | Richard Jolly | 02/08/2018 | 05/24/2019 | Bulk Disposition CNL
|  | OLYMPUS AMERICA, INC. | EVIS EXERA II CV-180 | PROCESSOR, VIDEO |  | OPERATING ROOM - PAVILION | Pavilion |  |  | 01/01/2013 |  | 1/1/18 |  |  | NO | YES |  |  |  |  | OLYMPUS AMERICA, INC. 10368304 700886 |  |  | Disposition |  | 99:99:99:99:99:99 |  | Equipment | PAAR:00-PVAR | 11/02/2019 |  | COOPER UNIVERSITY HOSPITAL |  |  | OR HALL | WOT00000002201234 | DOMINIC VENDETTA | Disposition | Closed | Salvatore Bombara | 02/14/2019 | 05/15/2019 | Bulk Disposition CNL | Unit has been retired | EXP2931524 | Labor | 05/15/2019 | 05/15/2019 | Salvatore Bombara
|  | OLYMPUS AMERICA, INC. | EVIS EXERA II CV-180 | PROCESSOR, VIDEO |  | OPERATING ROOM - PAVILION | Kelemen |  |  | 01/15/2009 |  | 1/15/14 |  |  | NO | YES |  |  |  |  | OLYMPUS AMERICA, INC. 10355469 7887850 |  |  | Active |  | 99:99:99:99:99:99 |  | Equipment | PAAR:00-PVAR | 11/02/2019 |  | COOPER UNIVERSITY HOSPITAL |  |  | pav 316 | WOT00000002202045 | DOMINIC VENDETTA | Disposition | Closed | Salvatore Bombara | 02/14/2019 | 05/17/2019 | Bulk Disposition CNL
|  | OLYMPUS AMERICA, INC. | EVIS EXERA II CV-180 | PROCESSOR, VIDEO |  | VOORHEES SURGERY CENTER-SURGERY DEPT | 900 Centennial Blvd | Suite E |  | 02/08/2011 |  | 2/8/16 |  |  | NO | YES |  |  |  |  | OLYMPUS AMERICA, INC. 10347249 70009998 |  |  | Active |  | 99:99:99:99:99:99 |  | Equipment | PAAR:00-PVAR | 11/02/2019 |  | COOPER AMBULATORY OFF-SITES |  |  | OR 5 |  | Theresa Megali
|  | OLYMPUS AMERICA, INC. | EVIS EXERA II CV-180 | PROCESSOR, VIDEO |  | SPECIAL TEST | Kelemen |  |  | 10/31/2019 |  | 10/31/24 |  |  | NO | YES |  |  |  |  | OLYMPUS AMERICA, INC. 30143435 7632729 |  |  | Active |  | 99:99:99:99:99:99 |  | Equipment | PAAR:00-PVAR | 10/31/2019 | 10/31/2019 | COOPER UNIVERSITY HOSPITAL |  |  | 6TH FLOOR |  | AMY HANNAN |  |  |  | 10/31/2019 | 10/31/2019 |  |  |  |  | 10/31/2019 | 10/31/2019
|  | OLYMPUS AMERICA, INC. | EVIS EXERA II CV-180 | PROCESSOR, VIDEO |  | ANESTHESIOLOGY | Pavilion |  |  | 04/06/2009 |  | 4/6/14 |  |  | NO | YES |  |  |  |  | OLYMPUS AMERICA, INC. 10346319 7980721 |  |  | Active |  | 99:99:99:99:99:99 |  | Equipment | PAAR:00-PVAR | 11/02/2019 |  | COOPER UNIVERSITY HOSPITAL |  |  | OR-KELLEMEN | WOT00000000496671 | GIACINTA ROUPAS | Repair | Closed | Salvatore Bombara | 02/01/2018 | 05/25/2018 | confirmed blurry image on the screen | .:: Acknowledged ::. Technician: Salvatore Bombara Timestamp: 2018-02-01 11:42:36 determined that the scope is malfunctioning. Staff will call in scope for service. | EXP0103793 | Labor | 02/01/2018 | 02/01/2018 | Salvatore Bombara
|  | OLYMPUS AMERICA, INC. | EVIS EXERA II CV-180 | PROCESSOR, VIDEO |  | INTENSIVE CARE UNIT | Kelemen |  |  | 11/02/2019 |  | 11/2/24 |  |  | NO | YES |  |  |  |  | OLYMPUS AMERICA, INC. 30142915 7000173 |  |  | Active |  | 99:99:99:99:99:99 |  | Equipment | PAAR:00-PVAR | 11/02/2019 | 11/02/2019 | COOPER UNIVERSITY HOSPITAL |  |  | ICU | 0012288622 | CAROLYN RUMELL | Repair | Closed | Richard Jolly | 11/02/2019 | 11/02/2019 | SCOPE TOWER - THE POWER BUTTON IS BROKEN OFF - ICU P491 | 10/11/2017 11:49:23 AM RCJOLLY (RCJOLLY 10/11/2017 10:00 AM) NEEDS A NEW SWITCH 10/27/2017 2:43:56 PM RCJOLLY (RCJOLLY 10/27/2017 10:00 AM) TESTED POWER AND IT SEEMS LIKE ITS JUST THE BUTTON (RCJOLLY 10/20/2017 10:00 AM) REPLACED POWER BUTTON | FE7C69A2-EE5B-48B3-AFD9-37B525040F91 | Labor | 11/02/2019 | 11/02/2019 | Richard Jolly
|  | OLYMPUS AMERICA, INC. | EVIS EXERA II CV-180 | PROCESSOR, VIDEO |  | 3 COOPER-MULTISPECIALTY CENTER | 6015 Main Street |  |  | 04/11/2013 |  | 4/11/18 |  |  | NO | YES |  |  |  |  | OLYMPUS AMERICA, INC. 10345625 7644626 |  |  | Active |  | 99:99:99:99:99:99 |  | Equipment | PAAR:00-PVAR | 11/02/2019 |  | COOPER AMBULATORY OFF-SITES |  |  | SUITE 104 - WAITING STORAGE |  | MARGIE OUTLER
|  | OLYMPUS AMERICA, INC. | EVIS EXERA III CV-190 | PROCESSOR, VIDEO |  | SAME DAY OR-2ND FL PAVILION | Pavilion |  |  | 10/31/2019 |  | 10/31/24 |  |  | NO | YES |  |  |  |  | OLYMPUS AMERICA, INC. 11239139 7749813 |  |  | Active |  | 99:99:99:99:99:99 |  | Equipment | PAAR:00-PVAR | 10/31/2019 | 10/31/2019 | COOPER UNIVERSITY HOSPITAL |  |  | SD OR | WOT00000000564452 | JOE DRUCTOR | Performance Verification | Closed | Salvatore Bombara | 10/31/2019 | 10/31/2019 | Performance Verification for OLYMPUS AMERICA, INC. 11239139 7749813 | Initial Install of Performance Verification. Device is ready for patient use. |  |  | 10/31/2019 | 10/31/2019
|  | OLYMPUS AMERICA, INC. | EVIS EXERA III CV-190 | PROCESSOR, VIDEO |  | SAME DAY OR-2ND FL PAVILION | Kelemen |  |  | 10/31/2019 |  | 10/31/24 |  |  | NO | YES |  |  |  |  | OLYMPUS AMERICA, INC. 11239100 7749815 |  |  | Active |  | 99:99:99:99:99:99 |  | Equipment | PAAR:00-PVAR | 10/31/2019 | 10/31/2019 | COOPER UNIVERSITY HOSPITAL |  |  | Performance Verification | WOT00000000559036 | JOE DRUCTOR | Performance Verification | Closed | Salvatore Bombara | 10/31/2019 | 10/31/2019 | Performance Verification for OLYMPUS AMERICA, INC. 11239100 7749815 | Initial Install of Performance Verification. Device is ready for patient use. |  |  | 10/31/2019 | 10/31/2019
|  | OLYMPUS AMERICA, INC. | EVIS EXERA III CV-190 | PROCESSOR, VIDEO |  | SAME DAY OR-2ND FL PAVILION | Pavilion |  |  | 10/31/2019 |  | 10/31/24 |  |  | NO | YES |  |  |  |  | OLYMPUS AMERICA, INC. 11239060 7749814 |  |  | Active |  | 99:99:99:99:99:99 |  | Equipment | PAAR:00-PVAR | 10/31/2019 | 10/31/2019 | COOPER UNIVERSITY HOSPITAL |  |  | Performance Verification | WOT00000000556212 | JOE DRUCTOR | Performance Verification | Closed | Salvatore Bombara | 10/31/2019 | 10/31/2019 | Performance Verification for OLYMPUS AMERICA, INC. 11239060 7749814 | Initial Install of Performance Verification. Device is ready for patient use. |  |  | 10/31/2019 | 10/31/2019
|  | OLYMPUS AMERICA, INC. | EVIS EXERA III CV-190 | PROCESSOR, VIDEO |  | SAME DAY OR-2ND FL PAVILION | Pavilion |  |  | 10/31/2019 |  | 10/31/24 |  |  | NO | YES |  |  |  |  | OLYMPUS AMERICA, INC. 11239027 7740602 |  |  | Active |  | 99:99:99:99:99:99 |  | Equipment | PAAR:00-PVAR | 10/31/2019 | 10/31/2019 | COOPER UNIVERSITY HOSPITAL |  |  | Performance Verification | WOT00000000552287 | JOE DRUCTOR | Performance Verification | Closed | Salvatore Bombara | 10/31/2019 | 10/31/2019 | Performance Verification for OLYMPUS AMERICA, INC. 11239027 7741856 | Initial Install of Performance Verification. Device is ready for patient use. |  |  | 10/31/2019 | 10/31/2019
|  | OLYMPUS AMERICA, INC. | EVIS EXERA III CV-190 | PROCESSOR, VIDEO |  |  | Pavilion | [7 empty] | NO | YES
|  | OLYMPUS AMERICA, INC. | EVIS EXERA III CV-190 | PROCESSOR, VIDEO |  | COOPER DIGESTIVE HEALTH-ENDOSCOPY | 501 Fellowship Road | 1 |  | 03/08/2017 |  | 3/8/22 |  |  | NO | YES |  |  |  |  | OLYMPUS AMERICA, INC. 10769383 7623333 |  |  | Active |  | 99:99:99:99:99:99 |  | Equipment | PAAR:00-PVAR | 10/31/2019 |  | COOPER AMBULATORY OFF-SITES |  |  | PROCEDURE RM 3 | 0011448477 | JEANNE GREER | Preventative Maintenance | Closed | Bonnie Aichroth | 04/03/2017 | 04/03/2017 | PERFORMANCE ASSURANCE AT INVENTORY | INVENTORIED DEVICE AND ENSURED DEVICE WAS FUNCTIONING PROPERLY. | B7EF17B3-F003-426F-A10C-7712E596FF65 | Labor | 03/08/2017 | 03/08/2017 | Kirk Lis
|  | OLYMPUS AMERICA, INC. | EVIS EXERA III CV-190 | PROCESSOR, VIDEO |  |  | Pavilion | [7 empty] | NO | YES
|  | OLYMPUS AMERICA, INC. | EVIS EXERA III CV-190 | PROCESSOR, VIDEO |  | ANESTHESIOLOGY | Kelemen |  |  | 02/12/2018 |  | 2/12/23 |  |  | NO | YES |  |  |  |  | OLYMPUS AMERICA, INC. 10752639 7748054 |  |  | Active |  | 99:99:99:99:99:99 |  | Equipment | PAAR:00-PVAR | 10/31/2019 |  | COOPER UNIVERSITY HOSPITAL |  |  | 2nd Floor Pav OR | WOT00000000548550 | GIACINTA ROUPAS | Performance Verification | Closed | Salvatore Bombara | 02/15/2018 | 07/22/2019 | Performance Verification for OLYMPUS AMERICA, INC. 10752639 7748054 | Initial Install of Performance Verification. Device is ready for patient use.
|  | OLYMPUS AMERICA, INC. | EVIS EXERA III CV-190 | PROCESSOR, VIDEO |  | PULMONARY LAB | Kelemen |  |  | 10/13/2016 |  | 10/13/21 |  |  | NO | YES |  |  |  |  | OLYMPUS AMERICA, INC. 10649863 7621803 |  |  | Active |  | 99:99:99:99:99:99 |  | Equipment | PAAR:00-PVAR | 10/31/2019 |  | COOPER UNIVERSITY HOSPITAL |  |  |  |  | KATHY LOFLAND
|  | OLYMPUS AMERICA, INC. | EVIS EXERA III CV-190 | PROCESSOR, VIDEO |  | OR - KELEMEN 3 | Kelemen |  |  | 09/12/2016 |  | 9/12/21 |  |  | NO | YES |  |  |  |  | OLYMPUS AMERICA, INC. 10505428 7620148 |  |  | Active |  | 99:99:99:99:99:99 |  | Equipment | PAAR:00-PVAR | 10/31/2019 |  | COOPER UNIVERSITY HOSPITAL |  |  | KELEMEN OR RM 11 |  | DOMINIC VENDETTA
|  | OLYMPUS AMERICA, INC. | EVIS EXERA III CV-190 | PROCESSOR, VIDEO |  | OR - KELEMEN 3 | Kelemen |  |  | 09/12/2016 |  | 9/12/21 |  |  | NO | YES |  |  |  |  | OLYMPUS AMERICA, INC. 10505379 7620097 |  |  | Active |  | 99:99:99:99:99:99 |  | Equipment | PAAR:00-PVAR | 10/31/2019 |  | COOPER UNIVERSITY HOSPITAL |  |  | KELEMAN OR RM 10 |  | DOMINIC VENDETTA
|  | OLYMPUS AMERICA, INC. | EVIS EXERA III CV-190 | PROCESSOR, VIDEO |  | OR - KELEMEN 3 | Kelemen |  |  | 05/06/2016 |  | 5/6/21 |  |  | NO | YES |  |  |  |  | OLYMPUS AMERICA, INC. 10480423 7629089 |  |  | Active |  | 99:99:99:99:99:99 |  | Equipment | PAAR:00-PVAR | 10/31/2019 |  | COOPER UNIVERSITY HOSPITAL |  |  | OPERATING ROOM K8 |  | DOMINIC VENDETTA
|  | OLYMPUS AMERICA, INC. | EVIS EXERA III CV-190 | PROCESSOR, VIDEO |  | SPECIAL TEST | Kelemen |  |  | 04/18/2016 |  | 4/18/21 |  |  | NO | YES |  |  |  |  | OLYMPUS AMERICA, INC. 10480414 7629046 |  |  | Active |  | 99:99:99:99:99:99 |  | Equipment | PAAR:00-PVAR | 10/31/2019 |  | COOPER UNIVERSITY HOSPITAL |  |  | SPECIAL TEST UNIT K6 |  | AMY HANNAN
|  | OLYMPUS AMERICA, INC. | EVIS EXERA III CV-190 | PROCESSOR, VIDEO |  | SPECIAL TEST | Kelemen |  |  | 04/18/2016 |  | 4/18/21 |  |  | NO | YES |  |  |  |  | OLYMPUS AMERICA, INC. 10480412 7618983 |  |  | Active |  | 99:99:99:99:99:99 |  | Equipment | PAAR:00-PVAR | 10/31/2019 |  | COOPER UNIVERSITY HOSPITAL |  |  | SPECIAL TEST UNIT K6 |  | AMY HANNAN
|  | OLYMPUS AMERICA, INC. | EVIS EXERA III CV-190 | PROCESSOR, VIDEO |  | SPECIAL TEST | Kelemen |  |  | 04/18/2016 |  | 4/18/21 |  |  | NO | YES |  |  |  |  | OLYMPUS AMERICA, INC. 10480409 7618967 |  |  | Active |  | 99:99:99:99:99:99 |  | Equipment | PAAR:00-PVAR | 10/31/2019 |  | COOPER UNIVERSITY HOSPITAL |  |  | endo2 kel |  | AMY HANNAN
|  | OLYMPUS AMERICA, INC. | EVIS EXERA III CV-190 | PROCESSOR, VIDEO |  | SPECIAL TEST | Kelemen |  |  | 04/18/2016 |  | 4/18/21 |  |  | NO | YES |  |  |  |  | OLYMPUS AMERICA, INC. 10480408 7629048 |  |  | Active |  | 99:99:99:99:99:99 |  | Equipment | PAAR:00-PVAR | 10/31/2019 |  | COOPER UNIVERSITY HOSPITAL |  |  | Dor 6 |  | AMY HANNAN
|  | OLYMPUS AMERICA, INC. | EVIS EXERA III CV-190 | PROCESSOR, VIDEO |  | SPECIAL TEST | Kelemen |  |  | 04/18/2016 |  | 4/18/21 |  |  | NO | YES |  |  |  |  | OLYMPUS AMERICA, INC. 10480406 7629041 |  |  | Active |  | 99:99:99:99:99:99 |  | Equipment | PAAR:00-PVAR | 10/31/2019 |  | COOPER UNIVERSITY HOSPITAL |  |  | special teat |  | AMY HANNAN
|  | OLYMPUS AMERICA, INC. | EVIS EXERA III CV-190 | PROCESSOR, VIDEO |  | OR - KELEMEN 3 | Pavilion |  |  | 06/08/2015 |  | 6/8/20 |  |  | NO | YES |  |  |  |  | OLYMPUS AMERICA, INC. 10367790 7501773 |  |  | Active |  | 99:99:99:99:99:99 |  | Equipment | PAAR:00-PVAR | 11/01/2019 |  | COOPER UNIVERSITY HOSPITAL |  |  | PAV OR | WOT00000002200507 | DOMINIC VENDETTA | Disposition | Closed | Salvatore Bombara | 02/14/2019 | 05/21/2019 | Bulk Disposition CNL
|  | OLYMPUS AMERICA, INC. | EVIS EXERA III CV-190 | PROCESSOR, VIDEO |  | OR - KELEMEN 3 | Pavilion |  |  | 06/08/2015 |  | 6/8/20 |  |  | NO | YES |  |  |  |  | OLYMPUS AMERICA, INC. 10367785 7501689 |  |  | Active |  | 99:99:99:99:99:99 |  | Equipment | PAAR:00-PVAR | 11/02/2019 |  | COOPER UNIVERSITY HOSPITAL |  |  | Pav OR 6 | WOT00000002200494 | DOMINIC VENDETTA | Disposition | Closed | Salvatore Bombara | 02/14/2019 | 05/17/2019 | Bulk Disposition CNL
|  | OLYMPUS AMERICA, INC. | EVIS EXERA III CV-190 | PROCESSOR, VIDEO |  | OR - KELEMEN 3 | Pavilion |  |  | 06/08/2015 |  | 6/8/20 |  |  | NO | YES |  |  |  |  | OLYMPUS AMERICA, INC. 10367777 7501688 |  |  | Active |  | 99:99:99:99:99:99 |  | Equipment | PAAR:00-PVAR | 11/02/2019 |  | COOPER UNIVERSITY HOSPITAL |  |  | P OR 7 | 0012162710 | DOMINIC VENDETTA | Repair | Closed | Salvatore Bombara | 09/15/2017 | 09/15/2017 | VIDEO TOWER - NO MATTER WHERE IT IS PLUGGED IN, WONT POWER ON - OUTSIDE P OR 9 | 9/15/2017 2:11:08 PM SXBOMBARA (SXBOMBARA 9/15/2017 12:00 AM) CONFIRMED ERROR. RESET BREAKER. RETURNED UNIT TO SERVICE. | B25D4E62-961E-4170-B53E-613CDB83F394 | Labor | 09/15/2017 | 09/15/2017 | Salvatore Bombara
|  | OLYMPUS AMERICA, INC. | EVIS EXERA III CV-190 | PROCESSOR, VIDEO |  | OR - KELEMEN 3 | Kelemen |  |  | 06/08/2015 |  | 6/8/20 |  |  | NO | YES |  |  |  |  | OLYMPUS AMERICA, INC. 10367772 7501721 |  |  | Active |  | 99:99:99:99:99:99 |  | Equipment | PAAR:00-PVAR | 11/01/2019 |  | COOPER UNIVERSITY HOSPITAL |  |  | Kel OR | WOT00000002200458 | DOMINIC VENDETTA | Disposition | Closed | Salvatore Bombara | 02/14/2019 | 05/20/2019 | Bulk Disposition CNL
|  | OLYMPUS AMERICA, INC. | EVIS EXERA III CV-190 | PROCESSOR, VIDEO |  | OR - KELEMEN 3 | Kelemen |  |  | 05/01/2014 |  | 5/1/19 |  |  | NO | YES |  |  |  |  | OLYMPUS AMERICA, INC. 10367766 7501707 |  |  | Active |  | 99:99:99:99:99:99 |  | Equipment | PAAR:00-PVAR | 11/02/2019 |  | COOPER UNIVERSITY HOSPITAL |  |  | spu closet K5 | 0011644509 | DOMINIC VENDETTA | Repair | Closed | Salvatore Bombara | 05/17/2017 | 05/17/2017 | VIDEO IMAGE PROCESSOR - NO COLOR BARS - TMX | 5/17/2017 3:46:40 PM SXBOMBARA (SXBOMBARA 5/17/2017 12:00 AM) CONFIRMED ERROR. UNIT WAS NOT TURNED ON. | DE4745B0-A6C8-4E86-8D91-BC784A3CEF12 | Labor | 05/17/2017 | 05/17/2017 | Salvatore Bombara
|  | OLYMPUS AMERICA, INC. | EVIS EXERA III CV-190 | PROCESSOR, VIDEO |  | OR - KELEMEN 3 | Pavilion |  |  | 06/08/2015 |  | 6/8/20 |  |  | NO | YES |  |  |  |  | OLYMPUS AMERICA, INC. 10367761 7501723 |  |  | Active |  | 99:99:99:99:99:99 |  | Equipment | PAAR:00-PVAR | 11/01/2019 |  | COOPER UNIVERSITY HOSPITAL |  |  | PAV OR | 0012417710 | DOMINIC VENDETTA | Repair | Closed | Salvatore Bombara | 11/21/2017 | 11/21/2017 | CAMERA - BNC CONNECTION BROKEN - TMX | 11/21/2017 1:39:27 PM SXBOMBARA (SXBOMBARA 11/21/2017 12:00 AM) RECONFIGURED CONNECTORS. UNIT IS UP AND RUNNING CORRECTLY. | 2882C7C9-05F3-4C78-A904-5335203995C4 | Labor | 11/21/2017 | 11/21/2017 | Salvatore Bombara
|  | OLYMPUS AMERICA, INC. | EVIS EXERA III CV-190 | PROCESSOR, VIDEO |  | OR - KELEMEN 3 | Pavilion |  |  | 06/08/2015 |  | 6/8/20 |  |  | NO | YES |  |  |  |  | OLYMPUS AMERICA, INC. 10367589 7501722 |  |  | Active |  | 99:99:99:99:99:99 |  | Equipment | PAAR:00-PVAR | 11/02/2019 |  | COOPER UNIVERSITY HOSPITAL |  |  | P3 OR | WOT00000000649471 | DOMINIC VENDETTA | Repair | Closed | Salvatore Bombara | 03/09/2018 | 05/25/2018 | will not send signal to secondary monitor | Acknowledged. working with Olympus rep. determined that the unit was set to dvi. changed to SDI. tested and passed full functional check. | EXP0212326 | Labor | 03/09/2018 | 03/09/2018 | Salvatore Bombara
|  | OLYMPUS AMERICA, INC. | EVIS EXERA III CV-190 | PROCESSOR, VIDEO |  | OR - KELEMEN 3 | Pavilion |  |  | 06/08/2015 |  | 6/8/20 |  |  | NO | YES |  |  |  |  | OLYMPUS AMERICA, INC. 10367581 7550016 |  |  | Active |  | 99:99:99:99:99:99 |  | Equipment | PAAR:00-PVAR | 11/02/2019 |  | COOPER UNIVERSITY HOSPITAL |  |  | P OR | WOT00000001139965 | DOMINIC VENDETTA | Repair | Closed | Salvatore Bombara | 07/02/2018 | 11/06/2018 | needs bulb changed | Confirmed error. Replaced Bulb. Part from stock. reset counter. Ordered replacement Received part | EXP0850144 | Labor | 07/02/2018 | 07/02/2018 | Salvatore Bombara
|  | OLYMPUS AMERICA, INC. | EVIS EXERA III CV-190 | PROCESSOR, VIDEO |  | OR - KELEMEN 3 | Pavilion |  |  | 06/08/2015 |  | 6/8/20 |  |  | NO | YES |  |  |  |  | OLYMPUS AMERICA, INC. 10367580 7501719 |  |  | Active |  | 99:99:99:99:99:99 |  | Equipment | PAAR:00-PVAR | 11/02/2019 |  | COOPER UNIVERSITY HOSPITAL |  |  | P OR | WOT00000001296024 | DOMINIC VENDETTA | Repair | Closed | Salvatore Bombara | 08/15/2018 | 10/03/2018 | Monitors - will not capture pictures | Confirmed error. Determined remote connection was loose. Secured connection. Returned unit to service. | EXP1121216 | Labor | 08/15/2018 | 08/15/2018 | Salvatore Bombara
|  | OLYMPUS AMERICA, INC. | EVIS EXERA III CV-190 | PROCESSOR, VIDEO |  | BRACHFIELD MEDICAL ASSOCIATES-MEDICINE | 218 Sunset Rd |  |  | 07/17/2014 |  | 7/17/19 |  |  | NO | YES |  |  |  |  | OLYMPUS AMERICA, INC. 10367159 7405381 |  |  | Active |  | 99:99:99:99:99:99 |  | Equipment | PAAR:00-PVAR | 11/01/2019 |  | COOPER AMBULATORY OFF-SITES |  |  | ENDO - Procedure Room |  | CATHY CRAWFORD
|  | OLYMPUS AMERICA, INC. | EVIS EXERA III CV-190 | PROCESSOR, VIDEO |  | OR - KELEMEN 3 | Pavilion |  |  | 06/08/2015 |  | 6/8/20 |  |  | NO | YES |  |  |  |  | OLYMPUS AMERICA, INC. 10355459 7501771 |  |  | Active |  | 99:99:99:99:99:99 |  | Equipment | PAAR:00-PVAR | 11/02/2019 |  | COOPER UNIVERSITY HOSPITAL |  |  | P OR | WOT00000001173098 | DOMINIC VENDETTA | Repair | Closed | Salvatore Bombara | 07/17/2018 | 11/06/2018 | light source is not working on tower | confirmed error. replaced bulb. ordered replacement. received part Received part. installed, tested and passed full functional check. returned unit to service. | EXP0932601 | Labor | 07/17/2018 | 07/17/2018 | Salvatore Bombara
|  | OLYMPUS AMERICA, INC. | EVIS EXERA III CV-190 | PROCESSOR, VIDEO |  |  | MD Anderson Cancer Center | [7 empty] | NO | YES
|  | OLYMPUS AMERICA, INC. | EVIS EXERA III CV-190 | PROCESSOR, VIDEO |  | OPERATING ROOM - PAVILION | Kelemen |  |  | 09/06/2012 |  | 9/6/17 |  |  | NO | YES |  |  |  |  | OLYMPUS AMERICA, INC. 10346630 7222937 |  |  | Active |  | 99:99:99:99:99:99 |  | Equipment | PAAR:00-PVAR | 11/02/2019 |  | COOPER UNIVERSITY HOSPITAL |  |  | L&D | WOT00000002200250 | DOMINIC VENDETTA | Disposition | Closed | Salvatore Bombara | 02/14/2019 | 05/13/2019 | Bulk Disposition CNL
|  | OLYMPUS AMERICA, INC. | OTV-SI | PROCESSOR, VIDEO |  | 127 CHURCH - SURGERY | 127 Church Rd |  |  | 08/10/2007 |  | 8/10/12 |  |  | NO | YES |  |  |  |  | OLYMPUS AMERICA, INC. 10365941 7741508 |  |  | Active |  | 99:99:99:99:99:99 |  | Equipment | PAAR:00-PVAR | 11/02/2019 |  | COOPER AMBULATORY OFF-SITES |  |  | EXAM 5 | WOT00000001265734 | Carmen Rivera | Repair | Closed | Kirk Lis | 08/02/2018 | 11/06/2018 | Needs light bulb replaced | INSTALLED BULB PART # EFR. PERFORMED OVP | EXP1060030 | Labor | 08/03/2018 | 08/03/2018 | Kirk Lis
|  | OLYMPUS AMERICA, INC. | OTV-SI | PROCESSOR, VIDEO |  | 127 CHURCH - SURGERY | 127 Church Rd |  |  | 05/09/2008 |  | 5/9/13 |  |  | NO | YES |  |  |  |  | OLYMPUS AMERICA, INC. 10365938 7741536 |  |  | Active |  | 99:99:99:99:99:99 |  | Equipment | PAAR:00-PVAR | 11/02/2019 |  | COOPER AMBULATORY OFF-SITES |  |  | EXAM 5 | WOT00000000782502 | Carmen Rivera | Repair | Closed | Kirk Lis | 04/11/2018 | 07/30/2018 | Needs new Bulb | REPLACED LAMP PERFORMED OVP | EXP0364504 | Labor | 04/11/2018 | 04/11/2018 | Kirk Lis
|  | OLYMPUS AMERICA, INC. | OTV-SI | PROCESSOR, VIDEO |  | 3 COOPER-MULTISPECIALTY CENTER | 3 Cooper |  |  | 04/11/2013 |  | 4/11/18 |  |  | NO | YES |  |  |  |  | OLYMPUS AMERICA, INC. 10345580 7356002 |  |  | Active |  | 99:99:99:99:99:99 |  | Equipment | PAAR:00-PVAR | 11/02/2019 |  | COOPER AMBULATORY OFF-SITES |  |  | SUITE 104 - EXAM 169 |  | MARGIE OUTLER
|  | OLYMPUS AMERICA, INC. | OTV-SI | PROCESSOR, VIDEO |  | VOORHEES SURGERY CENTER-SURGERY DEPT | 6015 Main St |  |  | 03/08/2010 |  | 3/8/15 |  |  | NO | YES |  |  |  |  | OLYMPUS AMERICA, INC. 10344812 7943862 |  |  | Active |  | 99:99:99:99:99:99 |  | Equipment | PAAR:00-PVAR | 11/02/2019 |  | COOPER AMBULATORY OFF-SITES |  |  | SUITE G PROC RM A | WOT00000000806012 | Theresa Megali | Repair | Closed | Kirk Lis | 04/18/2018 | 07/30/2018 | light source not attaching, ongoing issue, see note | TRACED PROBLEM TO BOTH LAMPS DEFECTIVE. REPLACED LAMPS AND PERFORMED OVP | EXP0408185 | Labor | 04/19/2018 | 04/19/2018 | Kirk Lis
|  | OLYMPUS AMERICA, INC. | OTV-SI | PROCESSOR, VIDEO |  | VOORHEES SURGERY CENTER-SURGERY DEPT | 6015 Main St |  |  | 10/11/2007 |  | 10/11/12 |  |  | NO | YES |  |  |  |  | OLYMPUS AMERICA, INC. 10344806 7741539 |  |  | Active |  | 99:99:99:99:99:99 |  | Equipment | PAAR:00-PVAR | 11/02/2019 |  | COOPER AMBULATORY OFF-SITES |  |  | SUITE G PROC RM A | WOT00000000659864 | Theresa Megali | Repair | Closed | Kirk Lis | 03/16/2018 | 07/30/2018 | the light source has an error, the scope is not holding in the machine tightly | analyzed unit. tested and confirmed problem. brought unit back dept. disassembled unit. cleaned contacts .contacted oem. for part # of connector. olympus does not sell parts for this unit. brought unit back to site . tested unit .could not alleviate issue. cleaned contacts multiple times CLEANED CONTACTS WITH FILE. TESTED UNIT . ELIMINATED INTERMITTANT DISPLAY ISSUE. PERFORMED OVP. INFORMED STAFF ON UNIT'S STATUS. | EXP0261457 | Labor | 03/20/2018 | 03/20/2018 | Kirk Lis
|  | OLYMPUS AMERICA, INC. | VISERA ELITE OTV-S190 | PROCESSOR, VIDEO |  | OPERATING ROOM - PAVILION | Pavilion |  |  | 12/07/2012 |  | 12/7/17 |  |  | NO | YES |  |  |  |  | OLYMPUS AMERICA, INC. 10368266 7253305 |  |  | Active |  | 99:99:99:99:99:99 |  | Equipment | PAAR:00-PVAR | 11/02/2019 |  | COOPER UNIVERSITY HOSPITAL |  |  | OPERATING ROOM 8 | WOT00000002201120 | DOMINIC VENDETTA | Disposition | Closed | Salvatore Bombara | 02/14/2019 | 05/17/2019 | Bulk Disposition CNL
|  | OLYMPUS AMERICA, INC. | VISERA ELITE OTV-S190 | PROCESSOR, VIDEO |  | COOPER CANCER CENTER-MULTIDISCIPLINARY CLINIC | MD Anderson Cancer Center |  |  | 09/10/2013 |  | 9/10/18 |  |  | NO | YES |  |  |  |  | OLYMPUS AMERICA, INC. 10348792 7354596 |  |  | Active |  | 99:99:99:99:99:99 |  | Equipment | PAAR:00-PVAR | 10/31/2019 |  | COOPER AMBULATORY OFF-SITES |  |  | Multi Disc - C2049 or C2220 |  | ROXANNE BERGER
|  | PENTAX MEDICAL | EPK-3000 | PROCESSOR, VIDEO | B010280 | 6200 MAIN ST-SURGERY | 6200 Main St |  |  | 10/31/2019 |  | 10/31/24 |  |  | NO | YES |  |  |  |  | PENTAX MEDICAL 11200075 B010280 |  |  | Active |  |  |  | Equipment | PAAR:00-PVAR | 10/31/2019 | 10/31/2019 | COOPER AMBULATORY OFF-SITES |  |  | Performance Verification | WOT00000003696887 | BOBBIE MICKLE | Performance Verification | Completed | Kirk Lis | 10/31/2019 | 10/31/2019 | Performance Verification for PENTAX MEDICAL 11200075 B010280 | Initial Install of Performance Verification. Device is ready for patient use. |  |  | 10/31/2019 | 10/31/2019
|  | VISION SCIENCES | DPU-7000A | PROCESSOR, VIDEO | 7A08-0140256 | 6017 MAIN ST-PLASTICS | 6200 Main St |  |  | 06/20/2014 |  | 6/20/19 |  |  | NO | YES |  |  |  |  | VISION SCIENCES 10345804 7A08-0140256 |  |  | Active |  | 11:11:11:11:11:11 |  | Equipment | PAAR:00-PVAR | 11/01/2019 |  | COOPER AMBULATORY OFF-SITES |  |  | PROCEDURE ROOM C |  | ANNE MAIER
|  | BIOTRONIK, INC. | RENAMIC | PROGRAMMER, PACEMAKER |  | CARDIAC CATH LAB | Kelemen |  |  | 02/17/2014 |  | 2/17/19 |  |  | NO | YES |  |  |  |  | BIOTRONIK, INC. 10368394 61712221 |  |  | Active |  | 99:99:99:99:99:99 |  | Equipment | PAAR:00-PVAR | 11/02/2019 |  | COOPER UNIVERSITY HOSPITAL |  |  | CCL - Lab Hallway |  | LINDA BEAN
|  | BIOTRONIK, INC. | RENAMIC | PROGRAMMER, PACEMAKER |  | BRACE ROAD-CARDIOLOGY | 1210 Brace Rd | Heart Institute |  | 01/01/1900 |  |  |  |  | NO | YES |  |  |  |  | BIOTRONIK, INC. 10366033 61724832 |  |  | Active |  | 99:99:99:99:99:99 |  | Equipment | PAAR:00-PVAR | 11/02/2019 |  | COOPER AMBULATORY OFF-SITES |  |  | ROOM 4 |  | Beth Mook
|  | BIOTRONIK, INC. | RENAMIC | PROGRAMMER, PACEMAKER |  | 3 COOPER-CARDIAC DIAGNOSTIC CENTER | 3 Cooper |  |  | 01/01/1900 |  |  |  |  | NO | YES |  |  |  |  | BIOTRONIK, INC. 10346857 61711860 |  |  | Active |  | 99:99:99:99:99:99 |  | Equipment | PAAR:00-PVAR | 11/02/2019 |  | COOPER AMBULATORY OFF-SITES |  |  | SUITE 311 - EXAM A |  | CARLA TRUELL
|  | BOSTON SCIENTIFIC | ZOOM LATITUDE 3120 | PROGRAMMER, PACEMAKER |  | CARDIAC CATH LAB | Pavilion |  |  | 02/01/2014 |  | 2/1/19 |  |  | NO | YES |  |  |  |  | BOSTON SCIENTIFIC 10725020 062546 |  |  | Active |  | 99:99:99:99:99:99 |  | Equipment | PAAR:00-PVAR | 11/02/2019 |  | COOPER UNIVERSITY HOSPITAL |  |  | CCL - Lab Hallway | 0012317683 | LINDA BEAN | Alert | Closed | Charles Santomero | 10/24/2017 | 10/31/2017 | SFT000121: Boston Scientifc - Zoom Latitude: Vulnerabilities Exist in the Encryption of PHI when PHI at Rest | 10/31/2017 10:46:12 AM CTSANTOMERO (CTSANTOMERO 10/31/2017 8:00 AM) THE MANUFACTURER WILL NOT BE ISSUING A PRODUCT UPDATE TO ADDRESS THIS ISSUE. THE RECOMMENDATIONS IN THE ALERT HAVE BEEN FOLLOWED. BOSTON SCIENTIFIC WILL NOT BE ISSUING A PRODUCT UPDATE TO ADDRESS THE IDENTIFIED VULNERABILITIES IN THE ZOOM LATITUDE PRM ? MODEL 3120. RECOMMENDED CUSTOMER ACTION: BOSTON SCIENTIFIC HAS IDENTIFIED COMPENSATING CONTROLS TO REDUCE THE RISK OF EXPLOITATION AND RECOMMENDS THAT USERS IMPLEMENT THE FOLLOWING MEASURES: CONTROL ACCESS TO THE DEVICE AND ENSURE ALL ACCESS IS PROPERLY INVENTORIED. MAINTAIN THE DEVICE IN A SECURE OR LOCKED LOCATION WHEN NOT IN USE, AND REMOVE PHI PRIOR TO RETIRING OR REMOVING THE DEVICE FROM THE FACILITY. INSTRUCTIONS FOR REMOVING PHI ARE OUTLINED IN THE OPERATOR?S MANUAL" | 37A523B3-DA3C-4DAC-A9E5-471F361716AB | Labor | 10/31/2017 | 10/31/2017 | Charles Santomero
|  | BOSTON SCIENTIFIC | ZOOM LATITUDE 3120 | PROGRAMMER, PACEMAKER |  | 3 COOPER-CARDIAC DIAGNOSTIC CENTER | 3 Cooper |  |  | 03/12/2011 |  | 3/12/16 |  |  | NO | YES |  |  |  |  | BOSTON SCIENTIFIC 10366470 055990 |  |  | Active |  | 99:99:99:99:99:99 |  | Equipment | PAAR:00-PVAR | 11/02/2019 |  | COOPER AMBULATORY OFF-SITES |  |  | SUITE 311 - EXAM A | 0012317677 | CARLA TRUELL | Alert | Closed | Stephen Zubrzycki | 10/24/2017 | 10/31/2017 | SFT000121: Boston Scientifc - Zoom Latitude: Vulnerabilities Exist in the Encryption of PHI when PHI at Rest | 10/31/2017 2:48:17 PM MDYOUCH (MDYOUCH 10/31/2017 2:30 PM) NOTIFIED TIFFANY GRAHAM OF THE ALERT | EEDA977D-20A7-45E7-9273-EF949671F2D9 | Labor | 10/31/2017 | 10/31/2017 | Michael Youch
|  | BOSTON SCIENTIFIC | ZOOM LATITUDE 3120 | PROGRAMMER, PACEMAKER |  | BRACE ROAD-CARDIOLOGY | 1210 Brace Rd | Heart Institute |  | 12/11/2007 |  | 12/11/12 |  |  | NO | YES |  |  |  |  | GUIDANT CORPORATION 10366031 070867 |  |  | Active |  | 99:99:99:99:99:99 |  | Equipment | PAAR:00-PVAR | 11/02/2019 |  | COOPER AMBULATORY OFF-SITES |  |  | ROOM 4 | 0012317655 | Beth Mook | Alert | Closed | Kirk Lis | 10/24/2017 | 11/01/2017 | SFT000121: Boston Scientifc - Zoom Latitude: Vulnerabilities Exist in the Encryption of PHI when PHI at Rest | 11/1/2017 8:51:22 AM KALIS (KALIS 10/31/2017 12:00 AM) CHECKED ON LOCATION OF UNIT. EQUIPMENT IS LOCATED IN SECURE ROOM. THIS COMPLIES WITH OEM ALERT STATED CONDITIONS OF COMPLIANCE. INFORMED DOCTORS AND MANAGER ON KEEPING UNIT IN SUCRE LOACTION WHEN IN NOT IN USE. 11/1/2017 8:52:40 AM KALIS (KALIS 10/31/2017 12:00 AM) TRAVEL TIME | D54A1253-4F9A-43A3-8949-758D35BF644D | Labor | 10/31/2017 | 10/31/2017 | Kirk Lis
|  | BOSTON SCIENTIFIC | ZOOM LATITUDE 3120 | PROGRAMMER, PACEMAKER |  | BRACHFIELD MEDICAL ASSOCIATES-MEDICINE | 218 Sunset Rd |  |  | 09/24/2008 |  | 9/24/13 |  |  | NO | YES |  |  |  |  | GUIDANT CORPORATION 10348011 064562 |  |  | Active |  | 99:99:99:99:99:99 |  | Equipment | PAAR:00-PVAR | 11/02/2019 |  | COOPER AMBULATORY OFF-SITES |  |  | Cardiology - storage | 0012317679 | CATHY CRAWFORD | Alert | Closed | Kirk Lis | 10/24/2017 | 11/01/2017 | SFT000121: Boston Scientifc - Zoom Latitude: Vulnerabilities Exist in the Encryption of PHI when PHI at Rest | 11/1/2017 8:54:45 AM KALIS (KALIS 10/31/2017 12:00 AM) CHECKED ON LOCATION OF UNIT. EQUIPMENT IS LOCATED IN SECURE ROOM. THIS COMPLIES WITH OEM ALERT STATED CONDITIONS OF COMPLIANCE. | CE338A8D-83CF-49C4-A2FF-80BF369561EB | Labor | 10/31/2017 | 10/31/2017 | Kirk Lis
|  | BOSTON SCIENTIFIC | ZOOM LATITUDE 3120 | PROGRAMMER, PACEMAKER |  | 3 COOPER-CARDIAC DIAGNOSTIC CENTER | 3 Cooper |  |  | 01/01/1900 |  |  |  |  | NO | YES |  |  |  |  | BOSTON SCIENTIFIC 10346852 075154 |  |  | Active |  | 99:99:99:99:99:99 |  | Equipment | PAAR:00-PVAR | 11/02/2019 |  | COOPER AMBULATORY OFF-SITES |  |  | SUITE 311 - EXAM A |  | CARLA TRUELL
|  | MEDTRONIC INC. | CARELINK 2090 | PROGRAMMER, PACEMAKER | PKK014118R | CARDIAC CATH LAB | Kelemen |  |  | 01/01/2010 |  | 1/1/15 |  |  | NO | YES |  |  |  |  | MEDTRONIC INC. 10725073 PKK014118R |  |  | Active |  | 99:99:99:99:99:99 |  | Equipment | PAAR:00-PVAR | 11/02/2019 |  | COOPER UNIVERSITY HOSPITAL |  |  | CCL - Lab Hallway | WOT00000001161602 | LINDA BEAN | Alert | Closed | Stephen Zubrzycki | 07/11/2018 | 05/13/2019 | ALT001160 - Medtronic, Inc. - Percepta CRT-P MRI SureScan and Percepta Quad CRT-P MRI SureScan Pacemakers - Potential For Device Reset To Occur Due To A Timing | Verified that software version was 8.1 | EXP1116167 | Labor | 08/14/2018 | 08/14/2018 | Stephen Zubrzycki
|  | MEDTRONIC INC. | CARELINK 2090 | PROGRAMMER, PACEMAKER | PKK016690R | CARDIAC CATH LAB | Pavilion |  |  | 05/11/2017 |  | 5/11/22 |  |  | NO | YES |  |  |  |  | MEDTRONIC INC. 10725018 PKK016690R |  |  | Disposition |  | 99:99:99:99:99:99 |  | Equipment | PAAR:00-PVAR | 10/16/2019 |  | COOPER UNIVERSITY HOSPITAL |  |  | Disposition | 0012389180 | LINDA BEAN | Performance Verification | Closed | Josh Harris | 11/07/2017 | 11/07/2017 | INCOMING INVENTORY | DEVICE INVENTORIED | 83A5F1B1-9F0D-4C69-8F45-998CEEC74C5C | Labor | 11/07/2017 | 11/07/2017 | Josh Harris
|  | MEDTRONIC INC. | CARELINK 2090 | PROGRAMMER, PACEMAKER | PKK011865R | 3 COOPER-CARDIAC DIAGNOSTIC CENTER | 3 Cooper |  |  | 12/01/2012 |  | 12/1/17 |  |  | NO | YES |  |  |  |  | MEDTRONIC INC. 10366469 PKK011865R |  |  | Active |  | 99:99:99:99:99:99 |  | Equipment | PAAR:00-PVAR | 11/02/2019 |  | COOPER AMBULATORY OFF-SITES |  |  | Suite 311 - Exam A | WOT00000001161596 | CARLA TRUELL | Alert | Closed | Stephen Zubrzycki | 07/11/2018 | 05/13/2019 | ALT001160 - Medtronic, Inc. - Percepta CRT-P MRI SureScan and Percepta Quad CRT-P MRI SureScan Pacemakers - Potential For Device Reset To Occur Due To A Timing | Software was upgraded to 8.1 to resolve issue. | EXP1116050 | Labor | 08/14/2018 | 08/14/2018 | Stephen Zubrzycki
|  | MEDTRONIC INC. | CARELINK 2090 | PROGRAMMER, PACEMAKER | PKK006534R | BRACHFIELD MEDICAL ASSOCIATES-MEDICINE | 218 Sunset Rd |  |  | 06/25/2009 |  | 6/25/14 |  |  | NO | YES |  |  |  |  | MEDTRONIC INC. 10348016 PKK006534R |  |  | Active |  | 99:99:99:99:99:99 |  | Equipment | PAAR:00-PVAR | 11/02/2019 |  | COOPER AMBULATORY OFF-SITES |  |  | Cardiology - storage | WOT00000001161594 | CATHY CRAWFORD | Alert | Closed | Kirk Lis | 07/11/2018 | 05/13/2019 | ALT001160 - Medtronic, Inc. - Percepta CRT-P MRI SureScan and Percepta Quad CRT-P MRI SureScan Pacemakers - Potential For Device Reset To Occur Due To A Timing | THIS MODEL IS NOT AFFECTED . MODELS W1TR01 & W4R01 ARE AFFECTED | EXP1790194 | Labor | 11/27/2018 | 11/27/2018 | Kirk Lis
|  | MEDTRONIC INC. | CARELINK 2090 | PROGRAMMER, PACEMAKER | PKK201724R | BRACHFIELD MEDICAL ASSOCIATES-MEDICINE | 218 Sunset Rd |  |  | 06/21/2012 |  | 6/21/17 |  |  | NO | YES |  |  |  |  | MEDTRONIC INC. 10348013 PKK201724R |  |  | Active |  | 99:99:99:99:99:99 |  | Equipment | PAAR:00-PVAR | 11/01/2019 |  | COOPER AMBULATORY OFF-SITES |  |  | Cardiology - storage | WOT00000001161593 | CATHY CRAWFORD | Alert | Closed | Kirk Lis | 07/11/2018 | 05/13/2019 | ALT001160 - Medtronic, Inc. - Percepta CRT-P MRI SureScan and Percepta Quad CRT-P MRI SureScan Pacemakers - Potential For Device Reset To Occur Due To A Timing | THIS MODEL IS NOT AFFECTED .MODELS W1TR01 & W4R01 ARE AFFECTED | EXP1790344 | Labor | 11/27/2018 | 11/27/2018 | Kirk Lis
|  | MEDTRONIC INC. | CARELINK 2090 | PROGRAMMER, PACEMAKER | Pkk020119r | 3 COOPER-CARDIAC DIAGNOSTIC CENTER | 3 Cooper |  |  | 01/01/1900 |  |  |  |  | NO | YES |  |  |  |  | MEDTRONIC INC. 10346851 kk020119r |  |  | Active |  | 99:99:99:99:99:99 |  | Equipment | PAAR:00-PVAR | 11/02/2019 |  | COOPER AMBULATORY OFF-SITES |  |  | Suite 311 - Exam C | WOT00000001161592 | CARLA TRUELL | Alert | Closed | Stephen Zubrzycki | 07/11/2018 | 05/13/2019 | ALT001160 - Medtronic, Inc. - Percepta CRT-P MRI SureScan and Percepta Quad CRT-P MRI SureScan Pacemakers - Potential For Device Reset To Occur Due To A Timing | Software was upgraded to 8.1 to resolve issue. | EXP1116043 | Labor | 08/14/2018 | 08/14/2018 | Stephen Zubrzycki
|  | MEDTRONIC INC. | CARELINK 2090 | PROGRAMMER, PACEMAKER | PKK106220R | VOORHEES CARDIOLOGY SUITE 102 | Kelemen |  |  | 01/01/2001 |  | 1/1/06 |  |  | NO | YES |  |  |  |  | MEDTRONIC INC. 10345352 PKK106220R |  |  | Active |  | 99:99:99:99:99:99 |  | Equipment | PAAR:00-PVAR | 11/02/2019 |  | COOPER AMBULATORY OFF-SITES |  |  | Exam 7 | WOT00000001161589 | MICHELE MOLINARI | Alert | Closed | Kirk Lis | 07/11/2018 | 05/13/2019 | ALT001160 - Medtronic, Inc. - Percepta CRT-P MRI SureScan and Percepta Quad CRT-P MRI SureScan Pacemakers - Potential For Device Reset To Occur Due To A Timing | THIS MODEL IS NOT AFFECTED .MODELS W1TR01 & W4R01 ARE AFFECTED | EXP1790270 | Labor | 11/27/2018 | 11/27/2018 | Kirk Lis
|  | MEDTRONIC INC. | VITATRON | PROGRAMMER, PACEMAKER | PKK053693R | BRACE ROAD-CARDIOLOGY | 1210 Brace Rd | Heart Institute |  | 12/11/2007 |  | 12/11/12 |  |  | NO | YES |  |  |  |  | MEDTRONIC INC. 10366032 PKK053693R |  |  | Active |  | 99:99:99:99:99:99 |  | Equipment | PAAR:00-PVAR | 11/02/2019 |  | COOPER AMBULATORY OFF-SITES |  |  | ROOM 4 |  | Beth Mook
|  | MEDTRONIC INC. | VITATRON | PROGRAMMER, PACEMAKER | PKK055870R | BRACE ROAD-CARDIOLOGY | 1210 Brace Rd | Heart Institute |  | 12/11/2008 |  | 12/11/13 |  |  | NO | YES |  |  |  |  | MEDTRONIC INC. 10366025 PKK055870R |  |  | Active |  | 99:99:99:99:99:99 |  | Equipment | PAAR:00-PVAR | 11/02/2019 |  | COOPER AMBULATORY OFF-SITES |  |  | ROOM 3 |  | Beth Mook
|  | ST. JUDE MEDICAL CARDIAC RHYTHM | MERLIN | PROGRAMMER, PACEMAKER |  | CARDIAC CATH LAB | 1210 Brace Rd | Heart Institute |  | 12/15/2017 |  | 12/15/22 |  |  | NO | YES |  |  |  |  | ST. JUDE MEDICAL CARDIAC RHYTHM 10725148 12048484 |  |  | Disposition |  | 99:99:99:99:99:99 |  | Equipment | PAAR:00-PVAR | 10/16/2019 |  | COOPER UNIVERSITY HOSPITAL |  |  | CCL - Lab Hallway | 0012589571 | LINDA BEAN | Performance Verification | Closed | Josh Harris | 12/28/2017 | 12/28/2017 | INCOMING INVENTORY | DEVICE INVENTORIED | BACFCB76-3C66-4AF2-A417-DF454C0CB2FC | Labor | 12/28/2017 | 12/28/2017 | Josh Harris
|  | ST. JUDE MEDICAL CARDIAC RHYTHM | MERLIN | PROGRAMMER, PACEMAKER |  | 3 COOPER-CARDIAC DIAGNOSTIC CENTER | 3 Cooper |  |  | 08/03/2009 |  | 8/3/14 |  |  | NO | YES |  |  |  |  | ST. JUDE MEDICAL CARDIAC RHYTHM 10369583 12042825 |  |  | Active |  | 99:99:99:99:99:99 |  | Equipment | PAAR:00-PVAR | 11/02/2019 |  | COOPER AMBULATORY OFF-SITES |  |  | SUITE 311 - EXAM A |  | CARLA TRUELL
|  | ST. JUDE MEDICAL CARDIAC RHYTHM | MERLIN | PROGRAMMER, PACEMAKER |  | BRACE ROAD-CARDIOLOGY | 1210 Brace Rd | Heart Institute |  | 08/05/2005 |  | 8/5/10 |  |  | NO | YES |  |  |  |  | ST. JUDE MEDICAL CARDIAC RHYTHM 10366012 27760 |  |  | Active |  | 99:99:99:99:99:99 |  | Equipment | PAAR:00-PVAR | 11/02/2019 |  | COOPER AMBULATORY OFF-SITES |  |  | Testing 1 | WOT00000001158162 | Beth Mook | Alert | Closed | Kirk Lis | 07/10/2018 | 05/13/2019 | ALT001159 - Abbott/St. Jude Medical - Confirm Rx Insertable Cardiac Monitors - Exposure To Sub-Freezing Temperatures Caused A Transient Battery Voltage Drop F | Device is not affected. Recall is for implantable device as per Abbott tech. rep. Christopher | EXP1789781 | Labor | 11/27/2018 | 11/27/2018 | Kirk Lis
|  | ST. JUDE MEDICAL CARDIAC RHYTHM | MERLIN | PROGRAMMER, PACEMAKER |  | 3 COOPER-CARDIAC DIAGNOSTIC CENTER | 3 Cooper |  |  | 07/01/2008 |  | 7/1/13 |  |  | NO | YES |  |  |  |  | ST. JUDE MEDICAL CARDIAC RHYTHM 10346853 17956 |  |  | Active |  | 99:99:99:99:99:99 |  | Equipment | PAAR:00-PVAR | 11/01/2019 |  | COOPER AMBULATORY OFF-SITES |  |  | SUITE 311 - EXAM A |  | CARLA TRUELL
|  | EXTECH INSTRUMENTS CORP. | HD500 | PSYCHROMETER |  | BIOMEDICAL | Kelemen |  |  | 06/10/2015 |  |  |  |  | NO | YES |  |  |  |  | EXTECH INSTRUMENTS CORP. 10732428 131028663 |  |  | Active |  | 99:99:99:99:99:99 |  | Test Equipment | 1Y:00-VEN | 05/06/2019 | 01/01/2020 | COOPER UNIVERSITY HOSPITAL |  |  |  | 0012668357 | Bonnie Aichroch | Repair | Closed | Stephen Zubrzycki | 01/22/2018 | 02/15/2018 | TEST EQUIPMENT - NEEDS TO BE SENT OUT FOR CALIBRATION | 1/22/2018 3:37:23 PM SJZUBRZYCKI (SJZUBRZYCKI 1/22/2018 12:00 AM) NEEDS TO BE SENT TO BC BIOMEDICAL FOR CALIBRATION 2/15/2018 4:08:36 PM SJZUBRZYCKI (SJZUBRZYCKI 2/15/2018 12:00 AM) UNIT WAS RETURNED FROM BC BIOMEDICAL FOR CALIBRATION. SEE ATTACHMENT | 1703CECE-B871-4913-BC4F-17E1BC99C080 | Labor | 02/15/2018 | 02/15/2018 | Stephen Zubrzycki
|  | EDWARDS LIFESCIENCE | EV1000 EVPMP | PUMP |  | OPERATING ROOM - PAVILION | Pavilion |  |  | 01/01/1900 |  |  |  |  | NO | YES |  |  |  |  | EDWARDS LIFESCIENCE 10367412 600153000374 |  |  | Disposition |  |  |  | Equipment | 1Y:00-MFG | 02/09/2016 | 02/01/2020 | COOPER UNIVERSITY HOSPITAL |  |  | OR STORAGE |  | DOMINIC VENDETTA
|  | STOCKERT GMBH | SMARTABLATE | PUMP, ABLATION | G4CP-2884 | SAME DAY OR-2ND FL PAVILION | Pavilion |  |  | 05/30/2019 |  |  |  |  | NO | YES |  |  |  |  | STOCKERT GMBH 11187540 G4CP-2884 |  |  | Active |  | 99:99:99:99:99:99 |  | Equipment | 1Y:00-MFG | 05/30/2019 | 05/30/2019 | COOPER UNIVERSITY HOSPITAL |  |  | P2 - SD8 | WOT00000001750120 | JOE DRUCTOR | Performance Verification | Closed | Stephen Zubrzycki | 05/30/2019 | 05/30/2019 | Performance Verification for UNMATCHED 11187540 G4CP-2884 | Initial Install of Performance Verification. Device is ready for patient use. |  |  | 05/30/2019 | 05/30/2019
|  | STOCKERT GMBH | SMARTABLATE | PUMP, ABLATION | G4CP-2879 | CARDIAC CATH LAB | Kelemen |  |  | 03/01/2018 |  |  |  |  | NO | YES |  |  |  |  | STOCKERT GMBH 10725231 G4CP-2879 |  |  | Active |  | 99:99:99:99:99:99 |  | Equipment | 1Y:00-MFG | 05/30/2019 | 05/01/2020 | COOPER UNIVERSITY HOSPITAL |  |  | CCL - Lab 4 | WOT00000000649502 | LINDA BEAN | Performance Verification | Closed | Stephen Zubrzycki | 03/09/2018 | 07/30/2018 | Performance Verification for UNMATCHED 10725231 G4CP-2879 | Initial Install of Performance Verification. Device is ready for patient use.
|  | STOCKERT GMBH | SMARTABLATE | PUMP, ABLATION | G4CP-0482 | CARDIAC CATH LAB | Kelemen |  |  | 07/06/2017 |  |  |  |  | NO | YES |  |  |  |  | STOCKERT GMBH 10505026 G4CP-0482 |  |  | Active |  | 99:99:99:99:99:99 |  | Equipment | 1Y:00-MFG | 05/30/2019 | 05/01/2020 | COOPER UNIVERSITY HOSPITAL |  |  | CCL - EP1 | 0011875504 | LINDA BEAN | Repair | Closed | Zhan Kiselev | 07/06/2017 | 09/14/2017 | SMART PUMP - HAS NO POWER, THE STRIP HAS NO POWER, PATIENT ON TABLE - EP 1 | 7/6/2017 2:40:17 PM ZXKISELEV (ZXKISELEV 7/6/2017 12:00 AM) UNIT DOES NOT TURN ON. CHECKED POWER. CHECKED FUSES. EVERYTHING CHECKS OUT BUT PUMP DOES NOT TURN ON. 7/7/2017 5:30:49 PM ZXKISELEV (ZXKISELEV 7/7/2017 12:00 AM) RECEIVED LOANER UNIT. LOANER UNIT CAME DAMAGED. TOOK IT UP TO THE THE EP1 REP TOLD ME THAT IT WILL WORK. EMAILED TERRITORY MANAGER FOR REPLACEMENT LOANER UNIT. 7/7/2017 5:31:39 PM ZXKISELEV (ZXKISELEV 7/7/2017 12:00 AM) SENT BROKEN UNIT FOR REPAIR | EC9A2034-D215-4E6F-864E-A63BFC418399 | Labor | 07/07/2017 | 07/07/2017 | Zhan Kiselev
|  | ARTHREX INC. | CONTINUOUS WAVE III AR-6475 | PUMP, ARTHROSCOPY | NX2585MJ | OR - KELEMEN 3 | Kelemen |  |  | 01/11/2010 |  | 1/11/20 |  |  | NO | YES |  |  |  |  | ARTHREX INC. 10368430 NX2585MJ |  |  | Active |  | 99:99:99:99:99:99 |  | Equipment | 1Y:00-MFG | 02/11/2019 | 02/01/2020 | COOPER UNIVERSITY HOSPITAL |  |  | K4 |  | DOMINIC VENDETTA
|  | ARTHREX INC. | CONTINUOUS WAVE III AR-6475 | PUMP, ARTHROSCOPY | NX2592MJ | OR - KELEMEN 3 | Kelemen |  |  | 01/11/2010 |  | 1/11/20 |  |  | NO | YES |  |  |  |  | ARTHREX INC. 10355428 NX2592MJ |  |  | Active |  | 99:99:99:99:99:99 |  | Equipment | 1Y:00-MFG | 12/26/2018 | 12/01/2019 | COOPER UNIVERSITY HOSPITAL |  |  | P5 STORAGE RM |  | DOMINIC VENDETTA
|  | ARTHREX INC. | CONTINUOUS WAVE III AR-6475 | PUMP, ARTHROSCOPY | NX2586MJ | VOORHEES SURGERY CENTER-OPERATING ROOM | 900 Centennial Blvd | Suite E |  | 01/11/2010 |  | 1/11/20 |  |  | NO | YES |  |  |  |  | ARTHREX INC. 10355415 NX2586MJ |  |  | Active |  | 99:99:99:99:99:99 |  | Equipment | 1Y:00-MFG | 04/18/2019 | 04/01/2020 | COOPER AMBULATORY OFF-SITES |  |  | SUITE E |  | JENNIFER BOMBARO
|  | ARTHREX INC. | CONTINUOUS WAVE III AR-6475 | PUMP, ARTHROSCOPY |  | VOORHEES SURGERY CENTER-OPERATING ROOM | 900 Centennial Blvd | Suite E |  | 06/15/2006 |  | 6/15/16 |  |  | NO | YES |  |  |  |  | ARTHREX INC. 10347180 609871 |  |  | Active |  | 99:99:99:99:99:99 |  | Equipment | 1Y:00-MFG | 04/18/2019 | 04/01/2020 | COOPER AMBULATORY OFF-SITES |  |  | SUITE E |  | JENNIFER BOMBARO
|  | ARTHREX INC. | CONTINUOUS WAVE III AR-6475 | PUMP, ARTHROSCOPY |  | VOORHEES SURGERY CENTER-OPERATING ROOM | 900 Centennial Blvd | Suite E |  | 06/15/2006 |  | 6/15/16 |  |  | NO | YES |  |  |  |  | ARTHREX INC. 10345460 609892 |  |  | Active |  | 99:99:99:99:99:99 |  | Equipment | 1Y:00-MFG | 04/15/2019 | 04/01/2020 | COOPER AMBULATORY OFF-SITES |  |  | EQUIPMENT STORAGE AREA |  | JENNIFER BOMBARO
|  | LAERDAL MEDICAL CORPORATION |  | PUMP, ASPIRATION, PORTABLE |  |  | Kelemen |  |  | 12/29/2015 |  | 12/29/25 |  |  | NO | YES |  |  |  |  | LAERDAL MEDICAL CORPORATION 10480329 78351582719 |  |  | Active |  | 99:99:99:99:99:99 |  | Equipment | PAAR:00-PVAR | 10/31/2019 |  | COOPER UNIVERSITY HOSPITAL |  |  |  |  | STEVEN HARE
|  | LAERDAL MEDICAL CORPORATION |  | PUMP, ASPIRATION, PORTABLE |  |  | Kelemen |  |  | 12/29/2015 |  | 12/29/25 |  |  | NO | YES |  |  |  |  | LAERDAL MEDICAL CORPORATION 10480330 78351582709 |  |  | Active |  | 99:99:99:99:99:99 |  | Equipment | PAAR:00-PVAR | 10/31/2019 |  | COOPER UNIVERSITY HOSPITAL |  |  |  |  | STEVEN HARE
|  | LAERDAL MEDICAL CORPORATION |  | PUMP, ASPIRATION, PORTABLE |  |  | 1000 S 10th | Ambulance Garage |  | 12/29/2015 |  | 12/29/25 |  |  | NO | YES |  |  |  |  | LAERDAL MEDICAL CORPORATION 10480328 78361582920 |  |  | Active |  | 99:99:99:99:99:99 |  | Equipment | PAAR:00-PVAR | 10/31/2019 |  | COOPER UNIVERSITY HOSPITAL |  |  |  |  | STEVEN HARE
|  | LAERDAL MEDICAL CORPORATION |  | PUMP, ASPIRATION, PORTABLE |  |  | 1000 S 10th | Ambulance Garage |  | 12/29/2015 |  | 12/29/25 |  |  | NO | YES |  |  |  |  | LAERDAL MEDICAL CORPORATION 10480326 78351582625 |  |  | Active |  | 99:99:99:99:99:99 |  | Equipment | PAAR:00-PVAR | 10/31/2019 |  | COOPER UNIVERSITY HOSPITAL |  |  |  |  | STEVEN HARE
|  | LAERDAL MEDICAL CORPORATION |  | PUMP, ASPIRATION, PORTABLE |  |  | 1000 S 10th | Ambulance Garage |  | 12/29/2015 |  | 12/29/25 |  |  | NO | YES |  |  |  |  | LAERDAL MEDICAL CORPORATION 10480325 78351582618 |  |  | Active |  | 99:99:99:99:99:99 |  | Equipment | PAAR:00-PVAR | 10/31/2019 |  | COOPER UNIVERSITY HOSPITAL |  |  |  |  | STEVEN HARE
|  | LAERDAL MEDICAL CORPORATION |  | PUMP, ASPIRATION, PORTABLE |  |  | Kelemen |  |  | 12/29/2015 |  | 12/29/25 |  |  | NO | YES |  |  |  |  | LAERDAL MEDICAL CORPORATION 10480324 78361582824 |  |  | Active |  | 99:99:99:99:99:99 |  | Equipment | PAAR:00-PVAR | 10/31/2019 |  | COOPER UNIVERSITY HOSPITAL |  |  |  |  | STEVEN HARE
|  | LAERDAL MEDICAL CORPORATION |  | PUMP, ASPIRATION, PORTABLE |  |  | 1000 S 10th | Ambulance Garage |  | 12/29/2015 |  | 12/29/25 |  |  | NO | YES |  |  |  |  | LAERDAL MEDICAL CORPORATION 10480323 78351582617 |  |  | Active |  | 99:99:99:99:99:99 |  | Equipment | PAAR:00-PVAR | 10/31/2019 |  | COOPER UNIVERSITY HOSPITAL |  |  |  |  | STEVEN HARE
|  | LAERDAL MEDICAL CORPORATION |  | PUMP, ASPIRATION, PORTABLE |  |  | Kelemen |  |  | 12/29/2015 |  | 12/29/25 |  |  | NO | YES |  |  |  |  | LAERDAL MEDICAL CORPORATION 10480322 78351582699 |  |  | Active |  | 99:99:99:99:99:99 |  | Equipment | PAAR:00-PVAR | 10/31/2019 |  | COOPER UNIVERSITY HOSPITAL |  |  |  |  | STEVEN HARE
|  | LAERDAL MEDICAL CORPORATION |  | PUMP, ASPIRATION, PORTABLE |  |  | Kelemen |  |  | 10/31/2019 |  | 10/31/29 |  |  | NO | YES |  |  |  |  | LAERDAL MEDICAL CORPORATION 30146277 78351582628 |  |  | Active |  | 99:99:99:99:99:99 |  | Equipment | PAAR:00-PVAR | 10/31/2019 | 10/31/2019 | COOPER UNIVERSITY HOSPITAL |  |  |  |  | STEVEN HARE |  |  |  | 10/31/2019 | 10/31/2019 |  |  |  |  | 10/31/2019 | 10/31/2019
|  | LAERDAL MEDICAL CORPORATION | LSU | PUMP, ASPIRATION, PORTABLE |  |  | 1000 S 10th | Ambulance Garage |  | 12/30/2015 |  | 12/30/25 |  |  | NO | YES |  |  |  |  | LAERDAL MEDICAL CORPORATION 10480227 78351582664 |  |  | Active |  | 99:99:99:99:99:99 |  | Equipment | PAAR:00-PVAR | 10/31/2019 |  | COOPER UNIVERSITY HOSPITAL |  |  |  |  | STEVEN HARE
|  | LAERDAL MEDICAL CORPORATION | LSU | PUMP, ASPIRATION, PORTABLE |  |  | 97 Bogden Blvd | Cooper 1 |  | 09/03/2013 |  | 9/3/23 |  |  | NO | YES |  |  |  |  | LAERDAL MEDICAL CORPORATION 10366976 78461191389 |  |  | Active |  | 99:99:99:99:99:99 |  | Equipment | PAAR:00-PVAR | 11/01/2019 |  | COOPER AMBULATORY OFF-SITES |  |  | MAIN HANGER | 0011364874 | RICK ROHRBACH | Alert | Closed | Josh Harris | 03/21/2017 | 07/10/2017 | ALT000802A - Laerdal Medical - Suction Unit (LSU) When Used with LSU NiMH Battery: Problem Occur When Battery Stored in Low Temp | 3/24/2017 7:22:43 AM JXHARRIS (JXHARRIS 3/24/2017 12:00 AM) CONTACTED LAERDAL. THEY ARE SENDING A PACKET OF INFO AND PWPERWORK TO BE PROCESSED SO WE CAN GET UNIT UPGRADED TO OPERATE PROPERLY AT TEMPERATURES BELOW 42 DEGREES FAHRENHEIT | 5F7F9BE3-5D96-4823-B93C-35468956D264 | Labor | 03/24/2017 | 03/24/2017 | Josh Harris
|  | LAERDAL MEDICAL CORPORATION | LSU | PUMP, ASPIRATION, PORTABLE |  |  | 97 Bogden Blvd | Cooper 1 | [6 empty] | NO | YES
|  | PRECISION MEDICAL, INC. | EASY GO VAC PM65 | PUMP, ASPIRATION, PORTABLE |  | SPD | Kelemen |  |  | 06/01/2011 |  | 6/1/21 |  |  | NO | YES |  |  |  |  | PRECISION MEDICAL, INC. 10365318 046886 |  |  | Active |  | 99:99:99:99:99:99 |  | Equipment | PAAR:00-PVAR | 10/31/2019 |  | COOPER UNIVERSITY HOSPITAL |  |  | BIOMED - HALLWAY |  | David Frye
|  | PRECISION MEDICAL, INC. | EASY GO VAC PM65 | PUMP, ASPIRATION, PORTABLE |  | SPD | Kelemen | Basement |  | 06/01/2011 |  | 6/1/21 |  |  | NO | YES |  |  |  |  | PRECISION MEDICAL, INC. 10365317 046740 |  |  | Active |  | 99:99:99:99:99:99 |  | Equipment | PAAR:00-PVAR | 10/31/2019 |  | COOPER UNIVERSITY HOSPITAL |  |  | BIOMED - HALLWAY |  | David Frye
|  | PRECISION MEDICAL, INC. | EASY GO VAC PM65 | PUMP, ASPIRATION, PORTABLE |  | SPD | Kelemen |  |  | 01/01/1900 |  |  |  |  | NO | YES |  |  |  |  | PRECISION MEDICAL, INC. 10365313 045458 |  |  | Active |  | 99:99:99:99:99:99 |  | Equipment | PAAR:00-PVAR | 10/31/2019 |  | COOPER UNIVERSITY HOSPITAL |  |  | BIOMED - HALLWAY |  | David Frye
|  | PRECISION MEDICAL, INC. | EASY GO VAC PM65 | PUMP, ASPIRATION, PORTABLE |  | CHIP - 9 PAVILION | Kelemen |  |  | 06/11/2014 |  | 6/11/24 |  |  | NO | YES |  |  |  |  | PRECISION MEDICAL, INC. 10365316 063112 |  |  | Active |  | 99:99:99:99:99:99 |  | Equipment | PAAR:00-PVAR | 10/31/2019 |  | COOPER UNIVERSITY HOSPITAL |  |  | PAV 9 Alcove |  | KIM HUMMEL
|  | PRECISION MEDICAL, INC. | EASY GO VAC PM65 | PUMP, ASPIRATION, PORTABLE |  | KELEMEN 8 PCU | Kelemen |  |  | 06/11/2014 |  | 6/11/24 |  |  | NO | YES |  |  |  |  | PRECISION MEDICAL, INC. 10365315 063110 |  |  | Active |  | 99:99:99:99:99:99 |  | Equipment | PAAR:00-PVAR | 10/31/2019 |  | COOPER UNIVERSITY HOSPITAL |  |  | BIOMED - HALLWAY |  | BYRON WELLS
|  | PRECISION MEDICAL, INC. | EASY GO VAC PM65 | PUMP, ASPIRATION, PORTABLE |  | SPD | Kelemen |  |  | 06/01/2011 |  | 6/1/21 |  |  | NO | YES |  |  |  |  | PRECISION MEDICAL, INC. 10365314 046734 |  |  | Active |  | 99:99:99:99:99:99 |  | Equipment | PAAR:00-PVAR | 10/31/2019 |  | COOPER UNIVERSITY HOSPITAL |  |  | B6 - CAT SCAN HOLDING |  | David Frye
|  | PRECISION MEDICAL, INC. | EASY GO VAC PM65 | PUMP, ASPIRATION, PORTABLE |  | SPD | 900 Centennial Blvd | Suite K |  | 06/01/2011 |  | 6/1/21 |  |  | NO | YES |  |  |  |  | PRECISION MEDICAL, INC. 10364822 046739 |  |  | Active |  | 99:99:99:99:99:99 |  | Equipment | PAAR:00-PVAR | 10/31/2019 |  | COOPER UNIVERSITY HOSPITAL |  |  | D3 - MIU |  | David Frye
|  | PRECISION MEDICAL, INC. | EASY GO VAC PM65 | PUMP, ASPIRATION, PORTABLE |  | SPD | Kelemen |  |  | 06/01/2011 |  | 6/1/21 |  |  | NO | YES |  |  |  |  | PRECISION MEDICAL, INC. 10360468 046686 |  |  | Active |  | 99:99:99:99:99:99 |  | Equipment | PAAR:00-PVAR | 10/31/2019 |  | COOPER UNIVERSITY HOSPITAL |  |  | K6N - PICU |  | David Frye
|  | PRECISION MEDICAL, INC. | EASY GO VAC PM65 | PUMP, ASPIRATION, PORTABLE |  | SPD | Kelemen |  |  | 06/01/2011 |  | 6/1/21 |  |  | NO | YES |  |  |  |  | PRECISION MEDICAL, INC. 10357230 046733 |  |  | Active |  | 99:99:99:99:99:99 |  | Equipment | PAAR:00-PVAR | 10/31/2019 |  | COOPER UNIVERSITY HOSPITAL |  |  | ER TRAUMA ADMITTING - TAA2 |  | David Frye
|  | PRECISION MEDICAL, INC. | EASY GO VAC PM65 | PUMP, ASPIRATION, PORTABLE |  | CENTRAL STERILE PROCESSING | Pavilion | Basement |  | 10/31/2019 |  | 10/31/29 |  |  | NO | YES |  |  |  |  | PRECISION MEDICAL, INC. 30225161 911448 |  |  | Active |  |  |  | Equipment | PAAR:00-PVAR | 10/31/2019 | 10/31/2019 | COOPER UNIVERSITY HOSPITAL |  |  | CSP - Clean Side | WOT00000002388177 | GINA GAROZZO | Performance Verification | Closed | Stephen Zubrzycki | 10/31/2019 | 10/31/2019 | Performance Verification for PRECISION MEDICAL, INC. 30225161 911448 | Initial Install of Performance Verification. Device is ready for patient use. |  |  | 10/31/2019 | 10/31/2019
|  | PRECISION MEDICAL, INC. | EASY GO VAC PM65 | PUMP, ASPIRATION, PORTABLE |  | SPD | Pavilion |  |  | 06/11/2014 |  | 6/11/24 |  |  | NO | YES |  |  |  |  | PRECISION MEDICAL, INC. 10356595 063107 |  |  | Active |  | 99:99:99:99:99:99 |  | Equipment | PAAR:00-PVAR | 10/31/2019 |  | COOPER UNIVERSITY HOSPITAL |  |  | P8 |  | David Frye
|  | PRECISION MEDICAL, INC. | EASY GO VAC PM65 | PUMP, ASPIRATION, PORTABLE |  | SPD | Kelemen |  |  | 06/01/2011 |  | 6/1/21 |  |  | NO | YES |  |  |  |  | PRECISION MEDICAL, INC. 10356472 046711 |  |  | Active |  | 99:99:99:99:99:99 |  | Equipment | PAAR:00-PVAR | 10/31/2019 |  | COOPER UNIVERSITY HOSPITAL |  |  | K 5 Peds cart |  | David Frye
|  | PRECISION MEDICAL, INC. | EASY GO VAC PM65 | PUMP, ASPIRATION, PORTABLE |  | SPD | Kelemen |  |  | 06/01/2011 |  | 6/1/21 |  |  | NO | YES |  |  |  |  | PRECISION MEDICAL, INC. 10356470 046688 |  |  | Active |  | 99:99:99:99:99:99 |  | Equipment | PAAR:00-PVAR | 10/31/2019 |  | COOPER UNIVERSITY HOSPITAL |  |  | BIOMED |  | David Frye
|  | PRECISION MEDICAL, INC. | EASY GO VAC PM65 | PUMP, ASPIRATION, PORTABLE |  | SPD | Kelemen |  |  | 06/01/2011 |  | 6/1/21 |  |  | NO | YES |  |  |  |  | PRECISION MEDICAL, INC. 10356469 046715 |  |  | Active |  | 99:99:99:99:99:99 |  | Equipment | PAAR:00-PVAR | 10/31/2019 |  | COOPER UNIVERSITY HOSPITAL |  |  | kelemen 1 |  | David Frye
|  | PRECISION MEDICAL, INC. | EASY GO VAC PM65 | PUMP, ASPIRATION, PORTABLE |  | SPD | Pavilion | 7 |  | 06/01/2011 |  | 6/1/21 |  |  | NO | YES |  |  |  |  | PRECISION MEDICAL, INC. 10356427 046695 |  |  | Active |  | 99:99:99:99:99:99 |  | Equipment | PAAR:00-PVAR | 10/31/2019 |  | COOPER UNIVERSITY HOSPITAL |  |  | P7 |  | David Frye
|  | PRECISION MEDICAL, INC. | EASY GO VAC PM65 | PUMP, ASPIRATION, PORTABLE |  | SPD | Kelemen |  |  | 06/11/2014 |  | 6/11/24 |  |  | NO | YES |  |  |  |  | PRECISION MEDICAL, INC. 10356374 063113 |  |  | Active |  | 99:99:99:99:99:99 |  | Equipment | PAAR:00-PVAR | 10/31/2019 |  | COOPER UNIVERSITY HOSPITAL |  |  | P8 |  | David Frye
|  | PRECISION MEDICAL, INC. | EASY GO VAC PM65 | PUMP, ASPIRATION, PORTABLE |  | SPD | Pavilion |  |  | 06/11/2014 |  | 6/11/24 |  |  | NO | YES |  |  |  |  | PRECISION MEDICAL, INC. 10356299 063111 |  |  | Active |  | 99:99:99:99:99:99 |  | Equipment | PAAR:00-PVAR | 10/31/2019 |  | COOPER UNIVERSITY HOSPITAL |  |  | P9 FAR END ALCOVE |  | David Frye
|  | PRECISION MEDICAL, INC. | EASY GO VAC PM65 | PUMP, ASPIRATION, PORTABLE |  | SPD | Pavilion |  |  | 06/01/2011 |  | 6/1/21 |  |  | NO | YES |  |  |  |  | PRECISION MEDICAL, INC. 10356213 046720 |  |  | Active |  | 99:99:99:99:99:99 |  | Equipment | PAAR:00-PVAR | 10/31/2019 |  | COOPER UNIVERSITY HOSPITAL |  |  | P3 - PACU |  | David Frye
|  | PRECISION MEDICAL, INC. | EASY GO VAC PM65 | PUMP, ASPIRATION, PORTABLE |  |  | Kelemen |  |  | 01/01/1900 |  |  |  |  | NO | YES |  |  |  |  | PRECISION MEDICAL, INC. 10356184 046893 |  |  | Active |  | 99:99:99:99:99:99 |  | Equipment | PAAR:00-PVAR | 10/31/2019 |  | COOPER UNIVERSITY HOSPITAL |  |  | P3 - OR HOLDING |  | David Frye
|  | PRECISION MEDICAL, INC. | EASY GO VAC PM65 | PUMP, ASPIRATION, PORTABLE |  | SPD | Kelemen |  |  | 06/01/2011 |  | 6/1/21 |  |  | NO | YES |  |  |  |  | PRECISION MEDICAL, INC. 10355817 046906 |  |  | Active |  | 99:99:99:99:99:99 |  | Equipment | PAAR:00-PVAR | 10/31/2019 |  | COOPER UNIVERSITY HOSPITAL |  |  | Biomed |  | David Frye
|  | PRECISION MEDICAL, INC. | EASY GO VAC PM65 | PUMP, ASPIRATION, PORTABLE |  | BIOMEDICAL | Pavilion |  |  | 10/31/2019 |  | 10/31/29 |  |  | NO | YES |  |  |  |  | PRECISION MEDICAL, INC. 30225040 046887 |  |  | Active |  | 99:99:99:99:99:99 |  | Equipment | PAAR:00-PVAR | 10/31/2019 | 10/31/2019 | COOPER UNIVERSITY HOSPITAL |  |  | BIOMED |  | Bonnie Aichroch |  |  |  | 10/31/2019 | 10/31/2019 |  |  |  |  | 10/31/2019 | 10/31/2019
|  | PRECISION MEDICAL, INC. | EASY GO VAC PM65 | PUMP, ASPIRATION, PORTABLE |  | SPD | Kelemen |  |  | 06/01/2011 |  | 6/1/21 |  |  | NO | YES |  |  |  |  | PRECISION MEDICAL, INC. 10355739 046725 |  |  | Active |  | 99:99:99:99:99:99 |  | Equipment | PAAR:00-PVAR | 10/31/2019 |  | COOPER UNIVERSITY HOSPITAL |  |  | KN4 - CCU |  | David Frye
|  | PRECISION MEDICAL, INC. | EASY GO VAC PM65 | PUMP, ASPIRATION, PORTABLE |  | SPD | Kelemen | Basement |  | 06/01/2011 |  | 6/1/21 |  |  | NO | YES |  |  |  |  | PRECISION MEDICAL, INC. 10355680 046712 |  |  | Active |  | 99:99:99:99:99:99 |  | Equipment | PAAR:00-PVAR | 10/31/2019 |  | COOPER UNIVERSITY HOSPITAL |  |  | CCU |  | David Frye
|  | PRECISION MEDICAL, INC. | EASY GO VAC PM65 | PUMP, ASPIRATION, PORTABLE |  | SPD | Kelemen |  |  | 06/01/2011 |  | 6/1/21 |  |  | NO | YES |  |  |  |  | PRECISION MEDICAL, INC. 10355656 046729 |  |  | Active |  | 99:99:99:99:99:99 |  | Equipment | PAAR:00-PVAR | 10/31/2019 |  | COOPER UNIVERSITY HOSPITAL |  |  | SDAY HALL |  | David Frye
|  | PRECISION MEDICAL, INC. | EASY GO VAC PM65 | PUMP, ASPIRATION, PORTABLE |  | SPD | 2001 Route 70 East |  |  | 06/01/2011 |  | 6/1/21 |  |  | NO | YES |  |  |  |  | PRECISION MEDICAL, INC. 10355621 046883 |  |  | Active |  | 99:99:99:99:99:99 |  | Equipment | PAAR:00-PVAR | 10/31/2019 |  | COOPER UNIVERSITY HOSPITAL |  |  | Biomed |  | David Frye
|  | PRECISION MEDICAL, INC. | EASY GO VAC PM65 | PUMP, ASPIRATION, PORTABLE |  | SPD | Kelemen |  |  | 06/01/2011 |  | 6/1/21 |  |  | NO | YES |  |  |  |  | PRECISION MEDICAL, INC. 10355571 046687 |  |  | Active |  | 99:99:99:99:99:99 |  | Equipment | PAAR:00-PVAR | 10/31/2019 |  | COOPER UNIVERSITY HOSPITAL |  |  | KN7 |  | David Frye
|  | PRECISION MEDICAL, INC. | EASY GO VAC PM65 | PUMP, ASPIRATION, PORTABLE |  | SPD | Pavilion |  |  | 06/01/2011 |  | 6/1/21 |  |  | NO | YES |  |  |  |  | PRECISION MEDICAL, INC. 10355255 046722 |  |  | Active |  | 99:99:99:99:99:99 |  | Equipment | PAAR:00-PVAR | 10/31/2019 |  | COOPER UNIVERSITY HOSPITAL |  |  | P6 |  | David Frye
|  | PRECISION MEDICAL, INC. | EASY GO VAC PM65 | PUMP, ASPIRATION, PORTABLE |  | SPD | Dorrance |  |  | 06/01/2012 |  | 6/1/22 |  |  | NO | YES |  |  |  |  | PRECISION MEDICAL, INC. 10355048 046724 |  |  | Active |  | 99:99:99:99:99:99 |  | Equipment | PAAR:00-PVAR | 10/31/2019 |  | COOPER UNIVERSITY HOSPITAL |  |  | L+D TRIAGE - D604 |  | David Frye
|  | PRECISION MEDICAL, INC. | EASY GO VAC PM65 | PUMP, ASPIRATION, PORTABLE |  | MATERNAL FETAL CARE UNIT | Dorrance |  |  | 06/01/2011 |  | 6/1/21 |  |  | NO | YES |  |  |  |  | PRECISION MEDICAL, INC. 10355037 046713 |  |  | Disposition |  |  |  | Equipment | PAAR:00-PVAR | 10/16/2019 |  | COOPER UNIVERSITY HOSPITAL |  |  | D608 |  | JOANNA HORST
|  | PRECISION MEDICAL, INC. | EASY GO VAC PM65 | PUMP, ASPIRATION, PORTABLE |  | SPD | Dorrance |  |  | 06/01/2011 |  | 6/1/21 |  |  | NO | YES |  |  |  |  | PRECISION MEDICAL, INC. 10354994 046742 |  |  | Active |  | 99:99:99:99:99:99 |  | Equipment | PAAR:00-PVAR | 10/31/2019 |  | COOPER UNIVERSITY HOSPITAL |  |  | D5 - MIU |  | David Frye
|  | PRECISION MEDICAL, INC. | EASY GO VAC PM65 | PUMP, ASPIRATION, PORTABLE |  | SPD | Pavilion |  |  | 10/31/2019 |  | 10/31/29 |  |  | NO | YES |  |  |  |  | PRECISION MEDICAL, INC. 30149537 046896 |  |  | Active |  | 99:99:99:99:99:99 |  | Equipment | PAAR:00-PVAR | 10/31/2019 | 10/31/2019 | COOPER UNIVERSITY HOSPITAL |  |  | ER - 8A/8B |  | David Frye |  |  |  | 10/31/2019 | 10/31/2019 |  |  |  |  | 10/31/2019 | 10/31/2019
|  | PRECISION MEDICAL, INC. | EASY GO VAC PM65 | PUMP, ASPIRATION, PORTABLE |  | AUDUBON URGENT CARE | 318 S White Horse Pike |  |  | 06/01/2011 |  | 6/1/21 |  |  | NO | YES |  |  |  |  | PRECISION MEDICAL, INC. 10347657 046709 |  |  | Active |  | 99:99:99:99:99:99 |  | Equipment | PAAR:00-PVAR | 10/31/2019 |  | COOPER AMBULATORY OFF-SITES |  |  |  |  | MELISSA PORTOBANCO
|  | PRECISION MEDICAL, INC. | EASY GO VAC PM65 | PUMP, ASPIRATION, PORTABLE |  |  | Dorrance | [7 empty] | NO | YES
|  | PRECISION MEDICAL, INC. | EASY GO VAC PM65 | PUMP, ASPIRATION, PORTABLE |  | SPD | Kelemen |  |  | 10/31/2019 |  | 10/31/29 |  |  | NO | YES |  |  |  |  | PRECISION MEDICAL, INC. 30144885 046684 |  |  | Active |  | 99:99:99:99:99:99 |  | Equipment | PAAR:00-PVAR | 10/31/2019 | 10/31/2019 | COOPER UNIVERSITY HOSPITAL |  |  | P6 |  | David Frye |  |  |  | 10/31/2019 | 10/31/2019 |  |  |  |  | 10/31/2019 | 10/31/2019
|  | PRECISION MEDICAL, INC. | EASY GO VAC PM65 | PUMP, ASPIRATION, PORTABLE |  | CARDIAC CATH LAB | Kelemen |  |  | 10/31/2019 |  | 10/31/29 |  |  | NO | YES |  |  |  |  | PRECISION MEDICAL, INC. 30143452 046735 |  |  | Active |  | 99:99:99:99:99:99 |  | Equipment | PAAR:00-PVAR | 10/31/2019 | 10/31/2019 | COOPER UNIVERSITY HOSPITAL |  |  | CCL - Hallway |  | LINDA BEAN |  |  |  | 10/31/2019 | 10/31/2019 |  |  |  |  | 10/31/2019 | 10/31/2019
|  | PRECISION MEDICAL, INC. | EASY GO VAC PM65 | PUMP, ASPIRATION, PORTABLE |  | SPD | Kelemen |  |  | 10/31/2019 |  | 10/31/29 |  |  | NO | YES |  |  |  |  | PRECISION MEDICAL, INC. 30143417 046905 |  |  | Active |  | 99:99:99:99:99:99 |  | Equipment | PAAR:00-PVAR | 10/31/2019 | 10/31/2019 | COOPER UNIVERSITY HOSPITAL |  |  | SPECIAL TESTS |  | David Frye |  |  |  | 10/31/2019 | 10/31/2019 |  |  |  |  | 10/31/2019 | 10/31/2019
|  | PRECISION MEDICAL, INC. | EASY GO VAC PM65 | PUMP, ASPIRATION, PORTABLE |  | SPD | Kelemen |  |  | 06/01/2011 |  | 6/1/21 |  |  | NO | YES |  |  |  |  | PRECISION MEDICAL, INC. 10346377 046891 |  |  | Active |  | 99:99:99:99:99:99 |  | Equipment | PAAR:00-PVAR | 10/31/2019 |  | COOPER UNIVERSITY HOSPITAL |  |  | P3 - PACU |  | David Frye
|  | PRECISION MEDICAL, INC. | EASY GO VAC PM65 | PUMP, ASPIRATION, PORTABLE |  | SPD | Kelemen |  |  | 06/01/2011 |  | 6/1/21 |  |  | NO | YES |  |  |  |  | PRECISION MEDICAL, INC. 10345111 046732 |  |  | Active |  | 99:99:99:99:99:99 |  | Equipment | PAAR:00-PVAR | 10/31/2019 |  | COOPER UNIVERSITY HOSPITAL |  |  | KS9 |  | David Frye
|  | PRECISION MEDICAL, INC. | EASY GO VAC PM65HG | PUMP, ASPIRATION, PORTABLE |  | SPD | Dorrance |  |  | 10/31/2019 |  | 10/31/29 |  |  | NO | YES |  |  |  |  | PRECISION MEDICAL, INC. 30126055 046895 |  |  | Active |  | 99:99:99:99:99:99 |  | Equipment | PAAR:00-PVAR | 10/31/2019 | 10/31/2019 | COOPER UNIVERSITY HOSPITAL |  |  | KS8 |  | David Frye |  |  |  | 10/31/2019 | 10/31/2019 |  |  |  |  | 10/31/2019 | 10/31/2019
|  | PRECISION MEDICAL, INC. | EASY GO VAC PM65HG | PUMP, ASPIRATION, PORTABLE |  |  | Kelemen | [7 empty] | NO | YES
|  | PRECISION MEDICAL, INC. | EASY GO VAC PM65HG | PUMP, ASPIRATION, PORTABLE |  | EMERGENCY ROOM | Kelemen |  |  | 10/31/2019 |  | 10/31/29 |  |  | NO | YES |  |  |  |  | PRECISION MEDICAL, INC. 11222183 010085588700659721911727 |  |  | Active |  |  |  | Equipment | PAAR:00-PVAR | 10/31/2019 | 10/31/2019 | COOPER UNIVERSITY HOSPITAL |  |  | 1ST FLOOR KELEMEN | WOT00000002514169 | KAREN GRUBER | Performance Verification | Closed | Richard Jolly | 10/31/2019 | 10/31/2019 | Performance Verification for PRECISION MEDICAL, INC. 11222183 010085588700659721911727 | Initial Install of Performance Verification. Device is ready for patient use. |  |  | 10/31/2019 | 10/31/2019
|  | PRECISION MEDICAL, INC. | EASY GO VAC PM65HG | PUMP, ASPIRATION, PORTABLE |  | SPD | Kelemen |  |  | 10/31/2019 |  | 10/31/29 |  |  | NO | YES |  |  |  |  | PRECISION MEDICAL, INC. 11221916 046708 |  |  | Active |  |  |  | Equipment | PAAR:00-PVAR | 10/31/2019 | 10/31/2019 | COOPER UNIVERSITY HOSPITAL |  |  | BASEMENT | WOT00000002963322 | David Frye | Repair | Closed | Josh Harris | 10/31/2019 | 10/31/2019 | Portable Suction on Crash Cart - Low battery light is on, says internal battery needs to be changed, see notes | WOT cancelled with CEC approval |  |  | 10/31/2019 | 10/31/2019
|  | PRECISION MEDICAL, INC. | EASY GO VAC PM65HG | PUMP, ASPIRATION, PORTABLE |  | SPD | Kelemen |  |  | 10/31/2019 |  | 10/31/29 |  |  | NO | YES |  |  |  |  | PRECISION MEDICAL, INC. 11221844 046903 |  |  | Active |  | 99:99:99:99:99:99 |  | Equipment | PAAR:00-PVAR | 10/31/2019 | 10/31/2019 | COOPER UNIVERSITY HOSPITAL |  |  | K OR - HALLWAY |  | David Frye |  |  |  | 10/31/2019 | 10/31/2019 |  |  |  |  | 10/31/2019 | 10/31/2019
|  | PRECISION MEDICAL, INC. | EASY GO VAC PM65HG | PUMP, ASPIRATION, PORTABLE |  | SPD | Kelemen |  |  | 10/31/2019 |  | 10/31/29 |  |  | NO | YES |  |  |  |  | PRECISION MEDICAL, INC. 11221816 060203 |  |  | Active |  |  |  | Equipment | PAAR:00-PVAR | 10/31/2019 | 10/31/2019 | COOPER UNIVERSITY HOSPITAL |  |  | BASEMENT | WOT00000001844646 | David Frye | Repair | Closed | Josh Harris | 10/31/2019 | 10/31/2019 | Portable Suction Machine - Has no suction | Gave Cancer Center a replacement unit. Took theirs back to shop for repair. Replaced Piston Kit & Knob Assembly. VPO> RTS. | EXP2019139 | Labor | 10/31/2019 | 10/31/2019 | Josh Harris
|  | PRECISION MEDICAL, INC. | EASY GO VAC PM65HG | PUMP, ASPIRATION, PORTABLE |  |  | Pavilion | [7 empty] | NO | YES
|  | PRECISION MEDICAL, INC. | EASY GO VAC PM65HG | PUMP, ASPIRATION, PORTABLE |  | SAME DAY OR-2ND FL PAVILION | Pavilion | 7 |  | 03/05/2018 |  | 3/5/28 |  |  | NO | YES |  |  |  |  | PRECISION MEDICAL, INC. 10752691 908740 |  |  | Active |  | 99:99:99:99:99:99 |  | Equipment | PAAR:00-PVAR | 10/31/2019 |  | COOPER UNIVERSITY HOSPITAL |  |  | Performance Verification | WOT00000000634198 | JOE DRUCTOR | Performance Verification | Closed | Richard Jolly | 03/05/2018 | 07/21/2019 | Performance Verification for PRECISION MEDICAL, INC. 10752691 908740 | Initial Install of Performance Verification. Device is ready for patient use.
|  | PRECISION MEDICAL, INC. | EASY GO VAC PM65HG | PUMP, ASPIRATION, PORTABLE |  | SAME DAY OR-2ND FL PAVILION | Pavilion |  |  | 02/21/2018 |  | 2/21/28 |  |  | NO | YES |  |  |  |  | PRECISION MEDICAL, INC. 10752655 908298 |  |  | Active |  | 99:99:99:99:99:99 |  | Equipment | PAAR:00-PVAR | 10/31/2019 |  | COOPER UNIVERSITY HOSPITAL |  |  | Performance Verification | WOT00000000555490 | JOE DRUCTOR | Performance Verification | Closed | Richard Jolly | 02/21/2018 | 07/22/2019 | Performance Verification for PRECISION MEDICAL, INC. 10752655 908298 | Initial Install of Performance Verification. Device is ready for patient use.
|  | PRECISION MEDICAL, INC. | EASY GO VAC PM65HG | PUMP, ASPIRATION, PORTABLE |  | SAME DAY OR-2ND FL PAVILION | Kelemen |  |  | 02/21/2018 |  | 2/21/28 |  |  | NO | YES |  |  |  |  | PRECISION MEDICAL, INC. 10752654 908299 |  |  | Active |  | 99:99:99:99:99:99 |  | Equipment | PAAR:00-PVAR | 10/31/2019 |  | COOPER UNIVERSITY HOSPITAL |  |  | Performance Verification | WOT00000000555514 | JOE DRUCTOR | Performance Verification | Closed | Richard Jolly | 02/21/2018 | 07/22/2019 | Performance Verification for PRECISION MEDICAL, INC. 10752654 908299 | Initial Install of Performance Verification. Device is ready for patient use.
|  | PRECISION MEDICAL, INC. | EASY GO VAC PM65HG | PUMP, ASPIRATION, PORTABLE |  | SAME DAY OR-2ND FL PAVILION | Pavilion |  |  | 02/21/2018 |  | 2/21/28 |  |  | NO | YES |  |  |  |  | PRECISION MEDICAL, INC. 10752652 908597 |  |  | Active |  | 99:99:99:99:99:99 |  | Equipment | PAAR:00-PVAR | 10/31/2019 |  | COOPER UNIVERSITY HOSPITAL |  |  | Performance Verification | WOT00000000555385 | JOE DRUCTOR | Performance Verification | Closed | Richard Jolly | 02/21/2018 | 07/22/2019 | Performance Verification for PRECISION MEDICAL, INC. 10752652 908597 | Initial Install of Performance Verification. Device is ready for patient use.
|  | PRECISION MEDICAL, INC. | EASY GO VAC PM65HG | PUMP, ASPIRATION, PORTABLE |  | SAME DAY OR-2ND FL PAVILION | Pavilion |  |  | 02/21/2018 |  | 2/21/28 |  |  | NO | YES |  |  |  |  | PRECISION MEDICAL, INC. 10752653 908297 |  |  | Active |  | 99:99:99:99:99:99 |  | Equipment | PAAR:00-PVAR | 10/31/2019 |  | COOPER UNIVERSITY HOSPITAL |  |  | Performance Verification | WOT00000000555503 | JOE DRUCTOR | Performance Verification | Closed | Richard Jolly | 02/21/2018 | 07/22/2019 | Performance Verification for PRECISION MEDICAL, INC. 10752653 908297 | Initial Install of Performance Verification. Device is ready for patient use.
|  | PRECISION MEDICAL, INC. | EASY GO VAC PM65HG | PUMP, ASPIRATION, PORTABLE |  | SAME DAY OR-2ND FL PAVILION | Pavilion |  |  | 02/21/2018 |  | 2/21/28 |  |  | NO | YES |  |  |  |  | PRECISION MEDICAL, INC. 10752651 908598 |  |  | Active |  | 99:99:99:99:99:99 |  | Equipment | PAAR:00-PVAR | 10/31/2019 |  | COOPER UNIVERSITY HOSPITAL |  |  | Performance Verification | WOT00000000555370 | JOE DRUCTOR | Performance Verification | Closed | Richard Jolly | 02/21/2018 | 07/22/2019 | Performance Verification for PRECISION MEDICAL, INC. 10752651 908598 | Initial Install of Performance Verification. Device is ready for patient use.
|  | PRECISION MEDICAL, INC. | EASY GO VAC PM65HG | PUMP, ASPIRATION, PORTABLE |  | SAME DAY OR-2ND FL PAVILION | Kelemen |  |  | 03/05/2018 |  | 3/5/28 |  |  | NO | YES |  |  |  |  | PRECISION MEDICAL, INC. 10752615 908741 |  |  | Active |  | 99:99:99:99:99:99 |  | Equipment | PAAR:00-PVAR | 10/31/2019 |  | COOPER UNIVERSITY HOSPITAL |  |  | Performance Verification | WOT00000000634175 | JOE DRUCTOR | Performance Verification | Closed | Richard Jolly | 03/05/2018 | 06/24/2019 | Performance Verification for PRECISION MEDICAL, INC. 10752615 908741 | Initial Install of Performance Verification. Device is ready for patient use.
|  | PRECISION MEDICAL, INC. | EASY GO VAC PM65HG | PUMP, ASPIRATION, PORTABLE |  | SAME DAY OR-2ND FL PAVILION | Pavilion |  |  | 03/05/2018 |  | 3/5/28 |  |  | NO | YES |  |  |  |  | PRECISION MEDICAL, INC. 10752616 908742 |  |  | Active |  | 99:99:99:99:99:99 |  | Equipment | PAAR:00-PVAR | 10/31/2019 |  | COOPER UNIVERSITY HOSPITAL |  |  | Performance Verification | WOT00000000633961 | JOE DRUCTOR | Performance Verification | Closed | Richard Jolly | 03/05/2018 | 07/21/2019 | Performance Verification for PRECISION MEDICAL, INC. 10752616 908742 | Initial Install of Performance Verification. Device is ready for patient use.
|  | PRECISION MEDICAL, INC. | EASY GO VAC PM65HG | PUMP, ASPIRATION, PORTABLE |  | PHYSICAL THERAPY | Kelemen |  |  | 11/27/2017 |  | 11/27/27 |  |  | NO | YES |  |  |  |  | PRECISION MEDICAL, INC. 10732195 046899 |  |  | Active |  | 99:99:99:99:99:99 |  | Equipment | PAAR:00-PVAR | 10/31/2019 |  | COOPER UNIVERSITY HOSPITAL |  |  | KELERMAN 5 TREATMENT ROOM CLOSET | 0012527452 | JOSEPHINE HONG | Performance Verification | Closed | Josh Harris | 12/26/2017 | 12/26/2017 | INCOMING INVENTORY | DEVICE INVENTORIED | 9B1BCEFA-0AEE-4A02-8507-60A89F65E4A1 | Labor | 12/26/2017 | 12/26/2017 | Josh Harris
|  | PRECISION MEDICAL, INC. | EASY GO VAC PM65HG | PUMP, ASPIRATION, PORTABLE |  | SPD | 900 Centennial Blvd | Suite M |  | 06/01/2011 |  | 6/1/21 |  |  | NO | YES |  |  |  |  | PRECISION MEDICAL, INC. 10369052 046726 |  |  | Active |  | 99:99:99:99:99:99 |  | Equipment | PAAR:00-PVAR | 10/31/2019 |  | COOPER UNIVERSITY HOSPITAL |  |  | BIOMED HALLWAY |  | David Frye
|  | PRECISION MEDICAL, INC. | EASY GO VAC PM65HG | PUMP, ASPIRATION, PORTABLE |  | SPD | Kelemen |  |  | 06/01/2011 |  | 6/1/21 |  |  | NO | YES |  |  |  |  | PRECISION MEDICAL, INC. 10368935 046728 |  |  | Active |  | 99:99:99:99:99:99 |  | Equipment | PAAR:00-PVAR | 10/31/2019 |  | COOPER UNIVERSITY HOSPITAL |  |  | HELIPAD |  | David Frye
|  | PRECISION MEDICAL, INC. | EASY GO VAC PM65HG | PUMP, ASPIRATION, PORTABLE |  | SPD | Kelemen |  |  | 06/01/2011 |  | 6/1/21 |  |  | NO | YES |  |  |  |  | PRECISION MEDICAL, INC. 10368727 046736 |  |  | Active |  | 99:99:99:99:99:99 |  | Equipment | PAAR:00-PVAR | 10/31/2019 |  | COOPER UNIVERSITY HOSPITAL |  |  | KN7 - TSD |  | David Frye
|  | PRECISION MEDICAL, INC. | EASY GO VAC PM65HG | PUMP, ASPIRATION, PORTABLE |  | SPD | Kelemen |  |  | 06/01/2011 |  | 6/1/21 |  |  | NO | YES |  |  |  |  | PRECISION MEDICAL, INC. 10368851 046727 |  |  | Active |  | 99:99:99:99:99:99 |  | Equipment | PAAR:00-PVAR | 10/31/2019 |  | COOPER UNIVERSITY HOSPITAL |  |  | Peds - KS7 |  | David Frye
|  | PRECISION MEDICAL, INC. | EASY GO VAC PM65HG | PUMP, ASPIRATION, PORTABLE |  | SPD | MD Anderson Cancer Center |  |  | 06/01/2011 |  | 6/1/21 |  |  | NO | YES |  |  |  |  | PRECISION MEDICAL, INC. 10368842 046889 |  |  | Active |  | 99:99:99:99:99:99 |  | Equipment | PAAR:00-PVAR | 10/31/2019 |  | COOPER UNIVERSITY HOSPITAL |  |  | ER - EXAM 34 HALLWAY |  | David Frye
|  | PRECISION MEDICAL, INC. | EASY GO VAC PM65HG | PUMP, ASPIRATION, PORTABLE |  | SPD | Kelemen | Basement |  | 06/01/2011 |  | 6/1/21 |  |  | NO | YES |  |  |  |  | PRECISION MEDICAL, INC. 10368680 046892 |  |  | Active |  | 99:99:99:99:99:99 |  | Equipment | PAAR:00-PVAR | 10/31/2019 |  | COOPER UNIVERSITY HOSPITAL |  |  | B44 - HALLWAY (OUTSIDE IR) |  | David Frye
|  | PRECISION MEDICAL, INC. | EASY GO VAC PM65HG | PUMP, ASPIRATION, PORTABLE |  | SPD | Kelemen | Basement |  | 06/01/2011 |  | 6/1/21 |  |  | NO | YES |  |  |  |  | PRECISION MEDICAL, INC. 10368682 046696 |  |  | Active |  | 99:99:99:99:99:99 |  | Equipment | PAAR:00-PVAR | 10/31/2019 |  | COOPER UNIVERSITY HOSPITAL |  |  | B44 - HALLWAY (OUTSIDE IR) |  | David Frye
|  | PRECISION MEDICAL, INC. | EASY GO VAC PM65HG | PUMP, ASPIRATION, PORTABLE |  | SPD | Kelemen |  |  | 06/01/2011 |  | 6/1/21 |  |  | NO | YES |  |  |  |  | PRECISION MEDICAL, INC. 10368642 046730 |  |  | Active |  | 99:99:99:99:99:99 |  | Equipment | PAAR:00-PVAR | 10/31/2019 |  | COOPER UNIVERSITY HOSPITAL |  |  | K2 - HEART STATION |  | David Frye
|  | PRECISION MEDICAL, INC. | EASY GO VAC PM65HG | PUMP, ASPIRATION, PORTABLE |  | SPD | Kelemen | BASEMENT |  | 06/01/2011 |  | 6/1/21 |  |  | NO | YES |  |  |  |  | PRECISION MEDICAL, INC. 10368611 046884 |  |  | Active |  | 99:99:99:99:99:99 |  | Equipment | PAAR:00-PVAR | 10/31/2019 |  | COOPER UNIVERSITY HOSPITAL |  |  | TICU |  | David Frye
|  | PRECISION MEDICAL, INC. | EASY GO VAC PM65HG | PUMP, ASPIRATION, PORTABLE |  | SPD | Kelemen |  |  | 06/01/2011 |  | 6/1/21 |  |  | NO | YES |  |  |  |  | PRECISION MEDICAL, INC. 10368451 046718 |  |  | Active |  | 99:99:99:99:99:99 |  | Equipment | PAAR:00-PVAR | 10/31/2019 |  | COOPER UNIVERSITY HOSPITAL |  |  | K PACU |  | David Frye
|  | PRECISION MEDICAL, INC. | EASY GO VAC PM65HG | PUMP, ASPIRATION, PORTABLE |  | SPD | Pavilion |  |  | 06/01/2011 |  | 6/1/21 |  |  | NO | YES |  |  |  |  | PRECISION MEDICAL, INC. 10368452 046737 |  |  | Active |  | 99:99:99:99:99:99 |  | Equipment | PAAR:00-PVAR | 10/31/2019 |  | COOPER UNIVERSITY HOSPITAL |  |  | K PACU |  | David Frye
|  | PRECISION MEDICAL, INC. | EASY GO VAC PM65HG | PUMP, ASPIRATION, PORTABLE |  | SPD | Pavilion |  |  | 06/01/2011 |  | 6/1/21 |  |  | NO | YES |  |  |  |  | PRECISION MEDICAL, INC. 10368248 046894 |  |  | Active |  | 99:99:99:99:99:99 |  | Equipment | PAAR:00-PVAR | 10/31/2019 |  | COOPER UNIVERSITY HOSPITAL |  |  | P4 - ICU |  | David Frye
|  | PRECISION MEDICAL, INC. | EASY GO VAC PM65HG | PUMP, ASPIRATION, PORTABLE |  | SPD | Kelemen |  |  | 06/01/2011 |  | 6/1/21 |  |  | NO | YES |  |  |  |  | PRECISION MEDICAL, INC. 10368192 046685 |  |  | Active |  | 99:99:99:99:99:99 |  | Equipment | PAAR:00-PVAR | 10/31/2019 |  | COOPER UNIVERSITY HOSPITAL |  |  | TRAUMA ADMITTING - TAA3 |  | David Frye
|  | PRECISION MEDICAL, INC. | EASY GO VAC PM65HG | PUMP, ASPIRATION, PORTABLE |  | SPD | Kelemen |  |  | 06/01/2011 |  | 6/1/21 |  |  | NO | YES |  |  |  |  | PRECISION MEDICAL, INC. 10368092 046693 |  |  | Active |  | 99:99:99:99:99:99 |  | Equipment | PAAR:00-PVAR | 10/31/2019 |  | COOPER UNIVERSITY HOSPITAL |  |  | TICU-EQUIP STORAGE |  | David Frye
|  | PRECISION MEDICAL, INC. | EASY GO VAC PM65HG | PUMP, ASPIRATION, PORTABLE |  |  | Kelemen | [7 empty] | NO | YES
|  | PRECISION MEDICAL, INC. | EASY GO VAC PM65HG | PUMP, ASPIRATION, PORTABLE |  | CARDIAC CATH LAB | Kelemen |  |  | 06/01/2011 |  | 6/1/21 |  |  | NO | YES |  |  |  |  | PRECISION MEDICAL, INC. 10367854 046904 |  |  | Active |  | 99:99:99:99:99:99 |  | Equipment | PAAR:00-PVAR | 10/31/2019 |  | COOPER UNIVERSITY HOSPITAL |  |  | CCL - Lab 2 |  | LINDA BEAN
|  | PRECISION MEDICAL, INC. | EASY GO VAC PM65HG | PUMP, ASPIRATION, PORTABLE |  | CARDIAC CATH LAB | Kelemen |  |  | 06/01/2011 |  | 6/1/21 |  |  | NO | YES |  |  |  |  | PRECISION MEDICAL, INC. 10367803 046885 |  |  | Active |  | 99:99:99:99:99:99 |  | Equipment | PAAR:00-PVAR | 10/31/2019 |  | COOPER UNIVERSITY HOSPITAL |  |  | CCL - Holding |  | LINDA BEAN
|  | PRECISION MEDICAL, INC. | EASY GO VAC PM65HG | PUMP, ASPIRATION, PORTABLE |  | SPD | Pavilion |  |  | 06/01/2011 |  | 6/1/21 |  |  | NO | YES |  |  |  |  | PRECISION MEDICAL, INC. 10367714 046689 |  |  | Disposition |  | 99:99:99:99:99:99 |  | Equipment | PAAR:00-PVAR | 10/16/2019 |  | COOPER UNIVERSITY HOSPITAL |  |  | CDU |  | David Frye
|  | PRECISION MEDICAL, INC. | EASY GO VAC PM65HG | PUMP, ASPIRATION, PORTABLE |  | SPD | Kelemen |  |  | 06/01/2011 |  | 6/1/21 |  |  | NO | YES |  |  |  |  | PRECISION MEDICAL, INC. 10367535 046897 |  |  | Active |  | 99:99:99:99:99:99 |  | Equipment | PAAR:00-PVAR | 10/31/2019 |  | COOPER UNIVERSITY HOSPITAL |  |  | shop |  | David Frye
|  | PRECISION MEDICAL, INC. | EASY GO VAC PM65HG | PUMP, ASPIRATION, PORTABLE |  | BIOMEDICAL | Kelemen |  |  | 06/01/2011 |  | 6/1/21 |  |  | NO | YES |  |  |  |  | PRECISION MEDICAL, INC. 10367484 046723 |  |  | Active |  | 99:99:99:99:99:99 |  | Equipment | PAAR:00-PVAR | 10/31/2019 |  | COOPER UNIVERSITY HOSPITAL |  |  | Bio Med Spare |  | Bonnie Aichroch
|  | PRECISION MEDICAL, INC. | EASY GO VAC PM65HG | PUMP, ASPIRATION, PORTABLE |  | EMERGENCY ROOM | Kelemen |  |  | 10/31/2019 |  | 10/31/29 |  |  | NO | YES |  |  |  |  | PRECISION MEDICAL, INC. 30244987 046716 |  |  | Active |  | 99:99:99:99:99:99 |  | Equipment | PAAR:00-PVAR | 10/31/2019 | 10/31/2019 | COOPER UNIVERSITY HOSPITAL |  |  | ER - 9B Trauma Room | WOT00000001185266 | KAREN GRUBER | Repair | Closed | Stephen Zubrzycki | 10/31/2019 | 10/31/2019 | portable suction is missing a part, CEID 30244987 did not pull | Replaced power cord and charger and VPO Would allow me to attach p/n: 502954 from stock. | EXP0619224 | Parts | 10/31/2019 | 10/31/2019 | Stephen Zubrzycki
|  | PRECISION MEDICAL, INC. | EASY GO VAC PM65HG | PUMP, ASPIRATION, PORTABLE |  | SPD | Kelemen |  |  | 06/01/2011 |  | 6/1/21 |  |  | NO | YES |  |  |  |  | PRECISION MEDICAL, INC. 10366479 046741 |  |  | Active |  | 99:99:99:99:99:99 |  | Equipment | PAAR:00-PVAR | 10/31/2019 |  | COOPER UNIVERSITY HOSPITAL |  |  | KS10 STORAGE |  | David Frye
|  | PRECISION MEDICAL, INC. | EASY GO VAC PM65HG | PUMP, ASPIRATION, PORTABLE |  | SPD | Kelemen |  |  | 06/01/2011 |  | 6/1/21 |  |  | NO | YES |  |  |  |  | PRECISION MEDICAL, INC. 10366342 046902 |  |  | Active |  | 99:99:99:99:99:99 |  | Equipment | PAAR:00-PVAR | 10/31/2019 |  | COOPER UNIVERSITY HOSPITAL |  |  | p7 |  | David Frye
|  | PRECISION MEDICAL, INC. | EASY GO VAC PM65HG | PUMP, ASPIRATION, PORTABLE |  | SPD | Kelemen |  |  | 06/01/2011 |  | 6/1/21 |  |  | NO | YES |  |  |  |  | PRECISION MEDICAL, INC. 10366344 046738 |  |  | Active |  | 99:99:99:99:99:99 |  | Equipment | PAAR:00-PVAR | 10/31/2019 |  | COOPER UNIVERSITY HOSPITAL |  |  | P4 - ICU |  | David Frye
|  | PRECISION MEDICAL, INC. | EASY GO VAC PM65HG | PUMP, ASPIRATION, PORTABLE |  | CINNAMINSON URGENT CARE | 195 US-130 |  |  | 06/01/2011 |  | 6/1/21 |  |  | NO | YES |  |  |  |  | PRECISION MEDICAL, INC. 10365770 046707 |  |  | Active |  | 99:99:99:99:99:99 |  | Equipment | PAAR:00-PVAR | 11/02/2019 |  | COOPER AMBULATORY OFF-SITES |  |  | HALLWAY |  | MELISSA PORTOBANCO
|  | PRECISION MEDICAL, INC. | EASY GO VAC PM65HG | PUMP, ASPIRATION, PORTABLE |  | SPD | Pavilion |  |  | 10/31/2019 |  | 10/31/29 |  |  | NO | YES |  |  |  |  | PRECISION MEDICAL, INC. 30236313 046714 |  |  | Active |  | 99:99:99:99:99:99 |  | Equipment | PAAR:00-PVAR | 10/31/2019 | 10/31/2019 | COOPER UNIVERSITY HOSPITAL |  |  | BIOMED - HALLWAY |  | David Frye |  |  |  | 10/31/2019 | 10/31/2019 |  |  |  |  | 10/31/2019 | 10/31/2019
|  | PRECISION MEDICAL, INC. | EASY GO VAC PM65HG | PUMP, ASPIRATION, PORTABLE |  | COOPER CANCER CENTER | MD Anderson Cancer Center |  |  | 07/19/2013 |  | 7/19/23 |  |  | NO | YES |  |  |  |  | PRECISION MEDICAL, INC. 10365537 060202 |  |  | Active |  | 99:99:99:99:99:99 |  | Equipment | PAAR:00-PVAR | 10/31/2019 |  | COOPER AMBULATORY OFF-SITES |  |  | RAD/ONC SLOT 4 CART |  | COLLEEN TEGELER
|  | PRECISION MEDICAL, INC. | EASY GO VAC PM65HG | PUMP, ASPIRATION, PORTABLE |  | SPD | Kelemen |  |  | 06/01/2011 |  | 6/1/21 |  |  | NO | YES |  |  |  |  | PRECISION MEDICAL, INC. 10365407 046731 |  |  | Active |  | 99:99:99:99:99:99 |  | Equipment | PAAR:00-PVAR | 10/31/2019 |  | COOPER UNIVERSITY HOSPITAL |  |  | P4 - ICU |  | David Frye
|  | PRECISION MEDICAL, INC. | EASY GO VAC PM65HG | PUMP, ASPIRATION, PORTABLE |  | SPD | 3 Cooper |  |  | 06/01/2011 |  | 6/1/21 |  |  | NO | YES |  |  |  |  | PRECISION MEDICAL, INC. 10365349 046721 |  |  | Active |  | 99:99:99:99:99:99 |  | Equipment | PAAR:00-PVAR | 10/31/2019 |  | COOPER UNIVERSITY HOSPITAL |  |  | Suite 200 - Hallway |  | David Frye
|  | PRECISION MEDICAL, INC. | EASY GO VAC PM65HG | PUMP, ASPIRATION, PORTABLE |  | SPD | Dorrance |  |  | 06/01/2011 |  | 6/1/21 |  |  | NO | YES |  |  |  |  | PRECISION MEDICAL, INC. 10365330 046888 |  |  | Active |  | 99:99:99:99:99:99 |  | Equipment | PAAR:00-PVAR | 10/31/2019 |  | COOPER UNIVERSITY HOSPITAL |  |  | L+D |  | David Frye
|  | PRECISION MEDICAL, INC. | EASY GO VAC PM65HG | PUMP, ASPIRATION, PORTABLE |  | VOORHEES SURGERY CENTER-RADIATION/ONC | 900 Centennial Blvd | Suite D |  | 01/01/1900 |  |  |  |  | NO | YES |  |  |  |  | PRECISION MEDICAL, INC. 10356817 Not Known |  |  | Active |  | 99:99:99:99:99:99 |  | Equipment | PAAR:00-PVAR | 11/01/2019 |  | COOPER AMBULATORY OFF-SITES |  |  | EXAM 2 | 0011479688 | COLLEEN TEGELER | Repair | Closed | Charles Santomero | 04/13/2017 | 04/25/2017 | SUCTION MACHINE - ONLY CLICKS, DOES NOT COME ON - RADIATION ONCOLOGY EXAM RM 2 | 4/19/2017 11:56:37 AM CTSANTOMERO (CTSANTOMERO 4/13/2017 12:00 AM) UNIT NOT WORKING ON BATTERY. VERIFIED BATTERY CHARGER WAS WORKING. ORDERED REPLACEMENT BATTERY. 4/25/2017 10:38:00 AM CTSANTOMERO (CTSANTOMERO 4/25/2017 12:00 AM) INSTALLED NEW BATTERY. OVP, RTS. | 32724F87-9207-4388-99AC-7F71CCC90D5F | Parts | 01/01/1900 | 01/01/1900 | Charles Santomero
|  | PRECISION MEDICAL, INC. | EASY GO VAC PM65HG | PUMP, ASPIRATION, PORTABLE |  | VOORHEES SURGERY CENTER-PULMONARY | 900 Centennial Blvd | Suite K |  | 01/01/1900 |  |  |  |  | NO | YES |  |  |  |  | PRECISION MEDICAL, INC. 10356783 046901 |  |  | Active |  | 99:99:99:99:99:99 |  | Equipment | PAAR:00-PVAR | 11/02/2019 |  | COOPER AMBULATORY OFF-SITES |  |  | SUITE K ROOM 213 | 0011040305 | SUSAN PINE | Repair | Closed | Kirk Lis | 01/10/2017 | 01/11/2017 | PORTABLE SUCTION UNIT - BATTERY LIGHT IS ON, EVEN WHEN PLUGGED IN - SUITE K, PULM OFFICE, RM 213 | 1/10/2017 10:48:02 AM KALIS (KALIS 1/10/2017 12:00 AM) RESEARCHED AND ORDERED BATTERY 1/11/2017 10:20:03 AM SJZUBRZYCKI (SJZUBRZYCKI 1/11/2017 12:00 AM) REPLACED BATTERY AND VPO | 25790A8E-D478-4EF6-975F-3721CAEF9374 | Labor | 01/10/2017 | 01/10/2017 | Kirk Lis
|  | PRECISION MEDICAL, INC. | EASY GO VAC PM65HG | PUMP, ASPIRATION, PORTABLE |  | COOPER CANCER CENTER-MULTIDISCIPLINARY CLINIC | MD Anderson Cancer Center |  |  | 06/26/2015 |  | 6/26/25 |  |  | NO | YES |  |  |  |  | PRECISION MEDICAL, INC. 10348773 060201 |  |  | Active |  | 99:99:99:99:99:99 |  | Equipment | PAAR:00-PVAR | 11/02/2019 |  | COOPER AMBULATORY OFF-SITES |  |  | MULTI DISC - MOVES |  | ROXANNE BERGER
|  | SSCOR | S-SCOR DUET 2314B | PUMP, ASPIRATION, PORTABLE | M30442 | MD ANDERSON INPATIENT ONCOLOGY | Pavilion |  |  | 07/01/2016 |  | 7/1/26 |  |  | NO | YES |  |  |  |  | SSCOR 10480482 M30442 |  |  | Active |  | 99:99:99:99:99:99 |  | Equipment | PAAR:00-PVAR | 10/31/2019 |  | COOPER UNIVERSITY HOSPITAL |  |  | P5 - Hallway |  | MIRIAM ZIEGLER
|  | SSCOR | S-SCOR DUET 2314B | PUMP, ASPIRATION, PORTABLE | M30443 | MD ANDERSON INPATIENT ONCOLOGY | Pavilion |  |  | 07/01/2016 |  | 7/1/26 |  |  | NO | YES |  |  |  |  | SSCOR 10480481 M30443 |  |  | Active |  | 99:99:99:99:99:99 |  | Equipment | PAAR:00-PVAR | 10/31/2019 |  | COOPER UNIVERSITY HOSPITAL |  |  | P5 - Hallway |  | MIRIAM ZIEGLER
|  | SSCOR | S-SCOT DUET 2314 | PUMP, ASPIRATION, PORTABLE | M38352 | COOPER BONE & JOINT- GLASSBORO | 221 Victoria Street |  |  | 09/06/2019 |  | 9/6/29 |  |  | NO | YES |  |  |  |  | SSCOR 11187623 M38352 |  |  | Active |  |  |  | Equipment | 3Y:00-BAT | 09/06/2019 | 09/06/2019 | COOPER AMBULATORY OFF-SITES |  |  | 221 Victoria St - Cardiology | WOT00000003683049 | COURTNEY BUDD | Performance Verification | Completed | Stephen Zubrzycki | 09/06/2019 | 09/06/2019 | Performance Verification for SSCOR 11187623 M38352 | Initial Install of Performance Verification. Device is ready for patient use. |  |  | 09/06/2019 | 09/06/2019
|  | BYRON MEDICAL | PSI-TEC III | PUMP, ASPIRATION, SURGICAL |  | OR - KELEMEN 3 | Kelemen |  |  | 02/15/2019 |  | 2/15/29 |  |  | NO | YES |  |  |  |  | BYRON MEDICAL 11239402 04182506 |  |  | Active |  | 99:99:99:99:99:99 |  | Equipment | 1Y:00-MFG | 02/15/2019 | 02/15/2019 | COOPER UNIVERSITY HOSPITAL |  |  | Kel OR Store Rm | WOT00000001675173 | DOMINIC VENDETTA | Performance Verification | Closed | Salvatore Bombara | 02/15/2019 | 02/15/2019 | Performance Verification for BYRON MEDICAL 11239402 04182506 | Initial Install of Performance Verification. Device is ready for patient use. |  |  | 02/15/2019 | 02/15/2019
|  | BYRON MEDICAL | PSI-TEC III | PUMP, ASPIRATION, SURGICAL | 04-0295-07 | OR - KELEMEN 3 | Kelemen |  |  | 01/01/2008 |  | 1/1/18 |  |  | NO | YES |  |  |  |  | BYRON MEDICAL 10366379 04-0295-07 |  |  | Active |  | 99:99:99:99:99:99 |  | Equipment | 1Y:00-MFG | 02/15/2019 | 02/01/2020 | COOPER UNIVERSITY HOSPITAL |  |  | BREAST ROOM K OR |  | DOMINIC VENDETTA
|  | GENMED | A | PUMP, ASPIRATION, SURGICAL | CAUL0392439 | BRACHFIELD MEDICAL ASSOCIATES-MEDICINE | 218 Sunset Rd |  |  | 01/01/1900 |  |  |  |  | NO | YES |  |  |  |  | GENMED 10367185 CAUL0392439 |  |  | Active |  | 99:99:99:99:99:99 |  | Equipment | PAAR:00-PVAR | 11/02/2019 |  | COOPER AMBULATORY OFF-SITES |  |  | ENDO - Holding |  | CATHY CRAWFORD
|  | GOMCO |  | PUMP, ASPIRATION, SURGICAL |  | BRACHFIELD MEDICAL ASSOCIATES-MEDICINE | 218 Sunset Rd |  |  | 04/21/2005 |  | 4/21/15 |  |  | NO | YES |  |  |  |  | GOMCO 10367050 20050317017 |  |  | Active |  | 99:99:99:99:99:99 |  | Equipment | PAAR:00-PVAR | 11/02/2019 |  | COOPER AMBULATORY OFF-SITES |  |  | CARDIOLOGY - stress lab |  | CATHY CRAWFORD
|  | GOMCO |  | PUMP, ASPIRATION, SURGICAL |  | BRACE ROAD-CARDIOLOGY | 1210 Brace Rd | Heart Institute |  | 04/22/2004 |  | 4/22/14 |  |  | NO | YES |  |  |  |  | GOMCO 10366019 20040204004 |  |  | Active |  | 99:99:99:99:99:99 |  | Equipment | PAAR:00-PVAR | 11/02/2019 |  | COOPER AMBULATORY OFF-SITES |  |  | TESTING 4 |  | Beth Mook
|  | GOMCO |  | PUMP, ASPIRATION, SURGICAL |  | VOORHEES CARDIOLOGY | 401 Haddon Ave |  |  | 01/01/1900 |  |  |  |  | NO | YES |  |  |  |  | GOMCO 10356976 20040204000 |  |  | Active |  | 99:99:99:99:99:99 |  | Equipment | PAAR:00-PVAR | 11/02/2019 |  | COOPER AMBULATORY OFF-SITES |  |  | Nuclear Lab - 1131 |  | KATHY COMO
|  | GOMCO |  | PUMP, ASPIRATION, SURGICAL |  | 3 COOPER-CARDIAC DIAGNOSTIC CENTER | 3 Cooper |  |  | 01/01/1900 |  |  |  |  | NO | YES |  |  |  |  | GOMCO 10346872 0104515559 |  |  | Active |  | 99:99:99:99:99:99 |  | Equipment | PAAR:00-PVAR | 11/01/2019 |  | COOPER AMBULATORY OFF-SITES |  |  | SUITE 318 - STRESS ROOM |  | CARLA TRUELL
|  | GOMCO |  | PUMP, ASPIRATION, SURGICAL |  | WOODSTOWN - CARDIOLOGY | 66 East Ave |  |  | 04/22/2004 |  | 4/22/14 |  |  | NO | YES |  |  |  |  | GOMCO 10345889 20040204007 |  |  | Active |  | 99:99:99:99:99:99 |  | Equipment | PAAR:00-PVAR | 11/02/2019 |  | COOPER AMBULATORY OFF-SITES |  |  | STRESS LAB |  | SUSAN WHITZELL
|  | LYSONIX INC | LY-250 | PUMP, ASPIRATION, SURGICAL |  | VOORHEES SURGERY CENTER-OPERATING ROOM | 900 Centennial Blvd | Suite E |  | 01/01/1900 |  |  |  |  | NO | YES |  |  |  |  | LYSONIX INC 10347198 0473 |  |  | Active |  | 99:99:99:99:99:99 |  | Equipment | PAAR:00-PVAR | 11/02/2019 |  | COOPER AMBULATORY OFF-SITES |  |  | SUITE |  | JENNIFER BOMBARO
|  | MADA MEDICAL PRODUCTS, INC. | 172BS | PUMP, ASPIRATION, SURGICAL |  | BRACHFIELD MEDICAL ASSOCIATES-MEDICINE | 218 Sunset Rd |  |  | 12/12/2005 |  | 12/12/15 |  |  | NO | YES |  |  |  |  | MADA MEDICAL PRODUCTS, INC. 10367177 010500000321 |  |  | Active |  | 99:99:99:99:99:99 |  | Equipment | PAAR:00-PVAR | 11/02/2019 |  | COOPER AMBULATORY OFF-SITES |  |  | ENDO - Holding |  | CATHY CRAWFORD
|  | MADA MEDICAL PRODUCTS, INC. | 172BS | PUMP, ASPIRATION, SURGICAL |  | BRACHFIELD MEDICAL ASSOCIATES-MEDICINE | 218 Sunset Rd |  |  | 09/01/2004 |  | 9/1/14 |  |  | NO | YES |  |  |  |  | MADA MEDICAL PRODUCTS, INC. 10367172 090400000216 |  |  | Active |  | 99:99:99:99:99:99 |  | Equipment | PAAR:00-PVAR | 11/02/2019 |  | COOPER AMBULATORY OFF-SITES |  |  | ENDO - Processing Room |  | CATHY CRAWFORD
|  | MEDELA | BASIC 036 | PUMP, ASPIRATION, SURGICAL |  | OPERATING ROOM - PAVILION | Pavilion |  |  | 07/18/2007 |  | 7/18/17 |  |  | NO | YES |  |  |  |  | MEDELA 10368305 1040871 |  |  | Active |  | 99:99:99:99:99:99 |  | Equipment | PAAR:00-PVAR | 11/02/2019 |  | COOPER UNIVERSITY HOSPITAL |  |  | OR HALL | WOT00000002201243 | DOMINIC VENDETTA | Disposition | Closed | Salvatore Bombara | 02/14/2019 | 05/21/2019 | Bulk Disposition CNL
|  | MEDELA | BASIC 30 | PUMP, ASPIRATION, SURGICAL |  | OPERATING ROOM - PAVILION | Pavilion |  |  | 10/22/2001 |  | 10/22/11 |  |  | NO | YES |  |  |  |  | MEDELA 10367423 1035104 |  |  | Active |  | 99:99:99:99:99:99 |  | Equipment | PAAR:00-PVAR | 11/02/2019 |  | COOPER UNIVERSITY HOSPITAL |  |  | OR HALLWAY | WOT00000002200047 | DOMINIC VENDETTA | Disposition | Closed | Salvatore Bombara | 02/14/2019 | 05/19/2019 | Bulk Disposition CNL
|  | MEDELA | VARIO 18 | PUMP, ASPIRATION, SURGICAL |  | SPECIAL TEST | Kelemen |  |  | 11/02/2019 |  | 11/2/29 |  |  | NO | YES |  |  |  |  | MEDELA 30143439 1229337 |  |  | Active |  | 99:99:99:99:99:99 |  | Equipment | PAAR:00-PVAR | 11/02/2019 | 11/02/2019 | COOPER UNIVERSITY HOSPITAL |  |  | ENDOSCOPY 1 | WOT00000000509159 | AMY HANNAN | Disposition | Closed | Gene Amodei | 11/02/2019 | 11/02/2019 | Bulk Disposition CNL |  |  |  | 11/02/2019 | 11/02/2019
|  | MEDICAL INDUSTRIES AMERICA |  | PUMP, ASPIRATION, SURGICAL |  | VOORHEES SURGERY CENTER-OPERATING ROOM | 900 Centennial Blvd | Suite E |  | 01/01/1900 |  |  |  |  | NO | YES |  |  |  |  | MEDICAL INDUSTRIES AMERICA 10348032 4784 |  |  | Active |  | 99:99:99:99:99:99 |  | Equipment | PAAR:00-PVAR | 11/02/2019 |  | COOPER AMBULATORY OFF-SITES |  |  | PACU E117 CRASH CART PARKING |  | JENNIFER BOMBARO
|  | MEDICAL SPECIFICS |  | PUMP, ASPIRATION, SURGICAL |  | 3 COOPER - SURGERY DEPARTMENT | 3 Cooper |  |  | 01/01/1900 |  |  |  |  | NO | YES |  |  |  |  | MEDICAL SPECIFICS 10346815 089900005021 |  |  | Active |  | 99:99:99:99:99:99 |  | Equipment | PAAR:00-PVAR | 11/01/2019 |  | COOPER AMBULATORY OFF-SITES |  |  | SUITE 403 - EXAM 14 |  | ANNE MAIER
|  | MEDICAL SPECIFICS |  | PUMP, ASPIRATION, SURGICAL |  | VOORHEES SURGERY CENTER-SURGERY DEPT | 6015 Main St |  |  | 11/01/1998 |  | 11/1/08 |  |  | NO | YES |  |  |  |  | MEDICAL SPECIFICS 10344845 119800004746 |  |  | Active |  | 99:99:99:99:99:99 |  | Equipment | PAAR:00-PVAR | 11/02/2019 |  | COOPER AMBULATORY OFF-SITES |  |  | SUITE G PROC RM B | 0012520372 | Theresa Megali | Repair | Closed | Kirk Lis | 12/20/2017 | 12/21/2017 | ASPIRATOR - EXPOSED WIRES ON LINE CORD - TMX | 12/21/2017 8:50:21 AM KALIS (KALIS 12/20/2017 12:00 AM) TRAVEL TIME (KALIS 12/20/2017 12:00 AM) REMOVED PLUG AND INSTALLED HOSPITAL GRADE PLUG. PERFORMED OVP 12/21/2017 8:56:13 AM KALIS (KALIS 12/21/2017 12:00 AM) DOCUMENTATION | 036526CB-3AC3-46DA-8175-D3E5720AD6B3 | Labor | 12/20/2017 | 12/20/2017 | Kirk Lis
|  | MEDICAL SPECIFICS |  | PUMP, ASPIRATION, SURGICAL |  | MARLTON-DERMATOLOGY | 10000 Sagemore Dr - Marlton |  |  | 11/02/2019 |  | 11/2/29 |  |  | NO | YES |  |  |  |  | MEDICAL SPECIFICS 30142550 12920000143 |  |  | Active |  | 99:99:99:99:99:99 |  | Equipment | PAAR:00-PVAR | 11/02/2019 | 11/02/2019 | COOPER AMBULATORY OFF-SITES |  |  | HALL CRASHCART |  | MICHELE CANALE |  |  |  | 11/02/2019 | 11/02/2019 |  |  |  |  | 11/02/2019 | 11/02/2019
|  | MEDLINE INDUSTRIES, INC. | VAC-ASSIST | PUMP, ASPIRATION, SURGICAL | SU18K00351 | BUNKER HILL-ORAL SURGERY | 2 Plaza Dr |  |  | 10/31/2019 |  | 10/31/29 |  |  | NO | YES |  |  |  |  | MEDLINE INDUSTRIES, INC. 11208024 SU18K00351 |  |  | Active |  |  |  | Equipment | PAAR:00-PVAR | 10/31/2019 | 10/31/2019 | COOPER AMBULATORY OFF-SITES |  |  | Dental holding area | WOT00000002496558 | BARBARA DIPINTO | Performance Verification | Closed | Michael Youch | 10/31/2019 | 10/31/2019 | Performance Verification for MEDLINE INDUSTRIES, INC. 11208024 SU18K00351 | Initial Install of Performance Verification. Device is ready for patient use. |  |  | 10/31/2019 | 10/31/2019
|  | MEDLINE INDUSTRIES, INC. | VAC-ASSIST | PUMP, ASPIRATION, SURGICAL | Su18g00257 | 6017 MAIN ST-PLASTICS | 6017 Main St |  |  | 10/31/2019 |  | 10/31/29 |  |  | NO | YES |  |  |  |  | MEDLINE INDUSTRIES, INC. 11200005 Su18g00257 |  |  | Active |  |  |  | Equipment | PAAR:00-PVAR | 10/31/2019 | 10/31/2019 | COOPER AMBULATORY OFF-SITES |  |  | 6017 MAIN STREET | WOT00000002020260 | ANNE MAIER | Performance Verification | Closed | Kirk Lis | 10/31/2019 | 10/31/2019 | CEID Record Completion for MEDLINE INDUSTRIES, INC. 11200005 Su18g00257 | INVENTORY NEW EQUIPMENT | EXP2172623 | Labor | 10/31/2019 | 10/31/2019 | Kirk Lis
|  | OLYMPUS AMERICA, INC. | KV-5 | PUMP, ASPIRATION, SURGICAL |  | COOPER CANCER CENTER-MULTIDISCIPLINARY CLINIC | MD Anderson Cancer Center |  |  | 09/10/2013 |  | 9/10/23 |  |  | NO | YES |  |  |  |  | OLYMPUS AMERICA, INC. 10367513 21312689 |  |  | Active |  | 99:99:99:99:99:99 |  | Equipment | PAAR:00-PVAR | 11/02/2019 |  | COOPER AMBULATORY OFF-SITES |  |  | Multi Disc - C2049 or C2220 | 0012669635 | ROXANNE BERGER | Repair | Closed | Josh Harris | 01/23/2018 | 01/26/2018 | ASPIRATOR - NEEDS FILTER, IT IS ON BACK ORDER, WOULD LIKE TO SEE IF BIOMED HAS ONE - MD ANDERSON BLDING 2ND FL HALLWAY | 1/26/2018 11:37:22 AM JXHARRIS (JXHARRIS 1/26/2018 12:00 AM) FILTERS ARE CONSUMABLE ITEMS THAT ARE ORDERED BY THE DEPARTMENT. WE DONT HAVE ANY ON HAND. | 1A019E58-E82A-478E-8466-0BDCDEBF2157 | Labor | 01/26/2018 | 01/26/2018 | Josh Harris
|  | OLYMPUS AMERICA, INC. | KV-5 | PUMP, ASPIRATION, SURGICAL |  | 3 COOPER-MULTISPECIALTY CENTER | 6015 Main Street |  |  | 04/11/2013 |  | 4/11/23 |  |  | NO | YES |  |  |  |  | OLYMPUS AMERICA, INC. 10345627 21217192 |  |  | Active |  | 99:99:99:99:99:99 |  | Equipment | PAAR:00-PVAR | 11/02/2019 |  | COOPER AMBULATORY OFF-SITES |  |  | SUITE 104 - WAITING STORAGE |  | MARGIE OUTLER
|  | OLYMPUS AMERICA, INC. | SSU-2 | PUMP, ASPIRATION, SURGICAL |  | BUNKER HILL-SURGERY | 500 Berlin-Cross Keys Rd |  |  | 01/01/1900 |  |  |  |  | NO | YES |  |  |  |  | OLYMPUS AMERICA, INC. 10366868 109920 |  |  | Disposition |  | 99:99:99:99:99:99 |  | Equipment | PAAR:00-PVAR | 11/02/2019 |  | COOPER AMBULATORY OFF-SITES |  |  | PROCEDURE RM | WOT00000002730068 | ANNE MAIER | Disposition | Closed | Salvatore Bombara | 05/22/2019 | 05/22/2019 | Equipment Disposition | Unit has been retired. | EXP2987887 | Labor | 05/22/2019 | 05/22/2019 | Salvatore Bombara
|  | OLYMPUS AMERICA, INC. | SSU-2 | PUMP, ASPIRATION, SURGICAL |  | VOORHEES SURGERY CENTER-SURGERY DEPT | 6015 Main Street |  |  | 01/01/1900 |  |  |  |  | NO | YES |  |  |  |  | OLYMPUS AMERICA, INC. 10344844 109549 |  |  | Active |  | 99:99:99:99:99:99 |  | Equipment | PAAR:00-PVAR | 11/01/2019 |  | COOPER AMBULATORY OFF-SITES |  |  | SUITE G PROC RM B |  | Theresa Megali
|  | PENUMBRA, INC. USA | PENUMBRA PMX110 | PUMP, ASPIRATION, SURGICAL | AP1212002-00031 | CARDIAC CATH LAB | Kelemen |  |  | 10/31/2019 |  | 10/31/29 |  |  | NO | YES |  |  |  |  | PENUMBRA, INC. USA 11187571 AP1212002-00031 |  |  | Active |  |  |  | Equipment | PAAR:00-PVAR | 10/31/2019 | 10/31/2019 | COOPER UNIVERSITY HOSPITAL |  |  | CCL - Lab 2 | WOT00000002752732 | LINDA BEAN | Performance Verification | Closed | Stephen Zubrzycki | 10/31/2019 | 10/31/2019 | CEID Record Completion for PENUMBRA, INC. USA 11187571 AP1212002-00031 | Inventoried unit | EXP3038326 | Labor | 10/31/2019 | 10/31/2019 | Stephen Zubrzycki
|  | PENUMBRA, INC. USA | PMXENGN | PUMP, ASPIRATION, SURGICAL | S10114-12 | CARDIAC CATH LAB | Kelemen |  |  | 05/30/2019 |  | 5/30/29 |  |  | NO | YES |  |  |  |  | PENUMBRA, INC. USA 11187523 S10114-12 |  |  | Active |  | 99:99:99:99:99:99 |  | High Risk | 6M:00-MFG | 05/30/2019 | 05/30/2019 | COOPER UNIVERSITY HOSPITAL |  |  | CCL - Lab 2 | WOT00000001436217 | LINDA BEAN | Performance Verification | Closed | Stephen Zubrzycki | 05/30/2019 | 05/30/2019 | Performance Verification for UNMATCHED 11187523 S10114-12 | Initial Install of Performance Verification. Device is ready for patient use. |  |  | 05/30/2019 | 05/30/2019
|  | SCHUCO | S130 | PUMP, ASPIRATION, SURGICAL |  | BRACHFIELD MEDICAL ASSOCIATES-MEDICINE | 218 Sunset Rd |  |  | 01/01/2005 |  | 1/1/15 |  |  | NO | YES |  |  |  |  | SCHUCO 10367192 070000056450 |  |  | Active |  | 99:99:99:99:99:99 |  | Equipment | PAAR:00-PVAR | 11/01/2019 |  | COOPER AMBULATORY OFF-SITES |  |  | ENDO - Holding |  | CATHY CRAWFORD
|  | SCHUCO | S130 | PUMP, ASPIRATION, SURGICAL |  | HEART INSTITUTE | 400 Medical Center Dr |  |  | 01/01/1900 |  |  |  |  | NO | YES |  |  |  |  | SCHUCO 10366784 070000057289 |  |  | Active |  | 99:99:99:99:99:99 |  | Equipment | PAAR:00-PVAR | 11/02/2019 |  | COOPER AMBULATORY OFF-SITES |  |  | STRESS ROOM |  | KATHRYN COMO
|  | WELLS JOHNSON CO. | ASPIRATOR II | PUMP, ASPIRATION, SURGICAL |  | MARLTON-DERMATOLOGY | 10000 Sagemore Dr - Marlton |  |  | 01/01/1900 |  |  |  |  | NO | YES |  |  |  |  | WELLS JOHNSON CO. 10366125 2215 |  |  | Active |  | 99:99:99:99:99:99 |  | Equipment | PAAR:00-PVAR | 11/02/2019 |  | COOPER AMBULATORY OFF-SITES |  |  | Room 6 | 0012151465 | MICHELE CANALE | Repair | Closed | Kirk Lis | 09/12/2017 | 09/25/2017 | ASPIRATOR - HOSE CRACKED - STITCH REMOVAL ROOM | 9/13/2017 2:49:18 PM KALIS (KALIS 9/13/2017 12:00 AM) TRACED PROBLEM TO BAD TUBING. NEED TO ORDER REPLACEMENT TUBING (KALIS 9/13/2017 12:00 AM) RESEARCHED TUBING PART NUMBER. 9/14/2017 9:42:48 AM KALIS (KALIS 9/14/2017 12:00 AM) RESEARCHED PARTS AND ORDERED 9/19/2017 8:36:35 AM KALIS (KALIS 9/18/2017 12:00 AM) CHECK IN PART 9/20/2017 4:05:34 PM KALIS (KALIS 9/20/2017 12:00 AM) TRAVEL TIME (KALIS 9/20/2017 12:00 AM) INSTALLED HOSE KIT.PERFORMED OVP (KALIS 9/20/2017 12:00 AM) DOCUMENTATION | C1D01F7B-92FC-4CFF-A050-05F90E1EDF79 | Labor | 09/13/2017 | 09/13/2017 | Kirk Lis
|  | MICROAIRE SURGICAL INSTRUMENTS INC |  | PUMP, ASPIRATION, SURGICAL, LIPSUCTION |  | VOORHEES SURGERY CENTER-OPERATING ROOM | 900 Centennial Blvd | Suite E |  | 05/27/2004 |  | 5/27/14 |  |  | NO | YES |  |  |  |  | MICROAIRE SURGICAL INSTRUMENTS INC 10347197 04051069 |  |  | Active |  | 99:99:99:99:99:99 |  | Equipment | PAAR:00-PVAR | 11/02/2019 |  | COOPER AMBULATORY OFF-SITES |  |  | STORAGE ROOM |  | JENNIFER BOMBARO
|  | MICROAIRE SURGICAL INSTRUMENTS INC |  | PUMP, ASPIRATION, SURGICAL, LIPSUCTION |  | OR - KELEMEN 3 | Kelemen |  |  | 09/07/2010 |  | 9/7/20 |  |  | NO | YES |  |  |  |  | MICROAIRE SURGICAL INSTRUMENTS INC 10346368 10082045 |  |  | Active |  | 99:99:99:99:99:99 |  | Equipment | PAAR:00-PVAR | 11/02/2019 |  | COOPER UNIVERSITY HOSPITAL |  |  | OR-KELEMEN RM 382 |  | DOMINIC VENDETTA
|  | STRYKER CORP. | SONOPET UST-2001 | PUMP, ASPIRATION, SURGICAL, ULTRASONIC | 04D0237 | OPERATING ROOM - PAVILION | Pavilion |  |  | 08/22/2019 |  |  |  |  | NO | YES |  |  |  |  | SYNERGETICS, INC. 11239449 04D0237 |  |  | Active |  | 99:99:99:99:99:99 |  | High Risk | 6M:00-MFG | 08/22/2019 | 08/22/2019 | COOPER UNIVERSITY HOSPITAL |  |  | OR P5 |  | DOMINIC VENDETTA |  |  |  | 08/22/2019 | 08/22/2019 |  |  |  |  | 08/22/2019 | 08/22/2019
|  | STRYKER CORP. | SONOPET UST-2001 | PUMP, ASPIRATION, SURGICAL, ULTRASONIC |  | OPERATING ROOM - PAVILION | Pavilion |  |  | 08/20/2019 |  |  |  |  | NO | YES |  |  |  |  | STRYKER CORP. 11239429 1302400084 |  |  | Active |  | 99:99:99:99:99:99 |  | High Risk | 6M:00-MFG | 08/20/2019 | 08/20/2019 | COOPER UNIVERSITY HOSPITAL |  |  | Pav/Kel OR STORAGE |  | DOMINIC VENDETTA |  |  |  | 08/20/2019 | 08/20/2019 |  |  |  |  | 08/20/2019 | 08/20/2019
|  | ABIOMED INCORPORATED | IMPELLA | PUMP, BLOOD, EXTRACORPOREAL CIRCULATION | IC5949 | CARDIAC CATH LAB | Kelemen |  |  | 05/20/2019 |  | 5/20/27 |  |  | NO | YES |  |  |  |  | ABIOMED INCORPORATED 11222053 IC5949 |  |  | Active |  | 99:99:99:99:99:99 |  | Life Support | 1Y:00-VEN | 05/20/2019 | 05/20/2019 | COOPER UNIVERSITY HOSPITAL |  |  | CCL - Supply Room 481 | WOT00000001190572 | LINDA BEAN | Performance Verification | Closed | Charles Santomero | 05/20/2019 | 05/20/2019 | Performance Verification for ABIOMED INCORPORATED 1222053 IC5949 | Initial Install of Performance Verification. Device is ready for patient use. |  |  | 05/20/2019 | 05/20/2019
|  | ABIOMED INCORPORATED | IMPELLA | PUMP, BLOOD, EXTRACORPOREAL CIRCULATION | IC3632 | CARDIAC CATH LAB | Kelemen |  |  | 05/01/2019 |  | 5/1/27 |  |  | NO | YES |  |  |  |  | ABIOMED INCORPORATED 11187564 IC3632 |  |  | Active |  | 99:99:99:99:99:99 |  | Life Support | 1Y:00-VEN | 05/01/2019 | 05/01/2019 | COOPER UNIVERSITY HOSPITAL |  |  | CCL - Supply Room 481 |  | LINDA BEAN |  |  |  | 05/01/2019 | 05/01/2019 |  |  |  |  | 05/01/2019 | 05/01/2019
|  | ABIOMED INCORPORATED | IMPELLA | PUMP, BLOOD, EXTRACORPOREAL CIRCULATION | IC3633 | CARDIAC CATH LAB | Kelemen |  |  | 03/01/2015 |  | 3/1/23 |  |  | NO | YES |  |  |  |  | ABIOMED INCORPORATED 10368920 IC3633 |  |  | Active |  | 99:99:99:99:99:99 |  | Life Support | 1Y:00-VEN | 04/24/2019 | 04/01/2020 | COOPER UNIVERSITY HOSPITAL |  |  | CCL - Supply Room 481 |  | LINDA BEAN
|  | MAQUET CORP | ROTAFLOW | PUMP, BLOOD, EXTRACORPOREAL CIRCULATION |  | PERFUSION | Pavilion |  |  | 10/15/2019 |  | 10/15/26 |  |  | NO | YES |  |  |  |  | MAQUET CORP 11239454 90001516 |  |  | Active |  |  |  | Life Support | 6M:00-MFG | 10/15/2019 | 10/15/2019 | COOPER UNIVERSITY HOSPITAL |  |  | Keystone for PM | WOT00000002560366 | Bonnie Aichroch | Performance Verification | Closed | Salvatore Bombara | 10/15/2019 | 10/15/2019 | CEID Record Completion for MAQUET CORP 11239454 90001516 | PV complete | EXP3002533 | Labor | 10/15/2019 | 10/15/2019 | Salvatore Bombara
|  | MAQUET CORP | ROTAFLOW | PUMP, BLOOD, EXTRACORPOREAL CIRCULATION |  | PERFUSION | Kelemen | 4 |  | 10/15/2019 |  | 10/15/26 |  |  | NO | YES |  |  |  |  | MAQUET CORP 11239440 90001570 |  |  | Active |  |  |  | Life Support | 6M:00-MFG | 10/15/2019 | 10/15/2019 | COOPER UNIVERSITY HOSPITAL |  |  | PM Keystone | WOT00000002554949 | Bonnie Aichroch | Performance Verification | Closed | Salvatore Bombara | 10/15/2019 | 10/15/2019 | Performance Verification for MAQUET CORP 11239440 90001570 | Initial Install of Performance Verification. Device is ready for patient use. |  |  | 10/15/2019 | 10/15/2019
|  | MAQUET CORP | ROTAFLOW | PUMP, BLOOD, EXTRACORPOREAL CIRCULATION |  | PERFUSION | Pavilion |  |  | 09/23/2010 |  | 9/23/17 |  |  | NO | YES |  |  |  |  | MAQUET CORP 10355488 90430059 |  |  | Active |  | 99:99:99:99:99:99 |  | Life Support | 1Y:00-MFG 2Y:00-BAT | 11/01/2019 | 11/01/2020 | COOPER UNIVERSITY HOSPITAL |  |  | BETWEEN 6 AND 7 PUMP RM |  | Bonnie Aichroch
|  | GAME READY INC. |  | PUMP, COLD THERAPY | JF15201-8345 | PHYSICAL THERAPY DEPARTMENT | 221 Victoria Street |  |  | 06/08/2016 |  |  |  |  | NO | YES |  |  |  |  | GAME READY INC. 10732357 JF15201-8345 |  |  | Active |  | 99:99:99:99:99:99 |  | Alarm | 1Y:00-MFG | 01/31/2019 | 01/01/2020 | COOPER AMBULATORY OFF-SITES |  |  | Glassboro | 0012265944 | COURTNEY BUDD | Performance Verification | Closed | Josh Harris | 10/05/2017 | 10/05/2017 | INCOMING INVENTORY | DEVICE INVENTORIED | 34611042-0690-4B53-B5FF-1E2C546E5359 | Labor | 10/05/2017 | 10/05/2017 | Josh Harris
|  | MEDLINE INDUSTRIES, INC. | HEMO-FORCE DVT | PUMP, COMPRESSION, SEQUENTIAL | C870003332 |  | Kelemen | [7 empty] | NO | YES
|  | MEDLINE INDUSTRIES, INC. | HEMO-FORCE DVT | PUMP, COMPRESSION, SEQUENTIAL | C870005027 |  | Kelemen |  | retired per josh | [5 empty] | NO | YES
|  | MEDLINE INDUSTRIES, INC. | HEMO-FORCE DVT | PUMP, COMPRESSION, SEQUENTIAL | C870005358 |  | Pavilion | [7 empty] | NO | YES
|  | MEDLINE INDUSTRIES, INC. | HEMO-FORCE DVT | PUMP, COMPRESSION, SEQUENTIAL | C870003469 |  | Kelemen | Basement | [6 empty] | NO | YES
|  | MEDLINE INDUSTRIES, INC. | HEMO-FORCE DVT | PUMP, COMPRESSION, SEQUENTIAL | C870003293 |  | Kelemen | Basement | [6 empty] | NO | YES
|  | MEDLINE INDUSTRIES, INC. | HEMO-FORCE DVT | PUMP, COMPRESSION, SEQUENTIAL | c870004949 | SPD | Kelemen |  |  | 10/31/2019 |  | 10/31/29 |  |  | NO | YES |  |  |  |  | MEDLINE INDUSTRIES, INC. 11221923 c870004949 |  |  | Disposition |  | 99:99:99:99:99:99 |  | Alarm | PAAR:00-PVAR | 10/31/2019 | 10/31/2019 | COOPER UNIVERSITY HOSPITAL |  |  |  | 0012603696 | David Frye | Repair | Closed | Josh Harris | 10/31/2019 | 10/31/2019 | SCD - ARM BROKEN - KELEMAN OR STORAGE ROOM | 5/2/2018 3:00:34 PM JXHARRIS (JXHARRIS 1/5/2018 12:00 AM) REATTACHED ARM. VPO. RTS. | 8229A403-3D3D-4B22-8613-741E59235B6E | Labor | 10/31/2019 | 10/31/2019 | Josh Harris
|  | MEDLINE INDUSTRIES, INC. | HEMO-FORCE DVT | PUMP, COMPRESSION, SEQUENTIAL | c870003219 | SPD | Kelemen |  |  | 10/31/2019 |  | 10/31/29 |  |  | NO | YES |  |  |  |  | MEDLINE INDUSTRIES, INC. 11221920 c870003219 |  |  | Active |  | 99:99:99:99:99:99 |  | Alarm | PAAR:00-PVAR | 10/31/2019 | 10/31/2019 | COOPER UNIVERSITY HOSPITAL |  |  |  | 0012627410 | David Frye | Preventative Maintenance | Closed | Josh Harris | 10/31/2019 | 10/31/2019 | devices bulk imported. approved by patrick d'andrea, qualreq0005668. |  | 78A0F625-9AC8-42B5-A4F2-AD9B7A523F5A | Labor | 10/31/2019 | 10/31/2019 | Josh Harris
|  | MEDLINE INDUSTRIES, INC. | HEMO-FORCE DVT | PUMP, COMPRESSION, SEQUENTIAL | c870003462 | SPD | Kelemen |  |  | 10/31/2019 |  | 10/31/29 |  |  | NO | YES |  |  |  |  | MEDLINE INDUSTRIES, INC. 11221921 c870003462 |  |  | Active |  | 99:99:99:99:99:99 |  | Alarm | PAAR:00-PVAR | 10/31/2019 | 10/31/2019 | COOPER UNIVERSITY HOSPITAL |  |  |  | 0012627421 | David Frye | Performance Verification | Closed | Pat D'Andrea | 10/31/2019 | 10/31/2019 | devices bulk imported. approved by patrick d'andrea, qualreq0005668. | AMCOFFIN 1/8/2018 devices bulk imported. approved by patrick d'andrea, qualreq0005668. | B2D3C308-C1B2-44A7-A139-0C7F632A6DCD | Labor | 10/31/2019 | 10/31/2019 | Pat D'Andrea
|  | MEDLINE INDUSTRIES, INC. | HEMO-FORCE DVT | PUMP, COMPRESSION, SEQUENTIAL | c870003526 | SPD | Kelemen |  |  | 10/31/2019 |  | 10/31/29 |  |  | NO | YES |  |  |  |  | MEDLINE INDUSTRIES, INC. 11221918 c870003526 |  |  | Active |  | 99:99:99:99:99:99 |  | Alarm | PAAR:00-PVAR | 10/31/2019 | 10/31/2019 | COOPER UNIVERSITY HOSPITAL |  |  |  | 0012627238 | David Frye | Performance Verification | Closed | Pat D'Andrea | 10/31/2019 | 10/31/2019 | devices bulk imported. approved by patrick d'andrea, qualreq0005668. | AMCOFFIN 1/8/2018 devices bulk imported. approved by patrick d'andrea, qualreq0005668. | 32482C8E-7132-4868-A4A5-7D9EC833E1E9 | Labor | 10/31/2019 | 10/31/2019 | Pat D'Andrea
|  | MEDLINE INDUSTRIES, INC. | HEMO-FORCE DVT | PUMP, COMPRESSION, SEQUENTIAL | C880009604 | SPD | Kelemen |  |  | 10/31/2019 |  | 10/31/29 |  |  | NO | YES |  |  |  |  | MEDLINE INDUSTRIES, INC. 11221911 C880009604 |  |  | Active |  |  |  | Alarm | PAAR:00-PVAR | 10/31/2019 | 10/31/2019 | COOPER UNIVERSITY HOSPITAL |  |  | UHS | WOT00000003146001 | David Frye | Performance Verification | Closed | Josh Harris | 10/31/2019 | 10/31/2019 | Performance Verification for MEDLINE INDUSTRIES, INC. 11221911 C880009604 | Initial Install of Performance Verification. Device is ready for patient use. |  |  | 10/31/2019 | 10/31/2019
|  | MEDLINE INDUSTRIES, INC. | HEMO-FORCE DVT | PUMP, COMPRESSION, SEQUENTIAL | C880009680 | SPD | Kelemen |  |  | 10/31/2019 |  | 10/31/29 |  |  | NO | YES |  |  |  |  | MEDLINE INDUSTRIES, INC. 11221908 C880009680 |  |  | Active |  |  |  | Alarm | PAAR:00-PVAR | 10/31/2019 | 10/31/2019 | COOPER UNIVERSITY HOSPITAL |  |  | UHS | WOT00000003145994 | David Frye | Performance Verification | Closed | Josh Harris | 10/31/2019 | 10/31/2019 | Performance Verification for MEDLINE INDUSTRIES, INC. 11221908 C880009680 | Initial Install of Performance Verification. Device is ready for patient use. |  |  | 10/31/2019 | 10/31/2019
|  | MEDLINE INDUSTRIES, INC. | HEMO-FORCE DVT | PUMP, COMPRESSION, SEQUENTIAL | C880009589 | SPD | Kelemen |  |  | 10/31/2019 |  | 10/31/29 |  |  | NO | YES |  |  |  |  | MEDLINE INDUSTRIES, INC. 11221909 C880009589 |  |  | Active |  |  |  | Alarm | PAAR:00-PVAR | 10/31/2019 | 10/31/2019 | COOPER UNIVERSITY HOSPITAL |  |  | UHS | WOT00000003145996 | David Frye | Performance Verification | Closed | Josh Harris | 10/31/2019 | 10/31/2019 | Performance Verification for MEDLINE INDUSTRIES, INC. 11221909 C880009589 | Initial Install of Performance Verification. Device is ready for patient use. |  |  | 10/31/2019 | 10/31/2019
|  | MEDLINE INDUSTRIES, INC. | HEMO-FORCE DVT | PUMP, COMPRESSION, SEQUENTIAL | C880009569 | SPD | Kelemen |  |  | 10/31/2019 |  | 10/31/29 |  |  | NO | YES |  |  |  |  | MEDLINE INDUSTRIES, INC. 11221910 C880009569 |  |  | Active |  |  |  | Alarm | PAAR:00-PVAR | 10/31/2019 | 10/31/2019 | COOPER UNIVERSITY HOSPITAL |  |  | UHS | WOT00000003145998 | David Frye | Performance Verification | Closed | Josh Harris | 10/31/2019 | 10/31/2019 | Performance Verification for MEDLINE INDUSTRIES, INC. 11221910 C880009569 | Initial Install of Performance Verification. Device is ready for patient use. |  |  | 10/31/2019 | 10/31/2019
|  | MEDLINE INDUSTRIES, INC. | HEMO-FORCE DVT | PUMP, COMPRESSION, SEQUENTIAL | C880009622 | SPD | Pavilion |  |  | 10/31/2019 |  | 10/31/29 |  |  | NO | YES |  |  |  |  | MEDLINE INDUSTRIES, INC. 11221907 C880009622 |  |  | Active |  |  |  | Alarm | PAAR:00-PVAR | 10/31/2019 | 10/31/2019 | COOPER UNIVERSITY HOSPITAL |  |  | UHS | WOT00000003145992 | David Frye | Performance Verification | Closed | Josh Harris | 10/31/2019 | 10/31/2019 | Performance Verification for MEDLINE INDUSTRIES, INC. 11221907 C880009622 | Initial Install of Performance Verification. Device is ready for patient use. |  |  | 10/31/2019 | 10/31/2019
|  | MEDLINE INDUSTRIES, INC. | HEMO-FORCE DVT | PUMP, COMPRESSION, SEQUENTIAL | C880010203 | SPD | Kelemen |  |  | 10/31/2019 |  | 10/31/29 |  |  | NO | YES |  |  |  |  | MEDLINE INDUSTRIES, INC. 11221906 C880010203 |  |  | Active |  |  |  | Alarm | PAAR:00-PVAR | 10/31/2019 | 10/31/2019 | COOPER UNIVERSITY HOSPITAL |  |  | UHS | WOT00000003145990 | David Frye | Performance Verification | Closed | Josh Harris | 10/31/2019 | 10/31/2019 | Performance Verification for MEDLINE INDUSTRIES, INC. 11221906 C880010203 | Initial Install of Performance Verification. Device is ready for patient use. |  |  | 10/31/2019 | 10/31/2019
|  | MEDLINE INDUSTRIES, INC. | HEMO-FORCE DVT | PUMP, COMPRESSION, SEQUENTIAL | C880009349 | SPD | Pavilion |  |  | 10/31/2019 |  | 10/31/29 |  |  | NO | YES |  |  |  |  | MEDLINE INDUSTRIES, INC. 11221903 C880009349 |  |  | Active |  |  |  | Alarm | PAAR:00-PVAR | 10/31/2019 | 10/31/2019 | COOPER UNIVERSITY HOSPITAL |  |  | UHS | WOT00000003042189 | David Frye | Performance Verification | Closed | Josh Harris | 10/31/2019 | 10/31/2019 | Performance Verification for MEDLINE INDUSTRIES, INC. 11221903 C880009349 | Initial Install of Performance Verification. Device is ready for patient use. |  |  | 10/31/2019 | 10/31/2019
|  | MEDLINE INDUSTRIES, INC. | HEMO-FORCE DVT | PUMP, COMPRESSION, SEQUENTIAL | C880009463 | SPD | Pavilion |  |  | 10/31/2019 |  | 10/31/29 |  |  | NO | YES |  |  |  |  | MEDLINE INDUSTRIES, INC. 11221904 C880009463 |  |  | Active |  |  |  | Alarm | PAAR:00-PVAR | 10/31/2019 | 10/31/2019 | COOPER UNIVERSITY HOSPITAL |  |  | UHS | WOT00000003042191 | David Frye | Performance Verification | Closed | Josh Harris | 10/31/2019 | 10/31/2019 | Performance Verification for MEDLINE INDUSTRIES, INC. 11221904 C880009463 | Initial Install of Performance Verification. Device is ready for patient use. |  |  | 10/31/2019 | 10/31/2019
|  | MEDLINE INDUSTRIES, INC. | HEMO-FORCE DVT | PUMP, COMPRESSION, SEQUENTIAL | C880010184 | SPD | Kelemen |  |  | 10/31/2019 |  | 10/31/29 |  |  | NO | YES |  |  |  |  | MEDLINE INDUSTRIES, INC. 11221901 C880010184 |  |  | Active |  |  |  | Alarm | PAAR:00-PVAR | 10/31/2019 | 10/31/2019 | COOPER UNIVERSITY HOSPITAL |  |  | UHS | WOT00000003042186 | David Frye | Performance Verification | Closed | Josh Harris | 10/31/2019 | 10/31/2019 | CEID Record Completion for MEDLINE INDUSTRIES, INC. 11221901 C880010184 | inventoried replacement dvt unit. | EXP3267171 | Labor | 10/31/2019 | 10/31/2019 | Josh Harris
|  | MEDLINE INDUSTRIES, INC. | HEMO-FORCE DVT | PUMP, COMPRESSION, SEQUENTIAL | C880010178 | SPD | Pavilion |  |  | 10/31/2019 |  | 10/31/29 |  |  | NO | YES |  |  |  |  | MEDLINE INDUSTRIES, INC. 11221902 C880010178 |  |  | Active |  |  |  | Alarm | PAAR:00-PVAR | 10/31/2019 | 10/31/2019 | COOPER UNIVERSITY HOSPITAL |  |  | UHS | WOT00000003042187 | David Frye | Performance Verification | Closed | Josh Harris | 10/31/2019 | 10/31/2019 | Performance Verification for MEDLINE INDUSTRIES, INC. 11221902 C880010178 | Initial Install of Performance Verification. Device is ready for patient use. |  |  | 10/31/2019 | 10/31/2019
|  | MEDLINE INDUSTRIES, INC. | HEMO-FORCE DVT | PUMP, COMPRESSION, SEQUENTIAL | C880009451 | SPD | Kelemen |  |  | 10/31/2019 |  | 10/31/29 |  |  | NO | YES |  |  |  |  | MEDLINE INDUSTRIES, INC. 11221899 C880009451 |  |  | Active |  |  |  | Alarm | PAAR:00-PVAR | 10/31/2019 | 10/31/2019 | COOPER UNIVERSITY HOSPITAL |  |  | UHS | WOT00000003042180 | David Frye | Performance Verification | Closed | Josh Harris | 10/31/2019 | 10/31/2019 | Performance Verification for MEDLINE INDUSTRIES, INC. 11221899 C880009451 | Initial Install of Performance Verification. Device is ready for patient use. |  |  | 10/31/2019 | 10/31/2019
|  | MEDLINE INDUSTRIES, INC. | HEMO-FORCE DVT | PUMP, COMPRESSION, SEQUENTIAL | C870028560 | SPD | Kelemen |  |  | 10/31/2019 |  | 10/31/29 |  |  | NO | YES |  |  |  |  | MEDLINE INDUSTRIES, INC. 11221900 C870028560 |  |  | Active |  |  |  | Alarm | PAAR:00-PVAR | 10/31/2019 | 10/31/2019 | COOPER UNIVERSITY HOSPITAL |  |  | UHS | WOT00000003042183 | David Frye | Performance Verification | Closed | Josh Harris | 10/31/2019 | 10/31/2019 | Performance Verification for MEDLINE INDUSTRIES, INC. 11221900 C870028560 | Initial Install of Performance Verification. Device is ready for patient use. |  |  | 10/31/2019 | 10/31/2019
|  | MEDLINE INDUSTRIES, INC. | HEMO-FORCE DVT | PUMP, COMPRESSION, SEQUENTIAL | C880019156 | SPD | Kelemen |  |  | 10/31/2019 |  | 10/31/29 |  |  | NO | YES |  |  |  |  | MEDLINE INDUSTRIES, INC. 11221867 C880019156 |  |  | Active |  |  |  | Alarm | PAAR:00-PVAR | 10/31/2019 | 10/31/2019 | COOPER UNIVERSITY HOSPITAL |  |  | BASEMENT | WOT00000002543435 | David Frye | Performance Verification | Closed | Josh Harris | 10/31/2019 | 10/31/2019 | Performance Verification for MEDLINE INDUSTRIES, INC. 11221867 C880019156 | Initial Install of Performance Verification. Device is ready for patient use. |  |  | 10/31/2019 | 10/31/2019
|  | MEDLINE INDUSTRIES, INC. | HEMO-FORCE DVT | PUMP, COMPRESSION, SEQUENTIAL | C880009789 | SPD | Kelemen |  |  | 10/31/2019 |  | 10/31/29 |  |  | NO | YES |  |  |  |  | MEDLINE INDUSTRIES, INC. 11221866 C880009789 |  |  | Active |  |  |  | Alarm | PAAR:00-PVAR | 10/31/2019 | 10/31/2019 | COOPER UNIVERSITY HOSPITAL |  |  | BASEMENT | WOT00000002543429 | David Frye | Performance Verification | Closed | Josh Harris | 10/31/2019 | 10/31/2019 | Performance Verification for MEDLINE INDUSTRIES, INC. 11221866 C880009789 | Initial Install of Performance Verification. Device is ready for patient use. |  |  | 10/31/2019 | 10/31/2019
|  | MEDLINE INDUSTRIES, INC. | HEMO-FORCE DVT | PUMP, COMPRESSION, SEQUENTIAL | c870005118 | SPD | Kelemen |  |  | 10/31/2019 |  | 10/31/29 |  |  | NO | YES |  |  |  |  | MEDLINE INDUSTRIES, INC. 11221837 c870005118 |  |  | Active |  | 99:99:99:99:99:99 |  | Alarm | PAAR:00-PVAR | 10/31/2019 | 10/31/2019 | COOPER UNIVERSITY HOSPITAL |  |  |  | 0012627545 | David Frye | Performance Verification | Closed | Pat D'Andrea | 10/31/2019 | 10/31/2019 | devices bulk imported. approved by patrick d'andrea, qualreq0005668. | AMCOFFIN 1/8/2018 devices bulk imported. approved by patrick d'andrea, qualreq0005668. | C4F2CA3F-8F45-45C0-A849-56FED8750D71 | Labor | 10/31/2019 | 10/31/2019 | Pat D'Andrea
|  | MEDLINE INDUSTRIES, INC. | HEMO-FORCE DVT | PUMP, COMPRESSION, SEQUENTIAL | c880009679 | SPD | Pavilion |  |  | 10/31/2019 |  | 10/31/29 |  |  | NO | YES |  |  |  |  | MEDLINE INDUSTRIES, INC. 11221838 c880009679 |  |  | Active |  |  |  | Alarm | PAAR:00-PVAR | 10/31/2019 | 10/31/2019 | COOPER UNIVERSITY HOSPITAL |  |  | BASEMENT | WOT00000002108939 | David Frye | Performance Verification | Closed | Josh Harris | 10/31/2019 | 10/31/2019 | Performance Verification for MEDLINE INDUSTRIES, INC. 11221716 c880009679 | Initial Install of Performance Verification. Device is ready for patient use. |  |  | 10/31/2019 | 10/31/2019
|  | MEDLINE INDUSTRIES, INC. | HEMO-FORCE DVT | PUMP, COMPRESSION, SEQUENTIAL | C860028509 | SPD | Kelemen |  |  | 10/31/2019 |  | 10/31/29 |  |  | NO | YES |  |  |  |  | MEDLINE INDUSTRIES, INC. 11221825 C860028509 |  |  | Active |  |  |  | Alarm | PAAR:00-PVAR | 10/31/2019 | 10/31/2019 | COOPER UNIVERSITY HOSPITAL |  |  | BASEMENT | WOT00000002027523 | David Frye | Performance Verification | Closed | Josh Harris | 10/31/2019 | 10/31/2019 | Performance Verification for MEDLINE INDUSTRIES, INC. 11221825 C860028509 | Initial Install of Performance Verification. Device is ready for patient use. |  |  | 10/31/2019 | 10/31/2019
|  | MEDLINE INDUSTRIES, INC. | HEMO-FORCE DVT | PUMP, COMPRESSION, SEQUENTIAL | c870005384 | SPD | Pavilion |  |  | 10/31/2019 |  | 10/31/29 |  |  | NO | YES |  |  |  |  | MEDLINE INDUSTRIES, INC. 11221798 c870005384 |  |  | Active |  | 99:99:99:99:99:99 |  | Alarm | PAAR:00-PVAR | 10/31/2019 | 10/31/2019 | COOPER UNIVERSITY HOSPITAL |  |  |  | 0012627937 | David Frye | Performance Verification | Closed | Pat D'Andrea | 10/31/2019 | 10/31/2019 | devices bulk imported. approved by patrick d'andrea, qualreq0005668. | AMCOFFIN 1/8/2018 devices bulk imported. approved by patrick d'andrea, qualreq0005668. | E17696A8-F535-4EC5-B576-0B2F1DF02F7D | Labor | 10/31/2019 | 10/31/2019 | Pat D'Andrea
|  | MEDLINE INDUSTRIES, INC. | HEMO-FORCE DVT | PUMP, COMPRESSION, SEQUENTIAL | c880022496 | SPD | Pavilion |  |  | 10/31/2019 |  | 10/31/29 |  |  | NO | YES |  |  |  |  | MEDLINE INDUSTRIES, INC. 11221795 c880022496 |  |  | Active |  | 99:99:99:99:99:99 |  | Alarm | PAAR:00-PVAR | 10/31/2019 | 10/31/2019 | COOPER UNIVERSITY HOSPITAL |  |  |  | WOT00000001843761 | David Frye | Performance Verification | Closed | Josh Harris | 10/31/2019 | 10/31/2019 | Performance Verification for MEDLINE INDUSTRIES, INC. 11221795 c880022496 | Initial Install of Performance Verification. Device is ready for patient use. |  |  | 10/31/2019 | 10/31/2019
|  | MEDLINE INDUSTRIES, INC. | HEMO-FORCE DVT | PUMP, COMPRESSION, SEQUENTIAL | c880010798 | SPD | Pavilion |  |  | 10/31/2019 |  | 10/31/29 |  |  | NO | YES |  |  |  |  | MEDLINE INDUSTRIES, INC. 11221736 c880010798 |  |  | Active |  |  |  | Alarm | PAAR:00-PVAR | 10/31/2019 | 10/31/2019 | COOPER UNIVERSITY HOSPITAL |  |  | Performance Verification | WOT00000002004684 | David Frye | Repair | Closed | Josh Harris | 10/31/2019 | 10/31/2019 | Flowtron Machine cord is frayed, not turning on | Wrapped Power cable with tape to provide place for Strain Relief to grab. Reinserted Strain Relief. VPO> RTS. | EXP2126107 | Labor | 10/31/2019 | 10/31/2019 | Josh Harris
|  | MEDLINE INDUSTRIES, INC. | HEMO-FORCE DVT | PUMP, COMPRESSION, SEQUENTIAL | c880009920 | SPD | Pavilion |  |  | 10/31/2019 |  | 10/31/29 |  |  | NO | YES |  |  |  |  | MEDLINE INDUSTRIES, INC. 11221740 c880009920 |  |  | Active |  |  |  | Alarm | PAAR:00-PVAR | 10/31/2019 | 10/31/2019 | COOPER UNIVERSITY HOSPITAL |  |  | BASEMENT | WOT00000002394331 | David Frye | Performance Verification | Closed | Josh Harris | 10/31/2019 | 10/31/2019 | Performance Verification for MEDLINE INDUSTRIES, INC. 11221740 c880009920 | Initial Install of Performance Verification. Device is ready for patient use. |  |  | 10/31/2019 | 10/31/2019
|  | MEDLINE INDUSTRIES, INC. | HEMO-FORCE DVT | PUMP, COMPRESSION, SEQUENTIAL | c880010790 | SPD | Pavilion |  |  | 10/31/2019 |  | 10/31/29 |  |  | NO | YES |  |  |  |  | MEDLINE INDUSTRIES, INC. 11221729 c880010790 |  |  | Active |  |  |  | Alarm | PAAR:00-PVAR | 10/31/2019 | 10/31/2019 | COOPER UNIVERSITY HOSPITAL |  |  |  | WOT00000002109056 | David Frye | Performance Verification | Closed | Josh Harris | 10/31/2019 | 10/31/2019 | CEID Record Completion for MEDLINE INDUSTRIES, INC. 11221729 c880010790 | inventoried replacement unit | EXP2203289 | Labor | 10/31/2019 | 10/31/2019 | Josh Harris
|  | MEDLINE INDUSTRIES, INC. | HEMO-FORCE DVT | PUMP, COMPRESSION, SEQUENTIAL | c880010018 | SPD | Kelemen |  |  | 10/31/2019 |  | 10/31/29 |  |  | NO | YES |  |  |  |  | MEDLINE INDUSTRIES, INC. 11221732 c880010018 |  |  | Active |  |  |  | Alarm | PAAR:00-PVAR | 10/31/2019 | 10/31/2019 | COOPER UNIVERSITY HOSPITAL |  |  | Performance Verification | WOT00000002356193 | David Frye | Repair | Closed | Josh Harris | 10/31/2019 | 10/31/2019 | Vendor Repair - Won't charge | Returned from Medline. VPO > RTS. | EXP2840573 | Vendor Labor | 10/31/2019 | 10/31/2019 | Integration web_service
|  | MEDLINE INDUSTRIES, INC. | HEMO-FORCE DVT | PUMP, COMPRESSION, SEQUENTIAL | c880022341 | SPD | Pavilion |  |  | 10/31/2019 |  | 10/31/29 |  |  | NO | YES |  |  |  |  | MEDLINE INDUSTRIES, INC. 11221734 c880022341 |  |  | Active |  |  |  | Alarm | PAAR:00-PVAR | 10/31/2019 | 10/31/2019 | COOPER UNIVERSITY HOSPITAL |  |  | BASEMENT | WOT00000002248347 | David Frye | Performance Verification | Closed | Josh Harris | 10/31/2019 | 10/31/2019 | Performance Verification for MEDLINE INDUSTRIES, INC. 11221734 c880022341 | Initial Install of Performance Verification. Device is ready for patient use. |  |  | 10/31/2019 | 10/31/2019
|  | MEDLINE INDUSTRIES, INC. | HEMO-FORCE DVT | PUMP, COMPRESSION, SEQUENTIAL | c870035294 | SPD | Kelemen |  |  | 10/31/2019 |  | 10/31/29 |  |  | NO | YES |  |  |  |  | MEDLINE INDUSTRIES, INC. 11221726 c870035294 |  |  | Active |  |  |  | Alarm | PAAR:00-PVAR | 10/31/2019 | 10/31/2019 | COOPER UNIVERSITY HOSPITAL |  |  | BASEMENT | WOT00000002528372 | David Frye | Performance Verification | Closed | Josh Harris | 10/31/2019 | 10/31/2019 | Performance Verification for MEDLINE INDUSTRIES, INC. 11221726 c870035294 | Initial Install of Performance Verification. Device is ready for patient use. |  |  | 10/31/2019 | 10/31/2019
|  | MEDLINE INDUSTRIES, INC. | HEMO-FORCE DVT | PUMP, COMPRESSION, SEQUENTIAL | c860027230 | SPD | Pavilion |  |  | 10/31/2019 |  | 10/31/29 |  |  | NO | YES |  |  |  |  | MEDLINE INDUSTRIES, INC. 11221723 c860027230 |  |  | Active |  |  |  | Alarm | PAAR:00-PVAR | 10/31/2019 | 10/31/2019 | COOPER UNIVERSITY HOSPITAL |  |  | BASEMENT | WOT00000002109013 | David Frye | Performance Verification | Closed | Josh Harris | 10/31/2019 | 10/31/2019 | Performance Verification for MEDLINE INDUSTRIES, INC. 11221723 c860027230 | Initial Install of Performance Verification. Device is ready for patient use. |  |  | 10/31/2019 | 10/31/2019
|  | MEDLINE INDUSTRIES, INC. | HEMO-FORCE DVT | PUMP, COMPRESSION, SEQUENTIAL | C880010522 | SPD | Pavilion |  |  | 10/31/2019 |  | 10/31/29 |  |  | NO | YES |  |  |  |  | MEDLINE INDUSTRIES, INC. 11221718 C880010522 |  |  | Active |  |  |  | Alarm | PAAR:00-PVAR | 10/31/2019 | 10/31/2019 | COOPER UNIVERSITY HOSPITAL |  |  | BASEMENT | WOT00000002339398 | David Frye | Performance Verification | Closed | Josh Harris | 10/31/2019 | 10/31/2019 | Performance Verification for MEDLINE INDUSTRIES, INC. 11221718 C880010522 | Initial Install of Performance Verification. Device is ready for patient use. |  |  | 10/31/2019 | 10/31/2019
|  | MEDLINE INDUSTRIES, INC. | HEMO-FORCE DVT | PUMP, COMPRESSION, SEQUENTIAL | c880010007 | SPD | Pavilion |  |  | 10/31/2019 |  | 10/31/29 |  |  | NO | YES |  |  |  |  | MEDLINE INDUSTRIES, INC. 11221708 c880010007 |  |  | Active |  |  |  | Alarm | PAAR:00-PVAR | 10/31/2019 | 10/31/2019 | COOPER UNIVERSITY HOSPITAL |  |  | Performance Verification | WOT00000002245862 | David Frye | Performance Verification | Closed | Josh Harris | 10/31/2019 | 10/31/2019 | Performance Verification for MEDLINE INDUSTRIES, INC. 11221708 c880010007 | Initial Install of Performance Verification. Device is ready for patient use. |  |  | 10/31/2019 | 10/31/2019
|  | MEDLINE INDUSTRIES, INC. | HEMO-FORCE DVT | PUMP, COMPRESSION, SEQUENTIAL | c870005412 | SPD | Pavilion |  |  | 10/31/2019 |  | 10/31/29 |  |  | NO | YES |  |  |  |  | MEDLINE INDUSTRIES, INC. 11221700 c870005412 |  |  | Active |  | 99:99:99:99:99:99 |  | Alarm | PAAR:00-PVAR | 10/31/2019 | 10/31/2019 | COOPER UNIVERSITY HOSPITAL |  |  |  | 0012627777 | David Frye | Preventative Maintenance | Closed | Josh Harris | 10/31/2019 | 10/31/2019 | devices bulk imported. approved by patrick d'andrea, qualreq0005668. |  | 42BB9B90-4E79-4528-920D-8DFAE83C53C3 | Labor | 10/31/2019 | 10/31/2019 | Josh Harris
|  | MEDLINE INDUSTRIES, INC. | HEMO-FORCE DVT | PUMP, COMPRESSION, SEQUENTIAL | c870003318 | SPD | Pavilion |  |  | 10/31/2019 |  | 10/31/29 |  |  | NO | YES |  |  |  |  | MEDLINE INDUSTRIES, INC. 11221699 c870003318 |  |  | Active |  | 99:99:99:99:99:99 |  | Alarm | PAAR:00-PVAR | 10/31/2019 | 10/31/2019 | COOPER UNIVERSITY HOSPITAL |  |  |  | 0012627379 | David Frye | Performance Verification | Closed | Pat D'Andrea | 10/31/2019 | 10/31/2019 | devices bulk imported. approved by patrick d'andrea, qualreq0005668. | AMCOFFIN 1/8/2018 devices bulk imported. approved by patrick d'andrea, qualreq0005668. | 51166A03-17C1-4006-BDE6-01EB58714E00 | Labor | 10/31/2019 | 10/31/2019 | Pat D'Andrea
|  | MEDLINE INDUSTRIES, INC. | HEMO-FORCE DVT | PUMP, COMPRESSION, SEQUENTIAL | c870003132 | SPD | Kelemen |  |  | 10/31/2019 |  | 10/31/29 |  |  | NO | YES |  |  |  |  | MEDLINE INDUSTRIES, INC. 11221698 c870003132 |  |  | Active |  | 99:99:99:99:99:99 |  | Alarm | PAAR:00-PVAR | 10/31/2019 | 10/31/2019 | COOPER UNIVERSITY HOSPITAL |  |  |  | 0012627315 | David Frye | Performance Verification | Closed | Pat D'Andrea | 10/31/2019 | 10/31/2019 | devices bulk imported. approved by patrick d'andrea, qualreq0005668. | AMCOFFIN 1/8/2018 devices bulk imported. approved by patrick d'andrea, qualreq0005668. | AFCC8DE0-CED6-4B7D-8E1F-58BBC7D4E616 | Labor | 10/31/2019 | 10/31/2019 | Pat D'Andrea
|  | MEDLINE INDUSTRIES, INC. | HEMO-FORCE DVT | PUMP, COMPRESSION, SEQUENTIAL | c870005199 | SPD | Pavilion |  |  | 10/31/2019 |  | 10/31/29 |  |  | NO | YES |  |  |  |  | MEDLINE INDUSTRIES, INC. 11221697 c870005199 |  |  | Active |  | 99:99:99:99:99:99 |  | Alarm | PAAR:00-PVAR | 10/31/2019 | 10/31/2019 | COOPER UNIVERSITY HOSPITAL |  |  |  | 0012627794 | David Frye | Performance Verification | Closed | Pat D'Andrea | 10/31/2019 | 10/31/2019 | devices bulk imported. approved by patrick d'andrea, qualreq0005668. | AMCOFFIN 1/8/2018 devices bulk imported. approved by patrick d'andrea, qualreq0005668. | D638B218-1B02-4913-A274-8F37C503D486 | Labor | 10/31/2019 | 10/31/2019 | Pat D'Andrea
|  | MEDLINE INDUSTRIES, INC. | HEMO-FORCE DVT | PUMP, COMPRESSION, SEQUENTIAL | c870005403 | SPD | Pavilion |  |  | 10/31/2019 |  | 10/31/29 |  |  | NO | YES |  |  |  |  | MEDLINE INDUSTRIES, INC. 11221696 c870005403 |  |  | Active |  | 99:99:99:99:99:99 |  | Alarm | PAAR:00-PVAR | 10/31/2019 | 10/31/2019 | COOPER UNIVERSITY HOSPITAL |  |  |  | 0012627668 | David Frye | Preventative Maintenance | Closed | Josh Harris | 10/31/2019 | 10/31/2019 | devices bulk imported. approved by patrick d'andrea, qualreq0005668. |  | 55FDC326-5B9E-413E-BD36-2A119CB05D05 | Labor | 10/31/2019 | 10/31/2019 | Josh Harris
|  | MEDLINE INDUSTRIES, INC. | HEMO-FORCE DVT | PUMP, COMPRESSION, SEQUENTIAL | C860009044 | SPD |  |  | Retired per Josh | 10/19/2019 |  |  |  |  | NO | YES |  |  |  |  | MEDLINE INDUSTRIES, INC. 11221693 C860009044 |  |  | Disposition |  | 99:99:99:99:99:99 |  | Alarm | PAAR:00-PVAR | 10/19/2019 | 10/19/2019 | COOPER UNIVERSITY HOSPITAL |  |  |  | WOT00000001536772 | David Frye | Performance Verification | Closed | Josh Harris | 10/19/2019 | 10/19/2019 | Performance Verification for MEDLINE INDUSTRIES, INC. 11221693 C860009044 | Initial Install of Performance Verification. Device is ready for patient use. |  |  | 10/19/2019 | 10/19/2019
|  | MEDLINE INDUSTRIES, INC. | HEMO-FORCE DVT | PUMP, COMPRESSION, SEQUENTIAL | C870003432 |  | Kelemen | Basement | [6 empty] | NO | YES
|  | MEDLINE INDUSTRIES, INC. | HEMO-FORCE DVT | PUMP, COMPRESSION, SEQUENTIAL | C870004941 |  | Pavilion | [7 empty] | NO | YES
|  | MEDLINE INDUSTRIES, INC. | HEMO-FORCE DVT | PUMP, COMPRESSION, SEQUENTIAL | c870005240 | SPD | Kelemen |  |  | 10/31/2019 |  | 10/31/29 |  |  | NO | YES |  |  |  |  | MEDLINE INDUSTRIES, INC. 11135861 c870005240 |  |  | Active |  | 99:99:99:99:99:99 |  | Alarm | PAAR:00-PVAR | 10/31/2019 | 10/31/2019 | COOPER UNIVERSITY HOSPITAL |  |  |  | 0012627678 | David Frye | Preventative Maintenance | Closed | Josh Harris | 10/31/2019 | 10/31/2019 | devices bulk imported. approved by patrick d'andrea, qualreq0005668. |  | CBA7F858-F62C-4127-A4B4-FD1943449CAE | Labor | 10/31/2019 | 10/31/2019 | Josh Harris
|  | MEDLINE INDUSTRIES, INC. | HEMO-FORCE DVT | PUMP, COMPRESSION, SEQUENTIAL | c880009476 | SPD | Pavilion |  |  | 01/00/1900 |  |  |  |  | NO | YES |  |  |  |  | MEDLINE INDUSTRIES, INC. 11135728 c880009476 |  |  | Active | dup11135728 |  |  | Equipment | PAAR:00-PVAR | 01/00/1900 | 01/00/1900 | COOPER UNIVERSITY HOSPITAL |  |  | UHS | WOT00000003424388 | David Frye | Performance Verification | Closed | Josh Harris | 01/00/1900 | 01/00/1900 | Performance Verification for MEDLINE INDUSTRIES, INC. 11135728 c880009476 | Initial Install of Performance Verification. Device is ready for patient use. |  |  | 01/00/1900 | 01/00/1900
|  | MEDLINE INDUSTRIES, INC. | HEMO-FORCE DVT | PUMP, COMPRESSION, SEQUENTIAL | C860027792 | SPD | Kelemen |  |  | 01/00/1900 |  |  |  |  | NO | YES |  |  |  |  | MEDLINE INDUSTRIES, INC. 11135729 C860027792 |  |  | Active | dup11135729 |  |  | Equipment | PAAR:00-PVAR | 01/00/1900 | 01/00/1900 | COOPER UNIVERSITY HOSPITAL |  |  | UHS | WOT00000003424392 | David Frye | Performance Verification | Closed | Josh Harris | 01/00/1900 | 01/00/1900 | Performance Verification for MEDLINE INDUSTRIES, INC. 11135729 C860027792 | Initial Install of Performance Verification. Device is ready for patient use. |  |  | 01/00/1900 | 01/00/1900
|  | MEDLINE INDUSTRIES, INC. | HEMO-FORCE DVT | PUMP, COMPRESSION, SEQUENTIAL | c870005373 | SPD | Pavilion |  |  | 10/31/2019 |  | 10/31/29 |  |  | NO | YES |  |  |  |  | MEDLINE INDUSTRIES, INC. 11135727 c870005373 |  |  | Active | 30296739, 11221864 | 99:99:99:99:99:99 |  | Alarm | PAAR:00-PVAR | 10/31/2019 | 10/31/2019 | COOPER UNIVERSITY HOSPITAL |  |  | Performance Verification | 0012627768 | David Frye | Performance Verification | Closed | Pat D'Andrea | 10/31/2019 | 10/31/2019 | devices bulk imported. approved by patrick d'andrea, qualreq0005668. | AMCOFFIN 1/8/2018 devices bulk imported. approved by patrick d'andrea, qualreq0005668. | 68119446-DB17-4443-A659-2B9680F01D4B | Labor | 10/31/2019 | 10/31/2019 | Pat D'Andrea
|  | MEDLINE INDUSTRIES, INC. | HEMO-FORCE DVT | PUMP, COMPRESSION, SEQUENTIAL | c870005371 | SPD | Kelemen |  |  | 10/31/2019 |  | 10/31/29 |  |  | NO | YES |  |  |  |  | MEDLINE INDUSTRIES, INC. 11135726 c870005371 |  |  | Active |  | 99:99:99:99:99:99 |  | Alarm | PAAR:00-PVAR | 10/31/2019 | 10/31/2019 | COOPER UNIVERSITY HOSPITAL |  |  | Performance Verification | 0012627764 | David Frye | Performance Verification | Closed | Pat D'Andrea | 10/31/2019 | 10/31/2019 | devices bulk imported. approved by patrick d'andrea, qualreq0005668. | AMCOFFIN 1/8/2018 devices bulk imported. approved by patrick d'andrea, qualreq0005668. | 8494AFBF-F7AA-422E-894F-6B78D00F07DD | Labor | 10/31/2019 | 10/31/2019 | Pat D'Andrea
|  | MEDLINE INDUSTRIES, INC. | HEMO-FORCE DVT | PUMP, COMPRESSION, SEQUENTIAL | c870005268 | SPD | Pavilion |  |  | 10/31/2019 |  | 10/31/29 |  |  | NO | YES |  |  |  |  | MEDLINE INDUSTRIES, INC. 11135725 c870005268 |  |  | Active |  | 99:99:99:99:99:99 |  | Alarm | PAAR:00-PVAR | 10/31/2019 | 10/31/2019 | COOPER UNIVERSITY HOSPITAL |  |  | Performance Verification | 0012627706 | David Frye | Preventative Maintenance | Closed | Josh Harris | 10/31/2019 | 10/31/2019 | devices bulk imported. approved by patrick d'andrea, qualreq0005668. |  | 3939A774-8395-4BA9-A6E3-32CB36BCAA43 | Labor | 10/31/2019 | 10/31/2019 | Josh Harris
|  | MEDLINE INDUSTRIES, INC. | HEMO-FORCE DVT | PUMP, COMPRESSION, SEQUENTIAL | c870005115 | SPD | Kelemen |  |  | 10/31/2019 |  | 10/31/29 |  |  | NO | YES |  |  |  |  | MEDLINE INDUSTRIES, INC. 11135723 c870005115 |  |  | Active | 30296657, 11135722 | 99:99:99:99:99:99 |  | Alarm | PAAR:00-PVAR | 10/31/2019 | 10/31/2019 | COOPER UNIVERSITY HOSPITAL |  |  | Performance Verification | 0012627603 | David Frye | Performance Verification | Closed | Pat D'Andrea | 10/31/2019 | 10/31/2019 | devices bulk imported. approved by patrick d'andrea, qualreq0005668. | AMCOFFIN 1/8/2018 devices bulk imported. approved by patrick d'andrea, qualreq0005668. | 520D9ECC-AC49-4718-AD36-1B3C53B30237 | Labor | 10/31/2019 | 10/31/2019 | Pat D'Andrea
|  | MEDLINE INDUSTRIES, INC. | HEMO-FORCE DVT | PUMP, COMPRESSION, SEQUENTIAL | C880023445 | SPD |  |  | Retired per Josh | 10/19/2019 |  |  |  |  | NO | YES |  |  |  |  | MEDLINE INDUSTRIES, INC. 11135721 C880023445 |  |  | Disposition |  |  |  | Equipment | PAAR:00-PVAR | 10/19/2019 | 10/19/2019 | COOPER UNIVERSITY HOSPITAL |  |  | UHS | WOT00000003285970 | David Frye | Performance Verification | Closed | Josh Harris | 10/19/2019 | 10/19/2019 | Performance Verification for MEDLINE INDUSTRIES, INC. 11135721 C880023445 | Initial Install of Performance Verification. Device is ready for patient use. |  |  | 10/19/2019 | 10/19/2019
|  | MEDLINE INDUSTRIES, INC. | HEMO-FORCE DVT | PUMP, COMPRESSION, SEQUENTIAL | c870005096 | SPD | Pavilion |  |  | 10/31/2019 |  | 10/31/29 |  |  | NO | YES |  |  |  |  | MEDLINE INDUSTRIES, INC. 11135724 c870005096 |  |  | Active |  | 99:99:99:99:99:99 |  | Alarm | PAAR:00-PVAR | 10/31/2019 | 10/31/2019 | COOPER UNIVERSITY HOSPITAL |  |  | Performance Verification | 0012627681 | David Frye | Performance Verification | Closed | Pat D'Andrea | 10/31/2019 | 10/31/2019 | devices bulk imported. approved by patrick d'andrea, qualreq0005668. | AMCOFFIN 1/8/2018 devices bulk imported. approved by patrick d'andrea, qualreq0005668. | 9982ACC2-30DE-4516-9D4C-7DB5777B7E1D | Labor | 10/31/2019 | 10/31/2019 | Pat D'Andrea
|  | MEDLINE INDUSTRIES, INC. | HEMO-FORCE DVT | PUMP, COMPRESSION, SEQUENTIAL | C880023503 | SPD | Pavilion |  | retired per josh | 10/31/2019 |  | 10/31/29 |  |  | NO | YES |  |  |  |  | MEDLINE INDUSTRIES, INC. 11135720 C880023503 |  |  | Active |  |  |  | Equipment | PAAR:00-PVAR | 10/31/2019 | 10/31/2019 | COOPER UNIVERSITY HOSPITAL |  |  | UHS | WOT00000003285967 | David Frye | Performance Verification | Closed | Josh Harris | 10/31/2019 | 10/31/2019 | Performance Verification for MEDLINE INDUSTRIES, INC. 11135720 C880023503 | Initial Install of Performance Verification. Device is ready for patient use. |  |  | 10/31/2019 | 10/31/2019
|  | MEDLINE INDUSTRIES, INC. | HEMO-FORCE DVT | PUMP, COMPRESSION, SEQUENTIAL | c870004956 | SPD | Pavilion |  |  | 10/31/2019 |  | 10/31/29 |  |  | NO | YES |  |  |  |  | MEDLINE INDUSTRIES, INC. 11135722 c870004956 |  |  | Active |  | 99:99:99:99:99:99 |  | Alarm | PAAR:00-PVAR | 10/31/2019 | 10/31/2019 | COOPER UNIVERSITY HOSPITAL |  |  | Performance Verification | 0012184686 | David Frye | Repair | Closed | Josh Harris | 10/31/2019 | 10/31/2019 | SCD - SCREEN BROKEN - TMX | 9/22/2017 2:24:31 PM JXHARRIS (JXHARRIS 9/22/2017 12:00 AM) SENDING TO MEDLINE FOR NO CHARGE REPAIR. 1/2/2018 10:45:09 AM JXHARRIS (JXHARRIS 1/2/2018 12:00 AM) STILL AWAITING DECISION FROM PURCHASING ON HOW TO PROCESS PHYSICAL ABUSE REPAIRS THROUGH MEDLINE. 1/3/2018 8:01:58 AM JXHARRIS (JXHARRIS 1/3/2018 12:00 AM) C870004956? $45 PCB SET (COVERED UNDER WARRANTY) FRONT PANEL LABEL AWAITING PURCHASING DECISION 2/23/2018 9:54:55 AM JXHARRIS (JXHARRIS 2/23/2018 12:00 AM) RETURNED FROM VENDOR. VPO. RTS. | 705A8F03-734E-4256-9F53-EA8943520F56 | Labor | 10/31/2019 | 10/31/2019 | Josh Harris
|  | MEDLINE INDUSTRIES, INC. | HEMO-FORCE DVT | PUMP, COMPRESSION, SEQUENTIAL | C860027681 | SPD | Kelemen |  |  | 10/31/2019 |  | 10/31/29 |  |  | NO | YES |  |  |  |  | MEDLINE INDUSTRIES, INC. 11135718 C860027681 |  |  | Active |  |  |  | Equipment | PAAR:00-PVAR | 10/31/2019 | 10/31/2019 | COOPER UNIVERSITY HOSPITAL |  |  | UHS | WOT00000003285963 | David Frye | Performance Verification | Closed | Josh Harris | 10/31/2019 | 10/31/2019 | Performance Verification for MEDLINE INDUSTRIES, INC. 11135718 C860027681 | Initial Install of Performance Verification. Device is ready for patient use. |  |  | 10/31/2019 | 10/31/2019
|  | MEDLINE INDUSTRIES, INC. | HEMO-FORCE DVT | PUMP, COMPRESSION, SEQUENTIAL | C870028590 | SPD | Pavilion |  |  | 10/31/2019 |  | 10/31/29 |  |  | NO | YES |  |  |  |  | MEDLINE INDUSTRIES, INC. 11135719 C870028590 |  |  | Active |  |  |  | Equipment | PAAR:00-PVAR | 10/31/2019 | 10/31/2019 | COOPER UNIVERSITY HOSPITAL |  |  | UHS | WOT00000003285966 | David Frye | Performance Verification | Closed | Josh Harris | 10/31/2019 | 10/31/2019 | CEID Record Completion for MEDLINE INDUSTRIES, INC. 11135719 C870028590 | inventoried unit. | EXP3537033 | Labor | 10/31/2019 | 10/31/2019 | Josh Harris
|  | MEDLINE INDUSTRIES, INC. | HEMO-FORCE DVT | PUMP, COMPRESSION, SEQUENTIAL | C880009537 | SPD | Kelemen |  |  | 10/31/2019 |  | 10/31/29 |  |  | NO | YES |  |  |  |  | MEDLINE INDUSTRIES, INC. 11135716 C880009537 |  |  | Active |  |  |  | Equipment | PAAR:00-PVAR | 10/31/2019 | 10/31/2019 | COOPER UNIVERSITY HOSPITAL |  |  | UHS | WOT00000003285961 | David Frye | Performance Verification | Closed | Josh Harris | 10/31/2019 | 10/31/2019 | Performance Verification for MEDLINE INDUSTRIES, INC. 11135716 C880009537 | Initial Install of Performance Verification. Device is ready for patient use. |  |  | 10/31/2019 | 10/31/2019
|  | MEDLINE INDUSTRIES, INC. | HEMO-FORCE DVT | PUMP, COMPRESSION, SEQUENTIAL | c870003231 | SPD | Kelemen |  |  | 10/31/2019 |  | 10/31/29 |  |  | NO | YES |  |  |  |  | MEDLINE INDUSTRIES, INC. 11135714 c870003231 |  |  | Active |  | 99:99:99:99:99:99 |  | Alarm | PAAR:00-PVAR | 10/31/2019 | 10/31/2019 | COOPER UNIVERSITY HOSPITAL |  |  |  | 0012627413 | David Frye | Performance Verification | Closed | Pat D'Andrea | 10/31/2019 | 10/31/2019 | devices bulk imported. approved by patrick d'andrea, qualreq0005668. | AMCOFFIN 1/8/2018 devices bulk imported. approved by patrick d'andrea, qualreq0005668. | CEFC4942-DA37-43B7-8F0A-58C6E8CA4091 | Labor | 10/31/2019 | 10/31/2019 | Pat D'Andrea
|  | MEDLINE INDUSTRIES, INC. | HEMO-FORCE DVT | PUMP, COMPRESSION, SEQUENTIAL | C880009733 | SPD | Kelemen |  |  | 10/31/2019 |  | 10/31/29 |  |  | NO | YES |  |  |  |  | MEDLINE INDUSTRIES, INC. 11135715 C880009733 |  |  | Active |  |  |  | Equipment | PAAR:00-PVAR | 10/31/2019 | 10/31/2019 | COOPER UNIVERSITY HOSPITAL |  |  | UHS | WOT00000003285959 | David Frye | Performance Verification | Closed | Josh Harris | 10/31/2019 | 10/31/2019 | Performance Verification for MEDLINE INDUSTRIES, INC. 11135715 C880009733 | Initial Install of Performance Verification. Device is ready for patient use. |  |  | 10/31/2019 | 10/31/2019
|  | MEDLINE INDUSTRIES, INC. | HEMO-FORCE DVT | PUMP, COMPRESSION, SEQUENTIAL | c870003229 | SPD | Pavilion |  |  | 10/31/2019 |  | 10/31/29 |  |  | NO | YES |  |  |  |  | MEDLINE INDUSTRIES, INC. 11135691 c870003229 |  |  | Active |  | 99:99:99:99:99:99 |  | Alarm | PAAR:00-PVAR | 10/31/2019 | 10/31/2019 | COOPER UNIVERSITY HOSPITAL |  |  |  | 0012627505 | David Frye | Performance Verification | Closed | Pat D'Andrea | 10/31/2019 | 10/31/2019 | devices bulk imported. approved by patrick d'andrea, qualreq0005668. | AMCOFFIN 1/8/2018 devices bulk imported. approved by patrick d'andrea, qualreq0005668. | 2294DB21-68D2-41E2-8BD9-42C772AFE41B | Labor | 10/31/2019 | 10/31/2019 | Pat D'Andrea
|  | MEDLINE INDUSTRIES, INC. | HEMO-FORCE DVT | PUMP, COMPRESSION, SEQUENTIAL | C870003298 |  | Pavilion | [7 empty] | NO | YES
|  | MEDLINE INDUSTRIES, INC. | HEMO-FORCE DVT | PUMP, COMPRESSION, SEQUENTIAL | c860028368 | SPD |  |  | Retired per Josh | 03/26/2018 |  |  |  |  | NO | YES |  |  |  |  | MEDLINE INDUSTRIES, INC. 10752746 c860028368 |  |  | Disposition |  | 99:99:99:99:99:99 |  | Alarm | PAAR:00-PVAR | 10/19/2019 |  | COOPER UNIVERSITY HOSPITAL |  |  |  | WOT00000000674636 | David Frye | Performance Verification | Closed | Josh Harris | 03/26/2018 | 07/30/2018 | Performance Verification for MEDLINE INDUSTRIES, INC. 10752746 c860028368 | Initial Install of Performance Verification. Device is ready for patient use.
|  | MEDLINE INDUSTRIES, INC. | HEMO-FORCE DVT | PUMP, COMPRESSION, SEQUENTIAL | c860028382 | SPD | Pavilion |  |  | 03/26/2018 |  | 3/26/28 |  |  | NO | YES |  |  |  |  | MEDLINE INDUSTRIES, INC. 10752744 c860028382 |  |  | Active |  | 99:99:99:99:99:99 |  | Alarm | PAAR:00-PVAR | 10/31/2019 |  | COOPER UNIVERSITY HOSPITAL |  |  |  | WOT00000000674559 | David Frye | Performance Verification | Closed | Josh Harris | 03/26/2018 | 07/30/2018 | Performance Verification for MEDLINE INDUSTRIES, INC. 10752744 c860028382 | Initial Install of Performance Verification. Device is ready for patient use.
|  | MEDLINE INDUSTRIES, INC. | HEMO-FORCE DVT | PUMP, COMPRESSION, SEQUENTIAL | c860024873 | SPD | Pavilion |  |  | 03/26/2018 |  | 3/26/28 |  |  | NO | YES |  |  |  |  | MEDLINE INDUSTRIES, INC. 10752745 c860024873 |  |  | Active |  | 99:99:99:99:99:99 |  | Alarm | PAAR:00-PVAR | 10/31/2019 |  | COOPER UNIVERSITY HOSPITAL |  |  |  | WOT00000000674651 | David Frye | Performance Verification | Closed | Josh Harris | 03/26/2018 | 07/30/2018 | Performance Verification for MEDLINE INDUSTRIES, INC. 10752745 c860024873 | Initial Install of Performance Verification. Device is ready for patient use.
|  | MEDLINE INDUSTRIES, INC. | HEMO-FORCE DVT | PUMP, COMPRESSION, SEQUENTIAL | C870005279 |  | Kelemen | Basement | [6 empty] | NO | YES
|  | MEDLINE INDUSTRIES, INC. | HEMO-FORCE DVT | PUMP, COMPRESSION, SEQUENTIAL | C870004984 |  | Kelemen | [7 empty] | NO | YES
|  | MEDLINE INDUSTRIES, INC. | HEMO-FORCE DVT | PUMP, COMPRESSION, SEQUENTIAL | c870005343 | SPD | Kelemen |  |  | 10/31/2019 |  | 10/31/29 |  |  | NO | YES |  |  |  |  | MEDLINE INDUSTRIES, INC. 30296749 c870005343 |  |  | Active |  | 99:99:99:99:99:99 |  | Alarm | PAAR:00-PVAR | 10/31/2019 | 10/31/2019 | COOPER UNIVERSITY HOSPITAL |  |  |  | 0012627789 | David Frye | Preventative Maintenance | Closed | Josh Harris | 10/31/2019 | 10/31/2019 | devices bulk imported. approved by patrick d'andrea, qualreq0005668. |  | 00596186-71FE-435A-AA70-FA25DDBA3913 | Labor | 10/31/2019 | 10/31/2019 | Josh Harris
|  | MEDLINE INDUSTRIES, INC. | HEMO-FORCE DVT | PUMP, COMPRESSION, SEQUENTIAL | c870005419 | SPD | Kelemen |  |  | 10/31/2019 |  | 10/31/29 |  |  | NO | YES |  |  |  |  | MEDLINE INDUSTRIES, INC. 30296748 c870005419 |  |  | Active |  | 99:99:99:99:99:99 |  | Alarm | PAAR:00-PVAR | 10/31/2019 | 10/31/2019 | COOPER UNIVERSITY HOSPITAL |  |  |  | 0012627787 | David Frye | Preventative Maintenance | Closed | Josh Harris | 10/31/2019 | 10/31/2019 | devices bulk imported. approved by patrick d'andrea, qualreq0005668. |  | 881D9988-77F9-4197-AA95-6EF57FC1D349 | Labor | 10/31/2019 | 10/31/2019 | Josh Harris
|  | MEDLINE INDUSTRIES, INC. | HEMO-FORCE DVT | PUMP, COMPRESSION, SEQUENTIAL | c870005377 | SPD | Pavilion |  |  | 10/31/2019 |  | 10/31/29 |  |  | NO | YES |  |  |  |  | MEDLINE INDUSTRIES, INC. 30296747 c870005377 |  |  | Active |  | 99:99:99:99:99:99 |  | Alarm | PAAR:00-PVAR | 10/31/2019 | 10/31/2019 | COOPER UNIVERSITY HOSPITAL |  |  |  | 0012627784 | David Frye | Performance Verification | Closed | Pat D'Andrea | 10/31/2019 | 10/31/2019 | devices bulk imported. approved by patrick d'andrea, qualreq0005668. | AMCOFFIN 1/8/2018 devices bulk imported. approved by patrick d'andrea, qualreq0005668. | 75BF8C05-85FD-420C-ADCC-00DC587E134C | Labor | 10/31/2019 | 10/31/2019 | Pat D'Andrea
|  | MEDLINE INDUSTRIES, INC. | HEMO-FORCE DVT | PUMP, COMPRESSION, SEQUENTIAL | c870005361 | SPD | Kelemen |  |  | 10/31/2019 |  | 10/31/29 |  |  | NO | YES |  |  |  |  | MEDLINE INDUSTRIES, INC. 30296745 c870005361 |  |  | Active |  | 99:99:99:99:99:99 |  | Alarm | PAAR:00-PVAR | 10/31/2019 | 10/31/2019 | COOPER UNIVERSITY HOSPITAL |  |  |  | 0012627781 | David Frye | Preventative Maintenance | Closed | Josh Harris | 10/31/2019 | 10/31/2019 | devices bulk imported. approved by patrick d'andrea, qualreq0005668. |  | BA4C2D15-6F75-4A48-9266-FCB991EF98CE | Labor | 10/31/2019 | 10/31/2019 | Josh Harris
|  | MEDLINE INDUSTRIES, INC. | HEMO-FORCE DVT | PUMP, COMPRESSION, SEQUENTIAL | c870005414 | SPD | Kelemen |  |  | 10/31/2019 |  | 10/31/29 |  |  | NO | YES |  |  |  |  | MEDLINE INDUSTRIES, INC. 30296746 c870005414 |  |  | Active |  | 99:99:99:99:99:99 |  | Alarm | PAAR:00-PVAR | 10/31/2019 | 10/31/2019 | COOPER UNIVERSITY HOSPITAL |  |  |  | 0012627783 | David Frye | Preventative Maintenance | Closed | Josh Harris | 10/31/2019 | 10/31/2019 | devices bulk imported. approved by patrick d'andrea, qualreq0005668. |  | 5B451AF7-160A-4197-9C96-289DFCAC717A | Labor | 10/31/2019 | 10/31/2019 | Josh Harris
|  | MEDLINE INDUSTRIES, INC. | HEMO-FORCE DVT | PUMP, COMPRESSION, SEQUENTIAL | c870005353 | SPD | Kelemen |  |  | 10/31/2019 |  | 10/31/29 |  |  | NO | YES |  |  |  |  | MEDLINE INDUSTRIES, INC. 30296744 c870005353 |  |  | Active |  | 99:99:99:99:99:99 |  | Alarm | PAAR:00-PVAR | 10/31/2019 | 10/31/2019 | COOPER UNIVERSITY HOSPITAL |  |  |  | 0012627779 | David Frye | Preventative Maintenance | Closed | Josh Harris | 10/31/2019 | 10/31/2019 | devices bulk imported. approved by patrick d'andrea, qualreq0005668. |  | E542DB82-73F9-49BD-A9AB-B780FF5921FE | Labor | 10/31/2019 | 10/31/2019 | Josh Harris
|  | MEDLINE INDUSTRIES, INC. | HEMO-FORCE DVT | PUMP, COMPRESSION, SEQUENTIAL | c870005109 | SPD | Kelemen |  |  | 10/31/2019 |  | 10/31/29 |  |  | NO | YES |  |  |  |  | MEDLINE INDUSTRIES, INC. 30296742 c870005109 |  |  | Active |  | 99:99:99:99:99:99 |  | Alarm | PAAR:00-PVAR | 10/31/2019 | 10/31/2019 | COOPER UNIVERSITY HOSPITAL |  |  |  | 0012184694 | David Frye | Repair | Closed | Josh Harris | 10/31/2019 | 10/31/2019 | SCD - READS DISCONNECTED - TMX | 9/22/2017 2:26:49 PM JXHARRIS (JXHARRIS 9/22/2017 12:00 AM) SENDING TO MEDLINE FOR NO CHARGE REPAIR. 1/2/2018 10:45:48 AM JXHARRIS (JXHARRIS 1/2/2018 12:00 AM) STILL AWAITING DECISION FROM PURCHASING ON HOW TO PROCESS NON-WARRANTY REPAIRS THROUGH MEDLINE. 1/3/2018 8:00:52 AM JXHARRIS (JXHARRIS 1/3/2018 12:00 AM) C870005109 ? $45 FRONT PANEL LABEL AWAITING PURCHASING DECISION 2/23/2018 10:03:44 AM JXHARRIS (JXHARRIS 2/23/2018 12:00 AM) RETURNED FROM VENDOR. VPO. RTS. | 11413BC9-2B26-457A-BAFE-53BABAA110DF | Labor | 10/31/2019 | 10/31/2019 | Josh Harris
|  | MEDLINE INDUSTRIES, INC. | HEMO-FORCE DVT | PUMP, COMPRESSION, SEQUENTIAL | c870005111 | SPD | Pavilion |  |  | 10/31/2019 |  | 10/31/29 |  |  | NO | YES |  |  |  |  | MEDLINE INDUSTRIES, INC. 30296735 c870005111 |  |  | Active |  | 99:99:99:99:99:99 |  | Alarm | PAAR:00-PVAR | 10/31/2019 | 10/31/2019 | COOPER UNIVERSITY HOSPITAL |  |  |  | 0012627760 | David Frye | Performance Verification | Closed | Pat D'Andrea | 10/31/2019 | 10/31/2019 | devices bulk imported. approved by patrick d'andrea, qualreq0005668. | AMCOFFIN 1/8/2018 devices bulk imported. approved by patrick d'andrea, qualreq0005668. | 6E79EF06-26EF-49AA-8146-D81D301B45D8 | Labor | 10/31/2019 | 10/31/2019 | Pat D'Andrea
|  | MEDLINE INDUSTRIES, INC. | HEMO-FORCE DVT | PUMP, COMPRESSION, SEQUENTIAL | c870005114 | SPD |  |  | retired per josh | 10/31/2019 |  | 10/31/29 |  |  | NO | YES |  |  |  |  | MEDLINE INDUSTRIES, INC. 30296734 c870005114 |  |  | Active |  | 99:99:99:99:99:99 |  | Alarm | PAAR:00-PVAR | 10/31/2019 | 10/31/2019 | COOPER UNIVERSITY HOSPITAL |  |  |  | 0012627758 | David Frye | Performance Verification | Closed | Pat D'Andrea | 10/31/2019 | 10/31/2019 | devices bulk imported. approved by patrick d'andrea, qualreq0005668. | AMCOFFIN 1/8/2018 devices bulk imported. approved by patrick d'andrea, qualreq0005668. | CE5665FD-CB20-4788-94CE-064C17F0EAD8 | Labor | 10/31/2019 | 10/31/2019 | Pat D'Andrea
|  | MEDLINE INDUSTRIES, INC. | HEMO-FORCE DVT | PUMP, COMPRESSION, SEQUENTIAL | c870005128 | SPD | Pavilion |  |  | 10/31/2019 |  | 10/31/29 |  |  | NO | YES |  |  |  |  | MEDLINE INDUSTRIES, INC. 30296733 c870005128 |  |  | Active |  | 99:99:99:99:99:99 |  | Alarm | PAAR:00-PVAR | 10/31/2019 | 10/31/2019 | COOPER UNIVERSITY HOSPITAL |  |  |  | 0012627756 | David Frye | Performance Verification | Closed | Pat D'Andrea | 10/31/2019 | 10/31/2019 | devices bulk imported. approved by patrick d'andrea, qualreq0005668. | AMCOFFIN 1/8/2018 devices bulk imported. approved by patrick d'andrea, qualreq0005668. | 02CB415D-4CB7-408A-9B87-6160A19ACC10 | Labor | 10/31/2019 | 10/31/2019 | Pat D'Andrea
|  | MEDLINE INDUSTRIES, INC. | HEMO-FORCE DVT | PUMP, COMPRESSION, SEQUENTIAL | c870005293 | SPD | Pavilion |  |  | 10/31/2019 |  | 10/31/29 |  |  | NO | YES |  |  |  |  | MEDLINE INDUSTRIES, INC. 30296732 c870005293 |  |  | Active |  | 99:99:99:99:99:99 |  | Alarm | PAAR:00-PVAR | 10/31/2019 | 10/31/2019 | COOPER UNIVERSITY HOSPITAL |  |  |  | 0012184692 | David Frye | Repair | Closed | Josh Harris | 10/31/2019 | 10/31/2019 | SCD - WON'T TURN ON - TMX | 9/22/2017 2:26:20 PM JXHARRIS (JXHARRIS 9/22/2017 12:00 AM) SENDING TO MEDLINE FOR NO CHARGE REPAIR. 1/2/2018 10:45:23 AM JXHARRIS (JXHARRIS 1/2/2018 12:00 AM) STILL AWAITING DECISION FROM PURCHASING ON HOW TO PROCESS PHYSICAL ABUSE REPAIRS THROUGH MEDLINE. 1/3/2018 8:01:25 AM JXHARRIS (JXHARRIS 1/3/2018 12:00 AM) C870005293 ? $99 PCB SET (COVERED UNDER WARRANTY) REAR CASE ASSEMBLY FRONT PANEL LABEL AIR OUTLET LABEL AWAITING PURCHASING DECISION 2/23/2018 9:50:51 AM JXHARRIS (JXHARRIS 2/23/2018 12:00 AM) RETURNED FROM VENDOR. VPO. RTS. | B39E5B49-576A-4BAD-BA97-87AA9D63395B | Labor | 10/31/2019 | 10/31/2019 | Josh Harris
|  | MEDLINE INDUSTRIES, INC. | HEMO-FORCE DVT | PUMP, COMPRESSION, SEQUENTIAL | c870005086 | SPD | Pavilion |  |  | 10/31/2019 |  | 10/31/29 |  |  | NO | YES |  |  |  |  | MEDLINE INDUSTRIES, INC. 30296727 c870005086 |  |  | Active |  | 99:99:99:99:99:99 |  | Alarm | PAAR:00-PVAR | 10/31/2019 | 10/31/2019 | COOPER UNIVERSITY HOSPITAL |  |  |  | 0012627743 | David Frye | Performance Verification | Closed | Pat D'Andrea | 10/31/2019 | 10/31/2019 | devices bulk imported. approved by patrick d'andrea, qualreq0005668. | AMCOFFIN 1/8/2018 devices bulk imported. approved by patrick d'andrea, qualreq0005668. | 8BB29993-CD8B-44A9-AC4B-254E2EFA7564 | Labor | 10/31/2019 | 10/31/2019 | Pat D'Andrea
|  | MEDLINE INDUSTRIES, INC. | HEMO-FORCE DVT | PUMP, COMPRESSION, SEQUENTIAL | c870004996 | SPD | Pavilion |  |  | 10/31/2019 |  | 10/31/29 |  |  | NO | YES |  |  |  |  | MEDLINE INDUSTRIES, INC. 30296728 c870004996 |  |  | Active |  | 99:99:99:99:99:99 |  | Alarm | PAAR:00-PVAR | 10/31/2019 | 10/31/2019 | COOPER UNIVERSITY HOSPITAL |  |  |  | 0012627747 | David Frye | Preventative Maintenance | Closed | Josh Harris | 10/31/2019 | 10/31/2019 | devices bulk imported. approved by patrick d'andrea, qualreq0005668. |  | 72849648-695A-4695-9BB9-219DB5F56640 | Labor | 10/31/2019 | 10/31/2019 | Josh Harris
|  | MEDLINE INDUSTRIES, INC. | HEMO-FORCE DVT | PUMP, COMPRESSION, SEQUENTIAL | c870004963 | SPD | Pavilion |  |  | 10/31/2019 |  | 10/31/29 |  |  | NO | YES |  |  |  |  | MEDLINE INDUSTRIES, INC. 30296726 c870004963 |  |  | Active |  | 99:99:99:99:99:99 |  | Alarm | PAAR:00-PVAR | 10/31/2019 | 10/31/2019 | COOPER UNIVERSITY HOSPITAL |  |  |  | 0012627742 | David Frye | Preventative Maintenance | Closed | Josh Harris | 10/31/2019 | 10/31/2019 | devices bulk imported. approved by patrick d'andrea, qualreq0005668. |  | BBE8F7EC-C74B-4E19-8771-BCA886065771 | Labor | 10/31/2019 | 10/31/2019 | Josh Harris
|  | MEDLINE INDUSTRIES, INC. | HEMO-FORCE DVT | PUMP, COMPRESSION, SEQUENTIAL | c870005129 | SPD |  |  | Retired per Josh | 10/31/2019 |  |  |  |  | NO | YES |  |  |  |  | MEDLINE INDUSTRIES, INC. 30296723 c870005129 |  |  | Active |  | 99:99:99:99:99:99 |  | Alarm | PAAR:00-PVAR | 10/31/2019 | 10/31/2019 | COOPER UNIVERSITY HOSPITAL |  |  |  | 0012627735 | David Frye | Performance Verification | Closed | Pat D'Andrea | 10/31/2019 | 10/31/2019 | devices bulk imported. approved by patrick d'andrea, qualreq0005668. | AMCOFFIN 1/8/2018 devices bulk imported. approved by patrick d'andrea, qualreq0005668. | 0B631DE1-534D-40E8-9D3F-9E4A25C38E93 | Labor | 10/31/2019 | 10/31/2019 | Pat D'Andrea
|  | MEDLINE INDUSTRIES, INC. | HEMO-FORCE DVT | PUMP, COMPRESSION, SEQUENTIAL | c870005337 | SPD | Kelemen |  |  | 10/31/2019 |  | 10/31/29 |  |  | NO | YES |  |  |  |  | MEDLINE INDUSTRIES, INC. 30296725 c870005337 |  |  | Active |  | 99:99:99:99:99:99 |  | Alarm | PAAR:00-PVAR | 10/31/2019 | 10/31/2019 | COOPER UNIVERSITY HOSPITAL |  |  |  | 0012627740 | David Frye | Preventative Maintenance | Closed | Josh Harris | 10/31/2019 | 10/31/2019 | devices bulk imported. approved by patrick d'andrea, qualreq0005668. |  | 43A59BCD-6781-41B4-9A0C-07EBB98EF685 | Labor | 10/31/2019 | 10/31/2019 | Josh Harris
|  | MEDLINE INDUSTRIES, INC. | HEMO-FORCE DVT | PUMP, COMPRESSION, SEQUENTIAL | c870005075 | SPD | Kelemen |  |  | 10/31/2019 |  | 10/31/29 |  |  | NO | YES |  |  |  |  | MEDLINE INDUSTRIES, INC. 30296720 c870005075 |  |  | Active |  | 99:99:99:99:99:99 |  | Alarm | PAAR:00-PVAR | 10/31/2019 | 10/31/2019 | COOPER UNIVERSITY HOSPITAL |  |  |  | 0012627729 | David Frye | Performance Verification | Closed | Pat D'Andrea | 10/31/2019 | 10/31/2019 | devices bulk imported. approved by patrick d'andrea, qualreq0005668. | AMCOFFIN 1/8/2018 devices bulk imported. approved by patrick d'andrea, qualreq0005668. | 6CF84B4B-1C32-4AB6-A41E-FBA19317C064 | Labor | 10/31/2019 | 10/31/2019 | Pat D'Andrea
|  | MEDLINE INDUSTRIES, INC. | HEMO-FORCE DVT | PUMP, COMPRESSION, SEQUENTIAL | c870004968 | SPD | Kelemen | BASEMENT |  | 10/31/2019 |  | 10/31/29 |  |  | NO | YES |  |  |  |  | MEDLINE INDUSTRIES, INC. 30296722 c870004968 |  |  | Active |  | 99:99:99:99:99:99 |  | Alarm | PAAR:00-PVAR | 10/31/2019 | 10/31/2019 | COOPER UNIVERSITY HOSPITAL |  |  |  | 0012627733 | David Frye | Performance Verification | Closed | Pat D'Andrea | 10/31/2019 | 10/31/2019 | devices bulk imported. approved by patrick d'andrea, qualreq0005668. | AMCOFFIN 1/8/2018 devices bulk imported. approved by patrick d'andrea, qualreq0005668. | AB084D3D-2E1D-498A-8AA4-AF75DF29C26A | Labor | 10/31/2019 | 10/31/2019 | Pat D'Andrea
|  | MEDLINE INDUSTRIES, INC. | HEMO-FORCE DVT | PUMP, COMPRESSION, SEQUENTIAL | c870005085 | SPD | Pavilion |  |  | 10/31/2019 |  | 10/31/29 |  |  | NO | YES |  |  |  |  | MEDLINE INDUSTRIES, INC. 30296721 c870005085 |  |  | Active |  | 99:99:99:99:99:99 |  | Alarm | PAAR:00-PVAR | 10/31/2019 | 10/31/2019 | COOPER UNIVERSITY HOSPITAL |  |  |  | 0012627731 | David Frye | Performance Verification | Closed | Pat D'Andrea | 10/31/2019 | 10/31/2019 | devices bulk imported. approved by patrick d'andrea, qualreq0005668. | AMCOFFIN 1/8/2018 devices bulk imported. approved by patrick d'andrea, qualreq0005668. | 737ED3B5-D4DE-4EC0-AD10-32E5C4CC3F40 | Labor | 10/31/2019 | 10/31/2019 | Pat D'Andrea
|  | MEDLINE INDUSTRIES, INC. | HEMO-FORCE DVT | PUMP, COMPRESSION, SEQUENTIAL | c870004971 | SPD | Kelemen |  |  | 10/31/2019 |  | 10/31/29 |  |  | NO | YES |  |  |  |  | MEDLINE INDUSTRIES, INC. 30296718 c870004971 |  |  | Active |  | 99:99:99:99:99:99 |  | Alarm | PAAR:00-PVAR | 10/31/2019 | 10/31/2019 | COOPER UNIVERSITY HOSPITAL |  |  |  | 0012627726 | David Frye | Preventative Maintenance | Closed | Josh Harris | 10/31/2019 | 10/31/2019 | devices bulk imported. approved by patrick d'andrea, qualreq0005668. |  | 530BCDBC-C8DA-45EF-80D9-BD7D113DF08B | Labor | 10/31/2019 | 10/31/2019 | Josh Harris
|  | MEDLINE INDUSTRIES, INC. | HEMO-FORCE DVT | PUMP, COMPRESSION, SEQUENTIAL | c870004988 | SPD | Kelemen |  |  | 10/31/2019 |  | 10/31/29 |  |  | NO | YES |  |  |  |  | MEDLINE INDUSTRIES, INC. 30296716 c870004988 |  |  | Active |  | 99:99:99:99:99:99 |  | Alarm | PAAR:00-PVAR | 10/31/2019 | 10/31/2019 | COOPER UNIVERSITY HOSPITAL |  |  |  | 0012627721 | David Frye | Performance Verification | Closed | Pat D'Andrea | 10/31/2019 | 10/31/2019 | devices bulk imported. approved by patrick d'andrea, qualreq0005668. | AMCOFFIN 1/8/2018 devices bulk imported. approved by patrick d'andrea, qualreq0005668. | D3E35CFE-FF56-4C4E-BC10-FDB22B2BF352 | Labor | 10/31/2019 | 10/31/2019 | Pat D'Andrea
|  | MEDLINE INDUSTRIES, INC. | HEMO-FORCE DVT | PUMP, COMPRESSION, SEQUENTIAL | c870005194 | SPD | Kelemen |  |  | 10/31/2019 |  | 10/31/29 |  |  | NO | YES |  |  |  |  | MEDLINE INDUSTRIES, INC. 30296715 c870005194 |  |  | Active |  | 99:99:99:99:99:99 |  | Alarm | PAAR:00-PVAR | 10/31/2019 | 10/31/2019 | COOPER UNIVERSITY HOSPITAL |  |  |  | 0012627720 | David Frye | Preventative Maintenance | Closed | Josh Harris | 10/31/2019 | 10/31/2019 | devices bulk imported. approved by patrick d'andrea, qualreq0005668. |  | 41F28D42-57EE-4F9E-B783-8697A16EB15F | Labor | 10/31/2019 | 10/31/2019 | Josh Harris
|  | MEDLINE INDUSTRIES, INC. | HEMO-FORCE DVT | PUMP, COMPRESSION, SEQUENTIAL | c870004939 | SPD | Pavilion |  |  | 10/31/2019 |  | 10/31/29 |  |  | NO | YES |  |  |  |  | MEDLINE INDUSTRIES, INC. 30296712 c870004939 |  |  | Active |  | 99:99:99:99:99:99 |  | Alarm | PAAR:00-PVAR | 10/31/2019 | 10/31/2019 | COOPER UNIVERSITY HOSPITAL |  |  |  | 0012627713 | David Frye | Performance Verification | Closed | Pat D'Andrea | 10/31/2019 | 10/31/2019 | devices bulk imported. approved by patrick d'andrea, qualreq0005668. | AMCOFFIN 1/8/2018 devices bulk imported. approved by patrick d'andrea, qualreq0005668. | 83FA2ABE-BBD2-40F9-BE0E-267CDED1EF47 | Labor | 10/31/2019 | 10/31/2019 | Pat D'Andrea
|  | MEDLINE INDUSTRIES, INC. | HEMO-FORCE DVT | PUMP, COMPRESSION, SEQUENTIAL | c870005104 | SPD | Kelemen |  |  | 10/31/2019 |  | 10/31/29 |  |  | NO | YES |  |  |  |  | MEDLINE INDUSTRIES, INC. 30296710 c870005104 |  |  | Active |  | 99:99:99:99:99:99 |  | Alarm | PAAR:00-PVAR | 10/31/2019 | 10/31/2019 | COOPER UNIVERSITY HOSPITAL |  |  | Performance Verification | 0012627710 | David Frye | Preventative Maintenance | Closed | Josh Harris | 10/31/2019 | 10/31/2019 | devices bulk imported. approved by patrick d'andrea, qualreq0005668. |  | C3A0D1FE-190D-42AB-B9DE-E78A0865543F | Labor | 10/31/2019 | 10/31/2019 | Josh Harris
|  | MEDLINE INDUSTRIES, INC. | HEMO-FORCE DVT | PUMP, COMPRESSION, SEQUENTIAL | c870005053 | SPD | Kelemen |  |  | 10/31/2019 |  | 10/31/29 |  |  | NO | YES |  |  |  |  | MEDLINE INDUSTRIES, INC. 30296709 c870005053 |  |  | Active |  | 99:99:99:99:99:99 |  | Alarm | PAAR:00-PVAR | 10/31/2019 | 10/31/2019 | COOPER UNIVERSITY HOSPITAL |  |  |  | 0012627708 | David Frye | Preventative Maintenance | Closed | Josh Harris | 10/31/2019 | 10/31/2019 | devices bulk imported. approved by patrick d'andrea, qualreq0005668. |  | 3DC2D763-9E1A-4154-A23F-C6C92189D2D9 | Labor | 10/31/2019 | 10/31/2019 | Josh Harris
|  | MEDLINE INDUSTRIES, INC. | HEMO-FORCE DVT | PUMP, COMPRESSION, SEQUENTIAL | c870004950 | SPD | Kelemen | Basement |  | 10/31/2019 |  | 10/31/29 |  |  | NO | YES |  |  |  |  | MEDLINE INDUSTRIES, INC. 30296705 c870004950 |  |  | Active |  | 99:99:99:99:99:99 |  | Alarm | PAAR:00-PVAR | 10/31/2019 | 10/31/2019 | COOPER UNIVERSITY HOSPITAL |  |  |  | 0012627700 | David Frye | Preventative Maintenance | Closed | Josh Harris | 10/31/2019 | 10/31/2019 | devices bulk imported. approved by patrick d'andrea, qualreq0005668. |  | 2FA6E433-64C1-4A27-B8D2-BB7E9DD6B4D5 | Labor | 10/31/2019 | 10/31/2019 | Josh Harris
|  | MEDLINE INDUSTRIES, INC. | HEMO-FORCE DVT | PUMP, COMPRESSION, SEQUENTIAL | c870005125 | SPD |  |  | Retired per Josh | 10/19/2019 |  |  |  |  | NO | YES |  |  |  |  | MEDLINE INDUSTRIES, INC. 30296702 c870005125 |  |  | Disposition |  | 99:99:99:99:99:99 |  | Alarm | PAAR:00-PVAR | 10/19/2019 | 10/19/2019 | COOPER UNIVERSITY HOSPITAL |  |  |  | 0012627693 | David Frye | Performance Verification | Closed | Pat D'Andrea | 10/19/2019 | 10/19/2019 | devices bulk imported. approved by patrick d'andrea, qualreq0005668. | AMCOFFIN 1/8/2018 devices bulk imported. approved by patrick d'andrea, qualreq0005668. | 816222BC-381B-49E9-8202-11924ED0E2A3 | Labor | 10/19/2019 | 10/19/2019 | Pat D'Andrea
|  | MEDLINE INDUSTRIES, INC. | HEMO-FORCE DVT | PUMP, COMPRESSION, SEQUENTIAL | c870005198 | SPD | Pavilion |  |  | 10/31/2019 |  | 10/31/29 |  |  | NO | YES |  |  |  |  | MEDLINE INDUSTRIES, INC. 30296701 c870005198 |  |  | Active |  | 99:99:99:99:99:99 |  | Alarm | PAAR:00-PVAR | 10/31/2019 | 10/31/2019 | COOPER UNIVERSITY HOSPITAL |  |  |  | 0012627692 | David Frye | Preventative Maintenance | Closed | Josh Harris | 10/31/2019 | 10/31/2019 | devices bulk imported. approved by patrick d'andrea, qualreq0005668. |  | 326BD4CA-6DA6-45B9-BF0A-E92DAC67A148 | Labor | 10/31/2019 | 10/31/2019 | Josh Harris
|  | MEDLINE INDUSTRIES, INC. | HEMO-FORCE DVT | PUMP, COMPRESSION, SEQUENTIAL | c870005084 | SPD | Pavilion |  |  | 10/31/2019 |  | 10/31/29 |  |  | NO | YES |  |  |  |  | MEDLINE INDUSTRIES, INC. 30296700 c870005084 |  |  | Active |  | 99:99:99:99:99:99 |  | Alarm | PAAR:00-PVAR | 10/31/2019 | 10/31/2019 | COOPER UNIVERSITY HOSPITAL |  |  |  | 0012627689 | David Frye | Performance Verification | Closed | Pat D'Andrea | 10/31/2019 | 10/31/2019 | devices bulk imported. approved by patrick d'andrea, qualreq0005668. | AMCOFFIN 1/8/2018 devices bulk imported. approved by patrick d'andrea, qualreq0005668. | 1110FAE6-1004-4033-A170-8D9923A614A9 | Labor | 10/31/2019 | 10/31/2019 | Pat D'Andrea
|  | MEDLINE INDUSTRIES, INC. | HEMO-FORCE DVT | PUMP, COMPRESSION, SEQUENTIAL | c870005228 | SPD | Kelemen |  |  | 10/31/2019 |  | 10/31/29 |  |  | NO | YES |  |  |  |  | MEDLINE INDUSTRIES, INC. 30296697 c870005228 |  |  | Active |  | 99:99:99:99:99:99 |  | Alarm | PAAR:00-PVAR | 10/31/2019 | 10/31/2019 | COOPER UNIVERSITY HOSPITAL |  |  |  | 0012627683 | David Frye | Performance Verification | Closed | Pat D'Andrea | 10/31/2019 | 10/31/2019 | devices bulk imported. approved by patrick d'andrea, qualreq0005668. | AMCOFFIN 1/8/2018 devices bulk imported. approved by patrick d'andrea, qualreq0005668. | F4B8B56D-E3A4-4A31-9187-2454053B0CF0 | Labor | 10/31/2019 | 10/31/2019 | Pat D'Andrea
|  | MEDLINE INDUSTRIES, INC. | HEMO-FORCE DVT | PUMP, COMPRESSION, SEQUENTIAL | c870005137 | SPD |  |  | Retired per Josh | 10/31/2019 |  |  |  |  | NO | YES |  |  |  |  | MEDLINE INDUSTRIES, INC. 30296695 c870005137 |  |  | Disposition |  | 99:99:99:99:99:99 |  | Alarm | PAAR:00-PVAR | 10/31/2019 | 10/31/2019 | COOPER UNIVERSITY HOSPITAL |  |  |  | 0012627679 | David Frye | Performance Verification | Closed | Pat D'Andrea | 10/31/2019 | 10/31/2019 | devices bulk imported. approved by patrick d'andrea, qualreq0005668. | AMCOFFIN 1/8/2018 devices bulk imported. approved by patrick d'andrea, qualreq0005668. | 123B533A-955D-47F7-A566-F1C21FD68303 | Labor | 10/31/2019 | 10/31/2019 | Pat D'Andrea
|  | MEDLINE INDUSTRIES, INC. | HEMO-FORCE DVT | PUMP, COMPRESSION, SEQUENTIAL | c870005132 | SPD | Kelemen |  |  | 10/31/2019 |  | 10/31/29 |  |  | NO | YES |  |  |  |  | MEDLINE INDUSTRIES, INC. 30296693 c870005132 |  |  | Active |  | 99:99:99:99:99:99 |  | Alarm | PAAR:00-PVAR | 10/31/2019 | 10/31/2019 | COOPER UNIVERSITY HOSPITAL |  |  |  | 0012627675 | David Frye | Performance Verification | Closed | Pat D'Andrea | 10/31/2019 | 10/31/2019 | devices bulk imported. approved by patrick d'andrea, qualreq0005668. | AMCOFFIN 1/8/2018 devices bulk imported. approved by patrick d'andrea, qualreq0005668. | 5E1C6956-5C3E-4BBA-93CF-885B2FB8C370 | Labor | 10/31/2019 | 10/31/2019 | Pat D'Andrea
|  | MEDLINE INDUSTRIES, INC. | HEMO-FORCE DVT | PUMP, COMPRESSION, SEQUENTIAL | c870005222 | SPD | Kelemen |  |  | 10/31/2019 |  | 10/31/29 |  |  | NO | YES |  |  |  |  | MEDLINE INDUSTRIES, INC. 30296692 c870005222 |  |  | Active |  | 99:99:99:99:99:99 |  | Alarm | PAAR:00-PVAR | 10/31/2019 | 10/31/2019 | COOPER UNIVERSITY HOSPITAL |  |  |  | 0012627673 | David Frye | Performance Verification | Closed | Pat D'Andrea | 10/31/2019 | 10/31/2019 | devices bulk imported. approved by patrick d'andrea, qualreq0005668. | AMCOFFIN 1/8/2018 devices bulk imported. approved by patrick d'andrea, qualreq0005668. | 1FED37F2-4B75-4E66-8713-163011BD15CA | Labor | 10/31/2019 | 10/31/2019 | Pat D'Andrea
|  | MEDLINE INDUSTRIES, INC. | HEMO-FORCE DVT | PUMP, COMPRESSION, SEQUENTIAL | c870005210 | SPD | Pavilion |  |  | 10/31/2019 |  | 10/31/29 |  |  | NO | YES |  |  |  |  | MEDLINE INDUSTRIES, INC. 30296691 c870005210 |  |  | Active |  | 99:99:99:99:99:99 |  | Alarm | PAAR:00-PVAR | 10/31/2019 | 10/31/2019 | COOPER UNIVERSITY HOSPITAL |  |  |  | 0012627671 | David Frye | Performance Verification | Closed | Pat D'Andrea | 10/31/2019 | 10/31/2019 | devices bulk imported. approved by patrick d'andrea, qualreq0005668. | AMCOFFIN 1/8/2018 devices bulk imported. approved by patrick d'andrea, qualreq0005668. | CD38EDAA-4078-4EE2-A684-4352CE3E3DEB | Labor | 10/31/2019 | 10/31/2019 | Pat D'Andrea
|  | MEDLINE INDUSTRIES, INC. | HEMO-FORCE DVT | PUMP, COMPRESSION, SEQUENTIAL | c870005316 | VOORHEES SURGERY CENTER-OPERATING ROOM | 900 Centennial Blvd | Suite E |  | 10/31/2019 |  | 10/31/29 |  |  | NO | YES |  |  |  |  | MEDLINE INDUSTRIES, INC. 30296690 c870005316 |  |  | Active |  | 99:99:99:99:99:99 |  | Alarm | PAAR:00-PVAR | 10/31/2019 | 10/31/2019 | COOPER AMBULATORY OFF-SITES |  |  |  | 0012627669 | JENNIFER BOMBARO | Performance Verification | Closed | Pat D'Andrea | 10/31/2019 | 10/31/2019 | devices bulk imported. approved by patrick d'andrea, qualreq0005668. | AMCOFFIN 1/8/2018 devices bulk imported. approved by patrick d'andrea, qualreq0005668. | C0C4E2A7-00C2-4416-9665-0FDB809E9BF5 | Labor | 10/31/2019 | 10/31/2019 | Pat D'Andrea
|  | MEDLINE INDUSTRIES, INC. | HEMO-FORCE DVT | PUMP, COMPRESSION, SEQUENTIAL | c870005106 | SPD | Kelemen |  |  | 10/31/2019 |  | 10/31/29 |  |  | NO | YES |  |  |  |  | MEDLINE INDUSTRIES, INC. 30296688 c870005106 |  |  | Active |  | 99:99:99:99:99:99 |  | Alarm | PAAR:00-PVAR | 10/31/2019 | 10/31/2019 | COOPER UNIVERSITY HOSPITAL |  |  |  | 0012325379 | David Frye | Repair | Closed | Stephen Zubrzycki | 10/31/2019 | 10/31/2019 | SCD PUMP - BATTERY LOW ERROR - TMX | 10/26/2017 2:07:01 PM SJZUBRZYCKI (SJZUBRZYCKI 10/26/2017 12:00 AM) REPAIRED POWER CORD AND VPO | 39E05A17-EEB1-4324-BF5A-5CA8077D333F | Labor | 10/31/2019 | 10/31/2019 | Stephen Zubrzycki
|  | MEDLINE INDUSTRIES, INC. | HEMO-FORCE DVT | PUMP, COMPRESSION, SEQUENTIAL | c870005107 | SPD | Pavilion |  |  | 10/31/2019 |  | 10/31/29 |  |  | NO | YES |  |  |  |  | MEDLINE INDUSTRIES, INC. 30296686 c870005107 |  |  | Active |  | 99:99:99:99:99:99 |  | Alarm | PAAR:00-PVAR | 10/31/2019 | 10/31/2019 | COOPER UNIVERSITY HOSPITAL |  |  |  | 0012627662 | David Frye | Preventative Maintenance | Closed | Josh Harris | 10/31/2019 | 10/31/2019 | devices bulk imported. approved by patrick d'andrea, qualreq0005668. |  | 6BF9F848-B75F-491E-9867-89D5B891FFCF | Labor | 10/31/2019 | 10/31/2019 | Josh Harris
|  | MEDLINE INDUSTRIES, INC. | HEMO-FORCE DVT | PUMP, COMPRESSION, SEQUENTIAL | c870005094 | SPD | Kelemen | Basement |  | 10/31/2019 |  | 10/31/29 |  |  | NO | YES |  |  |  |  | MEDLINE INDUSTRIES, INC. 30296685 c870005094 |  |  | Active |  | 99:99:99:99:99:99 |  | Alarm | PAAR:00-PVAR | 10/31/2019 | 10/31/2019 | COOPER UNIVERSITY HOSPITAL |  |  |  | 0012627659 | David Frye | Performance Verification | Closed | Pat D'Andrea | 10/31/2019 | 10/31/2019 | devices bulk imported. approved by patrick d'andrea, qualreq0005668. | AMCOFFIN 1/8/2018 devices bulk imported. approved by patrick d'andrea, qualreq0005668. | D73B4575-D3BF-48C4-A1F4-46998AF13FED | Labor | 10/31/2019 | 10/31/2019 | Pat D'Andrea
|  | MEDLINE INDUSTRIES, INC. | HEMO-FORCE DVT | PUMP, COMPRESSION, SEQUENTIAL | c870005068 | SPD | Pavilion |  |  | 10/31/2019 |  | 10/31/29 |  |  | NO | YES |  |  |  |  | MEDLINE INDUSTRIES, INC. 30296681 c870005068 |  |  | Active |  | 99:99:99:99:99:99 |  | Alarm | PAAR:00-PVAR | 10/31/2019 | 10/31/2019 | COOPER UNIVERSITY HOSPITAL |  |  |  | 0012627652 | David Frye | Preventative Maintenance | Closed | Josh Harris | 10/31/2019 | 10/31/2019 | devices bulk imported. approved by patrick d'andrea, qualreq0005668. |  | 0FD85D6E-B467-46CE-80BD-512607DC5521 | Labor | 10/31/2019 | 10/31/2019 | Josh Harris
|  | MEDLINE INDUSTRIES, INC. | HEMO-FORCE DVT | PUMP, COMPRESSION, SEQUENTIAL | c870005155 | SPD | Kelemen |  |  | 10/31/2019 |  | 10/31/29 |  |  | NO | YES |  |  |  |  | MEDLINE INDUSTRIES, INC. 30296684 c870005155 |  |  | Active |  | 99:99:99:99:99:99 |  | Alarm | PAAR:00-PVAR | 10/31/2019 | 10/31/2019 | COOPER UNIVERSITY HOSPITAL |  |  |  | 0012627657 | David Frye | Performance Verification | Closed | Pat D'Andrea | 10/31/2019 | 10/31/2019 | devices bulk imported. approved by patrick d'andrea, qualreq0005668. | AMCOFFIN 1/8/2018 devices bulk imported. approved by patrick d'andrea, qualreq0005668. | 7CF3AF05-F4B1-471F-9F1F-6F8E663248EE | Labor | 10/31/2019 | 10/31/2019 | Pat D'Andrea
|  | MEDLINE INDUSTRIES, INC. | HEMO-FORCE DVT | PUMP, COMPRESSION, SEQUENTIAL | c870005021 | SPD | Kelemen |  |  | 10/31/2019 |  | 10/31/29 |  |  | NO | YES |  |  |  |  | MEDLINE INDUSTRIES, INC. 30296682 c870005021 |  |  | Active |  | 99:99:99:99:99:99 |  | Alarm | PAAR:00-PVAR | 10/31/2019 | 10/31/2019 | COOPER UNIVERSITY HOSPITAL |  |  |  | 0012627654 | David Frye | Preventative Maintenance | Closed | Josh Harris | 10/31/2019 | 10/31/2019 | devices bulk imported. approved by patrick d'andrea, qualreq0005668. |  | 5485C01F-F4E1-4D25-90A7-3630D4AF6BDB | Labor | 10/31/2019 | 10/31/2019 | Josh Harris
|  | MEDLINE INDUSTRIES, INC. | HEMO-FORCE DVT | PUMP, COMPRESSION, SEQUENTIAL | c870004958 | SPD | Pavilion |  |  | 10/31/2019 |  | 10/31/29 |  |  | NO | YES |  |  |  |  | MEDLINE INDUSTRIES, INC. 30296679 c870004958 |  |  | Active |  | 99:99:99:99:99:99 |  | Alarm | PAAR:00-PVAR | 10/31/2019 | 10/31/2019 | COOPER UNIVERSITY HOSPITAL |  |  |  | 0012627647 | David Frye | Performance Verification | Closed | Pat D'Andrea | 10/31/2019 | 10/31/2019 | devices bulk imported. approved by patrick d'andrea, qualreq0005668. | AMCOFFIN 1/8/2018 devices bulk imported. approved by patrick d'andrea, qualreq0005668. | 7654D333-00DA-45A2-B79D-E2A551F488B7 | Labor | 10/31/2019 | 10/31/2019 | Pat D'Andrea
|  | MEDLINE INDUSTRIES, INC. | HEMO-FORCE DVT | PUMP, COMPRESSION, SEQUENTIAL | c870005011 | SPD | Pavilion |  |  | 10/31/2019 |  | 10/31/29 |  |  | NO | YES |  |  |  |  | MEDLINE INDUSTRIES, INC. 30296680 c870005011 |  |  | Active |  | 99:99:99:99:99:99 |  | Alarm | PAAR:00-PVAR | 10/31/2019 | 10/31/2019 | COOPER UNIVERSITY HOSPITAL |  |  |  | 0012627649 | David Frye | Performance Verification | Closed | Pat D'Andrea | 10/31/2019 | 10/31/2019 | devices bulk imported. approved by patrick d'andrea, qualreq0005668. | AMCOFFIN 1/8/2018 devices bulk imported. approved by patrick d'andrea, qualreq0005668. | F09FCB24-CDF0-46B1-82D9-9D57A0835F38 | Labor | 10/31/2019 | 10/31/2019 | Pat D'Andrea
|  | MEDLINE INDUSTRIES, INC. | HEMO-FORCE DVT | PUMP, COMPRESSION, SEQUENTIAL | c870005433 | SPD | Kelemen |  |  | 10/31/2019 |  | 10/31/29 |  |  | NO | YES |  |  |  |  | MEDLINE INDUSTRIES, INC. 30296678 c870005433 |  |  | Active |  | 99:99:99:99:99:99 |  | Alarm | PAAR:00-PVAR | 10/31/2019 | 10/31/2019 | COOPER UNIVERSITY HOSPITAL |  |  |  | 0012627646 | David Frye | Preventative Maintenance | Closed | Josh Harris | 10/31/2019 | 10/31/2019 | devices bulk imported. approved by patrick d'andrea, qualreq0005668. |  | 4543F0DF-5D0B-425A-AF4C-3A2A4F77C85B | Labor | 10/31/2019 | 10/31/2019 | Josh Harris
|  | MEDLINE INDUSTRIES, INC. | HEMO-FORCE DVT | PUMP, COMPRESSION, SEQUENTIAL | c870005348 | SPD | Pavilion |  |  | 10/31/2019 |  | 10/31/29 |  |  | NO | YES |  |  |  |  | MEDLINE INDUSTRIES, INC. 30296677 c870005348 |  |  | Active |  | 99:99:99:99:99:99 |  | Alarm | PAAR:00-PVAR | 10/31/2019 | 10/31/2019 | COOPER UNIVERSITY HOSPITAL |  |  |  | 0012480261 | David Frye | Repair | Closed | Josh Harris | 10/31/2019 | 10/31/2019 | SCD -DAMAGED HOSES - TMX | 12/4/2017 7:52:39 AM JXHARRIS (JXHARRIS 12/1/2017 12:00 AM) EXCHANGED HOSES. VPO. RTS. | 8B0543F2-B842-43E3-99CE-5A403F5A30C4 | Labor | 10/31/2019 | 10/31/2019 | Josh Harris
|  | MEDLINE INDUSTRIES, INC. | HEMO-FORCE DVT | PUMP, COMPRESSION, SEQUENTIAL | c870005428 | SPD | Kelemen |  |  | 10/31/2019 |  | 10/31/29 |  |  | NO | YES |  |  |  |  | MEDLINE INDUSTRIES, INC. 30296676 c870005428 |  |  | Active |  | 99:99:99:99:99:99 |  | Alarm | PAAR:00-PVAR | 10/31/2019 | 10/31/2019 | COOPER UNIVERSITY HOSPITAL |  |  |  | 0012627641 | David Frye | Performance Verification | Closed | Pat D'Andrea | 10/31/2019 | 10/31/2019 | devices bulk imported. approved by patrick d'andrea, qualreq0005668. | AMCOFFIN 1/8/2018 devices bulk imported. approved by patrick d'andrea, qualreq0005668. | 723CAEA3-8A9A-4FE8-AEBD-96980D0A1767 | Labor | 10/31/2019 | 10/31/2019 | Pat D'Andrea
|  | MEDLINE INDUSTRIES, INC. | HEMO-FORCE DVT | PUMP, COMPRESSION, SEQUENTIAL | c870005374 | SPD |  |  | Retired per Josh | 10/31/2019 |  |  |  |  | NO | YES |  |  |  |  | MEDLINE INDUSTRIES, INC. 30296671 c870005374 |  |  | Active |  | 99:99:99:99:99:99 |  | Alarm | PAAR:00-PVAR | 10/31/2019 | 10/31/2019 | COOPER UNIVERSITY HOSPITAL |  |  |  | 0012627631 | David Frye | Performance Verification | Closed | Pat D'Andrea | 10/31/2019 | 10/31/2019 | devices bulk imported. approved by patrick d'andrea, qualreq0005668. | AMCOFFIN 1/8/2018 devices bulk imported. approved by patrick d'andrea, qualreq0005668. | 1C3AA5C6-821D-4C1F-B6F0-1012DF7035AB | Labor | 10/31/2019 | 10/31/2019 | Pat D'Andrea
|  | MEDLINE INDUSTRIES, INC. | HEMO-FORCE DVT | PUMP, COMPRESSION, SEQUENTIAL | c870005102 | SPD | Pavilion |  |  | 10/31/2019 |  | 10/31/29 |  |  | NO | YES |  |  |  |  | MEDLINE INDUSTRIES, INC. 30296669 c870005102 |  |  | Active |  | 99:99:99:99:99:99 |  | Alarm | PAAR:00-PVAR | 10/31/2019 | 10/31/2019 | COOPER UNIVERSITY HOSPITAL |  |  |  | 0012184688 | David Frye | Repair | Closed | Josh Harris | 10/31/2019 | 10/31/2019 | SCD - WON'T STAY ON - TMX | 9/22/2017 2:25:24 PM JXHARRIS (JXHARRIS 9/22/2017 12:00 AM) SENDING TO MEDLINE FOR NO CHARGE REPAIR. 10/10/2017 11:21:27 AM JXHARRIS (JXHARRIS 10/10/2017 12:00 AM) RETURNED FROM VENDOR. VPO. RTS. | 72C3FDDE-A07B-4583-B718-79316866E033 | Labor | 10/31/2019 | 10/31/2019 | Josh Harris
|  | MEDLINE INDUSTRIES, INC. | HEMO-FORCE DVT | PUMP, COMPRESSION, SEQUENTIAL | c870005349 | SPD | Pavilion |  |  | 10/31/2019 |  | 10/31/29 |  |  | NO | YES |  |  |  |  | MEDLINE INDUSTRIES, INC. 30296672 c870005349 |  |  | Active |  | 99:99:99:99:99:99 |  | Alarm | PAAR:00-PVAR | 10/31/2019 | 10/31/2019 | COOPER UNIVERSITY HOSPITAL |  |  |  | 0012627633 | David Frye | Performance Verification | Closed | Pat D'Andrea | 10/31/2019 | 10/31/2019 | devices bulk imported. approved by patrick d'andrea, qualreq0005668. | AMCOFFIN 1/8/2018 devices bulk imported. approved by patrick d'andrea, qualreq0005668. | DA7C6225-5414-4CFF-B109-8B8B482087F1 | Labor | 10/31/2019 | 10/31/2019 | Pat D'Andrea
|  | MEDLINE INDUSTRIES, INC. | HEMO-FORCE DVT | PUMP, COMPRESSION, SEQUENTIAL | c870005159 | SPD | Kelemen |  |  | 10/31/2019 |  | 10/31/29 |  |  | NO | YES |  |  |  |  | MEDLINE INDUSTRIES, INC. 30296670 c870005159 |  |  | Active |  | 99:99:99:99:99:99 |  | Alarm | PAAR:00-PVAR | 10/31/2019 | 10/31/2019 | COOPER UNIVERSITY HOSPITAL |  |  |  | 0012627630 | David Frye | Preventative Maintenance | Closed | Josh Harris | 10/31/2019 | 10/31/2019 | devices bulk imported. approved by patrick d'andrea, qualreq0005668. |  | 7FA21F94-03EC-46FA-B703-A17AE6EDB2B9 | Labor | 10/31/2019 | 10/31/2019 | Josh Harris
|  | MEDLINE INDUSTRIES, INC. | HEMO-FORCE DVT | PUMP, COMPRESSION, SEQUENTIAL | c870005430 | SPD | Dorrance |  |  | 10/31/2019 |  | 10/31/29 |  |  | NO | YES |  |  |  |  | MEDLINE INDUSTRIES, INC. 30296668 c870005430 |  |  | Active |  | 99:99:99:99:99:99 |  | Alarm | PAAR:00-PVAR | 10/31/2019 | 10/31/2019 | COOPER UNIVERSITY HOSPITAL |  |  |  | 0012627625 | David Frye | Performance Verification | Closed | Pat D'Andrea | 10/31/2019 | 10/31/2019 | devices bulk imported. approved by patrick d'andrea, qualreq0005668. | AMCOFFIN 1/8/2018 devices bulk imported. approved by patrick d'andrea, qualreq0005668. | 49714735-46C1-48B0-8B5D-43BB6B2B2131 | Labor | 10/31/2019 | 10/31/2019 | Pat D'Andrea
|  | MEDLINE INDUSTRIES, INC. | HEMO-FORCE DVT | PUMP, COMPRESSION, SEQUENTIAL | C870005385 | SPD | Pavilion |  |  | 01/00/1900 |  |  |  |  | NO | YES |  |  |  |  | MEDLINE INDUSTRIES, INC. 30296666 C870005385 |  |  | Active |  | 99:99:99:99:99:99 |  | Alarm | PAAR:00-PVAR | 01/00/1900 | 01/00/1900 | COOPER UNIVERSITY HOSPITAL |  |  |  | 0012060840 | David Frye | Repair | Closed | Josh Harris | 01/00/1900 | 01/00/1900 | COMPRESSION UNIT - BROKEN DISPLAY - TMX | 8/24/2017 9:14:21 AM JXHARRIS (JXHARRIS 8/24/2017 12:00 AM) SENT TO MEDLINE FOR WARRANTY REPAIR. SERVICE REPORT ATTACHED. VPO. RTS. | 008A1F01-737F-47EE-B0CE-755898C36D50 | Labor | 01/00/1900 | 01/00/1900 | Josh Harris
|  | MEDLINE INDUSTRIES, INC. | HEMO-FORCE DVT | PUMP, COMPRESSION, SEQUENTIAL | c870004954 | SPD |  |  | Retired per Josh | 10/31/2019 |  |  |  |  | NO | YES |  |  |  |  | MEDLINE INDUSTRIES, INC. 30296664 c870004954 |  |  | Active |  | 99:99:99:99:99:99 |  | Alarm | PAAR:00-PVAR | 10/31/2019 | 10/31/2019 | COOPER UNIVERSITY HOSPITAL |  |  |  | 0012627617 | David Frye | Performance Verification | Closed | Pat D'Andrea | 10/31/2019 | 10/31/2019 | devices bulk imported. approved by patrick d'andrea, qualreq0005668. | AMCOFFIN 1/8/2018 devices bulk imported. approved by patrick d'andrea, qualreq0005668. | C0390D15-C3F2-4AE3-AD33-0129004CC6C8 | Labor | 10/31/2019 | 10/31/2019 | Pat D'Andrea
|  | MEDLINE INDUSTRIES, INC. | HEMO-FORCE DVT | PUMP, COMPRESSION, SEQUENTIAL | c870005197 | SPD | Pavilion |  |  | 10/31/2019 |  | 10/31/29 |  |  | NO | YES |  |  |  |  | MEDLINE INDUSTRIES, INC. 30296663 c870005197 |  |  | Active |  | 99:99:99:99:99:99 |  | Alarm | PAAR:00-PVAR | 10/31/2019 | 10/31/2019 | COOPER UNIVERSITY HOSPITAL |  |  |  | 0012627616 | David Frye | Preventative Maintenance | Closed | Josh Harris | 10/31/2019 | 10/31/2019 | devices bulk imported. approved by patrick d'andrea, qualreq0005668. |  | 0466AC04-6D8F-4C0C-ABFE-7E87E0A9F978 | Labor | 10/31/2019 | 10/31/2019 | Josh Harris
|  | MEDLINE INDUSTRIES, INC. | HEMO-FORCE DVT | PUMP, COMPRESSION, SEQUENTIAL | c870005201 | SPD |  |  | Retired per Josh | 10/19/2019 |  |  |  |  | NO | YES |  |  |  |  | MEDLINE INDUSTRIES, INC. 30296662 c870005201 |  |  | Disposition |  | 99:99:99:99:99:99 |  | Alarm | PAAR:00-PVAR | 10/19/2019 | 10/19/2019 | COOPER UNIVERSITY HOSPITAL |  |  |  | 0012627614 | David Frye | Preventative Maintenance | Closed | Josh Harris | 10/19/2019 | 10/19/2019 | devices bulk imported. approved by patrick d'andrea, qualreq0005668. |  | D78DE35E-BBEA-495B-AAA9-6DF39867AAFF | Labor | 10/19/2019 | 10/19/2019 | Josh Harris
|  | MEDLINE INDUSTRIES, INC. | HEMO-FORCE DVT | PUMP, COMPRESSION, SEQUENTIAL | c870005101 | SPD | Pavilion |  |  | 10/31/2019 |  | 10/31/29 |  |  | NO | YES |  |  |  |  | MEDLINE INDUSTRIES, INC. 30296661 c870005101 |  |  | Active |  | 99:99:99:99:99:99 |  | Alarm | PAAR:00-PVAR | 10/31/2019 | 10/31/2019 | COOPER UNIVERSITY HOSPITAL |  |  |  | 0012627611 | David Frye | Performance Verification | Closed | Pat D'Andrea | 10/31/2019 | 10/31/2019 | devices bulk imported. approved by patrick d'andrea, qualreq0005668. | AMCOFFIN 1/8/2018 devices bulk imported. approved by patrick d'andrea, qualreq0005668. | 372B3502-B4A9-4E4E-A2ED-422C6C3BFE20 | Labor | 10/31/2019 | 10/31/2019 | Pat D'Andrea
|  | MEDLINE INDUSTRIES, INC. | HEMO-FORCE DVT | PUMP, COMPRESSION, SEQUENTIAL | c870005051 | SPD | Kelemen |  |  | 10/31/2019 |  | 10/31/29 |  |  | NO | YES |  |  |  |  | MEDLINE INDUSTRIES, INC. 30296659 c870005051 |  |  | Active |  | 99:99:99:99:99:99 |  | Alarm | PAAR:00-PVAR | 10/31/2019 | 10/31/2019 | COOPER UNIVERSITY HOSPITAL |  |  |  | 0012627607 | David Frye | Performance Verification | Closed | Pat D'Andrea | 10/31/2019 | 10/31/2019 | devices bulk imported. approved by patrick d'andrea, qualreq0005668. | AMCOFFIN 1/8/2018 devices bulk imported. approved by patrick d'andrea, qualreq0005668. | 66380004-5063-4377-AD23-463D39556308 | Labor | 10/31/2019 | 10/31/2019 | Pat D'Andrea
|  | MEDLINE INDUSTRIES, INC. | HEMO-FORCE DVT | PUMP, COMPRESSION, SEQUENTIAL | c870004960 | SPD | Pavilion |  |  | 10/31/2019 |  | 10/31/29 |  |  | NO | YES |  |  |  |  | MEDLINE INDUSTRIES, INC. 30296656 c870004960 |  |  | Active |  | 99:99:99:99:99:99 |  | Alarm | PAAR:00-PVAR | 10/31/2019 | 10/31/2019 | COOPER UNIVERSITY HOSPITAL |  |  |  | 0012627602 | David Frye | Preventative Maintenance | Closed | Josh Harris | 10/31/2019 | 10/31/2019 | devices bulk imported. approved by patrick d'andrea, qualreq0005668. |  | 2900DC55-A82F-45E5-95FC-9CCA54C1ECE3 | Labor | 10/31/2019 | 10/31/2019 | Josh Harris
|  | MEDLINE INDUSTRIES, INC. | HEMO-FORCE DVT | PUMP, COMPRESSION, SEQUENTIAL | c870004979 | SPD | Kelemen |  |  | 10/31/2019 |  | 10/31/29 |  |  | NO | YES |  |  |  |  | MEDLINE INDUSTRIES, INC. 30296655 c870004979 |  |  | Active |  | 99:99:99:99:99:99 |  | Alarm | PAAR:00-PVAR | 10/31/2019 | 10/31/2019 | COOPER UNIVERSITY HOSPITAL |  |  |  | 0012184687 | David Frye | Repair | Closed | Josh Harris | 10/31/2019 | 10/31/2019 | SCD - WON'T REGISTER LEFT FOOT - TMX | 9/22/2017 2:24:57 PM JXHARRIS (JXHARRIS 9/22/2017 12:00 AM) SENDING TO MEDLINE FOR NO CHARGE REPAIR. 10/10/2017 11:18:14 AM JXHARRIS (JXHARRIS 10/10/2017 12:00 AM) RETURNED FROM VENDOR. VPO. RTS. | 2CCF35D7-85A1-4815-970E-34125DC8129C | Labor | 10/31/2019 | 10/31/2019 | Josh Harris
|  | MEDLINE INDUSTRIES, INC. | HEMO-FORCE DVT | PUMP, COMPRESSION, SEQUENTIAL | c870005059 | SPD | Pavilion |  |  | 10/31/2019 |  | 10/31/29 |  |  | NO | YES |  |  |  |  | MEDLINE INDUSTRIES, INC. 30296654 c870005059 |  |  | Active |  | 99:99:99:99:99:99 |  | Alarm | PAAR:00-PVAR | 10/31/2019 | 10/31/2019 | COOPER UNIVERSITY HOSPITAL |  |  |  | 0012627598 | David Frye | Preventative Maintenance | Closed | Josh Harris | 10/31/2019 | 10/31/2019 | devices bulk imported. approved by patrick d'andrea, qualreq0005668. |  | F92C3174-39C7-4470-89C9-B07C25E86DA0 | Labor | 10/31/2019 | 10/31/2019 | Josh Harris
|  | MEDLINE INDUSTRIES, INC. | HEMO-FORCE DVT | PUMP, COMPRESSION, SEQUENTIAL | c870005350 | SPD | Kelemen |  |  | 10/31/2019 |  | 10/31/29 |  |  | NO | YES |  |  |  |  | MEDLINE INDUSTRIES, INC. 30296651 c870005350 |  |  | Active |  | 99:99:99:99:99:99 |  | Alarm | PAAR:00-PVAR | 10/31/2019 | 10/31/2019 | COOPER UNIVERSITY HOSPITAL |  |  |  | 0012627592 | David Frye | Preventative Maintenance | Closed | Josh Harris | 10/31/2019 | 10/31/2019 | devices bulk imported. approved by patrick d'andrea, qualreq0005668. |  | 7239D6F0-9527-4A1D-B184-8B60AA0280A1 | Labor | 10/31/2019 | 10/31/2019 | Josh Harris
|  | MEDLINE INDUSTRIES, INC. | HEMO-FORCE DVT | PUMP, COMPRESSION, SEQUENTIAL | c870005152 | SPD | Kelemen |  |  | 10/31/2019 |  | 10/31/29 |  |  | NO | YES |  |  |  |  | MEDLINE INDUSTRIES, INC. 30296650 c870005152 |  |  | Active |  | 99:99:99:99:99:99 |  | Alarm | PAAR:00-PVAR | 10/31/2019 | 10/31/2019 | COOPER UNIVERSITY HOSPITAL |  |  |  | 0012627590 | David Frye | Preventative Maintenance | Closed | Josh Harris | 10/31/2019 | 10/31/2019 | devices bulk imported. approved by patrick d'andrea, qualreq0005668. |  | 016A823D-32D1-43FF-B87C-912D0EFE42D4 | Labor | 10/31/2019 | 10/31/2019 | Josh Harris
|  | MEDLINE INDUSTRIES, INC. | HEMO-FORCE DVT | PUMP, COMPRESSION, SEQUENTIAL | c870005022 | SPD | Pavilion |  |  | 10/31/2019 |  | 10/31/29 |  |  | NO | YES |  |  |  |  | MEDLINE INDUSTRIES, INC. 30296648 c870005022 |  |  | Active |  | 99:99:99:99:99:99 |  | Alarm | PAAR:00-PVAR | 10/31/2019 | 10/31/2019 | COOPER UNIVERSITY HOSPITAL |  |  | Performance Verification | 0012505990 | David Frye | Repair | Closed | Josh Harris | 10/31/2019 | 10/31/2019 | SCD - EXPOSED POWER CORD -TMX | 12/14/2017 10:57:06 AM JXHARRIS (JXHARRIS 12/14/2017 12:00 AM) SENDING TO MEDLINE FOR WARRANTY REPAIR. 1/3/2018 7:58:57 AM JXHARRIS (JXHARRIS 1/3/2018 12:00 AM) C870005022 ? $30.00 LABEL, FRONT PANEL KNOT TIE AIR BOX FOR SOLENOID VALVE MANIFOLD (COVERED UNDER WARRANTY) AWAITING PURCHASING DECISION 2/23/2018 9:57:38 AM JXHARRIS (JXHARRIS 2/23/2018 12:00 AM) RETURNED FROM VENDOR. VPO. RTS. | A9F54ABF-FBEC-4A7D-ABA9-12D777C95F39 | Labor | 10/31/2019 | 10/31/2019 | Josh Harris
|  | MEDLINE INDUSTRIES, INC. | HEMO-FORCE DVT | PUMP, COMPRESSION, SEQUENTIAL | c870005061 | SPD | Pavilion | 7 |  | 10/31/2019 |  | 10/31/29 |  |  | NO | YES |  |  |  |  | MEDLINE INDUSTRIES, INC. 30296646 c870005061 |  |  | Active |  | 99:99:99:99:99:99 |  | Alarm | PAAR:00-PVAR | 10/31/2019 | 10/31/2019 | COOPER UNIVERSITY HOSPITAL |  |  |  | 0012627582 | David Frye | Preventative Maintenance | Closed | Josh Harris | 10/31/2019 | 10/31/2019 | devices bulk imported. approved by patrick d'andrea, qualreq0005668. |  | 7E11DAB0-016F-47A0-BAFC-1D93E1ED1496 | Labor | 10/31/2019 | 10/31/2019 | Josh Harris
|  | MEDLINE INDUSTRIES, INC. | HEMO-FORCE DVT | PUMP, COMPRESSION, SEQUENTIAL | c870005028 | SPD | Kelemen |  |  | 10/31/2019 |  | 10/31/29 |  |  | NO | YES |  |  |  |  | MEDLINE INDUSTRIES, INC. 30296645 c870005028 |  |  | Active |  | 99:99:99:99:99:99 |  | Alarm | PAAR:00-PVAR | 10/31/2019 | 10/31/2019 | COOPER UNIVERSITY HOSPITAL |  |  |  | 0012627579 | David Frye | Performance Verification | Closed | Pat D'Andrea | 10/31/2019 | 10/31/2019 | devices bulk imported. approved by patrick d'andrea, qualreq0005668. | AMCOFFIN 1/8/2018 devices bulk imported. approved by patrick d'andrea, qualreq0005668. | C4652BF3-AD57-4A7E-A80A-FACB384EBD9B | Labor | 10/31/2019 | 10/31/2019 | Pat D'Andrea
|  | MEDLINE INDUSTRIES, INC. | HEMO-FORCE DVT | PUMP, COMPRESSION, SEQUENTIAL | c870005060 | SPD | Pavilion |  |  | 10/31/2019 |  | 10/31/29 |  |  | NO | YES |  |  |  |  | MEDLINE INDUSTRIES, INC. 30296644 c870005060 |  |  | Active |  | 99:99:99:99:99:99 |  | Alarm | PAAR:00-PVAR | 10/31/2019 | 10/31/2019 | COOPER UNIVERSITY HOSPITAL |  |  |  | 0012627577 | David Frye | Performance Verification | Closed | Pat D'Andrea | 10/31/2019 | 10/31/2019 | devices bulk imported. approved by patrick d'andrea, qualreq0005668. | AMCOFFIN 1/8/2018 devices bulk imported. approved by patrick d'andrea, qualreq0005668. | 350D53FF-7102-473E-A3D7-DFE7FB322AB4 | Labor | 10/31/2019 | 10/31/2019 | Pat D'Andrea
|  | MEDLINE INDUSTRIES, INC. | HEMO-FORCE DVT | PUMP, COMPRESSION, SEQUENTIAL | c870005308 | SPD |  |  | Retired per Josh | 10/19/2019 |  |  |  |  | NO | YES |  |  |  |  | MEDLINE INDUSTRIES, INC. 30296641 c870005308 |  |  | Disposition |  | 99:99:99:99:99:99 |  | Alarm | PAAR:00-PVAR | 10/19/2019 | 10/19/2019 | COOPER UNIVERSITY HOSPITAL |  |  |  | 0012627571 | David Frye | Performance Verification | Closed | Pat D'Andrea | 10/19/2019 | 10/19/2019 | devices bulk imported. approved by patrick d'andrea, qualreq0005668. | AMCOFFIN 1/8/2018 devices bulk imported. approved by patrick d'andrea, qualreq0005668. | 8D865B48-DADF-4425-8496-A80491FEFC44 | Labor | 10/19/2019 | 10/19/2019 | Pat D'Andrea
|  | MEDLINE INDUSTRIES, INC. | HEMO-FORCE DVT | PUMP, COMPRESSION, SEQUENTIAL | c870005340 | SPD | Pavilion |  |  | 10/31/2019 |  | 10/31/29 |  |  | NO | YES |  |  |  |  | MEDLINE INDUSTRIES, INC. 30296642 c870005340 |  |  | Active |  | 99:99:99:99:99:99 |  | Alarm | PAAR:00-PVAR | 10/31/2019 | 10/31/2019 | COOPER UNIVERSITY HOSPITAL |  |  |  | 0012627573 | David Frye | Performance Verification | Closed | Pat D'Andrea | 10/31/2019 | 10/31/2019 | devices bulk imported. approved by patrick d'andrea, qualreq0005668. | AMCOFFIN 1/8/2018 devices bulk imported. approved by patrick d'andrea, qualreq0005668. | 359E613C-AF8F-4402-8C3B-971663EA7665 | Labor | 10/31/2019 | 10/31/2019 | Pat D'Andrea
|  | MEDLINE INDUSTRIES, INC. | HEMO-FORCE DVT | PUMP, COMPRESSION, SEQUENTIAL | c870005354 | SPD | Pavilion |  |  | 10/31/2019 |  | 10/31/29 |  |  | NO | YES |  |  |  |  | MEDLINE INDUSTRIES, INC. 30296640 c870005354 |  |  | Active |  | 99:99:99:99:99:99 |  | Alarm | PAAR:00-PVAR | 10/31/2019 | 10/31/2019 | COOPER UNIVERSITY HOSPITAL |  |  |  | 0012627570 | David Frye | Preventative Maintenance | Closed | Josh Harris | 10/31/2019 | 10/31/2019 | devices bulk imported. approved by patrick d'andrea, qualreq0005668. |  | 476F9DDB-120F-44B9-83E2-0BC3EE91C155 | Labor | 10/31/2019 | 10/31/2019 | Josh Harris
|  | MEDLINE INDUSTRIES, INC. | HEMO-FORCE DVT | PUMP, COMPRESSION, SEQUENTIAL | c870005347 | SPD |  |  | Retired per Josh | 10/31/2019 |  |  |  |  | NO | YES |  |  |  |  | MEDLINE INDUSTRIES, INC. 30296638 c870005347 |  |  | Disposition |  | 99:99:99:99:99:99 |  | Alarm | PAAR:00-PVAR | 10/31/2019 | 10/31/2019 | COOPER UNIVERSITY HOSPITAL |  |  |  | 0012627565 | David Frye | Performance Verification | Closed | Pat D'Andrea | 10/31/2019 | 10/31/2019 | devices bulk imported. approved by patrick d'andrea, qualreq0005668. | AMCOFFIN 1/8/2018 devices bulk imported. approved by patrick d'andrea, qualreq0005668. | FE24DEF2-8FF3-4E8B-B395-8BEDACEAB09E | Labor | 10/31/2019 | 10/31/2019 | Pat D'Andrea
|  | MEDLINE INDUSTRIES, INC. | HEMO-FORCE DVT | PUMP, COMPRESSION, SEQUENTIAL | c870005070 | SPD | Pavilion |  |  | 10/31/2019 |  | 10/31/29 |  |  | NO | YES |  |  |  |  | MEDLINE INDUSTRIES, INC. 30296635 c870005070 |  |  | Active |  | 99:99:99:99:99:99 |  | Alarm | PAAR:00-PVAR | 10/31/2019 | 10/31/2019 | COOPER UNIVERSITY HOSPITAL |  |  |  | 0012627559 | David Frye | Performance Verification | Closed | Pat D'Andrea | 10/31/2019 | 10/31/2019 | devices bulk imported. approved by patrick d'andrea, qualreq0005668. | AMCOFFIN 1/8/2018 devices bulk imported. approved by patrick d'andrea, qualreq0005668. | 5FDBE889-709E-4E0A-BB53-43630392D182 | Labor | 10/31/2019 | 10/31/2019 | Pat D'Andrea
|  | MEDLINE INDUSTRIES, INC. | HEMO-FORCE DVT | PUMP, COMPRESSION, SEQUENTIAL | c870005221 | SPD | Pavilion |  |  | 10/31/2019 |  | 10/31/29 |  |  | NO | YES |  |  |  |  | MEDLINE INDUSTRIES, INC. 30296634 c870005221 |  |  | Active |  | 99:99:99:99:99:99 |  | Alarm | PAAR:00-PVAR | 10/31/2019 | 10/31/2019 | COOPER UNIVERSITY HOSPITAL |  |  |  | 0012627558 | David Frye | Preventative Maintenance | Closed | Josh Harris | 10/31/2019 | 10/31/2019 | devices bulk imported. approved by patrick d'andrea, qualreq0005668. |  | AE2F014D-7179-47D9-B6EA-4F54E5A580D0 | Labor | 10/31/2019 | 10/31/2019 | Josh Harris
|  | MEDLINE INDUSTRIES, INC. | HEMO-FORCE DVT | PUMP, COMPRESSION, SEQUENTIAL | c870005100 | SPD | Pavilion |  |  | 10/31/2019 |  | 10/31/29 |  |  | NO | YES |  |  |  |  | MEDLINE INDUSTRIES, INC. 30296633 c870005100 |  |  | Active |  | 99:99:99:99:99:99 |  | Alarm | PAAR:00-PVAR | 10/31/2019 | 10/31/2019 | COOPER UNIVERSITY HOSPITAL |  |  |  | 0012627555 | David Frye | Performance Verification | Closed | Pat D'Andrea | 10/31/2019 | 10/31/2019 | devices bulk imported. approved by patrick d'andrea, qualreq0005668. | AMCOFFIN 1/8/2018 devices bulk imported. approved by patrick d'andrea, qualreq0005668. | 97DFA3C8-581E-4CE1-89A6-A1FFE51C1B71 | Labor | 10/31/2019 | 10/31/2019 | Pat D'Andrea
|  | MEDLINE INDUSTRIES, INC. | HEMO-FORCE DVT | PUMP, COMPRESSION, SEQUENTIAL | c870005241 | SPD | Kelemen |  |  | 10/31/2019 |  | 10/31/29 |  |  | NO | YES |  |  |  |  | MEDLINE INDUSTRIES, INC. 30296630 c870005241 |  |  | Active |  | 99:99:99:99:99:99 |  | Alarm | PAAR:00-PVAR | 10/31/2019 | 10/31/2019 | COOPER UNIVERSITY HOSPITAL |  |  |  | 0012627549 | David Frye | Performance Verification | Closed | Pat D'Andrea | 10/31/2019 | 10/31/2019 | devices bulk imported. approved by patrick d'andrea, qualreq0005668. | AMCOFFIN 1/8/2018 devices bulk imported. approved by patrick d'andrea, qualreq0005668. | 18F2B0B5-7830-48A2-B339-51E76D060925 | Labor | 10/31/2019 | 10/31/2019 | Pat D'Andrea
|  | MEDLINE INDUSTRIES, INC. | HEMO-FORCE DVT | PUMP, COMPRESSION, SEQUENTIAL | c870005078 | SPD | Kelemen |  |  | 10/31/2019 |  | 10/31/29 |  |  | NO | YES |  |  |  |  | MEDLINE INDUSTRIES, INC. 30296631 c870005078 |  |  | Active |  | 99:99:99:99:99:99 |  | Alarm | PAAR:00-PVAR | 10/31/2019 | 10/31/2019 | COOPER UNIVERSITY HOSPITAL |  |  |  | 0012505996 | David Frye | Repair | Closed | Josh Harris | 10/31/2019 | 10/31/2019 | SCD - BROKEN HOSE PLUG, EXPOSED POWER CORD -TMX | 12/14/2017 10:57:32 AM JXHARRIS (JXHARRIS 12/14/2017 12:00 AM) SENDING TO MEDLINE FOR WARRANTY REPAIR. 1/3/2018 7:56:26 AM JXHARRIS (JXHARRIS 1/3/2018 12:00 AM) C870005078 ? N/A POWER CORD RE-INSERTED (LABOR CHARGE WAIVED) AIR BOX FOR SOLENOID VALVE MANIFOLD (COVERED UNDER WARRANTY) AWAITING PURCHASING TO DECIDE ON HOW TO PAY. 2/23/2018 9:58:21 AM JXHARRIS (JXHARRIS 2/23/2018 12:00 AM) RETURNED FROM VENDOR. VPO. RTS. | D25CE8E9-C012-4E5B-876C-5B0E8B7EB7F7 | Labor | 10/31/2019 | 10/31/2019 | Josh Harris
|  | MEDLINE INDUSTRIES, INC. | HEMO-FORCE DVT | PUMP, COMPRESSION, SEQUENTIAL | c870005180 | SPD | Pavilion |  |  | 10/31/2019 |  | 10/31/29 |  |  | NO | YES |  |  |  |  | MEDLINE INDUSTRIES, INC. 30296632 c870005180 |  |  | Active |  | 99:99:99:99:99:99 |  | Alarm | PAAR:00-PVAR | 10/31/2019 | 10/31/2019 | COOPER UNIVERSITY HOSPITAL |  |  |  | 0012627554 | David Frye | Preventative Maintenance | Closed | Josh Harris | 10/31/2019 | 10/31/2019 | devices bulk imported. approved by patrick d'andrea, qualreq0005668. |  | 58C36327-BB71-4616-9A86-A602528AA2A7 | Labor | 10/31/2019 | 10/31/2019 | Josh Harris
|  | MEDLINE INDUSTRIES, INC. | HEMO-FORCE DVT | PUMP, COMPRESSION, SEQUENTIAL | c870005119 | SPD | Kelemen |  |  | 10/31/2019 |  | 10/31/29 |  |  | NO | YES |  |  |  |  | MEDLINE INDUSTRIES, INC. 30296629 c870005119 |  |  | Active |  | 99:99:99:99:99:99 |  | Alarm | PAAR:00-PVAR | 10/31/2019 | 10/31/2019 | COOPER UNIVERSITY HOSPITAL |  |  |  | 0012627548 | David Frye | Preventative Maintenance | Closed | Josh Harris | 10/31/2019 | 10/31/2019 | devices bulk imported. approved by patrick d'andrea, qualreq0005668. |  | A3952108-C222-48F0-9BF1-9CB31820515B | Labor | 10/31/2019 | 10/31/2019 | Josh Harris
|  | MEDLINE INDUSTRIES, INC. | HEMO-FORCE DVT | PUMP, COMPRESSION, SEQUENTIAL | c870005117 | SPD | Pavilion |  |  | 10/31/2019 |  | 10/31/29 |  |  | NO | YES |  |  |  |  | MEDLINE INDUSTRIES, INC. 30296627 c870005117 |  |  | Active |  | 99:99:99:99:99:99 |  | Alarm | PAAR:00-PVAR | 10/31/2019 | 10/31/2019 | COOPER UNIVERSITY HOSPITAL |  |  |  | 0012627543 | David Frye | Performance Verification | Closed | Pat D'Andrea | 10/31/2019 | 10/31/2019 | devices bulk imported. approved by patrick d'andrea, qualreq0005668. | AMCOFFIN 1/8/2018 devices bulk imported. approved by patrick d'andrea, qualreq0005668. | 299AD210-8FBF-4880-A33E-20AF3EEFBD0C | Labor | 10/31/2019 | 10/31/2019 | Pat D'Andrea
|  | MEDLINE INDUSTRIES, INC. | HEMO-FORCE DVT | PUMP, COMPRESSION, SEQUENTIAL | c870005024 | SPD | Pavilion |  |  | 10/31/2019 |  | 10/31/29 |  |  | NO | YES |  |  |  |  | MEDLINE INDUSTRIES, INC. 30296621 c870005024 |  |  | Active |  | 99:99:99:99:99:99 |  | Alarm | PAAR:00-PVAR | 10/31/2019 | 10/31/2019 | COOPER UNIVERSITY HOSPITAL |  |  |  | 0012627531 | David Frye | Performance Verification | Closed | Pat D'Andrea | 10/31/2019 | 10/31/2019 | devices bulk imported. approved by patrick d'andrea, qualreq0005668. | AMCOFFIN 1/8/2018 devices bulk imported. approved by patrick d'andrea, qualreq0005668. | A5A1451F-09B1-40B2-A804-9653A3C338DA | Labor | 10/31/2019 | 10/31/2019 | Pat D'Andrea
|  | MEDLINE INDUSTRIES, INC. | HEMO-FORCE DVT | PUMP, COMPRESSION, SEQUENTIAL | c870005036 | SPD | Kelemen |  |  | 10/31/2019 |  | 10/31/29 |  |  | NO | YES |  |  |  |  | MEDLINE INDUSTRIES, INC. 30296622 c870005036 |  |  | Active |  | 99:99:99:99:99:99 |  | Alarm | PAAR:00-PVAR | 10/31/2019 | 10/31/2019 | COOPER UNIVERSITY HOSPITAL |  |  |  | 0012480262 | David Frye | Repair | Closed | Josh Harris | 10/31/2019 | 10/31/2019 | SCD -DAMAGED HOSES - TMX | 12/4/2017 7:50:50 AM JXHARRIS (JXHARRIS 12/1/2017 12:00 AM) EXCHANGED HOSES. VPO. RTS. | 2FF92C52-BEAF-4F42-8FCB-E619E072ADEC | Labor | 10/31/2019 | 10/31/2019 | Josh Harris
|  | MEDLINE INDUSTRIES, INC. | HEMO-FORCE DVT | PUMP, COMPRESSION, SEQUENTIAL | c870005044 | SPD |  |  | Retired per Josh | 10/19/2019 |  |  |  |  | NO | YES |  |  |  |  | MEDLINE INDUSTRIES, INC. 30296620 c870005044 |  |  | Disposition |  | 99:99:99:99:99:99 |  | Alarm | PAAR:00-PVAR | 10/19/2019 | 10/19/2019 | COOPER UNIVERSITY HOSPITAL |  |  |  | 0012627530 | David Frye | Preventative Maintenance | Closed | Josh Harris | 10/19/2019 | 10/19/2019 | devices bulk imported. approved by patrick d'andrea, qualreq0005668. |  | B9518298-0FD9-4EA4-8258-017C60CD1ECA | Labor | 10/19/2019 | 10/19/2019 | Josh Harris
|  | MEDLINE INDUSTRIES, INC. | HEMO-FORCE DVT | PUMP, COMPRESSION, SEQUENTIAL | c870004966 | SPD | Kelemen |  |  | 10/31/2019 |  | 10/31/29 |  |  | NO | YES |  |  |  |  | MEDLINE INDUSTRIES, INC. 30296619 c870004966 |  |  | Active |  | 99:99:99:99:99:99 |  | Alarm | PAAR:00-PVAR | 10/31/2019 | 10/31/2019 | COOPER UNIVERSITY HOSPITAL |  |  |  | 0012627527 | David Frye | Performance Verification | Closed | Pat D'Andrea | 10/31/2019 | 10/31/2019 | devices bulk imported. approved by patrick d'andrea, qualreq0005668. | AMCOFFIN 1/8/2018 devices bulk imported. approved by patrick d'andrea, qualreq0005668. | F70656E2-5DA8-48B2-B37B-4DA33F9CB562 | Labor | 10/31/2019 | 10/31/2019 | Pat D'Andrea
|  | MEDLINE INDUSTRIES, INC. | HEMO-FORCE DVT | PUMP, COMPRESSION, SEQUENTIAL | c870003503 | SPD |  |  | Retired per Josh | 10/31/2019 |  |  |  |  | NO | YES |  |  |  |  | MEDLINE INDUSTRIES, INC. 30296614 c870003503 |  |  | Active |  | 99:99:99:99:99:99 |  | Alarm | PAAR:00-PVAR | 10/31/2019 | 10/31/2019 | COOPER UNIVERSITY HOSPITAL |  |  |  | 0012627517 | David Frye | Performance Verification | Closed | Pat D'Andrea | 10/31/2019 | 10/31/2019 | devices bulk imported. approved by patrick d'andrea, qualreq0005668. | AMCOFFIN 1/8/2018 devices bulk imported. approved by patrick d'andrea, qualreq0005668. | 8D6570B3-7A9A-4AB0-8A28-48010ED37829 | Labor | 10/31/2019 | 10/31/2019 | Pat D'Andrea
|  | MEDLINE INDUSTRIES, INC. | HEMO-FORCE DVT | PUMP, COMPRESSION, SEQUENTIAL | c870003496 | SPD |  |  | Retired per Josh | 10/31/2019 |  |  |  |  | NO | YES |  |  |  |  | MEDLINE INDUSTRIES, INC. 30296615 c870003496 |  |  | Active |  | 99:99:99:99:99:99 |  | Alarm | PAAR:00-PVAR | 10/31/2019 | 10/31/2019 | COOPER UNIVERSITY HOSPITAL |  |  |  | 0012627519 | David Frye | Performance Verification | Closed | Pat D'Andrea | 10/31/2019 | 10/31/2019 | devices bulk imported. approved by patrick d'andrea, qualreq0005668. | AMCOFFIN 1/8/2018 devices bulk imported. approved by patrick d'andrea, qualreq0005668. | F921462A-F852-4C06-9D1E-58FD607D67BB | Labor | 10/31/2019 | 10/31/2019 | Pat D'Andrea
|  | MEDLINE INDUSTRIES, INC. | HEMO-FORCE DVT | PUMP, COMPRESSION, SEQUENTIAL | c870003297 | SPD | Pavilion |  |  | 10/16/2019 |  | 10/16/29 |  |  | NO | YES |  |  |  |  | MEDLINE INDUSTRIES, INC. 30296611 c870003297 |  |  | Disposition |  | 99:99:99:99:99:99 |  | Alarm | PAAR:00-PVAR | 10/16/2019 | 10/16/2019 | COOPER UNIVERSITY HOSPITAL |  |  |  | 0012627511 | David Frye | Performance Verification | Closed | Pat D'Andrea | 10/16/2019 | 10/16/2019 | devices bulk imported. approved by patrick d'andrea, qualreq0005668. | AMCOFFIN 1/8/2018 devices bulk imported. approved by patrick d'andrea, qualreq0005668. | DC05B9A5-8421-47C2-B4D2-D596618972BC | Labor | 10/16/2019 | 10/16/2019 | Pat D'Andrea
|  | MEDLINE INDUSTRIES, INC. | HEMO-FORCE DVT | PUMP, COMPRESSION, SEQUENTIAL | c870003319 | SPD | Kelemen | BASEMENT |  | 10/31/2019 |  | 10/31/29 |  |  | NO | YES |  |  |  |  | MEDLINE INDUSTRIES, INC. 30296613 c870003319 |  |  | Active |  | 99:99:99:99:99:99 |  | Alarm | PAAR:00-PVAR | 10/31/2019 | 10/31/2019 | COOPER UNIVERSITY HOSPITAL |  |  |  | 0012627516 | David Frye | Preventative Maintenance | Closed | Josh Harris | 10/31/2019 | 10/31/2019 | devices bulk imported. approved by patrick d'andrea, qualreq0005668. |  | A2D1E631-577D-49AC-AC18-9A7F56853ABE | Labor | 10/31/2019 | 10/31/2019 | Josh Harris
|  | MEDLINE INDUSTRIES, INC. | HEMO-FORCE DVT | PUMP, COMPRESSION, SEQUENTIAL | c870003281 | SPD | Pavilion | 7 |  | 10/31/2019 |  | 10/31/29 |  |  | NO | YES |  |  |  |  | MEDLINE INDUSTRIES, INC. 30296610 c870003281 |  |  | Active |  | 99:99:99:99:99:99 |  | Alarm | PAAR:00-PVAR | 10/31/2019 | 10/31/2019 | COOPER UNIVERSITY HOSPITAL |  |  |  | 0012627509 | David Frye | Performance Verification | Closed | Pat D'Andrea | 10/31/2019 | 10/31/2019 | devices bulk imported. approved by patrick d'andrea, qualreq0005668. | AMCOFFIN 1/8/2018 devices bulk imported. approved by patrick d'andrea, qualreq0005668. | 1D6EBEAC-18CE-4614-8429-0C3B041A3BC3 | Labor | 10/31/2019 | 10/31/2019 | Pat D'Andrea
|  | MEDLINE INDUSTRIES, INC. | HEMO-FORCE DVT | PUMP, COMPRESSION, SEQUENTIAL | c870003303 | SPD | Pavilion |  | retired per josh | 10/31/2019 |  | 10/31/29 |  |  | NO | YES |  |  |  |  | MEDLINE INDUSTRIES, INC. 30236499 c870003303 |  |  | Active |  | 99:99:99:99:99:99 |  | Alarm | PAAR:00-PVAR | 10/31/2019 | 10/31/2019 | COOPER UNIVERSITY HOSPITAL |  |  |  | 0012627504 | David Frye | Preventative Maintenance | Closed | Josh Harris | 10/31/2019 | 10/31/2019 | devices bulk imported. approved by patrick d'andrea, qualreq0005668. |  | DB03A7B4-0D03-4988-AE14-03C3A286F597 | Labor | 10/31/2019 | 10/31/2019 | Josh Harris
|  | MEDLINE INDUSTRIES, INC. | HEMO-FORCE DVT | PUMP, COMPRESSION, SEQUENTIAL | c870003152 | SPD |  |  | Retired per Josh | 10/19/2019 |  |  |  |  | NO | YES |  |  |  |  | MEDLINE INDUSTRIES, INC. 30236495 c870003152 |  |  | Disposition |  | 99:99:99:99:99:99 |  | Alarm | PAAR:00-PVAR | 10/19/2019 | 10/19/2019 | COOPER UNIVERSITY HOSPITAL |  |  |  | 0012627495 | David Frye | Performance Verification | Closed | Pat D'Andrea | 10/19/2019 | 10/19/2019 | devices bulk imported. approved by patrick d'andrea, qualreq0005668. | AMCOFFIN 1/8/2018 devices bulk imported. approved by patrick d'andrea, qualreq0005668. | E7CF0E1D-0857-49D8-B886-7C111BD23B2F | Labor | 10/19/2019 | 10/19/2019 | Pat D'Andrea
|  | MEDLINE INDUSTRIES, INC. | HEMO-FORCE DVT | PUMP, COMPRESSION, SEQUENTIAL | c870003345 | SPD | Pavilion |  |  | 10/31/2019 |  | 10/31/29 |  |  | NO | YES |  |  |  |  | MEDLINE INDUSTRIES, INC. 30236494 c870003345 |  |  | Active |  | 99:99:99:99:99:99 |  | Alarm | PAAR:00-PVAR | 10/31/2019 | 10/31/2019 | COOPER UNIVERSITY HOSPITAL |  |  |  | 0012627493 | David Frye | Performance Verification | Closed | Pat D'Andrea | 10/31/2019 | 10/31/2019 | devices bulk imported. approved by patrick d'andrea, qualreq0005668. | AMCOFFIN 1/8/2018 devices bulk imported. approved by patrick d'andrea, qualreq0005668. | 823BDEC0-4179-4771-AF99-FF7C9EC0D0C8 | Labor | 10/31/2019 | 10/31/2019 | Pat D'Andrea
|  | MEDLINE INDUSTRIES, INC. | HEMO-FORCE DVT | PUMP, COMPRESSION, SEQUENTIAL | c870003335 | SPD | Pavilion |  |  | 10/31/2019 |  | 10/31/29 |  |  | NO | YES |  |  |  |  | MEDLINE INDUSTRIES, INC. 30236493 c870003335 |  |  | Active |  | 99:99:99:99:99:99 |  | Alarm | PAAR:00-PVAR | 10/31/2019 | 10/31/2019 | COOPER UNIVERSITY HOSPITAL |  |  |  | 0012627491 | David Frye | Performance Verification | Closed | Pat D'Andrea | 10/31/2019 | 10/31/2019 | devices bulk imported. approved by patrick d'andrea, qualreq0005668. | AMCOFFIN 1/8/2018 devices bulk imported. approved by patrick d'andrea, qualreq0005668. | C2F494B2-47EA-4385-9BFE-DC7F8B772A98 | Labor | 10/31/2019 | 10/31/2019 | Pat D'Andrea
|  | MEDLINE INDUSTRIES, INC. | HEMO-FORCE DVT | PUMP, COMPRESSION, SEQUENTIAL | c870003159 | SPD | Pavilion |  |  | 10/31/2019 |  | 10/31/29 |  |  | NO | YES |  |  |  |  | MEDLINE INDUSTRIES, INC. 30236445 c870003159 |  |  | Active |  | 99:99:99:99:99:99 |  | Alarm | PAAR:00-PVAR | 10/31/2019 | 10/31/2019 | COOPER UNIVERSITY HOSPITAL |  |  |  | 0012627396 | David Frye | Preventative Maintenance | Closed | Josh Harris | 10/31/2019 | 10/31/2019 | devices bulk imported. approved by patrick d'andrea, qualreq0005668. |  | 0EDAAACD-EC55-4E7B-A42B-19FF1F811B41 | Labor | 10/31/2019 | 10/31/2019 | Josh Harris
|  | MEDLINE INDUSTRIES, INC. | HEMO-FORCE DVT | PUMP, COMPRESSION, SEQUENTIAL | c870003337 | SPD |  |  | Retired per Josh | 10/31/2019 |  |  |  |  | NO | YES |  |  |  |  | MEDLINE INDUSTRIES, INC. 30236492 c870003337 |  |  | Disposition |  | 99:99:99:99:99:99 |  | Alarm | PAAR:00-PVAR | 10/31/2019 | 10/31/2019 | COOPER UNIVERSITY HOSPITAL |  |  |  | 0012627490 | David Frye | Preventative Maintenance | Closed | Josh Harris | 10/31/2019 | 10/31/2019 | devices bulk imported. approved by patrick d'andrea, qualreq0005668. |  | CB0E6B5B-0CDC-4601-8B67-6C3DA7F0C9E5 | Labor | 10/31/2019 | 10/31/2019 | Josh Harris
|  | MEDLINE INDUSTRIES, INC. | HEMO-FORCE DVT | PUMP, COMPRESSION, SEQUENTIAL | c870003264 | SPD |  |  | Retired per Josh | 10/19/2019 |  |  |  |  | NO | YES |  |  |  |  | MEDLINE INDUSTRIES, INC. 30236490 c870003264 |  |  | Disposition |  | 99:99:99:99:99:99 |  | Alarm | PAAR:00-PVAR | 10/19/2019 | 10/19/2019 | COOPER UNIVERSITY HOSPITAL |  |  |  | 0012627486 | David Frye | Preventative Maintenance | Closed | Josh Harris | 10/19/2019 | 10/19/2019 | devices bulk imported. approved by patrick d'andrea, qualreq0005668. |  | FB417C31-1CAA-42E2-A60B-E05CC84566F0 | Labor | 10/19/2019 | 10/19/2019 | Josh Harris
|  | MEDLINE INDUSTRIES, INC. | HEMO-FORCE DVT | PUMP, COMPRESSION, SEQUENTIAL | c870003479 | SPD | Kelemen |  |  | 10/31/2019 |  | 10/31/29 |  |  | NO | YES |  |  |  |  | MEDLINE INDUSTRIES, INC. 30236489 c870003479 |  |  | Active |  | 99:99:99:99:99:99 |  | Alarm | PAAR:00-PVAR | 10/31/2019 | 10/31/2019 | COOPER UNIVERSITY HOSPITAL |  |  |  | 0012627484 | David Frye | Preventative Maintenance | Closed | Josh Harris | 10/31/2019 | 10/31/2019 | devices bulk imported. approved by patrick d'andrea, qualreq0005668. |  | 4647C34B-7FDD-4BEF-AB01-99C880AFC07A | Labor | 10/31/2019 | 10/31/2019 | Josh Harris
|  | MEDLINE INDUSTRIES, INC. | HEMO-FORCE DVT | PUMP, COMPRESSION, SEQUENTIAL | c870003146 | SPD | Dorrance |  |  | 10/31/2019 |  | 10/31/29 |  |  | NO | YES |  |  |  |  | MEDLINE INDUSTRIES, INC. 30236487 c870003146 |  |  | Active |  | 99:99:99:99:99:99 |  | Alarm | PAAR:00-PVAR | 10/31/2019 | 10/31/2019 | COOPER UNIVERSITY HOSPITAL |  |  |  | 0012627480 | David Frye | Preventative Maintenance | Closed | Josh Harris | 10/31/2019 | 10/31/2019 | devices bulk imported. approved by patrick d'andrea, qualreq0005668. |  | 6F99331C-0FFA-4333-9B4E-9D3294670019 | Labor | 10/31/2019 | 10/31/2019 | Josh Harris
|  | MEDLINE INDUSTRIES, INC. | HEMO-FORCE DVT | PUMP, COMPRESSION, SEQUENTIAL | c870003502 | SPD | Pavilion |  |  | 10/31/2019 |  | 10/31/29 |  |  | NO | YES |  |  |  |  | MEDLINE INDUSTRIES, INC. 30236486 c870003502 |  |  | Active |  | 99:99:99:99:99:99 |  | Alarm | PAAR:00-PVAR | 10/31/2019 | 10/31/2019 | COOPER UNIVERSITY HOSPITAL |  |  |  | 0012627478 | David Frye | Preventative Maintenance | Closed | Josh Harris | 10/31/2019 | 10/31/2019 | devices bulk imported. approved by patrick d'andrea, qualreq0005668. |  | C6E0001B-D9F5-4E63-B54E-023ADD877E10 | Labor | 10/31/2019 | 10/31/2019 | Josh Harris
|  | MEDLINE INDUSTRIES, INC. | HEMO-FORCE DVT | PUMP, COMPRESSION, SEQUENTIAL | c870003364 | SPD | Kelemen |  |  | 10/31/2019 |  | 10/31/29 |  |  | NO | YES |  |  |  |  | MEDLINE INDUSTRIES, INC. 30236483 c870003364 |  |  | Active |  | 99:99:99:99:99:99 |  | Alarm | PAAR:00-PVAR | 10/31/2019 | 10/31/2019 | COOPER UNIVERSITY HOSPITAL |  |  |  | 0012184682 | David Frye | Repair | Closed | Josh Harris | 10/31/2019 | 10/31/2019 | SCD - SCREEN BROKEN - TMX | 9/22/2017 2:24:07 PM JXHARRIS (JXHARRIS 9/22/2017 12:00 AM) SENDING TO MEDLINE FOR NO CHARGE REPAIR. 1/2/2018 10:44:57 AM JXHARRIS (JXHARRIS 1/2/2018 12:00 AM) STILL AWAITING DECISION FROM PURCHASING ON HOW TO PROCESS PHYSICAL ABUSE REPAIRS THROUGH MEDLINE. 1/3/2018 8:02:27 AM JXHARRIS (JXHARRIS 1/3/2018 12:00 AM) C870003364? $45 PCB SET (COVERED UNDER WARRANTY) FRONT PANEL LABEL AWAITING PURCHASING DECISION 2/23/2018 12:26:06 PM JXHARRIS (JXHARRIS 2/23/2018 12:00 AM) RETURNED FROM VENDOR. VPO. RTS. | 765DF963-617A-4D94-9B1E-D2D98D0CD4CC | Labor | 10/31/2019 | 10/31/2019 | Josh Harris
|  | MEDLINE INDUSTRIES, INC. | HEMO-FORCE DVT | PUMP, COMPRESSION, SEQUENTIAL | c870003314 | SPD | Pavilion |  |  | 10/31/2019 |  | 10/31/29 |  |  | NO | YES |  |  |  |  | MEDLINE INDUSTRIES, INC. 30236481 c870003314 |  |  | Active |  | 99:99:99:99:99:99 |  | Alarm | PAAR:00-PVAR | 10/31/2019 | 10/31/2019 | COOPER UNIVERSITY HOSPITAL |  |  |  | 0012627467 | David Frye | Performance Verification | Closed | Pat D'Andrea | 10/31/2019 | 10/31/2019 | devices bulk imported. approved by patrick d'andrea, qualreq0005668. | AMCOFFIN 1/8/2018 devices bulk imported. approved by patrick d'andrea, qualreq0005668. | 21CF5B5D-9762-4F83-9701-8887DBCC471F | Labor | 10/31/2019 | 10/31/2019 | Pat D'Andrea
|  | MEDLINE INDUSTRIES, INC. | HEMO-FORCE DVT | PUMP, COMPRESSION, SEQUENTIAL | c870003312 | SPD | 900 Centennial Blvd | Suite E |  | 10/31/2019 |  | 10/31/29 |  |  | NO | YES |  |  |  |  | MEDLINE INDUSTRIES, INC. 30236482 c870003312 |  |  | Active |  | 99:99:99:99:99:99 |  | Alarm | PAAR:00-PVAR | 10/31/2019 | 10/31/2019 | COOPER UNIVERSITY HOSPITAL |  |  |  | 0012627470 | David Frye | Preventative Maintenance | Closed | Josh Harris | 10/31/2019 | 10/31/2019 | devices bulk imported. approved by patrick d'andrea, qualreq0005668. |  | 9FF8EACB-EDE2-4B42-9824-1113212AAA3C | Labor | 10/31/2019 | 10/31/2019 | Josh Harris
|  | MEDLINE INDUSTRIES, INC. | HEMO-FORCE DVT | PUMP, COMPRESSION, SEQUENTIAL | c870003440 | SPD | Kelemen |  |  | 10/31/2019 |  | 10/31/29 |  |  | NO | YES |  |  |  |  | MEDLINE INDUSTRIES, INC. 30236480 c870003440 |  |  | Active |  | 99:99:99:99:99:99 |  | Alarm | PAAR:00-PVAR | 10/31/2019 | 10/31/2019 | COOPER UNIVERSITY HOSPITAL |  |  | Performance Verification | 0012325391 | David Frye | Repair | Closed | Stephen Zubrzycki | 10/31/2019 | 10/31/2019 | SCD PUMP - MISSING HOSES - TMX | 10/26/2017 2:05:29 PM SJZUBRZYCKI (SJZUBRZYCKI 10/26/2017 12:00 AM) REPLACED HOSES AND VPO | 7284A430-C89C-4C97-9B04-859D53138CA8 | Labor | 10/31/2019 | 10/31/2019 | Stephen Zubrzycki
|  | MEDLINE INDUSTRIES, INC. | HEMO-FORCE DVT | PUMP, COMPRESSION, SEQUENTIAL | c870003306 | SPD |  |  | Retired per Josh | 10/31/2019 |  |  |  |  | NO | YES |  |  |  |  | MEDLINE INDUSTRIES, INC. 30236479 c870003306 |  |  | Active |  | 99:99:99:99:99:99 |  | Alarm | PAAR:00-PVAR | 10/31/2019 | 10/31/2019 | COOPER UNIVERSITY HOSPITAL |  |  |  | 0012627464 | David Frye | Preventative Maintenance | Closed | Josh Harris | 10/31/2019 | 10/31/2019 | devices bulk imported. approved by patrick d'andrea, qualreq0005668. |  | EFC5C559-C21F-4201-AC9E-98127EC1EA1A | Labor | 10/31/2019 | 10/31/2019 | Josh Harris
|  | MEDLINE INDUSTRIES, INC. | HEMO-FORCE DVT | PUMP, COMPRESSION, SEQUENTIAL | c870003259 | SPD | Pavilion |  |  | 10/31/2019 |  | 10/31/29 |  |  | NO | YES |  |  |  |  | MEDLINE INDUSTRIES, INC. 30236478 c870003259 |  |  | Active |  | 99:99:99:99:99:99 |  | Alarm | PAAR:00-PVAR | 10/31/2019 | 10/31/2019 | COOPER UNIVERSITY HOSPITAL |  |  |  | 0012627462 | David Frye | Preventative Maintenance | Closed | Josh Harris | 10/31/2019 | 10/31/2019 | devices bulk imported. approved by patrick d'andrea, qualreq0005668. |  | FDE5CA11-48A6-4DB1-85DB-FE9273D8F679 | Labor | 10/31/2019 | 10/31/2019 | Josh Harris
|  | MEDLINE INDUSTRIES, INC. | HEMO-FORCE DVT | PUMP, COMPRESSION, SEQUENTIAL | c870003194 | SPD | Pavilion |  |  | 10/31/2019 |  | 10/31/29 |  |  | NO | YES |  |  |  |  | MEDLINE INDUSTRIES, INC. 30236477 c870003194 |  |  | Active |  | 99:99:99:99:99:99 |  | Alarm | PAAR:00-PVAR | 10/31/2019 | 10/31/2019 | COOPER UNIVERSITY HOSPITAL |  |  |  | 0012627460 | David Frye | Preventative Maintenance | Closed | Josh Harris | 10/31/2019 | 10/31/2019 | devices bulk imported. approved by patrick d'andrea, qualreq0005668. |  | CD4ED3D9-34C1-4683-8DAF-2BA51D1E9ED7 | Labor | 10/31/2019 | 10/31/2019 | Josh Harris
|  | MEDLINE INDUSTRIES, INC. | HEMO-FORCE DVT | PUMP, COMPRESSION, SEQUENTIAL | c870003149 | SPD | Kelemen |  |  | 10/31/2019 |  | 10/31/29 |  |  | NO | YES |  |  |  |  | MEDLINE INDUSTRIES, INC. 30236476 c870003149 |  |  | Active |  | 99:99:99:99:99:99 |  | Alarm | PAAR:00-PVAR | 10/31/2019 | 10/31/2019 | COOPER UNIVERSITY HOSPITAL |  |  |  | 0012627457 | David Frye | Performance Verification | Closed | Pat D'Andrea | 10/31/2019 | 10/31/2019 | devices bulk imported. approved by patrick d'andrea, qualreq0005668. | AMCOFFIN 1/8/2018 devices bulk imported. approved by patrick d'andrea, qualreq0005668. | 2ECF0CB2-4CCE-430F-B46A-E906F637D4D7 | Labor | 10/31/2019 | 10/31/2019 | Pat D'Andrea
|  | MEDLINE INDUSTRIES, INC. | HEMO-FORCE DVT | PUMP, COMPRESSION, SEQUENTIAL | c870003321 | SPD | Kelemen |  |  | 10/31/2019 |  | 10/31/29 |  |  | NO | YES |  |  |  |  | MEDLINE INDUSTRIES, INC. 30236474 c870003321 |  |  | Active |  | 99:99:99:99:99:99 |  | Alarm | PAAR:00-PVAR | 10/31/2019 | 10/31/2019 | COOPER UNIVERSITY HOSPITAL |  |  |  | 0012627453 | David Frye | Performance Verification | Closed | Pat D'Andrea | 10/31/2019 | 10/31/2019 | devices bulk imported. approved by patrick d'andrea, qualreq0005668. | AMCOFFIN 1/8/2018 devices bulk imported. approved by patrick d'andrea, qualreq0005668. | 5FFD1472-7970-4DBF-A52A-CA5D41162F33 | Labor | 10/31/2019 | 10/31/2019 | Pat D'Andrea
|  | MEDLINE INDUSTRIES, INC. | HEMO-FORCE DVT | PUMP, COMPRESSION, SEQUENTIAL | c870003348 | SPD | Pavilion |  |  | 10/31/2019 |  | 10/31/29 |  |  | NO | YES |  |  |  |  | MEDLINE INDUSTRIES, INC. 30236473 c870003348 |  |  | Active |  | 99:99:99:99:99:99 |  | Alarm | PAAR:00-PVAR | 10/31/2019 | 10/31/2019 | COOPER UNIVERSITY HOSPITAL |  |  |  | 0012627452 | David Frye | Preventative Maintenance | Closed | Josh Harris | 10/31/2019 | 10/31/2019 | devices bulk imported. approved by patrick d'andrea, qualreq0005668. |  | 9B705A40-AABB-40E2-B8B1-E82A6CB53834 | Labor | 10/31/2019 | 10/31/2019 | Josh Harris
|  | MEDLINE INDUSTRIES, INC. | HEMO-FORCE DVT | PUMP, COMPRESSION, SEQUENTIAL | c870003209 | SPD | Pavilion |  |  | 10/31/2019 |  | 10/31/29 |  |  | NO | YES |  |  |  |  | MEDLINE INDUSTRIES, INC. 30236471 c870003209 |  |  | Active |  | 99:99:99:99:99:99 |  | Alarm | PAAR:00-PVAR | 10/31/2019 | 10/31/2019 | COOPER UNIVERSITY HOSPITAL |  |  |  | 0012627448 | David Frye | Preventative Maintenance | Closed | Josh Harris | 10/31/2019 | 10/31/2019 | devices bulk imported. approved by patrick d'andrea, qualreq0005668. |  | 26AD22C3-14EC-42BB-B4AF-B2E72A004915 | Labor | 10/31/2019 | 10/31/2019 | Josh Harris
|  | MEDLINE INDUSTRIES, INC. | HEMO-FORCE DVT | PUMP, COMPRESSION, SEQUENTIAL | c870003286 | SPD | Kelemen |  |  | 10/31/2019 |  | 10/31/29 |  |  | NO | YES |  |  |  |  | MEDLINE INDUSTRIES, INC. 30236470 c870003286 |  |  | Active |  | 99:99:99:99:99:99 |  | Alarm | PAAR:00-PVAR | 10/31/2019 | 10/31/2019 | COOPER UNIVERSITY HOSPITAL |  |  |  | 0012627446 | David Frye | Preventative Maintenance | Closed | Josh Harris | 10/31/2019 | 10/31/2019 | devices bulk imported. approved by patrick d'andrea, qualreq0005668. |  | CE7EC620-866D-4870-871E-15314F940C78 | Labor | 10/31/2019 | 10/31/2019 | Josh Harris
|  | MEDLINE INDUSTRIES, INC. | HEMO-FORCE DVT | PUMP, COMPRESSION, SEQUENTIAL | c870003301 | SPD | Pavilion |  |  | 10/31/2019 |  | 10/31/29 |  |  | NO | YES |  |  |  |  | MEDLINE INDUSTRIES, INC. 30236469 c870003301 |  |  | Active |  | 99:99:99:99:99:99 |  | Alarm | PAAR:00-PVAR | 10/31/2019 | 10/31/2019 | COOPER UNIVERSITY HOSPITAL |  |  |  | 0012627443 | David Frye | Performance Verification | Closed | Pat D'Andrea | 10/31/2019 | 10/31/2019 | devices bulk imported. approved by patrick d'andrea, qualreq0005668. | AMCOFFIN 1/8/2018 devices bulk imported. approved by patrick d'andrea, qualreq0005668. | 296737DB-4FA5-4723-A6D0-808DA9C5B183 | Labor | 10/31/2019 | 10/31/2019 | Pat D'Andrea
|  | MEDLINE INDUSTRIES, INC. | HEMO-FORCE DVT | PUMP, COMPRESSION, SEQUENTIAL | c870003361 | SPD | Kelemen |  |  | 10/31/2019 |  | 10/31/29 |  |  | NO | YES |  |  |  |  | MEDLINE INDUSTRIES, INC. 30236468 c870003361 |  |  | Active |  | 99:99:99:99:99:99 |  | Alarm | PAAR:00-PVAR | 10/31/2019 | 10/31/2019 | COOPER UNIVERSITY HOSPITAL |  |  |  | 0012627441 | David Frye | Performance Verification | Closed | Pat D'Andrea | 10/31/2019 | 10/31/2019 | devices bulk imported. approved by patrick d'andrea, qualreq0005668. | AMCOFFIN 1/8/2018 devices bulk imported. approved by patrick d'andrea, qualreq0005668. | 8EC2AC6A-7905-4C8B-BBFB-1FD8A126DDE5 | Labor | 10/31/2019 | 10/31/2019 | Pat D'Andrea
|  | MEDLINE INDUSTRIES, INC. | HEMO-FORCE DVT | PUMP, COMPRESSION, SEQUENTIAL | c870003322 | SPD | Kelemen |  |  | 10/31/2019 |  | 10/31/29 |  |  | NO | YES |  |  |  |  | MEDLINE INDUSTRIES, INC. 30236466 c870003322 |  |  | Active |  | 99:99:99:99:99:99 |  | Alarm | PAAR:00-PVAR | 10/31/2019 | 10/31/2019 | COOPER UNIVERSITY HOSPITAL |  |  |  | 0012627438 | David Frye | Preventative Maintenance | Closed | Josh Harris | 10/31/2019 | 10/31/2019 | devices bulk imported. approved by patrick d'andrea, qualreq0005668. |  | 7D63CBC1-4648-4FAE-A5D1-9243CD820AD6 | Labor | 10/31/2019 | 10/31/2019 | Josh Harris
|  | MEDLINE INDUSTRIES, INC. | HEMO-FORCE DVT | PUMP, COMPRESSION, SEQUENTIAL | c870003222 | SPD | Pavilion |  |  | 10/31/2019 |  | 10/31/29 |  |  | NO | YES |  |  |  |  | MEDLINE INDUSTRIES, INC. 30236465 c870003222 |  |  | Active |  | 99:99:99:99:99:99 |  | Alarm | PAAR:00-PVAR | 10/31/2019 | 10/31/2019 | COOPER UNIVERSITY HOSPITAL |  |  |  | 0012627435 | David Frye | Performance Verification | Closed | Pat D'Andrea | 10/31/2019 | 10/31/2019 | devices bulk imported. approved by patrick d'andrea, qualreq0005668. | AMCOFFIN 1/8/2018 devices bulk imported. approved by patrick d'andrea, qualreq0005668. | 3E177FD5-4113-4197-B0CB-C1D849301418 | Labor | 10/31/2019 | 10/31/2019 | Pat D'Andrea
|  | MEDLINE INDUSTRIES, INC. | HEMO-FORCE DVT | PUMP, COMPRESSION, SEQUENTIAL | c870003304 | SPD | Kelemen |  |  | 10/31/2019 |  | 10/31/29 |  |  | NO | YES |  |  |  |  | MEDLINE INDUSTRIES, INC. 30236463 c870003304 |  |  | Active |  | 99:99:99:99:99:99 |  | Alarm | PAAR:00-PVAR | 10/31/2019 | 10/31/2019 | COOPER UNIVERSITY HOSPITAL |  |  |  | 0012627431 | David Frye | Performance Verification | Closed | Pat D'Andrea | 10/31/2019 | 10/31/2019 | devices bulk imported. approved by patrick d'andrea, qualreq0005668. | AMCOFFIN 1/8/2018 devices bulk imported. approved by patrick d'andrea, qualreq0005668. | 98454205-802D-4479-A210-1A5DD9963AB9 | Labor | 10/31/2019 | 10/31/2019 | Pat D'Andrea
|  | MEDLINE INDUSTRIES, INC. | HEMO-FORCE DVT | PUMP, COMPRESSION, SEQUENTIAL | c870003273 | SPD | Pavilion |  |  | 10/31/2019 |  | 10/31/29 |  |  | NO | YES |  |  |  |  | MEDLINE INDUSTRIES, INC. 30236460 c870003273 |  |  | Active |  | 99:99:99:99:99:99 |  | Alarm | PAAR:00-PVAR | 10/31/2019 | 10/31/2019 | COOPER UNIVERSITY HOSPITAL |  |  |  | 0012184681 | David Frye | Repair | Closed | Josh Harris | 10/31/2019 | 10/31/2019 | SCD - WON'T HOLD SHARGE - TMX | 9/22/2017 2:23:38 PM JXHARRIS (JXHARRIS 9/22/2017 12:00 AM) SENDING TO MEDLINE FOR NO CHARGE REPAIR. 10/10/2017 11:16:56 AM JXHARRIS (JXHARRIS 10/10/2017 12:00 AM) RETURNED FROM VENDOR. VPO. RTS. | 5712CA22-F6EE-43D1-BABF-0DC8FC096690 | Labor | 10/31/2019 | 10/31/2019 | Josh Harris
|  | MEDLINE INDUSTRIES, INC. | HEMO-FORCE DVT | PUMP, COMPRESSION, SEQUENTIAL | c870003475 | SPD | Pavilion |  |  | 10/31/2019 |  | 10/31/29 |  |  | NO | YES |  |  |  |  | MEDLINE INDUSTRIES, INC. 30236459 c870003475 |  |  | Active |  | 99:99:99:99:99:99 |  | Alarm | PAAR:00-PVAR | 10/31/2019 | 10/31/2019 | COOPER UNIVERSITY HOSPITAL |  |  |  | 0012627423 | David Frye | Performance Verification | Closed | Pat D'Andrea | 10/31/2019 | 10/31/2019 | devices bulk imported. approved by patrick d'andrea, qualreq0005668. | AMCOFFIN 1/8/2018 devices bulk imported. approved by patrick d'andrea, qualreq0005668. | FBF96DD3-F605-483F-836C-832F7B921543 | Labor | 10/31/2019 | 10/31/2019 | Pat D'Andrea
|  | MEDLINE INDUSTRIES, INC. | HEMO-FORCE DVT | PUMP, COMPRESSION, SEQUENTIAL | c870003230 | SPD |  |  | Retired per Josh | 10/19/2019 |  |  |  |  | NO | YES |  |  |  |  | MEDLINE INDUSTRIES, INC. 30236457 c870003230 |  |  | Disposition |  | 99:99:99:99:99:99 |  | Alarm | PAAR:00-PVAR | 10/19/2019 | 10/19/2019 | COOPER UNIVERSITY HOSPITAL |  |  |  | 0012627419 | David Frye | Performance Verification | Closed | Pat D'Andrea | 10/19/2019 | 10/19/2019 | devices bulk imported. approved by patrick d'andrea, qualreq0005668. | AMCOFFIN 1/8/2018 devices bulk imported. approved by patrick d'andrea, qualreq0005668. | 37726CC3-E96B-4FA4-87F6-6D58A81A473C | Labor | 10/19/2019 | 10/19/2019 | Pat D'Andrea
|  | MEDLINE INDUSTRIES, INC. | HEMO-FORCE DVT | PUMP, COMPRESSION, SEQUENTIAL | c870003272 | SPD | Kelemen |  |  | 10/31/2019 |  | 10/31/29 |  |  | NO | YES |  |  |  |  | MEDLINE INDUSTRIES, INC. 30236448 c870003272 |  |  | Active |  | 99:99:99:99:99:99 |  | Alarm | PAAR:00-PVAR | 10/31/2019 | 10/31/2019 | COOPER UNIVERSITY HOSPITAL |  |  |  | 0012627401 | David Frye | Performance Verification | Closed | Pat D'Andrea | 10/31/2019 | 10/31/2019 | devices bulk imported. approved by patrick d'andrea, qualreq0005668. | AMCOFFIN 1/8/2018 devices bulk imported. approved by patrick d'andrea, qualreq0005668. | E222708E-3C6B-438A-B9AC-6DFA6B52C83A | Labor | 10/31/2019 | 10/31/2019 | Pat D'Andrea
|  | MEDLINE INDUSTRIES, INC. | HEMO-FORCE DVT | PUMP, COMPRESSION, SEQUENTIAL | c870003328 | SPD | Kelemen |  |  | 10/31/2019 |  | 10/31/29 |  |  | NO | YES |  |  |  |  | MEDLINE INDUSTRIES, INC. 30236453 c870003328 |  |  | Active |  | 99:99:99:99:99:99 |  | Alarm | PAAR:00-PVAR | 10/31/2019 | 10/31/2019 | COOPER UNIVERSITY HOSPITAL |  |  |  | 0012627412 | David Frye | Preventative Maintenance | Closed | Josh Harris | 10/31/2019 | 10/31/2019 | devices bulk imported. approved by patrick d'andrea, qualreq0005668. |  | BECF528B-4D41-4A39-88C7-EA62E4C72C02 | Labor | 10/31/2019 | 10/31/2019 | Josh Harris
|  | MEDLINE INDUSTRIES, INC. | HEMO-FORCE DVT | PUMP, COMPRESSION, SEQUENTIAL | c870003327 | PAVILION 8 | Pavilion |  |  | 10/31/2019 |  | 10/31/29 |  |  | NO | YES |  |  |  |  | MEDLINE INDUSTRIES, INC. 30236451 c870003327 |  |  | Active |  | 99:99:99:99:99:99 |  | Alarm | PAAR:00-PVAR | 10/31/2019 | 10/31/2019 | COOPER UNIVERSITY HOSPITAL |  |  |  | 0012627408 | David Frye | Preventative Maintenance | Closed | Josh Harris | 10/31/2019 | 10/31/2019 | devices bulk imported. approved by patrick d'andrea, qualreq0005668. |  | A7583D40-102A-4735-8698-0A6E0189023D | Labor | 10/31/2019 | 10/31/2019 | Josh Harris
|  | MEDLINE INDUSTRIES, INC. | HEMO-FORCE DVT | PUMP, COMPRESSION, SEQUENTIAL | c870003429 | SPD | Pavilion |  |  | 10/31/2019 |  | 10/31/29 |  |  | NO | YES |  |  |  |  | MEDLINE INDUSTRIES, INC. 30236447 c870003429 |  |  | Active |  | 99:99:99:99:99:99 |  | Alarm | PAAR:00-PVAR | 10/31/2019 | 10/31/2019 | COOPER UNIVERSITY HOSPITAL |  |  |  | 0012627400 | David Frye | Preventative Maintenance | Closed | Josh Harris | 10/31/2019 | 10/31/2019 | devices bulk imported. approved by patrick d'andrea, qualreq0005668. |  | 3C449028-86E0-4D3E-B237-04DC60A8473C | Labor | 10/31/2019 | 10/31/2019 | Josh Harris
|  | MEDLINE INDUSTRIES, INC. | HEMO-FORCE DVT | PUMP, COMPRESSION, SEQUENTIAL | C870003326 |  | Kelemen | [7 empty] | NO | YES
|  | MEDLINE INDUSTRIES, INC. | HEMO-FORCE DVT | PUMP, COMPRESSION, SEQUENTIAL | C870003119 |  | Pavilion | [7 empty] | NO | YES
|  | MEDLINE INDUSTRIES, INC. | HEMO-FORCE DVT | PUMP, COMPRESSION, SEQUENTIAL | c870003112 | SPD | Pavilion |  |  | 10/31/2019 |  | 10/31/29 |  |  | NO | YES |  |  |  |  | MEDLINE INDUSTRIES, INC. 30236441 c870003112 |  |  | Active |  | 99:99:99:99:99:99 |  | Alarm | PAAR:00-PVAR | 10/31/2019 | 10/31/2019 | COOPER UNIVERSITY HOSPITAL |  |  |  | 0012480264 | David Frye | Repair | Closed | Josh Harris | 10/31/2019 | 10/31/2019 | SCD -DAMAGED HOSES - TMX | 12/4/2017 7:48:03 AM JXHARRIS (JXHARRIS 12/4/2017 12:00 AM) EXCHANGED HOSES. VPO. RTS. | E97CFB64-312E-463A-8CF0-22C5198AD4A2 | Labor | 10/31/2019 | 10/31/2019 | Josh Harris
|  | MEDLINE INDUSTRIES, INC. | HEMO-FORCE DVT | PUMP, COMPRESSION, SEQUENTIAL | c870003459 | SPD | Kelemen |  |  | 10/31/2019 |  | 10/31/29 |  |  | NO | YES |  |  |  |  | MEDLINE INDUSTRIES, INC. 30236438 c870003459 |  |  | Active |  | 99:99:99:99:99:99 |  | Alarm | PAAR:00-PVAR | 10/31/2019 | 10/31/2019 | COOPER UNIVERSITY HOSPITAL |  |  |  | 0012627381 | David Frye | Performance Verification | Closed | Pat D'Andrea | 10/31/2019 | 10/31/2019 | devices bulk imported. approved by patrick d'andrea, qualreq0005668. | AMCOFFIN 1/8/2018 devices bulk imported. approved by patrick d'andrea, qualreq0005668. | 6D4ED344-E8D6-4075-8E6E-06068BCCC859 | Labor | 10/31/2019 | 10/31/2019 | Pat D'Andrea
|  | MEDLINE INDUSTRIES, INC. | HEMO-FORCE DVT | PUMP, COMPRESSION, SEQUENTIAL | c870003333 | SPD | Kelemen |  |  | 10/31/2019 |  | 10/31/29 |  |  | NO | YES |  |  |  |  | MEDLINE INDUSTRIES, INC. 30236440 c870003333 |  |  | Active |  | 99:99:99:99:99:99 |  | Alarm | PAAR:00-PVAR | 10/31/2019 | 10/31/2019 | COOPER UNIVERSITY HOSPITAL |  |  |  | 0012505997 | David Frye | Repair | Closed | Josh Harris | 10/31/2019 | 10/31/2019 | SCD - HOSE LEAKING-TMX | 12/14/2017 10:58:52 AM JXHARRIS (JXHARRIS 12/14/2017 12:00 AM) EXCHANGED HOSES, VPO, RTS. | CAD8B653-7249-4254-8DD1-B09E2F14B575 | Labor | 10/31/2019 | 10/31/2019 | Josh Harris
|  | MEDLINE INDUSTRIES, INC. | HEMO-FORCE DVT | PUMP, COMPRESSION, SEQUENTIAL | c870003220 | SPD | Kelemen |  |  | 10/31/2019 |  | 10/31/29 |  |  | NO | YES |  |  |  |  | MEDLINE INDUSTRIES, INC. 30236439 c870003220 |  |  | Active |  | 99:99:99:99:99:99 |  | Alarm | PAAR:00-PVAR | 10/31/2019 | 10/31/2019 | COOPER UNIVERSITY HOSPITAL |  |  |  | 0012627384 | David Frye | Preventative Maintenance | Closed | Josh Harris | 10/31/2019 | 10/31/2019 | devices bulk imported. approved by patrick d'andrea, qualreq0005668. |  | 6958E735-47DF-4799-BC5B-D750E98B2920 | Labor | 10/31/2019 | 10/31/2019 | Josh Harris
|  | MEDLINE INDUSTRIES, INC. | HEMO-FORCE DVT | PUMP, COMPRESSION, SEQUENTIAL | c870003455 | SPD |  |  | Retired per Josh | 10/19/2019 |  |  |  |  | NO | YES |  |  |  |  | MEDLINE INDUSTRIES, INC. 30236436 c870003455 |  |  | Disposition |  | 99:99:99:99:99:99 |  | Alarm | PAAR:00-PVAR | 10/19/2019 | 10/19/2019 | COOPER UNIVERSITY HOSPITAL |  |  |  | 0012627378 | David Frye | Preventative Maintenance | Closed | Josh Harris | 10/19/2019 | 10/19/2019 | devices bulk imported. approved by patrick d'andrea, qualreq0005668. |  | 30DED836-C479-41A3-882A-8BC062C8BE23 | Labor | 10/19/2019 | 10/19/2019 | Josh Harris
|  | MEDLINE INDUSTRIES, INC. | HEMO-FORCE DVT | PUMP, COMPRESSION, SEQUENTIAL | c870003296 | SPD | 900 Centennial Blvd | Suite E |  | 10/31/2019 |  | 10/31/29 |  |  | NO | YES |  |  |  |  | MEDLINE INDUSTRIES, INC. 30236433 c870003296 |  |  | Active |  | 99:99:99:99:99:99 |  | Alarm | PAAR:00-PVAR | 10/31/2019 | 10/31/2019 | COOPER UNIVERSITY HOSPITAL |  |  |  | 0012627371 | David Frye | Performance Verification | Closed | Pat D'Andrea | 10/31/2019 | 10/31/2019 | devices bulk imported. approved by patrick d'andrea, qualreq0005668. | AMCOFFIN 1/8/2018 devices bulk imported. approved by patrick d'andrea, qualreq0005668. | 4F3E2954-54E1-4793-92B8-F5B8151D86BF | Labor | 10/31/2019 | 10/31/2019 | Pat D'Andrea
|  | MEDLINE INDUSTRIES, INC. | HEMO-FORCE DVT | PUMP, COMPRESSION, SEQUENTIAL | c870003433 | SPD | Pavilion |  |  | 10/31/2019 |  | 10/31/29 |  |  | NO | YES |  |  |  |  | MEDLINE INDUSTRIES, INC. 30236432 c870003433 |  |  | Active |  | 99:99:99:99:99:99 |  | Alarm | PAAR:00-PVAR | 10/31/2019 | 10/31/2019 | COOPER UNIVERSITY HOSPITAL |  |  |  | 0012627369 | David Frye | Performance Verification | Closed | Pat D'Andrea | 10/31/2019 | 10/31/2019 | devices bulk imported. approved by patrick d'andrea, qualreq0005668. | AMCOFFIN 1/8/2018 devices bulk imported. approved by patrick d'andrea, qualreq0005668. | 73AC9B24-BAB1-4B8F-B728-A73EA93E356A | Labor | 10/31/2019 | 10/31/2019 | Pat D'Andrea
|  | MEDLINE INDUSTRIES, INC. | HEMO-FORCE DVT | PUMP, COMPRESSION, SEQUENTIAL | c870003457 | SPD | Pavilion |  |  | 10/31/2019 |  | 10/31/29 |  |  | NO | YES |  |  |  |  | MEDLINE INDUSTRIES, INC. 30236430 c870003457 |  |  | Active |  | 99:99:99:99:99:99 |  | Alarm | PAAR:00-PVAR | 10/31/2019 | 10/31/2019 | COOPER UNIVERSITY HOSPITAL |  |  |  | 0012627366 | David Frye | Preventative Maintenance | Closed | Josh Harris | 10/31/2019 | 10/31/2019 | devices bulk imported. approved by patrick d'andrea, qualreq0005668. |  | BC56DFE0-5BE8-4A96-94DA-8573A3B1EBA3 | Labor | 10/31/2019 | 10/31/2019 | Josh Harris
|  | MEDLINE INDUSTRIES, INC. | HEMO-FORCE DVT | PUMP, COMPRESSION, SEQUENTIAL | c870003468 | SPD | Pavilion |  |  | 10/31/2019 |  | 10/31/29 |  |  | NO | YES |  |  |  |  | MEDLINE INDUSTRIES, INC. 30236429 c870003468 |  |  | Active |  | 99:99:99:99:99:99 |  | Alarm | PAAR:00-PVAR | 10/31/2019 | 10/31/2019 | COOPER UNIVERSITY HOSPITAL |  |  |  | 0012627364 | David Frye | Preventative Maintenance | Closed | Josh Harris | 10/31/2019 | 10/31/2019 | devices bulk imported. approved by patrick d'andrea, qualreq0005668. |  | DD3ECD04-0C96-45DF-8730-1B3CBD1F4269 | Labor | 10/31/2019 | 10/31/2019 | Josh Harris
|  | MEDLINE INDUSTRIES, INC. | HEMO-FORCE DVT | PUMP, COMPRESSION, SEQUENTIAL | c870003358 | SPD | Kelemen |  |  | 10/31/2019 |  | 10/31/29 |  |  | NO | YES |  |  |  |  | MEDLINE INDUSTRIES, INC. 30236427 c870003358 |  |  | Active |  | 99:99:99:99:99:99 |  | Alarm | PAAR:00-PVAR | 10/31/2019 | 10/31/2019 | COOPER UNIVERSITY HOSPITAL |  |  |  | 0012627360 | David Frye | Preventative Maintenance | Closed | Josh Harris | 10/31/2019 | 10/31/2019 | devices bulk imported. approved by patrick d'andrea, qualreq0005668. |  | 621EF39F-3E9C-4CDF-BD45-9271C475563A | Labor | 10/31/2019 | 10/31/2019 | Josh Harris
|  | MEDLINE INDUSTRIES, INC. | HEMO-FORCE DVT | PUMP, COMPRESSION, SEQUENTIAL | c870003366 | SPD | Pavilion |  |  | 10/31/2019 |  | 10/31/29 |  |  | NO | YES |  |  |  |  | MEDLINE INDUSTRIES, INC. 30236425 c870003366 |  |  | Active |  | 99:99:99:99:99:99 |  | Alarm | PAAR:00-PVAR | 10/31/2019 | 10/31/2019 | COOPER UNIVERSITY HOSPITAL |  |  |  | 0012627355 | David Frye | Performance Verification | Closed | Pat D'Andrea | 10/31/2019 | 10/31/2019 | devices bulk imported. approved by patrick d'andrea, qualreq0005668. | AMCOFFIN 1/8/2018 devices bulk imported. approved by patrick d'andrea, qualreq0005668. | 6BC9C8C9-2E02-4EC7-8905-334CEFFEE546 | Labor | 10/31/2019 | 10/31/2019 | Pat D'Andrea
|  | MEDLINE INDUSTRIES, INC. | HEMO-FORCE DVT | PUMP, COMPRESSION, SEQUENTIAL | c870003508 | SPD | Pavilion |  |  | 10/31/2019 |  | 10/31/29 |  |  | NO | YES |  |  |  |  | MEDLINE INDUSTRIES, INC. 30236426 c870003508 |  |  | Active |  | 99:99:99:99:99:99 |  | Alarm | PAAR:00-PVAR | 10/31/2019 | 10/31/2019 | COOPER UNIVERSITY HOSPITAL |  |  |  | 0012627358 | David Frye | Preventative Maintenance | Closed | Josh Harris | 10/31/2019 | 10/31/2019 | devices bulk imported. approved by patrick d'andrea, qualreq0005668. |  | CDB92A5C-A93A-4C1E-A5B0-8F474C86C34B | Labor | 10/31/2019 | 10/31/2019 | Josh Harris
|  | MEDLINE INDUSTRIES, INC. | HEMO-FORCE DVT | PUMP, COMPRESSION, SEQUENTIAL | c870003450 | SPD | Pavilion |  |  | 10/31/2019 |  | 10/31/29 |  |  | NO | YES |  |  |  |  | MEDLINE INDUSTRIES, INC. 30236424 c870003450 |  |  | Active |  | 99:99:99:99:99:99 |  | Alarm | PAAR:00-PVAR | 10/31/2019 | 10/31/2019 | COOPER UNIVERSITY HOSPITAL |  |  |  | 0012627354 | David Frye | Preventative Maintenance | Closed | Josh Harris | 10/31/2019 | 10/31/2019 | devices bulk imported. approved by patrick d'andrea, qualreq0005668. |  | 83CF2768-8FCA-49B0-AC03-6514955272BC | Labor | 10/31/2019 | 10/31/2019 | Josh Harris
|  | MEDLINE INDUSTRIES, INC. | HEMO-FORCE DVT | PUMP, COMPRESSION, SEQUENTIAL | c870003505 | SPD | Pavilion |  |  | 10/31/2019 |  | 10/31/29 |  |  | NO | YES |  |  |  |  | MEDLINE INDUSTRIES, INC. 30236422 c870003505 |  |  | Active |  | 99:99:99:99:99:99 |  | Alarm | PAAR:00-PVAR | 10/31/2019 | 10/31/2019 | COOPER UNIVERSITY HOSPITAL |  |  |  | 0012627350 | David Frye | Preventative Maintenance | Closed | Josh Harris | 10/31/2019 | 10/31/2019 | devices bulk imported. approved by patrick d'andrea, qualreq0005668. |  | DF977DE4-6912-4328-895A-F06BF32BA94C | Labor | 10/31/2019 | 10/31/2019 | Josh Harris
|  | MEDLINE INDUSTRIES, INC. | HEMO-FORCE DVT | PUMP, COMPRESSION, SEQUENTIAL | c870003362 | SPD | Kelemen |  |  | 10/31/2019 |  | 10/31/29 |  |  | NO | YES |  |  |  |  | MEDLINE INDUSTRIES, INC. 30236419 c870003362 |  |  | Active |  | 99:99:99:99:99:99 |  | Alarm | PAAR:00-PVAR | 10/31/2019 | 10/31/2019 | COOPER UNIVERSITY HOSPITAL |  |  |  | 0012627344 | David Frye | Preventative Maintenance | Closed | Josh Harris | 10/31/2019 | 10/31/2019 | devices bulk imported. approved by patrick d'andrea, qualreq0005668. |  | 22105722-3570-4451-9931-C49B2E8D92ED | Labor | 10/31/2019 | 10/31/2019 | Josh Harris
|  | MEDLINE INDUSTRIES, INC. | HEMO-FORCE DVT | PUMP, COMPRESSION, SEQUENTIAL | c870003317 | SPD | Kelemen |  |  | 10/31/2019 |  | 10/31/29 |  |  | NO | YES |  |  |  |  | MEDLINE INDUSTRIES, INC. 30236418 c870003317 |  |  | Active |  | 99:99:99:99:99:99 |  | Alarm | PAAR:00-PVAR | 10/31/2019 | 10/31/2019 | COOPER UNIVERSITY HOSPITAL |  |  |  | 0012627342 | David Frye | Preventative Maintenance | Closed | Josh Harris | 10/31/2019 | 10/31/2019 | devices bulk imported. approved by patrick d'andrea, qualreq0005668. |  | BBFC907D-08BE-4D97-812C-9E0080A8142C | Labor | 10/31/2019 | 10/31/2019 | Josh Harris
|  | MEDLINE INDUSTRIES, INC. | HEMO-FORCE DVT | PUMP, COMPRESSION, SEQUENTIAL | c870003411 | SPD | Pavilion |  |  | 10/31/2019 |  | 10/31/29 |  |  | NO | YES |  |  |  |  | MEDLINE INDUSTRIES, INC. 30236417 c870003411 |  |  | Active |  | 99:99:99:99:99:99 |  | Alarm | PAAR:00-PVAR | 10/31/2019 | 10/31/2019 | COOPER UNIVERSITY HOSPITAL |  |  |  | 0012627340 | David Frye | Preventative Maintenance | Closed | Josh Harris | 10/31/2019 | 10/31/2019 | devices bulk imported. approved by patrick d'andrea, qualreq0005668. |  | 02A1A716-BF46-4C14-B00D-189E66A85263 | Labor | 10/31/2019 | 10/31/2019 | Josh Harris
|  | MEDLINE INDUSTRIES, INC. | HEMO-FORCE DVT | PUMP, COMPRESSION, SEQUENTIAL | c870003465 | SPD | Pavilion |  |  | 10/31/2019 |  | 10/31/29 |  |  | NO | YES |  |  |  |  | MEDLINE INDUSTRIES, INC. 30236415 c870003465 |  |  | Active |  | 99:99:99:99:99:99 |  | Alarm | PAAR:00-PVAR | 10/31/2019 | 10/31/2019 | COOPER UNIVERSITY HOSPITAL |  |  |  | 0012325386 | David Frye | Repair | Closed | Stephen Zubrzycki | 10/31/2019 | 10/31/2019 | SCD PUMP - MISSING HOSES - TMX | 10/26/2017 2:06:17 PM SJZUBRZYCKI (SJZUBRZYCKI 10/26/2017 12:00 AM) REPLACED HOSES AND VPO | 9C57115C-D0C4-4241-AFEB-9D3AA88AB3D4 | Labor | 10/31/2019 | 10/31/2019 | Stephen Zubrzycki
|  | MEDLINE INDUSTRIES, INC. | HEMO-FORCE DVT | PUMP, COMPRESSION, SEQUENTIAL | c870003531 | SPD | Pavilion |  |  | 10/31/2019 |  | 10/31/29 |  |  | NO | YES |  |  |  |  | MEDLINE INDUSTRIES, INC. 30236416 c870003531 |  |  | Active |  | 99:99:99:99:99:99 |  | Alarm | PAAR:00-PVAR | 10/31/2019 | 10/31/2019 | COOPER UNIVERSITY HOSPITAL |  |  |  | 0012627337 | David Frye | Performance Verification | Closed | Pat D'Andrea | 10/31/2019 | 10/31/2019 | devices bulk imported. approved by patrick d'andrea, qualreq0005668. | AMCOFFIN 1/8/2018 devices bulk imported. approved by patrick d'andrea, qualreq0005668. | AA7B22F4-92FD-424F-B5F5-5EDB524004E6 | Labor | 10/31/2019 | 10/31/2019 | Pat D'Andrea
|  | MEDLINE INDUSTRIES, INC. | HEMO-FORCE DVT | PUMP, COMPRESSION, SEQUENTIAL | c870003353 | SPD | Pavilion |  |  | 10/31/2019 |  | 10/31/29 |  |  | NO | YES |  |  |  |  | MEDLINE INDUSTRIES, INC. 30236413 c870003353 |  |  | Active |  | 99:99:99:99:99:99 |  | Alarm | PAAR:00-PVAR | 10/31/2019 | 10/31/2019 | COOPER UNIVERSITY HOSPITAL |  |  |  | 0012627332 | David Frye | Preventative Maintenance | Closed | Josh Harris | 10/31/2019 | 10/31/2019 | devices bulk imported. approved by patrick d'andrea, qualreq0005668. |  | 55B5340C-6F37-49B0-A5F5-0BE0E814E197 | Labor | 10/31/2019 | 10/31/2019 | Josh Harris
|  | MEDLINE INDUSTRIES, INC. | HEMO-FORCE DVT | PUMP, COMPRESSION, SEQUENTIAL | c870003443 | SPD | Kelemen |  |  | 10/31/2019 |  | 10/31/29 |  |  | NO | YES |  |  |  |  | MEDLINE INDUSTRIES, INC. 30236412 c870003443 |  |  | Active |  | 99:99:99:99:99:99 |  | Alarm | PAAR:00-PVAR | 10/31/2019 | 10/31/2019 | COOPER UNIVERSITY HOSPITAL |  |  |  | 0012627330 | David Frye | Preventative Maintenance | Closed | Josh Harris | 10/31/2019 | 10/31/2019 | devices bulk imported. approved by patrick d'andrea, qualreq0005668. |  | 9D228FC7-9C99-47CB-8D92-49B3D1003C20 | Labor | 10/31/2019 | 10/31/2019 | Josh Harris
|  | MEDLINE INDUSTRIES, INC. | HEMO-FORCE DVT | PUMP, COMPRESSION, SEQUENTIAL | c870003157 | SPD | Pavilion |  |  | 10/31/2019 |  | 10/31/29 |  |  | NO | YES |  |  |  |  | MEDLINE INDUSTRIES, INC. 30236409 c870003157 |  |  | Active |  | 99:99:99:99:99:99 |  | Alarm | PAAR:00-PVAR | 10/31/2019 | 10/31/2019 | COOPER UNIVERSITY HOSPITAL |  |  |  | 0012627323 | David Frye | Performance Verification | Closed | Pat D'Andrea | 10/31/2019 | 10/31/2019 | devices bulk imported. approved by patrick d'andrea, qualreq0005668. | AMCOFFIN 1/8/2018 devices bulk imported. approved by patrick d'andrea, qualreq0005668. | 0CE53B16-B995-45DA-8E18-5E3D0E3E818B | Labor | 10/31/2019 | 10/31/2019 | Pat D'Andrea
|  | MEDLINE INDUSTRIES, INC. | HEMO-FORCE DVT | PUMP, COMPRESSION, SEQUENTIAL | c870003171 | SPD | Pavilion |  |  | 10/31/2019 |  | 10/31/29 |  |  | NO | YES |  |  |  |  | MEDLINE INDUSTRIES, INC. 30236403 c870003171 |  |  | Active |  | 99:99:99:99:99:99 |  | Alarm | PAAR:00-PVAR | 10/31/2019 | 10/31/2019 | COOPER UNIVERSITY HOSPITAL |  |  |  | 0012627311 | David Frye | Performance Verification | Closed | Pat D'Andrea | 10/31/2019 | 10/31/2019 | devices bulk imported. approved by patrick d'andrea, qualreq0005668. | AMCOFFIN 1/8/2018 devices bulk imported. approved by patrick d'andrea, qualreq0005668. | 7FA430CC-BE5B-4CB4-B6FC-C30BE1D9CC40 | Labor | 10/31/2019 | 10/31/2019 | Pat D'Andrea
|  | MEDLINE INDUSTRIES, INC. | HEMO-FORCE DVT | PUMP, COMPRESSION, SEQUENTIAL | c870003504 | SPD | Kelemen |  |  | 10/31/2019 |  | 10/31/29 |  |  | NO | YES |  |  |  |  | MEDLINE INDUSTRIES, INC. 30236402 c870003504 |  |  | Active |  | 99:99:99:99:99:99 |  | Alarm | PAAR:00-PVAR | 10/31/2019 | 10/31/2019 | COOPER UNIVERSITY HOSPITAL |  |  |  | 0012627310 | David Frye | Preventative Maintenance | Closed | Josh Harris | 10/31/2019 | 10/31/2019 | devices bulk imported. approved by patrick d'andrea, qualreq0005668. |  | 7739607C-065C-4211-BF70-1CC77439A351 | Labor | 10/31/2019 | 10/31/2019 | Josh Harris
|  | MEDLINE INDUSTRIES, INC. | HEMO-FORCE DVT | PUMP, COMPRESSION, SEQUENTIAL | c870003282 | SPD | Kelemen |  |  | 10/31/2019 |  | 10/31/29 |  |  | NO | YES |  |  |  |  | MEDLINE INDUSTRIES, INC. 30236401 c870003282 |  |  | Active |  | 99:99:99:99:99:99 |  | Alarm | PAAR:00-PVAR | 10/31/2019 | 10/31/2019 | COOPER UNIVERSITY HOSPITAL |  |  |  | 0012627307 | David Frye | Performance Verification | Closed | Pat D'Andrea | 10/31/2019 | 10/31/2019 | devices bulk imported. approved by patrick d'andrea, qualreq0005668. | AMCOFFIN 1/8/2018 devices bulk imported. approved by patrick d'andrea, qualreq0005668. | BAC3295E-B1B9-449E-8806-2394C98B56D8 | Labor | 10/31/2019 | 10/31/2019 | Pat D'Andrea
|  | MEDLINE INDUSTRIES, INC. | HEMO-FORCE DVT | PUMP, COMPRESSION, SEQUENTIAL | c870003499 | SPD |  |  | Retired per Josh | 10/31/2019 |  |  |  |  | NO | YES |  |  |  |  | MEDLINE INDUSTRIES, INC. 30236399 c870003499 |  |  | Active |  | 99:99:99:99:99:99 |  | Alarm | PAAR:00-PVAR | 10/31/2019 | 10/31/2019 | COOPER UNIVERSITY HOSPITAL |  |  |  | 0012627303 | David Frye | Performance Verification | Closed | Pat D'Andrea | 10/31/2019 | 10/31/2019 | devices bulk imported. approved by patrick d'andrea, qualreq0005668. | AMCOFFIN 1/8/2018 devices bulk imported. approved by patrick d'andrea, qualreq0005668. | 0EC98FDD-9D32-4FE6-BA2C-59A75E37FE5B | Labor | 10/31/2019 | 10/31/2019 | Pat D'Andrea
|  | MEDLINE INDUSTRIES, INC. | HEMO-FORCE DVT | PUMP, COMPRESSION, SEQUENTIAL | c870003323 | SPD | Kelemen |  |  | 10/31/2019 |  | 10/31/29 |  |  | NO | YES |  |  |  |  | MEDLINE INDUSTRIES, INC. 30236394 c870003323 |  |  | Active |  | 99:99:99:99:99:99 |  | Alarm | PAAR:00-PVAR | 10/31/2019 | 10/31/2019 | COOPER UNIVERSITY HOSPITAL |  |  |  | 0012627294 | David Frye | Preventative Maintenance | Closed | Josh Harris | 10/31/2019 | 10/31/2019 | devices bulk imported. approved by patrick d'andrea, qualreq0005668. |  | AB630A96-D844-4B6C-813B-200DE54CE514 | Labor | 10/31/2019 | 10/31/2019 | Josh Harris
|  | MEDLINE INDUSTRIES, INC. | HEMO-FORCE DVT | PUMP, COMPRESSION, SEQUENTIAL | c870003191 | SPD | 900 Centennial Blvd | Suite E |  | 10/31/2019 |  | 10/31/29 |  |  | NO | YES |  |  |  |  | MEDLINE INDUSTRIES, INC. 30236392 c870003191 |  |  | Active |  | 99:99:99:99:99:99 |  | Alarm | PAAR:00-PVAR | 10/31/2019 | 10/31/2019 | COOPER UNIVERSITY HOSPITAL |  |  |  | 0012627290 | David Frye | Preventative Maintenance | Closed | Josh Harris | 10/31/2019 | 10/31/2019 | devices bulk imported. approved by patrick d'andrea, qualreq0005668. |  | 310DAAF7-37AF-441E-9D68-8563B07CCB29 | Labor | 10/31/2019 | 10/31/2019 | Josh Harris
|  | MEDLINE INDUSTRIES, INC. | HEMO-FORCE DVT | PUMP, COMPRESSION, SEQUENTIAL | c870003350 | SPD | Kelemen |  |  | 10/31/2019 |  | 10/31/29 |  |  | NO | YES |  |  |  |  | MEDLINE INDUSTRIES, INC. 30236391 c870003350 |  |  | Active |  | 99:99:99:99:99:99 |  | Alarm | PAAR:00-PVAR | 10/31/2019 | 10/31/2019 | COOPER UNIVERSITY HOSPITAL |  |  |  | 0012627287 | David Frye | Performance Verification | Closed | Pat D'Andrea | 10/31/2019 | 10/31/2019 | devices bulk imported. approved by patrick d'andrea, qualreq0005668. | AMCOFFIN 1/8/2018 devices bulk imported. approved by patrick d'andrea, qualreq0005668. | F28FDAD7-EC3A-40F8-9747-BC30F74D994C | Labor | 10/31/2019 | 10/31/2019 | Pat D'Andrea
|  | MEDLINE INDUSTRIES, INC. | HEMO-FORCE DVT | PUMP, COMPRESSION, SEQUENTIAL | c870003473 | SPD | Kelemen |  |  | 10/31/2019 |  | 10/31/29 |  |  | NO | YES |  |  |  |  | MEDLINE INDUSTRIES, INC. 30236388 c870003473 |  |  | Active |  | 99:99:99:99:99:99 |  | Alarm | PAAR:00-PVAR | 10/31/2019 | 10/31/2019 | COOPER UNIVERSITY HOSPITAL |  |  |  | 0012627281 | David Frye | Performance Verification | Closed | Pat D'Andrea | 10/31/2019 | 10/31/2019 | devices bulk imported. approved by patrick d'andrea, qualreq0005668. | AMCOFFIN 1/8/2018 devices bulk imported. approved by patrick d'andrea, qualreq0005668. | DF2C2E4C-42F5-46D3-997E-101740847809 | Labor | 10/31/2019 | 10/31/2019 | Pat D'Andrea
|  | MEDLINE INDUSTRIES, INC. | HEMO-FORCE DVT | PUMP, COMPRESSION, SEQUENTIAL | c870003482 | SPD | Pavilion |  |  | 10/31/2019 |  | 10/31/29 |  |  | NO | YES |  |  |  |  | MEDLINE INDUSTRIES, INC. 30236389 c870003482 |  |  | Active |  | 99:99:99:99:99:99 |  | Alarm | PAAR:00-PVAR | 10/31/2019 | 10/31/2019 | COOPER UNIVERSITY HOSPITAL |  |  |  | 0012627284 | David Frye | Preventative Maintenance | Closed | Josh Harris | 10/31/2019 | 10/31/2019 | devices bulk imported. approved by patrick d'andrea, qualreq0005668. |  | 72FDB7CA-41AD-453F-8CA3-22FDDF69AAFB | Labor | 10/31/2019 | 10/31/2019 | Josh Harris
|  | MEDLINE INDUSTRIES, INC. | HEMO-FORCE DVT | PUMP, COMPRESSION, SEQUENTIAL | c870003534 | SPD | Pavilion |  |  | 10/31/2019 |  | 10/31/29 |  |  | NO | YES |  |  |  |  | MEDLINE INDUSTRIES, INC. 30236385 c870003407 |  |  | Active |  | 99:99:99:99:99:99 |  | Alarm | PAAR:00-PVAR | 10/31/2019 | 10/31/2019 | COOPER UNIVERSITY HOSPITAL |  |  |  | 0012627276 | David Frye | Preventative Maintenance | Closed | Josh Harris | 10/31/2019 | 10/31/2019 | devices bulk imported. approved by patrick d'andrea, qualreq0005668. |  | 48A26C7D-23B2-44F2-9082-4341B8EDC735 | Labor | 10/31/2019 | 10/31/2019 | Josh Harris
|  | MEDLINE INDUSTRIES, INC. | HEMO-FORCE DVT | PUMP, COMPRESSION, SEQUENTIAL | c870003330 | SPD | Kelemen |  |  | 10/31/2019 |  | 10/31/29 |  |  | NO | YES |  |  |  |  | MEDLINE INDUSTRIES, INC. 30236382 c870003330 |  |  | Active |  | 99:99:99:99:99:99 |  | Alarm | PAAR:00-PVAR | 10/31/2019 | 10/31/2019 | COOPER UNIVERSITY HOSPITAL |  |  |  | 0012627270 | David Frye | Preventative Maintenance | Closed | Josh Harris | 10/31/2019 | 10/31/2019 | devices bulk imported. approved by patrick d'andrea, qualreq0005668. |  | F1424D2B-5679-4501-A259-AD6EA86786AC | Labor | 10/31/2019 | 10/31/2019 | Josh Harris
|  | MEDLINE INDUSTRIES, INC. | HEMO-FORCE DVT | PUMP, COMPRESSION, SEQUENTIAL | c870003255 | SPD | Kelemen |  |  | 10/31/2019 |  | 10/31/29 |  |  | NO | YES |  |  |  |  | MEDLINE INDUSTRIES, INC. 30236380 c870003255 |  |  | Active |  | 99:99:99:99:99:99 |  | Alarm | PAAR:00-PVAR | 10/31/2019 | 10/31/2019 | COOPER UNIVERSITY HOSPITAL |  |  |  | 0012627265 | David Frye | Performance Verification | Closed | Pat D'Andrea | 10/31/2019 | 10/31/2019 | devices bulk imported. approved by patrick d'andrea, qualreq0005668. | AMCOFFIN 1/8/2018 devices bulk imported. approved by patrick d'andrea, qualreq0005668. | A8BACD46-E29E-4198-9B06-B3B003E11DBF | Labor | 10/31/2019 | 10/31/2019 | Pat D'Andrea
|  | MEDLINE INDUSTRIES, INC. | HEMO-FORCE DVT | PUMP, COMPRESSION, SEQUENTIAL | c870003320 | SPD | Kelemen |  |  | 10/31/2019 |  | 10/31/29 |  |  | NO | YES |  |  |  |  | MEDLINE INDUSTRIES, INC. 30236379 c870003320 |  |  | Active |  | 99:99:99:99:99:99 |  | Alarm | PAAR:00-PVAR | 10/31/2019 | 10/31/2019 | COOPER UNIVERSITY HOSPITAL |  |  |  | 0012627264 | David Frye | Preventative Maintenance | Closed | Josh Harris | 10/31/2019 | 10/31/2019 | devices bulk imported. approved by patrick d'andrea, qualreq0005668. |  | E25C4D69-AF0A-4038-B552-51427BA9F282 | Labor | 10/31/2019 | 10/31/2019 | Josh Harris
|  | MEDLINE INDUSTRIES, INC. | HEMO-FORCE DVT | PUMP, COMPRESSION, SEQUENTIAL | c870003393 | SPD | Pavilion |  |  | 10/31/2019 |  | 10/31/29 |  |  | NO | YES |  |  |  |  | MEDLINE INDUSTRIES, INC. 30236377 c870003393 |  |  | Active |  | 99:99:99:99:99:99 |  | Alarm | PAAR:00-PVAR | 10/31/2019 | 10/31/2019 | COOPER UNIVERSITY HOSPITAL |  |  |  | 0012627260 | David Frye | Preventative Maintenance | Closed | Josh Harris | 10/31/2019 | 10/31/2019 | devices bulk imported. approved by patrick d'andrea, qualreq0005668. |  | 2FD5EA29-7719-4D16-BAF2-CBE16B261A18 | Labor | 10/31/2019 | 10/31/2019 | Josh Harris
|  | MEDLINE INDUSTRIES, INC. | HEMO-FORCE DVT | PUMP, COMPRESSION, SEQUENTIAL | c870003420 | SPD | Kelemen |  |  | 10/31/2019 |  | 10/31/29 |  |  | NO | YES |  |  |  |  | MEDLINE INDUSTRIES, INC. 30236374 c870003420 |  |  | Active |  | 99:99:99:99:99:99 |  | Alarm | PAAR:00-PVAR | 10/31/2019 | 10/31/2019 | COOPER UNIVERSITY HOSPITAL |  |  |  | 0012627253 | David Frye | Performance Verification | Closed | Pat D'Andrea | 10/31/2019 | 10/31/2019 | devices bulk imported. approved by patrick d'andrea, qualreq0005668. | AMCOFFIN 1/8/2018 devices bulk imported. approved by patrick d'andrea, qualreq0005668. | 1CAE918E-070F-47C6-B381-13C7A2AD33A4 | Labor | 10/31/2019 | 10/31/2019 | Pat D'Andrea
|  | MEDLINE INDUSTRIES, INC. | HEMO-FORCE DVT | PUMP, COMPRESSION, SEQUENTIAL | c870003349 | SPD | Pavilion |  |  | 10/31/2019 |  | 10/31/29 |  |  | NO | YES |  |  |  |  | MEDLINE INDUSTRIES, INC. 30236372 c870003349 |  |  | Active |  | 99:99:99:99:99:99 |  | Alarm | PAAR:00-PVAR | 10/31/2019 | 10/31/2019 | COOPER UNIVERSITY HOSPITAL |  |  |  | 0012627249 | David Frye | Performance Verification | Closed | Pat D'Andrea | 10/31/2019 | 10/31/2019 | devices bulk imported. approved by patrick d'andrea, qualreq0005668. | AMCOFFIN 1/8/2018 devices bulk imported. approved by patrick d'andrea, qualreq0005668. | 0BDA8505-61E0-4740-B589-80EE5AEC063F | Labor | 10/31/2019 | 10/31/2019 | Pat D'Andrea
|  | MEDLINE INDUSTRIES, INC. | HEMO-FORCE DVT | PUMP, COMPRESSION, SEQUENTIAL | c870003352 | SPD |  |  | Retired per Josh | 10/19/2019 |  |  |  |  | NO | YES |  |  |  |  | MEDLINE INDUSTRIES, INC. 30236371 c870003352 |  |  | Disposition |  | 99:99:99:99:99:99 |  | Alarm | PAAR:00-PVAR | 10/19/2019 | 10/19/2019 | COOPER UNIVERSITY HOSPITAL |  |  |  | 0012627248 | David Frye | Preventative Maintenance | Closed | Josh Harris | 10/19/2019 | 10/19/2019 | devices bulk imported. approved by patrick d'andrea, qualreq0005668. |  | 01813B24-40D2-4F7C-8C41-29212E019A75 | Labor | 10/19/2019 | 10/19/2019 | Josh Harris
|  | MEDLINE INDUSTRIES, INC. | HEMO-FORCE DVT | PUMP, COMPRESSION, SEQUENTIAL | c870003280 | SPD | Pavilion |  |  | 10/31/2019 |  | 10/31/29 |  |  | NO | YES |  |  |  |  | MEDLINE INDUSTRIES, INC. 30236369 c870003280 |  |  | Active |  | 99:99:99:99:99:99 |  | Alarm | PAAR:00-PVAR | 10/31/2019 | 10/31/2019 | COOPER UNIVERSITY HOSPITAL |  |  |  | 0012627243 | David Frye | Preventative Maintenance | Closed | Josh Harris | 10/31/2019 | 10/31/2019 | devices bulk imported. approved by patrick d'andrea, qualreq0005668. |  | 824E0CBC-1D83-438B-951F-D5AB874F8742 | Labor | 10/31/2019 | 10/31/2019 | Josh Harris
|  | MEDLINE INDUSTRIES, INC. | HEMO-FORCE DVT | PUMP, COMPRESSION, SEQUENTIAL | c870003491 | SPD | Pavilion |  |  | 10/31/2019 |  | 10/31/29 |  |  | NO | YES |  |  |  |  | MEDLINE INDUSTRIES, INC. 30236368 c870003491 |  |  | Active |  | 99:99:99:99:99:99 |  | Alarm | PAAR:00-PVAR | 10/31/2019 | 10/31/2019 | COOPER UNIVERSITY HOSPITAL |  |  |  | 0012627240 | David Frye | Performance Verification | Closed | Pat D'Andrea | 10/31/2019 | 10/31/2019 | devices bulk imported. approved by patrick d'andrea, qualreq0005668. | AMCOFFIN 1/8/2018 devices bulk imported. approved by patrick d'andrea, qualreq0005668. | 428C3792-B170-498B-973E-2A72D35F6C30 | Labor | 10/31/2019 | 10/31/2019 | Pat D'Andrea
|  | MEDLINE INDUSTRIES, INC. | HEMO-FORCE DVT | PUMP, COMPRESSION, SEQUENTIAL | C870005108 |  | Kelemen | [7 empty] | NO | YES
|  | MEDLINE INDUSTRIES, INC. | HEMO-FORCE DVT | PUMP, COMPRESSION, SEQUENTIAL | C870003544 |  | Pavilion | [7 empty] | NO | YES
|  | MEDLINE INDUSTRIES, INC. | HEMO-FORCE DVT | PUMP, COMPRESSION, SEQUENTIAL | C860009072 | SPD | Pavilion |  |  | 10/31/2019 |  | 10/31/29 |  |  | NO | YES |  |  |  |  | MEDLINE INDUSTRIES, INC. 30212678 C860009072 |  |  | Active |  | 99:99:99:99:99:99 |  | Alarm | PAAR:00-PVAR | 10/31/2019 | 10/31/2019 | COOPER UNIVERSITY HOSPITAL |  |  |  | WOT00000000656703 | David Frye | Performance Verification | Closed | Josh Harris | 10/31/2019 | 10/31/2019 | Performance Verification for MEDLINE INDUSTRIES, INC. 30212678 C860009072 | Initial Install of Performance Verification. Device is ready for patient use. |  |  | 10/31/2019 | 10/31/2019
|  | MEDLINE INDUSTRIES, INC. | HEMO-FORCE DVT | PUMP, COMPRESSION, SEQUENTIAL | c870005176 | SPD | Pavilion |  |  | 10/31/2019 |  | 10/31/29 |  |  | NO | YES |  |  |  |  | MEDLINE INDUSTRIES, INC. 30212580 c870005176 |  |  | Active |  | 99:99:99:99:99:99 |  | Alarm | PAAR:00-PVAR | 10/31/2019 | 10/31/2019 | COOPER UNIVERSITY HOSPITAL |  |  |  | 0012627933 | David Frye | Performance Verification | Closed | Pat D'Andrea | 10/31/2019 | 10/31/2019 | devices bulk imported. approved by patrick d'andrea, qualreq0005668. | AMCOFFIN 1/8/2018 devices bulk imported. approved by patrick d'andrea, qualreq0005668. | 573804B0-BB3F-48F8-A15A-B185B7433199 | Labor | 10/31/2019 | 10/31/2019 | Pat D'Andrea
|  | MEDLINE INDUSTRIES, INC. | HEMO-FORCE DVT | PUMP, COMPRESSION, SEQUENTIAL | c870005434 | SPD | Pavilion |  |  | 10/31/2019 |  | 10/31/29 |  |  | NO | YES |  |  |  |  | MEDLINE INDUSTRIES, INC. 30212581 c870005434 |  |  | Active |  | 99:99:99:99:99:99 |  | Alarm | PAAR:00-PVAR | 10/31/2019 | 10/31/2019 | COOPER UNIVERSITY HOSPITAL |  |  |  | 0012268891 | David Frye | Repair | Closed | Josh Harris | 10/31/2019 | 10/31/2019 | COMPRESSION UNIT - CRUSHED IT - TMX | 10/6/2017 3:35:14 PM KALIS (KALIS 10/6/2017 12:00 AM) ANALYZED UNIT. UNIT LOOKS LIKE IT WAS CRUSHED BY HEAVY OBSTACLE? GAVE UNIT TO JOSH FOR VENDOR REPAIR 10/30/2017 9:08:59 AM JXHARRIS (JXHARRIS 10/11/2017 12:00 AM) SENDING TO MEDLINE FOR NO CHARGE REPAIR. 1/3/2018 8:03:07 AM JXHARRIS (JXHARRIS 1/3/2018 12:00 AM) C870005434? $150 CRACKED PCB DISPLAY FRONT CASE ASSEMBLY AWAITING PURCHASING DECISION 2/23/2018 9:55:56 AM JXHARRIS (JXHARRIS 2/23/2018 12:00 AM) RETURNED FROM VENDOR. VPO. RTS. | 42286C50-D049-48F6-85E0-AFF60475E760 | Labor | 10/31/2019 | 10/31/2019 | Josh Harris
|  | MEDLINE INDUSTRIES, INC. | HEMO-FORCE DVT | PUMP, COMPRESSION, SEQUENTIAL | c870005421 | SPD | Pavilion |  |  | 10/31/2019 |  | 10/31/29 |  |  | NO | YES |  |  |  |  | MEDLINE INDUSTRIES, INC. 30212577 c870005421 |  |  | Active |  | 99:99:99:99:99:99 |  | Alarm | PAAR:00-PVAR | 10/31/2019 | 10/31/2019 | COOPER UNIVERSITY HOSPITAL |  |  |  | 0012627928 | David Frye | Preventative Maintenance | Closed | Josh Harris | 10/31/2019 | 10/31/2019 | devices bulk imported. approved by patrick d'andrea, qualreq0005668. |  | AA621211-418A-4E5C-B1DF-D0E76DC5A073 | Labor | 10/31/2019 | 10/31/2019 | Josh Harris
|  | MEDLINE INDUSTRIES, INC. | HEMO-FORCE DVT | PUMP, COMPRESSION, SEQUENTIAL | c870005177 | SPD | Dorrance |  |  | 10/31/2019 |  | 10/31/29 |  |  | NO | YES |  |  |  |  | MEDLINE INDUSTRIES, INC. 30212575 c870005177 |  |  | Active |  | 99:99:99:99:99:99 |  | Alarm | PAAR:00-PVAR | 10/31/2019 | 10/31/2019 | COOPER UNIVERSITY HOSPITAL |  |  |  | 0012627923 | David Frye | Performance Verification | Closed | Pat D'Andrea | 10/31/2019 | 10/31/2019 | devices bulk imported. approved by patrick d'andrea, qualreq0005668. | AMCOFFIN 1/8/2018 devices bulk imported. approved by patrick d'andrea, qualreq0005668. | EB74F2B1-64F0-4578-997F-1C108FE3614F | Labor | 10/31/2019 | 10/31/2019 | Pat D'Andrea
|  | MEDLINE INDUSTRIES, INC. | HEMO-FORCE DVT | PUMP, COMPRESSION, SEQUENTIAL | c870005383 | SPD | Pavilion |  | retired per josh | 10/31/2019 |  | 10/31/29 |  |  | NO | YES |  |  |  |  | MEDLINE INDUSTRIES, INC. 30212571 c870005383 |  |  | Active |  | 99:99:99:99:99:99 |  | Alarm | PAAR:00-PVAR | 10/31/2019 | 10/31/2019 | COOPER UNIVERSITY HOSPITAL |  |  |  | 0012627915 | David Frye | Performance Verification | Closed | Pat D'Andrea | 10/31/2019 | 10/31/2019 | devices bulk imported. approved by patrick d'andrea, qualreq0005668. | AMCOFFIN 1/8/2018 devices bulk imported. approved by patrick d'andrea, qualreq0005668. | 525D7B3B-C741-4AA1-9602-467625D8B036 | Labor | 10/31/2019 | 10/31/2019 | Pat D'Andrea
|  | MEDLINE INDUSTRIES, INC. | HEMO-FORCE DVT | PUMP, COMPRESSION, SEQUENTIAL | c870005390 | SPD |  |  | Retired per Josh | 10/31/2019 |  |  |  |  | NO | YES |  |  |  |  | MEDLINE INDUSTRIES, INC. 30212572 c870005390 |  |  | Disposition |  | 99:99:99:99:99:99 |  | Alarm | PAAR:00-PVAR | 10/31/2019 | 10/31/2019 | COOPER UNIVERSITY HOSPITAL |  |  |  | 0012627917 | David Frye | Performance Verification | Closed | Pat D'Andrea | 10/31/2019 | 10/31/2019 | devices bulk imported. approved by patrick d'andrea, qualreq0005668. | AMCOFFIN 1/8/2018 devices bulk imported. approved by patrick d'andrea, qualreq0005668. | 0B33FFD2-DE69-4738-B7A5-5D63D10E9ADE | Labor | 10/31/2019 | 10/31/2019 | Pat D'Andrea
|  | MEDLINE INDUSTRIES, INC. | HEMO-FORCE DVT | PUMP, COMPRESSION, SEQUENTIAL | c870005262 | SPD | Kelemen |  |  | 10/31/2019 |  | 10/31/29 |  |  | NO | YES |  |  |  |  | MEDLINE INDUSTRIES, INC. 30212566 c870005262 |  |  | Active |  | 99:99:99:99:99:99 |  | Alarm | PAAR:00-PVAR | 10/31/2019 | 10/31/2019 | COOPER UNIVERSITY HOSPITAL |  |  |  | 0012627906 | David Frye | Preventative Maintenance | Closed | Josh Harris | 10/31/2019 | 10/31/2019 | devices bulk imported. approved by patrick d'andrea, qualreq0005668. |  | FCBA02D3-85CA-4BFF-BDFF-27DD36D533B3 | Labor | 10/31/2019 | 10/31/2019 | Josh Harris
|  | MEDLINE INDUSTRIES, INC. | HEMO-FORCE DVT | PUMP, COMPRESSION, SEQUENTIAL | c870005345 | SPD | Kelemen |  |  | 10/31/2019 |  | 10/31/29 |  |  | NO | YES |  |  |  |  | MEDLINE INDUSTRIES, INC. 30212565 c870005345 |  |  | Active |  | 99:99:99:99:99:99 |  | Alarm | PAAR:00-PVAR | 10/31/2019 | 10/31/2019 | COOPER UNIVERSITY HOSPITAL |  |  |  | 0012627903 | David Frye | Performance Verification | Closed | Pat D'Andrea | 10/31/2019 | 10/31/2019 | devices bulk imported. approved by patrick d'andrea, qualreq0005668. | AMCOFFIN 1/8/2018 devices bulk imported. approved by patrick d'andrea, qualreq0005668. | D4E5E478-7541-4371-A08B-0E6CD95028AE | Labor | 10/31/2019 | 10/31/2019 | Pat D'Andrea
|  | MEDLINE INDUSTRIES, INC. | HEMO-FORCE DVT | PUMP, COMPRESSION, SEQUENTIAL | c870005435 | SPD | Kelemen |  |  | 10/31/2019 |  | 10/31/29 |  |  | NO | YES |  |  |  |  | MEDLINE INDUSTRIES, INC. 30212564 c870005435 |  |  | Active |  | 99:99:99:99:99:99 |  | Alarm | PAAR:00-PVAR | 10/31/2019 | 10/31/2019 | COOPER UNIVERSITY HOSPITAL |  |  |  | 0012627902 | David Frye | Preventative Maintenance | Closed | Josh Harris | 10/31/2019 | 10/31/2019 | devices bulk imported. approved by patrick d'andrea, qualreq0005668. |  | 46B036AC-BCEC-4850-A7FB-BC20B5603CB5 | Labor | 10/31/2019 | 10/31/2019 | Josh Harris
|  | MEDLINE INDUSTRIES, INC. | HEMO-FORCE DVT | PUMP, COMPRESSION, SEQUENTIAL | c870005344 | SPD | Kelemen |  |  | 10/31/2019 |  | 10/31/29 |  |  | NO | YES |  |  |  |  | MEDLINE INDUSTRIES, INC. 30212560 c870005344 |  |  | Active |  | 99:99:99:99:99:99 |  | Alarm | PAAR:00-PVAR | 10/31/2019 | 10/31/2019 | COOPER UNIVERSITY HOSPITAL |  |  |  | 0012627893 | David Frye | Performance Verification | Closed | Pat D'Andrea | 10/31/2019 | 10/31/2019 | devices bulk imported. approved by patrick d'andrea, qualreq0005668. | AMCOFFIN 1/8/2018 devices bulk imported. approved by patrick d'andrea, qualreq0005668. | 2F0FFA97-5FA5-464F-925A-A02BD59B9B14 | Labor | 10/31/2019 | 10/31/2019 | Pat D'Andrea
|  | MEDLINE INDUSTRIES, INC. | HEMO-FORCE DVT | PUMP, COMPRESSION, SEQUENTIAL | c870005297 | SPD | Kelemen |  |  | 10/31/2019 |  | 10/31/29 |  |  | NO | YES |  |  |  |  | MEDLINE INDUSTRIES, INC. 30212559 c870005297 |  |  | Active |  | 99:99:99:99:99:99 |  | Alarm | PAAR:00-PVAR | 10/31/2019 | 10/31/2019 | COOPER UNIVERSITY HOSPITAL |  |  |  | 0012627892 | David Frye | Preventative Maintenance | Closed | Josh Harris | 10/31/2019 | 10/31/2019 | devices bulk imported. approved by patrick d'andrea, qualreq0005668. |  | EAE9255B-1F08-47F6-B528-4CA91E26DE61 | Labor | 10/31/2019 | 10/31/2019 | Josh Harris
|  | MEDLINE INDUSTRIES, INC. | HEMO-FORCE DVT | PUMP, COMPRESSION, SEQUENTIAL | c870004948 | SPD | Pavilion |  |  | 10/16/2019 |  | 10/16/29 |  |  | NO | YES |  |  |  |  | MEDLINE INDUSTRIES, INC. 30212557 c870004948 |  |  | Disposition |  | 99:99:99:99:99:99 |  | Alarm | PAAR:00-PVAR | 10/16/2019 | 10/16/2019 | COOPER UNIVERSITY HOSPITAL |  |  |  | 0012627887 | David Frye | Performance Verification | Closed | Pat D'Andrea | 10/16/2019 | 10/16/2019 | devices bulk imported. approved by patrick d'andrea, qualreq0005668. | AMCOFFIN 1/8/2018 devices bulk imported. approved by patrick d'andrea, qualreq0005668. | 10DD835E-3F50-493B-8AD5-B306D21BBFD1 | Labor | 10/16/2019 | 10/16/2019 | Pat D'Andrea
|  | MEDLINE INDUSTRIES, INC. | HEMO-FORCE DVT | PUMP, COMPRESSION, SEQUENTIAL | c870005429 | SPD | Pavilion |  |  | 10/31/2019 |  | 10/31/29 |  |  | NO | YES |  |  |  |  | MEDLINE INDUSTRIES, INC. 30212555 c870005429 |  |  | Active |  | 99:99:99:99:99:99 |  | Alarm | PAAR:00-PVAR | 10/31/2019 | 10/31/2019 | COOPER UNIVERSITY HOSPITAL |  |  |  | 0012627883 | David Frye | Performance Verification | Closed | Pat D'Andrea | 10/31/2019 | 10/31/2019 | devices bulk imported. approved by patrick d'andrea, qualreq0005668. | AMCOFFIN 1/8/2018 devices bulk imported. approved by patrick d'andrea, qualreq0005668. | 57445DAE-9FEF-41BD-AE2E-CA94B8EF1892 | Labor | 10/31/2019 | 10/31/2019 | Pat D'Andrea
|  | MEDLINE INDUSTRIES, INC. | HEMO-FORCE DVT | PUMP, COMPRESSION, SEQUENTIAL | c870004978 | SPD | Pavilion |  |  | 10/31/2019 |  | 10/31/29 |  |  | NO | YES |  |  |  |  | MEDLINE INDUSTRIES, INC. 30212556 c870004978 |  |  | Active |  | 99:99:99:99:99:99 |  | Alarm | PAAR:00-PVAR | 10/31/2019 | 10/31/2019 | COOPER UNIVERSITY HOSPITAL |  |  |  | 0012627886 | David Frye | Preventative Maintenance | Closed | Josh Harris | 10/31/2019 | 10/31/2019 | devices bulk imported. approved by patrick d'andrea, qualreq0005668. |  | 35686A45-00AB-43B7-8106-1541DB99BCC1 | Labor | 10/31/2019 | 10/31/2019 | Josh Harris
|  | MEDLINE INDUSTRIES, INC. | HEMO-FORCE DVT | PUMP, COMPRESSION, SEQUENTIAL | c870005038 | SPD | Pavilion |  |  | 10/31/2019 |  | 10/31/29 |  |  | NO | YES |  |  |  |  | MEDLINE INDUSTRIES, INC. 30212552 c870005038 |  |  | Active |  | 99:99:99:99:99:99 |  | Alarm | PAAR:00-PVAR | 10/31/2019 | 10/31/2019 | COOPER UNIVERSITY HOSPITAL |  |  |  | 0012627878 | David Frye | Preventative Maintenance | Closed | Josh Harris | 10/31/2019 | 10/31/2019 | devices bulk imported. approved by patrick d'andrea, qualreq0005668. |  | D9ED18B5-A9A1-4BCE-BB88-91A323A8C2E3 | Labor | 10/31/2019 | 10/31/2019 | Josh Harris
|  | MEDLINE INDUSTRIES, INC. | HEMO-FORCE DVT | PUMP, COMPRESSION, SEQUENTIAL | c870005136 | SPD | Pavilion |  |  | 10/31/2019 |  | 10/31/29 |  |  | NO | YES |  |  |  |  | MEDLINE INDUSTRIES, INC. 30212551 c870005136 |  |  | Active |  | 99:99:99:99:99:99 |  | Alarm | PAAR:00-PVAR | 10/31/2019 | 10/31/2019 | COOPER UNIVERSITY HOSPITAL |  |  |  | 0012627875 | David Frye | Performance Verification | Closed | Pat D'Andrea | 10/31/2019 | 10/31/2019 | devices bulk imported. approved by patrick d'andrea, qualreq0005668. | AMCOFFIN 1/8/2018 devices bulk imported. approved by patrick d'andrea, qualreq0005668. | BB2423F9-323A-43BB-9B18-490965490A4F | Labor | 10/31/2019 | 10/31/2019 | Pat D'Andrea
|  | MEDLINE INDUSTRIES, INC. | HEMO-FORCE DVT | PUMP, COMPRESSION, SEQUENTIAL | c870005005 | SPD | Pavilion |  |  | 10/31/2019 |  | 10/31/29 |  |  | NO | YES |  |  |  |  | MEDLINE INDUSTRIES, INC. 30212550 c870005005 |  |  | Active |  | 99:99:99:99:99:99 |  | Alarm | PAAR:00-PVAR | 10/31/2019 | 10/31/2019 | COOPER UNIVERSITY HOSPITAL |  |  |  | 0012627873 | David Frye | Performance Verification | Closed | Pat D'Andrea | 10/31/2019 | 10/31/2019 | devices bulk imported. approved by patrick d'andrea, qualreq0005668. | AMCOFFIN 1/8/2018 devices bulk imported. approved by patrick d'andrea, qualreq0005668. | B7F2985E-F44E-4543-93FB-62E52E54C7DE | Labor | 10/31/2019 | 10/31/2019 | Pat D'Andrea
|  | MEDLINE INDUSTRIES, INC. | HEMO-FORCE DVT | PUMP, COMPRESSION, SEQUENTIAL | c870005365 | SPD | Pavilion |  |  | 10/31/2019 |  | 10/31/29 |  |  | NO | YES |  |  |  |  | MEDLINE INDUSTRIES, INC. 30212548 c870005365 |  |  | Active |  | 99:99:99:99:99:99 |  | Alarm | PAAR:00-PVAR | 10/31/2019 | 10/31/2019 | COOPER UNIVERSITY HOSPITAL |  |  | Performance Verification | 0012627869 | David Frye | Performance Verification | Closed | Pat D'Andrea | 10/31/2019 | 10/31/2019 | devices bulk imported. approved by patrick d'andrea, qualreq0005668. | AMCOFFIN 1/8/2018 devices bulk imported. approved by patrick d'andrea, qualreq0005668. | E11EAD5F-821C-4D47-9173-16832A4D4CD7 | Labor | 10/31/2019 | 10/31/2019 | Pat D'Andrea
|  | MEDLINE INDUSTRIES, INC. | HEMO-FORCE DVT | PUMP, COMPRESSION, SEQUENTIAL | c870005382 | SPD | Pavilion |  |  | 10/31/2019 |  | 10/31/29 |  |  | NO | YES |  |  |  |  | MEDLINE INDUSTRIES, INC. 30212547 c870005382 |  |  | Active |  | 99:99:99:99:99:99 |  | Alarm | PAAR:00-PVAR | 10/31/2019 | 10/31/2019 | COOPER UNIVERSITY HOSPITAL |  |  |  | 0012480244 | David Frye | Repair | Closed | Josh Harris | 10/31/2019 | 10/31/2019 | SCD -DAMAGED HOSES - TMX | 12/4/2017 7:51:25 AM JXHARRIS (JXHARRIS 12/4/2017 12:00 AM) EXCHANGED HOSES. VPO. RTS. | F66D8693-709A-474F-91ED-00E1BBF8D638 | Labor | 10/31/2019 | 10/31/2019 | Josh Harris
|  | MEDLINE INDUSTRIES, INC. | HEMO-FORCE DVT | PUMP, COMPRESSION, SEQUENTIAL | c870005272 | SPD | Pavilion |  |  | 10/31/2019 |  | 10/31/29 |  |  | NO | YES |  |  |  |  | MEDLINE INDUSTRIES, INC. 30212546 c870005272 |  |  | Active |  | 99:99:99:99:99:99 |  | Alarm | PAAR:00-PVAR | 10/31/2019 | 10/31/2019 | COOPER UNIVERSITY HOSPITAL |  |  |  | 0012627865 | David Frye | Performance Verification | Closed | Pat D'Andrea | 10/31/2019 | 10/31/2019 | devices bulk imported. approved by patrick d'andrea, qualreq0005668. | AMCOFFIN 1/8/2018 devices bulk imported. approved by patrick d'andrea, qualreq0005668. | 45F30590-04E6-426A-A3AF-D77B84B0C408 | Labor | 10/31/2019 | 10/31/2019 | Pat D'Andrea
|  | MEDLINE INDUSTRIES, INC. | HEMO-FORCE DVT | PUMP, COMPRESSION, SEQUENTIAL | c870005436 | SPD | Kelemen |  |  | 10/31/2019 |  | 10/31/29 |  |  | NO | YES |  |  |  |  | MEDLINE INDUSTRIES, INC. 30212544 c870005436 |  |  | Active |  | 99:99:99:99:99:99 |  | Alarm | PAAR:00-PVAR | 10/31/2019 | 10/31/2019 | COOPER UNIVERSITY HOSPITAL |  |  |  | 0012627862 | David Frye | Preventative Maintenance | Closed | Josh Harris | 10/31/2019 | 10/31/2019 | devices bulk imported. approved by patrick d'andrea, qualreq0005668. |  | D06AFF55-0B74-437B-B6B1-1D7F57D23693 | Labor | 10/31/2019 | 10/31/2019 | Josh Harris
|  | MEDLINE INDUSTRIES, INC. | HEMO-FORCE DVT | PUMP, COMPRESSION, SEQUENTIAL | c870005378 | SPD | Pavilion |  |  | 10/31/2019 |  | 10/31/29 |  |  | NO | YES |  |  |  |  | MEDLINE INDUSTRIES, INC. 30212543 c870005378 |  |  | Active |  | 99:99:99:99:99:99 |  | Alarm | PAAR:00-PVAR | 10/31/2019 | 10/31/2019 | COOPER UNIVERSITY HOSPITAL |  |  |  | 0012627859 | David Frye | Performance Verification | Closed | Pat D'Andrea | 10/31/2019 | 10/31/2019 | devices bulk imported. approved by patrick d'andrea, qualreq0005668. | AMCOFFIN 1/8/2018 devices bulk imported. approved by patrick d'andrea, qualreq0005668. | 63614EB1-ADA7-4D52-BA36-56E292210582 | Labor | 10/31/2019 | 10/31/2019 | Pat D'Andrea
|  | MEDLINE INDUSTRIES, INC. | HEMO-FORCE DVT | PUMP, COMPRESSION, SEQUENTIAL | c870005416 | SPD | Pavilion |  |  | 10/31/2019 |  | 10/31/29 |  |  | NO | YES |  |  |  |  | MEDLINE INDUSTRIES, INC. 30212540 c870005416 |  |  | Active |  | 99:99:99:99:99:99 |  | Alarm | PAAR:00-PVAR | 10/31/2019 | 10/31/2019 | COOPER UNIVERSITY HOSPITAL |  |  |  | 0012627853 | David Frye | Performance Verification | Closed | Pat D'Andrea | 10/31/2019 | 10/31/2019 | devices bulk imported. approved by patrick d'andrea, qualreq0005668. | AMCOFFIN 1/8/2018 devices bulk imported. approved by patrick d'andrea, qualreq0005668. | E05EE01F-EECC-4425-BE0A-A88F964EFB24 | Labor | 10/31/2019 | 10/31/2019 | Pat D'Andrea
|  | MEDLINE INDUSTRIES, INC. | HEMO-FORCE DVT | PUMP, COMPRESSION, SEQUENTIAL | c870005140 | SPD | Pavilion |  |  | 10/31/2019 |  | 10/31/29 |  |  | NO | YES |  |  |  |  | MEDLINE INDUSTRIES, INC. 30212537 c870005140 |  |  | Active |  | 99:99:99:99:99:99 |  | Alarm | PAAR:00-PVAR | 10/31/2019 | 10/31/2019 | COOPER UNIVERSITY HOSPITAL |  |  |  | 0012627847 | David Frye | Performance Verification | Closed | Pat D'Andrea | 10/31/2019 | 10/31/2019 | devices bulk imported. approved by patrick d'andrea, qualreq0005668. | AMCOFFIN 1/8/2018 devices bulk imported. approved by patrick d'andrea, qualreq0005668. | 5FB8B321-F276-4BA9-BD6C-F98769124663 | Labor | 10/31/2019 | 10/31/2019 | Pat D'Andrea
|  | MEDLINE INDUSTRIES, INC. | HEMO-FORCE DVT | PUMP, COMPRESSION, SEQUENTIAL | c870005301 | SPD | Kelemen |  |  | 10/31/2019 |  | 10/31/29 |  |  | NO | YES |  |  |  |  | MEDLINE INDUSTRIES, INC. 30212535 c870005301 |  |  | Active |  | 99:99:99:99:99:99 |  | Alarm | PAAR:00-PVAR | 10/31/2019 | 10/31/2019 | COOPER UNIVERSITY HOSPITAL |  |  |  | 0012627843 | David Frye | Performance Verification | Closed | Pat D'Andrea | 10/31/2019 | 10/31/2019 | devices bulk imported. approved by patrick d'andrea, qualreq0005668. | AMCOFFIN 1/8/2018 devices bulk imported. approved by patrick d'andrea, qualreq0005668. | 661A48C5-9FCE-456C-ABBE-8927F6C3965B | Labor | 10/31/2019 | 10/31/2019 | Pat D'Andrea
|  | MEDLINE INDUSTRIES, INC. | HEMO-FORCE DVT | PUMP, COMPRESSION, SEQUENTIAL | c870005336 | SPD | Kelemen |  |  | 10/31/2019 |  | 10/31/29 |  |  | NO | YES |  |  |  |  | MEDLINE INDUSTRIES, INC. 30212533 c870005336 |  |  | Active |  | 99:99:99:99:99:99 |  | Alarm | PAAR:00-PVAR | 10/31/2019 | 10/31/2019 | COOPER UNIVERSITY HOSPITAL |  |  |  | 0012184678 | David Frye | Repair | Closed | Josh Harris | 10/31/2019 | 10/31/2019 | SCD - SCREEN BROKEN - TMX | 9/22/2017 2:22:35 PM JXHARRIS (JXHARRIS 9/22/2017 12:00 AM) SENDING TO MEDLINE FOR NO CHARGE REPAIR. 10/10/2017 11:23:24 AM JXHARRIS (JXHARRIS 10/10/2017 12:00 AM) RETURNED FROM VENDOR. VPO. RTS. | E630AA6B-17B1-4477-B850-6E0C3A257708 | Labor | 10/31/2019 | 10/31/2019 | Josh Harris
|  | MEDLINE INDUSTRIES, INC. | HEMO-FORCE DVT | PUMP, COMPRESSION, SEQUENTIAL | c870005391 | SPD | Pavilion |  |  | 10/31/2019 |  | 10/31/29 |  |  | NO | YES |  |  |  |  | MEDLINE INDUSTRIES, INC. 30212532 c870005391 |  |  | Active |  | 99:99:99:99:99:99 |  | Alarm | PAAR:00-PVAR | 10/31/2019 | 10/31/2019 | COOPER UNIVERSITY HOSPITAL |  |  |  | 0012627836 | David Frye | Performance Verification | Closed | Pat D'Andrea | 10/31/2019 | 10/31/2019 | devices bulk imported. approved by patrick d'andrea, qualreq0005668. | AMCOFFIN 1/8/2018 devices bulk imported. approved by patrick d'andrea, qualreq0005668. | ECDF7253-4B07-4885-B105-09F99BE87153 | Labor | 10/31/2019 | 10/31/2019 | Pat D'Andrea
|  | MEDLINE INDUSTRIES, INC. | HEMO-FORCE DVT | PUMP, COMPRESSION, SEQUENTIAL | c870005367 | SPD | Pavilion |  |  | 10/31/2019 |  | 10/31/29 |  |  | NO | YES |  |  |  |  | MEDLINE INDUSTRIES, INC. 30212529 c870005367 |  |  | Active |  | 99:99:99:99:99:99 |  | Alarm | PAAR:00-PVAR | 10/31/2019 | 10/31/2019 | COOPER UNIVERSITY HOSPITAL |  |  |  | 0012627831 | David Frye | Preventative Maintenance | Closed | Josh Harris | 10/31/2019 | 10/31/2019 | devices bulk imported. approved by patrick d'andrea, qualreq0005668. |  | 06E2B4D3-3976-4CD5-875E-A281B43B0E58 | Labor | 10/31/2019 | 10/31/2019 | Josh Harris
|  | MEDLINE INDUSTRIES, INC. | HEMO-FORCE DVT | PUMP, COMPRESSION, SEQUENTIAL | c870005351 | SPD | Kelemen |  |  | 10/31/2019 |  | 10/31/29 |  |  | NO | YES |  |  |  |  | MEDLINE INDUSTRIES, INC. 30212530 c870005351 |  |  | Active |  | 99:99:99:99:99:99 |  | Alarm | PAAR:00-PVAR | 10/31/2019 | 10/31/2019 | COOPER UNIVERSITY HOSPITAL |  |  |  | 0012627832 | David Frye | Performance Verification | Closed | Pat D'Andrea | 10/31/2019 | 10/31/2019 | devices bulk imported. approved by patrick d'andrea, qualreq0005668. | AMCOFFIN 1/8/2018 devices bulk imported. approved by patrick d'andrea, qualreq0005668. | 54D93D9A-8764-4405-9B07-E2C0FAF13A4A | Labor | 10/31/2019 | 10/31/2019 | Pat D'Andrea
|  | MEDLINE INDUSTRIES, INC. | HEMO-FORCE DVT | PUMP, COMPRESSION, SEQUENTIAL | c870005413 | SPD | Pavilion |  |  | 10/31/2019 |  | 10/31/29 |  |  | NO | YES |  |  |  |  | MEDLINE INDUSTRIES, INC. 30212527 c870005413 |  |  | Active |  | 99:99:99:99:99:99 |  | Alarm | PAAR:00-PVAR | 10/31/2019 | 10/31/2019 | COOPER UNIVERSITY HOSPITAL |  |  |  | 0012627827 | David Frye | Preventative Maintenance | Closed | Josh Harris | 10/31/2019 | 10/31/2019 | devices bulk imported. approved by patrick d'andrea, qualreq0005668. |  | 7D76CD47-C3E3-4798-A7EE-592E0BF5D14B | Labor | 10/31/2019 | 10/31/2019 | Josh Harris
|  | MEDLINE INDUSTRIES, INC. | HEMO-FORCE DVT | PUMP, COMPRESSION, SEQUENTIAL | c870005234 | SPD | Pavilion |  |  | 10/31/2019 |  | 10/31/29 |  |  | NO | YES |  |  |  |  | MEDLINE INDUSTRIES, INC. 30212526 c870005234 |  |  | Active |  | 99:99:99:99:99:99 |  | Alarm | PAAR:00-PVAR | 10/31/2019 | 10/31/2019 | COOPER UNIVERSITY HOSPITAL |  |  |  | 0012627825 | David Frye | Preventative Maintenance | Closed | Josh Harris | 10/31/2019 | 10/31/2019 | devices bulk imported. approved by patrick d'andrea, qualreq0005668. |  | 5E563E8B-BB0B-4BDA-A66E-5E4637B98495 | Labor | 10/31/2019 | 10/31/2019 | Josh Harris
|  | MEDLINE INDUSTRIES, INC. | HEMO-FORCE DVT | PUMP, COMPRESSION, SEQUENTIAL | c870005069 | SPD | Pavilion |  |  | 10/31/2019 |  | 10/31/29 |  |  | NO | YES |  |  |  |  | MEDLINE INDUSTRIES, INC. 30212525 c870005069 |  |  | Active |  | 99:99:99:99:99:99 |  | Alarm | PAAR:00-PVAR | 10/31/2019 | 10/31/2019 | COOPER UNIVERSITY HOSPITAL |  |  |  | 0012627823 | David Frye | Preventative Maintenance | Closed | Josh Harris | 10/31/2019 | 10/31/2019 | devices bulk imported. approved by patrick d'andrea, qualreq0005668. |  | 4CC1C8B5-0717-469F-A02C-AB9E03BB3F47 | Labor | 10/31/2019 | 10/31/2019 | Josh Harris
|  | MEDLINE INDUSTRIES, INC. | HEMO-FORCE DVT | PUMP, COMPRESSION, SEQUENTIAL | c870005139 | SPD | Pavilion |  |  | 10/31/2019 |  | 10/31/29 |  |  | NO | YES |  |  |  |  | MEDLINE INDUSTRIES, INC. 30212522 c870005139 |  |  | Active |  | 99:99:99:99:99:99 |  | Alarm | PAAR:00-PVAR | 10/31/2019 | 10/31/2019 | COOPER UNIVERSITY HOSPITAL |  |  |  | 0012627816 | David Frye | Performance Verification | Closed | Pat D'Andrea | 10/31/2019 | 10/31/2019 | devices bulk imported. approved by patrick d'andrea, qualreq0005668. | AMCOFFIN 1/8/2018 devices bulk imported. approved by patrick d'andrea, qualreq0005668. | 1C3573A7-B384-489E-A193-E63BB99CEB0B | Labor | 10/31/2019 | 10/31/2019 | Pat D'Andrea
|  | MEDLINE INDUSTRIES, INC. | HEMO-FORCE DVT | PUMP, COMPRESSION, SEQUENTIAL | c870005214 | SPD | Pavilion |  |  | 10/31/2019 |  | 10/31/29 |  |  | NO | YES |  |  |  |  | MEDLINE INDUSTRIES, INC. 30212521 c870005214 |  |  | Active |  | 99:99:99:99:99:99 |  | Alarm | PAAR:00-PVAR | 10/31/2019 | 10/31/2019 | COOPER UNIVERSITY HOSPITAL |  |  |  | 0012627814 | David Frye | Performance Verification | Closed | Pat D'Andrea | 10/31/2019 | 10/31/2019 | devices bulk imported. approved by patrick d'andrea, qualreq0005668. | AMCOFFIN 1/8/2018 devices bulk imported. approved by patrick d'andrea, qualreq0005668. | 9C47B4BB-434F-45D5-B991-3CCCE15E91C8 | Labor | 10/31/2019 | 10/31/2019 | Pat D'Andrea
|  | MEDLINE INDUSTRIES, INC. | HEMO-FORCE DVT | PUMP, COMPRESSION, SEQUENTIAL | c870005087 | SPD | Kelemen |  |  | 10/31/2019 |  | 10/31/29 |  |  | NO | YES |  |  |  |  | MEDLINE INDUSTRIES, INC. 30212520 c870005087 |  |  | Active |  | 99:99:99:99:99:99 |  | Alarm | PAAR:00-PVAR | 10/31/2019 | 10/31/2019 | COOPER UNIVERSITY HOSPITAL |  |  |  | 0012627813 | David Frye | Preventative Maintenance | Closed | Josh Harris | 10/31/2019 | 10/31/2019 | devices bulk imported. approved by patrick d'andrea, qualreq0005668. |  | ECF0BFFD-E67B-45EB-984B-18DFACB4FDA1 | Labor | 10/31/2019 | 10/31/2019 | Josh Harris
|  | MEDLINE INDUSTRIES, INC. | HEMO-FORCE DVT | PUMP, COMPRESSION, SEQUENTIAL | c870005025 | SPD | Pavilion |  |  | 10/31/2019 |  | 10/31/29 |  |  | NO | YES |  |  |  |  | MEDLINE INDUSTRIES, INC. 30212519 c870005025 |  |  | Active |  | 99:99:99:99:99:99 |  | Alarm | PAAR:00-PVAR | 10/31/2019 | 10/31/2019 | COOPER UNIVERSITY HOSPITAL |  |  |  | 0012627811 | David Frye | Preventative Maintenance | Closed | Josh Harris | 10/31/2019 | 10/31/2019 | devices bulk imported. approved by patrick d'andrea, qualreq0005668. |  | 80400219-99F5-4F9C-8D74-3CAC07917B87 | Labor | 10/31/2019 | 10/31/2019 | Josh Harris
|  | MEDLINE INDUSTRIES, INC. | HEMO-FORCE DVT | PUMP, COMPRESSION, SEQUENTIAL | c870005133 | SPD | Pavilion |  |  | 10/31/2019 |  | 10/31/29 |  |  | NO | YES |  |  |  |  | MEDLINE INDUSTRIES, INC. 30212517 c870005133 |  |  | Active |  | 99:99:99:99:99:99 |  | Alarm | PAAR:00-PVAR | 10/31/2019 | 10/31/2019 | COOPER UNIVERSITY HOSPITAL |  |  |  | 0012627806 | David Frye | Performance Verification | Closed | Pat D'Andrea | 10/31/2019 | 10/31/2019 | devices bulk imported. approved by patrick d'andrea, qualreq0005668. | AMCOFFIN 1/8/2018 devices bulk imported. approved by patrick d'andrea, qualreq0005668. | 24809782-B477-4162-AD2A-44ACDECFA7F0 | Labor | 10/31/2019 | 10/31/2019 | Pat D'Andrea
|  | MEDLINE INDUSTRIES, INC. | HEMO-FORCE DVT | PUMP, COMPRESSION, SEQUENTIAL | c870005276 | SPD | Pavilion |  | retired per josh | 10/31/2019 |  | 10/31/29 |  |  | NO | YES |  |  |  |  | MEDLINE INDUSTRIES, INC. 30212516 c870005276 |  |  | Active |  | 99:99:99:99:99:99 |  | Alarm | PAAR:00-PVAR | 10/31/2019 | 10/31/2019 | COOPER UNIVERSITY HOSPITAL |  |  |  | 0012627804 | David Frye | Performance Verification | Closed | Pat D'Andrea | 10/31/2019 | 10/31/2019 | devices bulk imported. approved by patrick d'andrea, qualreq0005668. | AMCOFFIN 1/8/2018 devices bulk imported. approved by patrick d'andrea, qualreq0005668. | E68A3193-82D4-4C6A-B38C-2770FD2E3D0C | Labor | 10/31/2019 | 10/31/2019 | Pat D'Andrea
|  | MEDLINE INDUSTRIES, INC. | HEMO-FORCE DVT | PUMP, COMPRESSION, SEQUENTIAL | c870005179 | SPD | Pavilion |  |  | 10/31/2019 |  | 10/31/29 |  |  | NO | YES |  |  |  |  | MEDLINE INDUSTRIES, INC. 30212514 c870005179 |  |  | Active |  | 99:99:99:99:99:99 |  | Alarm | PAAR:00-PVAR | 10/31/2019 | 10/31/2019 | COOPER UNIVERSITY HOSPITAL |  |  |  | 0012627800 | David Frye | Performance Verification | Closed | Pat D'Andrea | 10/31/2019 | 10/31/2019 | devices bulk imported. approved by patrick d'andrea, qualreq0005668. | AMCOFFIN 1/8/2018 devices bulk imported. approved by patrick d'andrea, qualreq0005668. | 8E666FE8-2299-4E3F-B986-CC95235717FD | Labor | 10/31/2019 | 10/31/2019 | Pat D'Andrea
|  | MEDLINE INDUSTRIES, INC. | HEMO-FORCE DVT | PUMP, COMPRESSION, SEQUENTIAL | c870005212 | SPD | Kelemen |  |  | 10/31/2019 |  | 10/31/29 |  |  | NO | YES |  |  |  |  | MEDLINE INDUSTRIES, INC. 30212512 c870005212 |  |  | Active |  | 99:99:99:99:99:99 |  | Alarm | PAAR:00-PVAR | 10/31/2019 | 10/31/2019 | COOPER UNIVERSITY HOSPITAL |  |  |  | 0012505979 | David Frye | Repair | Closed | Josh Harris | 10/31/2019 | 10/31/2019 | SCD - BROKEN SCREEN -TMX | 12/14/2017 10:55:47 AM JXHARRIS (JXHARRIS 12/14/2017 12:00 AM) SENDING TO MEDLINE FOR WARRANTY REPAIR. 1/3/2018 7:57:04 AM JXHARRIS (JXHARRIS 1/3/2018 12:00 AM) C870005212 ? $215.00 LABEL, FRONT PANEL CONTROL PCB SET FOR DISPLAY (ORIGINAL IS CRACKED) AWAITING PURCHASINHG ON HOW TO PAY. 2/23/2018 9:59:16 AM JXHARRIS (JXHARRIS 2/23/2018 12:00 AM) RETURNED FROM VENDOR. VPO. RTS. | 278809AF-2CAB-4FF2-BFCC-9DACB7E86491 | Labor | 10/31/2019 | 10/31/2019 | Josh Harris
|  | MEDLINE INDUSTRIES, INC. | HEMO-FORCE DVT | PUMP, COMPRESSION, SEQUENTIAL | C870003188 |  | Kelemen | [7 empty] | NO | YES
|  | MEDLINE INDUSTRIES, INC. | HEMO-FORCE DVT | PUMP, COMPRESSION, SEQUENTIAL | C870003120 |  | Pavilion | [7 empty] | NO | YES
|  | MEDLINE INDUSTRIES, INC. | HEMO-FORCE DVT | PUMP, COMPRESSION, SEQUENTIAL | C870003375 |  | Pavilion | [7 empty] | NO | YES
|  | MEDLINE INDUSTRIES, INC. | HEMO-FORCE DVT | PUMP, COMPRESSION, SEQUENTIAL | C870003483 |  | Kelemen | [7 empty] | NO | YES
|  | SMITH &amp; NEPHEW |  | PUMP, FLUID MANAGEMENT | 1301CM688 | VOORHEES SURGERY CENTER-OPERATING ROOM | 900 Centennial Blvd | Suite E |  | 02/17/2013 |  |  |  |  | NO | YES |  |  |  |  | SMITH & NEPHEW 10347192 1301CM688 |  |  | Active |  | 99:99:99:99:99:99 |  | Equipment | PAAR:00-PVAR | 11/01/2019 |  | COOPER AMBULATORY OFF-SITES |  |  | SUITE E |  | JENNIFER BOMBARO
|  | SMITH &amp; NEPHEW |  | PUMP, FLUID MANAGEMENT | 1212CM012 | VOORHEES SURGERY CENTER-SURGERY DEPT | 900 Centennial Blvd | Suite E |  | 01/01/2013 |  |  |  |  | NO | YES |  |  |  |  | SMITH & NEPHEW 10347193 1212CM012 |  |  | Active |  | 99:99:99:99:99:99 |  | Equipment | PAAR:00-PVAR | 11/02/2019 |  | COOPER AMBULATORY OFF-SITES |  |  | STORAGE ROOM |  | Theresa Megali
|  | OLYMPUS AMERICA, INC. | OFP | PUMP, FLUSHING | 28-09752 | SPECIAL TEST | Kelemen |  |  | 11/02/2019 |  | 11/2/29 |  |  | NO | YES |  |  |  |  | OLYMPUS AMERICA, INC. 30144935 28-09752 |  |  | Active |  | 99:99:99:99:99:99 |  | Equipment | PAAR:00-PVAR | 11/02/2019 | 11/02/2019 | COOPER UNIVERSITY HOSPITAL |  |  | KELEMAN 6 STU | WOT00000000514111 | AMY HANNAN | Disposition | Closed | Gene Amodei | 11/02/2019 | 11/02/2019 | Bulk Disposition CNL |  |  |  | 11/02/2019 | 11/02/2019
|  | OLYMPUS AMERICA, INC. | OFP | PUMP, FLUSHING | 27-28620 | COOPER DIGESTIVE HEALTH-ENDOSCOPY | 501 Fellowship Rd |  |  | 01/28/2008 |  | 1/28/18 |  |  | NO | YES |  |  |  |  | OLYMPUS AMERICA, INC. 10347104 27-28620 |  |  | Active |  | 99:99:99:99:99:99 |  | Equipment | PAAR:00-PVAR | 11/02/2019 |  | COOPER AMBULATORY OFF-SITES |  |  | Suite 102 - Procedure Side |  | JEANNE GREER
|  | OLYMPUS AMERICA, INC. | OFP-2 | PUMP, FLUSHING |  | COOPER DIGESTIVE HEALTH-ENDOSCOPY | 501 fellowship road |  |  | 03/08/2017 |  | 3/8/27 |  |  | NO | YES |  |  |  |  | OLYMPUS AMERICA, INC. 10769388 21615200 |  |  | Active |  | 99:99:99:99:99:99 |  | Equipment | PAAR:00-PVAR | 10/31/2019 |  | COOPER AMBULATORY OFF-SITES |  |  | PROCEDURE RM 3 | 0011437199 | JEANNE GREER | Preventative Maintenance | Closed | Bonnie Aichroth | 03/29/2017 | 03/29/2017 | PERFORMANCE ASSURANCE AT INVENTORY | INVENTORIED DEVICE AND ENSURED DEVICE WAS FUNCTIONING PROPERLY. | 80817578-F84C-4EDA-A4C2-EC4C1B545BF1 | Labor | 03/08/2017 | 03/08/2017 | Kirk Lis
|  | OLYMPUS AMERICA, INC. | OFP-2 | PUMP, FLUSHING |  | COOPER DIGESTIVE HEALTH-ENDOSCOPY | 501 Fellowship Rd |  |  | 06/10/2015 |  | 6/10/25 |  |  | NO | YES |  |  |  |  | OLYMPUS AMERICA, INC. 10505091 21507948 |  |  | Active |  | 99:99:99:99:99:99 |  | Equipment | PAAR:00-PVAR | 10/31/2019 |  | COOPER AMBULATORY OFF-SITES |  |  |  |  | JEANNE GREER
|  | OLYMPUS AMERICA, INC. | OFP-2 | PUMP, FLUSHING |  | COOPER DIGESTIVE HEALTH-ENDOSCOPY | 501 Fellowship Rd |  |  | 01/01/1900 |  |  |  |  | NO | YES |  |  |  |  | OLYMPUS AMERICA, INC. 10347151 21502945 |  |  | Active |  | 99:99:99:99:99:99 |  | Equipment | PAAR:00-PVAR | 11/02/2019 |  | COOPER AMBULATORY OFF-SITES |  |  | Suite 102 - Procedure Side |  | JEANNE GREER
|  | OLYMPUS AMERICA, INC. | OFP-2 | PUMP, FLUSHING |  | OPERATING ROOM - PAVILION | Kelemen |  |  | 09/06/2012 |  | 9/6/22 |  |  | NO | YES |  |  |  |  | OLYMPUS AMERICA, INC. 10346633 21210386 |  |  | Active |  | 99:99:99:99:99:99 |  | Equipment | PAAR:00-PVAR | 11/02/2019 |  | COOPER UNIVERSITY HOSPITAL |  |  | OR P10 | WOT00000002200268 | DOMINIC VENDETTA | Disposition | Closed | Salvatore Bombara | 02/14/2019 | 05/14/2019 | Bulk Disposition CNL
|  | COVIDIEN | KANGAROO EPUMP | PUMP, FOOD, ENTERAL | C13049997 | SPD | Kelemen |  |  | 11/02/2019 |  | 11/2/29 |  |  | NO | YES |  |  |  |  | COVIDIEN 30126058 C13049997 |  |  | Active |  | 99:99:99:99:99:99 |  | Alarm | PAAR:00-PVAR | 11/02/2019 | 11/02/2019 | COOPER UNIVERSITY HOSPITAL |  |  | UHS |  | David Frye |  |  |  | 11/02/2019 | 11/02/2019 |  |  |  |  | 11/02/2019 | 11/02/2019
|  | COVIDIEN | KANGAROO EPUMP | PUMP, FOOD, ENTERAL | C13046622 |  | Kelemen | [7 empty] | NO | YES
|  | COVIDIEN | KANGAROO EPUMP | PUMP, FOOD, ENTERAL | C17170679 |  | Pavilion | [7 empty] | NO | YES
|  | COVIDIEN | KANGAROO EPUMP | PUMP, FOOD, ENTERAL | C13035136 | SPD | Kelemen |  |  | 11/02/2019 |  | 11/2/29 |  |  | NO | YES |  |  |  |  | COVIDIEN 11221944 C13035136 |  |  | Active | 10356040, 10732373, 11221633 | 99:99:99:99:99:99 |  | Alarm | PAAR:00-PVAR | 11/02/2019 | 11/02/2019 | COOPER UNIVERSITY HOSPITAL |  |  | rm 1063 |  | David Frye |  |  |  | 11/02/2019 | 11/02/2019 |  |  |  |  | 11/02/2019 | 11/02/2019
|  | COVIDIEN | KANGAROO EPUMP | PUMP, FOOD, ENTERAL | C14100047 | SPD | Kelemen |  |  | 10/31/2019 |  | 10/31/29 |  |  | NO | YES |  |  |  |  | COVIDIEN 11221898 C14100047 |  |  | Active | 30126186, 30212618 | 99:99:99:99:99:99 |  | Alarm | PAAR:00-PVAR | 10/31/2019 | 10/31/2019 | COOPER UNIVERSITY HOSPITAL |  |  |  |  | David Frye |  |  |  | 10/31/2019 | 10/31/2019 |  |  |  |  | 10/31/2019 | 10/31/2019
|  | COVIDIEN | KANGAROO EPUMP | PUMP, FOOD, ENTERAL | C1278372 | SPD | Kelemen |  |  | 11/02/2019 |  | 11/2/29 |  |  | NO | YES |  |  |  |  | COVIDIEN 11221868 C1278372 |  |  | Active | 10345059, 10762973 | 99:99:99:99:99:99 |  | Alarm | PAAR:00-PVAR | 11/02/2019 | 11/02/2019 | COOPER UNIVERSITY HOSPITAL |  |  | SPD |  | David Frye |  |  |  | 11/02/2019 | 11/02/2019 |  |  |  |  | 11/02/2019 | 11/02/2019
|  | COVIDIEN | KANGAROO EPUMP | PUMP, FOOD, ENTERAL | C13031046 | SPD | Kelemen |  |  | 11/02/2019 |  | 11/2/29 |  |  | NO | YES |  |  |  |  | COVIDIEN 11221862 C13031046 |  |  | Active |  | 99:99:99:99:99:99 |  | Alarm | PAAR:00-PVAR | 11/02/2019 | 11/02/2019 | COOPER UNIVERSITY HOSPITAL |  |  | JFP0172 |  | David Frye |  |  |  | 11/02/2019 | 11/02/2019 |  |  |  |  | 11/02/2019 | 11/02/2019
|  | COVIDIEN | KANGAROO EPUMP | PUMP, FOOD, ENTERAL | C17170900 | SPD | Kelemen | Basement |  | 10/31/2019 |  | 10/31/29 |  |  | NO | YES |  |  |  |  | COVIDIEN 11221861 C17170900 |  |  | Active |  | 99:99:99:99:99:99 |  | Alarm | PAAR:00-PVAR | 10/31/2019 | 10/31/2019 | COOPER UNIVERSITY HOSPITAL |  |  | UHS - JFP0158 | 0011781441 | David Frye | Performance Verification | Closed | Bonnie Aichroth | 10/31/2019 | 10/31/2019 | INCOMING INVENTORY | DEVICE INVENTORIED | B574A6E3-CC11-4A1B-9321-0CF7520CBE07 | Labor | 10/31/2019 | 10/31/2019 | Bonnie Aichroth
|  | COVIDIEN | KANGAROO EPUMP | PUMP, FOOD, ENTERAL | C13051415 | SPD | Kelemen |  |  | 11/02/2019 |  | 11/2/29 |  |  | NO | YES |  |  |  |  | COVIDIEN 11221860 C13051415 |  |  | Active | 10345062, 11221833 | 99:99:99:99:99:99 |  | Alarm | PAAR:00-PVAR | 11/02/2019 | 11/02/2019 | COOPER UNIVERSITY HOSPITAL |  |  | UHS - JFP0192 |  | David Frye |  |  |  | 11/02/2019 | 11/02/2019 |  |  |  |  | 11/02/2019 | 11/02/2019
|  | COVIDIEN | KANGAROO EPUMP | PUMP, FOOD, ENTERAL | C13051128 | SPD | Pavilion |  |  | 11/02/2019 |  | 11/2/29 |  |  | NO | YES |  |  |  |  | COVIDIEN 11221839 C13051128 |  |  | Active |  | 99:99:99:99:99:99 |  | Alarm | PAAR:00-PVAR | 11/02/2019 | 11/02/2019 | COOPER UNIVERSITY HOSPITAL |  |  | STORAGE ROOM P470 |  | David Frye |  |  |  | 11/02/2019 | 11/02/2019 |  |  |  |  | 11/02/2019 | 11/02/2019
|  | COVIDIEN | KANGAROO EPUMP | PUMP, FOOD, ENTERAL | C17170909 | SPD | Pavilion |  |  | 10/31/2019 |  | 10/31/29 |  |  | NO | YES |  |  |  |  | COVIDIEN 11221836 C17170909 |  |  | Active |  | 99:99:99:99:99:99 |  | Alarm | PAAR:00-PVAR | 10/31/2019 | 10/31/2019 | COOPER UNIVERSITY HOSPITAL |  |  |  | 0011781617 | David Frye | Preventative Maintenance | Closed | Bonnie Aichroth | 10/31/2019 | 10/31/2019 | PERFORMANCE ASSURANCE AT INVENTORY | INVENTORIED DEVICE AND ENSURED DEVICE WAS FUNCTIONING PROPERLY. | 632F61A4-748D-4821-8589-D57DB1349DA2 | Labor | 10/31/2019 | 10/31/2019 | Josh Harris
|  | COVIDIEN | KANGAROO EPUMP | PUMP, FOOD, ENTERAL | C13046604 | SPD | Pavilion |  |  | 11/02/2019 |  | 11/2/29 |  |  | NO | YES |  |  |  |  | COVIDIEN 11221835 C13046604 |  |  | Active | 10345048, 30212615 | 99:99:99:99:99:99 |  | Alarm | PAAR:00-PVAR | 11/02/2019 | 11/02/2019 | COOPER UNIVERSITY HOSPITAL |  |  | UHS |  | David Frye |  |  |  | 11/02/2019 | 11/02/2019 |  |  |  |  | 11/02/2019 | 11/02/2019
|  | COVIDIEN | KANGAROO EPUMP | PUMP, FOOD, ENTERAL | C18203753 | SPD | Pavilion |  |  | 10/31/2019 |  | 10/31/29 |  |  | NO | YES |  |  |  |  | COVIDIEN 11221819 C18203753 |  |  | Active |  | 99:99:99:99:99:99 |  | Alarm | PAAR:00-PVAR | 10/31/2019 | 10/31/2019 | COOPER UNIVERSITY HOSPITAL |  |  |  | WOT00000001072123 | David Frye | Performance Verification | Closed | Josh Harris | 10/31/2019 | 10/31/2019 | Performance Verification for COVIDIEN 11221583 C18203753 | Initial Install of Performance Verification. Device is ready for patient use. |  |  | 10/31/2019 | 10/31/2019
|  | COVIDIEN | KANGAROO EPUMP | PUMP, FOOD, ENTERAL | c1270931 | SPD | Kelemen |  |  | 10/31/2019 |  | 10/31/29 |  |  | NO | YES |  |  |  |  | COVIDIEN 11221817 c1270931 |  |  | Active |  | 99:99:99:99:99:99 |  | Alarm | PAAR:00-PVAR | 10/31/2019 | 10/31/2019 | COOPER UNIVERSITY HOSPITAL |  |  |  | WOT00000001081359 | David Frye | Performance Verification | Closed | Josh Harris | 10/31/2019 | 10/31/2019 | Performance Verification for COVIDIEN 10752716 c1270931 | Initial Install of Performance Verification. Device is ready for patient use. |  |  | 10/31/2019 | 10/31/2019
|  | COVIDIEN | KANGAROO EPUMP | PUMP, FOOD, ENTERAL | C18203906 | SPD | Kelemen |  |  | 10/31/2019 |  | 10/31/29 |  |  | NO | YES |  |  |  |  | COVIDIEN 11221818 C18203906 |  |  | Active | 11221592, 11221701 | 99:99:99:99:99:99 |  | Alarm | PAAR:00-PVAR | 10/31/2019 | 10/31/2019 | COOPER UNIVERSITY HOSPITAL |  |  |  | WOT00000001072721 | David Frye | Performance Verification | Closed | Josh Harris | 10/31/2019 | 10/31/2019 | Performance Verification for COVIDIEN 11221592 C18203906 | Initial Install of Performance Verification. Device is ready for patient use. |  |  | 10/31/2019 | 10/31/2019
|  | COVIDIEN | KANGAROO EPUMP | PUMP, FOOD, ENTERAL | C13051247 | SPD | Kelemen |  |  | 11/02/2019 |  | 11/2/29 |  |  | NO | YES |  |  |  |  | COVIDIEN 11221702 C13051247 |  |  | Active | 10345197, 10732375 | 99:99:99:99:99:99 |  | Alarm | PAAR:00-PVAR | 11/02/2019 | 11/02/2019 | COOPER UNIVERSITY HOSPITAL |  |  | PCU/8N |  | David Frye |  |  |  | 11/02/2019 | 11/02/2019 |  |  |  |  | 11/02/2019 | 11/02/2019
|  | COVIDIEN | KANGAROO EPUMP | PUMP, FOOD, ENTERAL | c13022115 | SPD | Kelemen | BASEMENT |  | 10/31/2019 |  | 10/31/29 |  |  | NO | YES |  |  |  |  | COVIDIEN 11221643 c13022115 |  |  | Active |  | 99:99:99:99:99:99 |  | Alarm | PAAR:00-PVAR | 10/31/2019 | 10/31/2019 | COOPER UNIVERSITY HOSPITAL |  |  |  | WOT00000001203722 | David Frye | Performance Verification | Closed | Josh Harris | 10/31/2019 | 10/31/2019 | Performance Verification for COVIDIEN 11221643 c13022115 | Initial Install of Performance Verification. Device is ready for patient use. |  |  | 10/31/2019 | 10/31/2019
|  | COVIDIEN | KANGAROO EPUMP | PUMP, FOOD, ENTERAL | C13051269 | SPD | Kelemen |  |  | 10/31/2019 |  | 10/31/29 |  |  | NO | YES |  |  |  |  | COVIDIEN 11221640 C13051269 |  |  | Active | 10349231, 10769548, 11207503 | 99:99:99:99:99:99 |  | Alarm | PAAR:00-PVAR | 10/31/2019 | 10/31/2019 | COOPER UNIVERSITY HOSPITAL |  |  |  |  | David Frye |  |  |  | 10/31/2019 | 10/31/2019 |  |  |  |  | 10/31/2019 | 10/31/2019
|  | COVIDIEN | KANGAROO EPUMP | PUMP, FOOD, ENTERAL | C18203919 | SPD | Kelemen |  |  | 10/31/2019 |  | 10/31/29 |  |  | NO | YES |  |  |  |  | COVIDIEN 11221597 C18203919 |  |  | Active |  | 99:99:99:99:99:99 |  | Alarm | PAAR:00-PVAR | 10/31/2019 | 10/31/2019 | COOPER UNIVERSITY HOSPITAL |  |  |  | WOT00000001072765 | David Frye | Performance Verification | Closed | Josh Harris | 10/31/2019 | 10/31/2019 | Performance Verification for COVIDIEN 11221597 C18203919 | Initial Install of Performance Verification. Device is ready for patient use. |  |  | 10/31/2019 | 10/31/2019
|  | COVIDIEN | KANGAROO EPUMP | PUMP, FOOD, ENTERAL | C18203918 | SPD | Kelemen |  |  | 10/31/2019 |  | 10/31/29 |  |  | NO | YES |  |  |  |  | COVIDIEN 11221596 C18203918 |  |  | Active |  | 99:99:99:99:99:99 |  | Alarm | PAAR:00-PVAR | 10/31/2019 | 10/31/2019 | COOPER UNIVERSITY HOSPITAL |  |  |  | WOT00000001072759 | David Frye | Performance Verification | Closed | Josh Harris | 10/31/2019 | 10/31/2019 | Performance Verification for COVIDIEN 11221596 C18203918 | Initial Install of Performance Verification. Device is ready for patient use. |  |  | 10/31/2019 | 10/31/2019
|  | COVIDIEN | KANGAROO EPUMP | PUMP, FOOD, ENTERAL | C18203912 | SPD | Kelemen |  |  | 10/31/2019 |  | 10/31/29 |  |  | NO | YES |  |  |  |  | COVIDIEN 11221594 C18203912 |  |  | Active |  | 99:99:99:99:99:99 |  | Alarm | PAAR:00-PVAR | 10/31/2019 | 10/31/2019 | COOPER UNIVERSITY HOSPITAL |  |  |  | WOT00000001072733 | David Frye | Performance Verification | Closed | Josh Harris | 10/31/2019 | 10/31/2019 | Performance Verification for COVIDIEN 11221594 C18203912 | Initial Install of Performance Verification. Device is ready for patient use. |  |  | 10/31/2019 | 10/31/2019
|  | COVIDIEN | KANGAROO EPUMP | PUMP, FOOD, ENTERAL | C18203915 | SPD | Kelemen |  |  | 10/31/2019 |  | 10/31/29 |  |  | NO | YES |  |  |  |  | COVIDIEN 11221595 C18203915 |  |  | Active |  | 99:99:99:99:99:99 |  | Alarm | PAAR:00-PVAR | 10/31/2019 | 10/31/2019 | COOPER UNIVERSITY HOSPITAL |  |  |  | WOT00000001072749 | David Frye | Performance Verification | Closed | Josh Harris | 10/31/2019 | 10/31/2019 | Performance Verification for COVIDIEN 11221595 C18203915 | Initial Install of Performance Verification. Device is ready for patient use. |  |  | 10/31/2019 | 10/31/2019
|  | COVIDIEN | KANGAROO EPUMP | PUMP, FOOD, ENTERAL | C18203910 | SPD | Pavilion |  |  | 10/31/2019 |  | 10/31/29 |  |  | NO | YES |  |  |  |  | COVIDIEN 11221593 C18203910 |  |  | Active |  | 99:99:99:99:99:99 |  | Alarm | PAAR:00-PVAR | 10/31/2019 | 10/31/2019 | COOPER UNIVERSITY HOSPITAL |  |  |  | WOT00000001072729 | David Frye | Performance Verification | Closed | Josh Harris | 10/31/2019 | 10/31/2019 | Performance Verification for COVIDIEN 11221593 C18203910 | Initial Install of Performance Verification. Device is ready for patient use. |  |  | 10/31/2019 | 10/31/2019
|  | COVIDIEN | KANGAROO EPUMP | PUMP, FOOD, ENTERAL | C18203896 | SPD | Pavilion |  |  | 10/31/2019 |  | 10/31/29 |  |  | NO | YES |  |  |  |  | COVIDIEN 11221588 C18203896 |  |  | Active |  | 99:99:99:99:99:99 |  | Alarm | PAAR:00-PVAR | 10/31/2019 | 10/31/2019 | COOPER UNIVERSITY HOSPITAL |  |  |  | WOT00000001072640 | David Frye | Performance Verification | Closed | Josh Harris | 10/31/2019 | 10/31/2019 | Performance Verification for COVIDIEN 11221588 C18203896 | Initial Install of Performance Verification. Device is ready for patient use. |  |  | 10/31/2019 | 10/31/2019
|  | COVIDIEN | KANGAROO EPUMP | PUMP, FOOD, ENTERAL | C18203901 | SPD | Kelemen |  |  | 10/31/2019 |  | 10/31/29 |  |  | NO | YES |  |  |  |  | COVIDIEN 11221589 C18203901 |  |  | Active |  | 99:99:99:99:99:99 |  | Alarm | PAAR:00-PVAR | 10/31/2019 | 10/31/2019 | COOPER UNIVERSITY HOSPITAL |  |  |  | WOT00000001072660 | David Frye | Performance Verification | Closed | Josh Harris | 10/31/2019 | 10/31/2019 | Performance Verification for COVIDIEN 11221589 C18203901 | Initial Install of Performance Verification. Device is ready for patient use. |  |  | 10/31/2019 | 10/31/2019
|  | COVIDIEN | KANGAROO EPUMP | PUMP, FOOD, ENTERAL | C18203904 | SPD | Kelemen |  |  | 10/31/2019 |  | 10/31/29 |  |  | NO | YES |  |  |  |  | COVIDIEN 11221591 C18203904 |  |  | Active |  | 99:99:99:99:99:99 |  | Alarm | PAAR:00-PVAR | 10/31/2019 | 10/31/2019 | COOPER UNIVERSITY HOSPITAL |  |  |  | WOT00000001072701 | David Frye | Performance Verification | Closed | Josh Harris | 10/31/2019 | 10/31/2019 | Performance Verification for COVIDIEN 11221591 C18203904 | Initial Install of Performance Verification. Device is ready for patient use. |  |  | 10/31/2019 | 10/31/2019
|  | COVIDIEN | KANGAROO EPUMP | PUMP, FOOD, ENTERAL | C18203903 | SPD | Kelemen |  |  | 10/31/2019 |  | 10/31/29 |  |  | NO | YES |  |  |  |  | COVIDIEN 11221590 C18203903 |  |  | Active |  | 99:99:99:99:99:99 |  | Alarm | PAAR:00-PVAR | 10/31/2019 | 10/31/2019 | COOPER UNIVERSITY HOSPITAL |  |  |  | WOT00000001072687 | David Frye | Performance Verification | Closed | Josh Harris | 10/31/2019 | 10/31/2019 | Performance Verification for COVIDIEN 11221590 C18203903 | Initial Install of Performance Verification. Device is ready for patient use. |  |  | 10/31/2019 | 10/31/2019
|  | COVIDIEN | KANGAROO EPUMP | PUMP, FOOD, ENTERAL | C18203894 | SPD | Pavilion |  |  | 10/31/2019 |  | 10/31/29 |  |  | NO | YES |  |  |  |  | COVIDIEN 11221587 C18203894 |  |  | Active |  | 99:99:99:99:99:99 |  | Alarm | PAAR:00-PVAR | 10/31/2019 | 10/31/2019 | COOPER UNIVERSITY HOSPITAL |  |  |  | WOT00000001072630 | David Frye | Performance Verification | Closed | Josh Harris | 10/31/2019 | 10/31/2019 | Performance Verification for COVIDIEN 11221587 C18203894 | Initial Install of Performance Verification. Device is ready for patient use. |  |  | 10/31/2019 | 10/31/2019
|  | COVIDIEN | KANGAROO EPUMP | PUMP, FOOD, ENTERAL | C18203784 | SPD | Kelemen |  |  | 10/31/2019 |  | 10/31/29 |  |  | NO | YES |  |  |  |  | COVIDIEN 11221586 C18203784 |  |  | Active |  | 99:99:99:99:99:99 |  | Alarm | PAAR:00-PVAR | 10/31/2019 | 10/31/2019 | COOPER UNIVERSITY HOSPITAL |  |  |  | WOT00000001072624 | David Frye | Performance Verification | Closed | Josh Harris | 10/31/2019 | 10/31/2019 | Performance Verification for COVIDIEN 11221586 C18203784 | Initial Install of Performance Verification. Device is ready for patient use. |  |  | 10/31/2019 | 10/31/2019
|  | COVIDIEN | KANGAROO EPUMP | PUMP, FOOD, ENTERAL | C18203783 | SPD | Kelemen |  |  | 10/31/2019 |  | 10/31/29 |  |  | NO | YES |  |  |  |  | COVIDIEN 11221585 C18203783 |  |  | Active |  | 99:99:99:99:99:99 |  | Alarm | PAAR:00-PVAR | 10/31/2019 | 10/31/2019 | COOPER UNIVERSITY HOSPITAL |  |  |  | WOT00000001072619 | David Frye | Performance Verification | Closed | Josh Harris | 10/31/2019 | 10/31/2019 | Performance Verification for COVIDIEN 11221585 C18203783 | Initial Install of Performance Verification. Device is ready for patient use. |  |  | 10/31/2019 | 10/31/2019
|  | COVIDIEN | KANGAROO EPUMP | PUMP, FOOD, ENTERAL | C18203776 | SPD | Kelemen |  |  | 10/31/2019 |  | 10/31/29 |  |  | NO | YES |  |  |  |  | COVIDIEN 11221584 C18203776 |  |  | Active |  | 99:99:99:99:99:99 |  | Alarm | PAAR:00-PVAR | 10/31/2019 | 10/31/2019 | COOPER UNIVERSITY HOSPITAL |  |  |  | WOT00000001072570 | David Frye | Performance Verification | Closed | Josh Harris | 10/31/2019 | 10/31/2019 | Performance Verification for COVIDIEN 11221584 C18203776 | Initial Install of Performance Verification. Device is ready for patient use. |  |  | 10/31/2019 | 10/31/2019
|  | COVIDIEN | KANGAROO EPUMP | PUMP, FOOD, ENTERAL | C17170923 | SPD | Kelemen |  |  | 10/31/2019 |  | 10/31/29 |  |  | NO | YES |  |  |  |  | COVIDIEN 11207709 C17170923 |  |  | Active | 10769654, 11135713 | 99:99:99:99:99:99 |  | Alarm | PAAR:00-PVAR | 10/31/2019 | 10/31/2019 | COOPER UNIVERSITY HOSPITAL |  |  |  | 0011781496 | David Frye | Performance Verification | Closed | Bonnie Aichroth | 10/31/2019 | 10/31/2019 | INCOMING INVENTORY | DEVICE INVENTORIED | AC8FBC39-F6BA-4CAC-B669-9095491DC2A7 | Labor | 10/31/2019 | 10/31/2019 | Bonnie Aichroth
|  | COVIDIEN | KANGAROO EPUMP | PUMP, FOOD, ENTERAL | C13046589 |  | Dorrance | [7 empty] | NO | YES
|  | COVIDIEN | KANGAROO EPUMP | PUMP, FOOD, ENTERAL | C17170783 |  | Pavilion | [7 empty] | NO | YES
|  | COVIDIEN | KANGAROO EPUMP | PUMP, FOOD, ENTERAL | C17170942 |  | Pavilion | [7 empty] | NO | YES
|  | COVIDIEN | KANGAROO EPUMP | PUMP, FOOD, ENTERAL | C13051284 |  | Pavilion | [7 empty] | NO | YES
|  | COVIDIEN | KANGAROO EPUMP | PUMP, FOOD, ENTERAL | C13039943 | SPD | Kelemen |  |  | 11/02/2019 |  | 11/2/29 |  |  | NO | YES |  |  |  |  | COVIDIEN 11135694 C13039943 |  |  | Active |  | 99:99:99:99:99:99 |  | Alarm | PAAR:00-PVAR | 11/02/2019 | 11/02/2019 | COOPER UNIVERSITY HOSPITAL |  |  | UHS |  | David Frye |  |  |  | 11/02/2019 | 11/02/2019 |  |  |  |  | 11/02/2019 | 11/02/2019
|  | COVIDIEN | KANGAROO EPUMP | PUMP, FOOD, ENTERAL | C17170874 | SPD | Pavilion |  |  | 06/20/2017 |  | 6/20/27 |  |  | NO | YES |  |  |  |  | COVIDIEN 10769648 C17170874 |  |  | Active |  | 99:99:99:99:99:99 |  | Alarm | PAAR:00-PVAR | 10/31/2019 |  | COOPER UNIVERSITY HOSPITAL |  |  |  | 0011781435 | David Frye | Performance Verification | Closed | Bonnie Aichroth | 06/21/2017 | 06/21/2017 | INCOMING INVENTORY | DEVICE INVENTORIED | FF3BAC22-C47C-4A5E-BD23-27BC578F59E4 | Labor | 06/21/2017 | 06/21/2017 | Bonnie Aichroth
|  | COVIDIEN | KANGAROO EPUMP | PUMP, FOOD, ENTERAL | C17170949 | SPD | Kelemen |  |  | 06/20/2017 |  | 6/20/27 |  |  | NO | YES |  |  |  |  | COVIDIEN 10769658 C17170949 |  |  | Active |  | 99:99:99:99:99:99 |  | Alarm | PAAR:00-PVAR | 10/31/2019 |  | COOPER UNIVERSITY HOSPITAL |  |  |  | 0011781507 | David Frye | Performance Verification | Closed | Bonnie Aichroth | 06/21/2017 | 06/21/2017 | INCOMING INVENTORY | DEVICE INVENTORIED | 5DDC5621-D535-4442-9343-447C2B1D0FD5 | Labor | 06/21/2017 | 06/21/2017 | Bonnie Aichroth
|  | COVIDIEN | KANGAROO EPUMP | PUMP, FOOD, ENTERAL | C17170930 | SPD | Kelemen |  |  | 06/20/2017 |  | 6/20/27 |  |  | NO | YES |  |  |  |  | COVIDIEN 10769655 C17170930 |  |  | Active |  | 99:99:99:99:99:99 |  | Alarm | PAAR:00-PVAR | 10/31/2019 |  | COOPER UNIVERSITY HOSPITAL |  |  |  | 0011781499 | David Frye | Performance Verification | Closed | Bonnie Aichroth | 06/21/2017 | 06/21/2017 | INCOMING INVENTORY | DEVICE INVENTORIED | CE90128B-10D3-4C79-9ED5-0AEA71A2119D | Labor | 06/21/2017 | 06/21/2017 | Bonnie Aichroth
|  | COVIDIEN | KANGAROO EPUMP | PUMP, FOOD, ENTERAL | C17170739 | SPD | Kelemen |  |  | 06/20/2017 |  | 6/20/27 |  |  | NO | YES |  |  |  |  | COVIDIEN 10769645 C17170739 |  |  | Active |  | 99:99:99:99:99:99 |  | Alarm | PAAR:00-PVAR | 10/31/2019 |  | COOPER UNIVERSITY HOSPITAL |  |  |  | 0011781409 | David Frye | Performance Verification | Closed | Bonnie Aichroth | 06/21/2017 | 06/21/2017 | INCOMING INVENTORY | DEVICE INVENTORIED | BB45C906-7818-48BB-ACEC-DBD3AF23CB6B | Labor | 06/21/2017 | 06/21/2017 | Bonnie Aichroth
|  | COVIDIEN | KANGAROO EPUMP | PUMP, FOOD, ENTERAL | C13036152 | SPD | Kelemen |  |  | 09/01/2013 |  | 9/1/23 |  |  | NO | YES |  |  |  |  | COVIDIEN 10752971 C13036152 |  |  | Active |  | 99:99:99:99:99:99 |  | Alarm | PAAR:00-PVAR | 11/02/2019 |  | COOPER UNIVERSITY HOSPITAL |  |  | TRAUMA ICU/7N | 0012325433 | David Frye | Repair | Closed | Stephen Zubrzycki | 10/26/2017 | 11/24/2017 | FEEDING PUMP - BROKEN - TMX | 10/26/2017 2:24:24 PM SJZUBRZYCKI (SJZUBRZYCKI 10/26/2017 12:00 AM) ANALYZED UNIT. TOO MUCH BROKEN. BEING SENT IN FOR FLAT RATE REPAIR 10/26/2017 3:56:45 PM SJZUBRZYCKI BEING COVERED UNDER TMX1091702 11/24/2017 12:29:14 PM SJZUBRZYCKI (SJZUBRZYCKI 11/24/2017 12:00 AM) RETURNED FROM VENDOR AND VPO | 05BE479E-85A8-4747-A63D-1624AB970B31 | Labor | 10/26/2017 | 10/26/2017 | Stephen Zubrzycki
|  | COVIDIEN | KANGAROO EPUMP | PUMP, FOOD, ENTERAL | C13049978 | SPD | Pavilion |  |  | 09/01/2013 |  | 9/1/23 |  |  | NO | YES |  |  |  |  | COVIDIEN 10732489 C13049978 |  |  | Active |  | 99:99:99:99:99:99 |  | Alarm | PAAR:00-PVAR | 11/02/2019 |  | COOPER UNIVERSITY HOSPITAL |  |  | TRAUMA STEP DOWN |  | David Frye
|  | COVIDIEN | KANGAROO EPUMP | PUMP, FOOD, ENTERAL | C13037488 | SPD | Kelemen | Basement |  | 06/10/2015 |  | 6/10/25 |  |  | NO | YES |  |  |  |  | COVIDIEN 10732485 C13037488 |  |  | Active |  | 99:99:99:99:99:99 |  | Alarm | PAAR:00-PVAR | 10/31/2019 |  | COOPER UNIVERSITY HOSPITAL |  |  |  |  | David Frye
|  | COVIDIEN | KANGAROO EPUMP | PUMP, FOOD, ENTERAL | C1055637 |  | Pavilion |  |  | 09/01/2013 |  | 9/1/23 |  |  | NO | YES |  |  |  |  | COVIDIEN 10732354 C1055637 |  |  | Active |  | 99:99:99:99:99:99 |  | Alarm | PAAR:00-PVAR | 11/02/2019 |  | COOPER UNIVERSITY HOSPITAL |  |  | SPD |  | David Frye
|  | COVIDIEN | KANGAROO EPUMP | PUMP, FOOD, ENTERAL | C17170944 |  | Pavilion | [7 empty] | NO | YES
|  | COVIDIEN | KANGAROO EPUMP | PUMP, FOOD, ENTERAL | C17170916 |  | Pavilion | [7 empty] | NO | YES
|  | COVIDIEN | KANGAROO EPUMP | PUMP, FOOD, ENTERAL | C13049973 | SPD | Kelemen |  |  | 09/01/2013 |  | 9/1/23 |  |  | NO | YES |  |  |  |  | COVIDIEN 10365338 C13049973 |  |  | Active |  | 99:99:99:99:99:99 |  | Alarm | PAAR:00-PVAR | 11/02/2019 |  | COOPER UNIVERSITY HOSPITAL |  |  | uhs room |  | David Frye
|  | COVIDIEN | KANGAROO EPUMP | PUMP, FOOD, ENTERAL | C17170921 |  | Kelemen | [7 empty] | NO | YES
|  | COVIDIEN | KANGAROO EPUMP | PUMP, FOOD, ENTERAL | C13051299 | SPD | Kelemen |  |  | 09/01/2013 |  | 9/1/23 |  |  | NO | YES |  |  |  |  | COVIDIEN 10360425 C13051299 |  |  | Active |  | 99:99:99:99:99:99 |  | Alarm | PAAR:00-PVAR | 11/02/2019 |  | COOPER UNIVERSITY HOSPITAL |  |  | UHS |  | David Frye
|  | COVIDIEN | KANGAROO EPUMP | PUMP, FOOD, ENTERAL | C13049936 |  | Pavilion | [7 empty] | NO | YES
|  | COVIDIEN | KANGAROO EPUMP | PUMP, FOOD, ENTERAL |  | SPD | Pavilion |  |  | 03/01/2013 |  | 3/1/23 |  |  | NO | YES |  |  |  |  | COVIDIEN 10355771 13050038 |  |  | Active |  | 99:99:99:99:99:99 |  | Alarm | PAAR:00-PVAR | 11/02/2019 |  | COOPER UNIVERSITY HOSPITAL |  |  | MEDSURG - 10TH |  | David Frye
|  | COVIDIEN | KANGAROO EPUMP | PUMP, FOOD, ENTERAL | C15116873 | SPD | Kelemen |  |  | 11/02/2019 |  | 11/2/29 |  |  | NO | YES |  |  |  |  | COVIDIEN 30212676 C15116873 |  |  | Active |  | 99:99:99:99:99:99 |  | Alarm | PAAR:00-PVAR | 11/02/2019 | 11/02/2019 | COOPER UNIVERSITY HOSPITAL |  |  | UHS |  | David Frye |  |  |  | 11/02/2019 | 11/02/2019 |  |  |  |  | 11/02/2019 | 11/02/2019
|  | COVIDIEN | KANGAROO EPUMP | PUMP, FOOD, ENTERAL | C13016103 | SPD | Kelemen |  |  | 11/02/2019 |  | 11/2/29 |  |  | NO | YES |  |  |  |  | COVIDIEN 30212616 C13016103 |  |  | Active |  | 99:99:99:99:99:99 |  | Alarm | PAAR:00-PVAR | 11/02/2019 | 11/02/2019 | COOPER UNIVERSITY HOSPITAL |  |  | UHS |  | David Frye |  |  |  | 11/02/2019 | 11/02/2019 |  |  |  |  | 11/02/2019 | 11/02/2019
|  | COVIDIEN | KANGAROO EPUMP | PUMP, FOOD, ENTERAL | C13049459 | SPD | Kelemen |  |  | 09/01/2013 |  | 9/1/23 |  |  | NO | YES |  |  |  |  | COVIDIEN 10346480 C13049459 |  |  | Active |  | 99:99:99:99:99:99 |  | Alarm | PAAR:00-PVAR | 11/02/2019 |  | COOPER UNIVERSITY HOSPITAL |  |  |  |  | David Frye
|  | COVIDIEN | KANGAROO EPUMP | PUMP, FOOD, ENTERAL | C13051246 | SPD | Dorrance |  |  | 09/01/2013 |  | 9/1/23 |  |  | NO | YES |  |  |  |  | COVIDIEN 10346456 C13051246 |  |  | Active |  | 99:99:99:99:99:99 |  | Alarm | PAAR:00-PVAR | 11/02/2019 |  | COOPER UNIVERSITY HOSPITAL |  |  | TICU |  | David Frye
|  | COVIDIEN | KANGAROO EPUMP | PUMP, FOOD, ENTERAL | C13050032 | SPD | Kelemen |  |  | 09/01/2013 |  | 9/1/23 |  |  | NO | YES |  |  |  |  | COVIDIEN 10345072 C13050032 |  |  | Active |  | 99:99:99:99:99:99 |  | Alarm | PAAR:00-PVAR | 11/02/2019 |  | COOPER UNIVERSITY HOSPITAL |  |  | UHS |  | David Frye
|  | COVIDIEN | KANGAROO EPUMP | PUMP, FOOD, ENTERAL | C13022035 | SPD | Kelemen |  |  | 09/01/2013 |  | 9/1/23 |  |  | NO | YES |  |  |  |  | COVIDIEN 10345055 C13022035 |  |  | Active |  | 99:99:99:99:99:99 |  | Alarm | PAAR:00-PVAR | 11/02/2019 |  | COOPER UNIVERSITY HOSPITAL |  |  | SPD |  | David Frye
|  | COVIDIEN | KANGAROO EPUMP | PUMP, FOOD, ENTERAL | C13040085 | SPD | Kelemen |  |  | 09/01/2013 |  | 9/1/23 |  |  | NO | YES |  |  |  |  | COVIDIEN 10345042 C13040085 |  |  | Active |  | 99:99:99:99:99:99 |  | Alarm | PAAR:00-PVAR | 11/02/2019 |  | COOPER UNIVERSITY HOSPITAL |  |  | SPD |  | David Frye
|  | STOCKERT GMBH | S3 | PUMP, HEART-LUNG BYPASS | 43S3356 | PERFUSION | Pavilion |  |  | 11/11/2005 |  |  |  |  | NO | YES |  |  |  |  | STOCKERT GMBH 10649825 43S3356 |  |  | Active |  | 99:99:99:99:99:99 |  | Life Support | 6M:00-MFG | 11/01/2019 | 05/01/2020 | COOPER UNIVERSITY HOSPITAL |  |  | OPERATING ROOM |  | Bonnie Aichroch
|  | STOCKERT GMBH | S3 | PUMP, HEART-LUNG BYPASS | 43S4271/ 43S03799 | PERFUSION | Pavilion |  |  | 11/11/2005 |  |  |  |  | NO | YES |  |  |  |  | STOCKERT GMBH 10368307 43S4271/ 43S03799 |  |  | Active |  | 99:99:99:99:99:99 |  | Life Support | 6M:00-MFG | 11/01/2019 | 05/01/2020 | COOPER UNIVERSITY HOSPITAL |  |  | OR HALL |  | Bonnie Aichroch
|  | STOCKERT GMBH | S3 | PUMP, HEART-LUNG BYPASS | 10S23585/ 43S4271 | PERFUSION | Pavilion |  |  | 11/11/2005 |  |  |  |  | NO | YES |  |  |  |  | STOCKERT GMBH 10346610 10S23585/ 43S4271 |  |  | Active |  | 99:99:99:99:99:99 |  | Life Support | 6M:00-MFG | 11/01/2019 | 05/01/2020 | COOPER UNIVERSITY HOSPITAL |  |  | OR P07 |  | Bonnie Aichroch
|  | CINCINNATI SUB-ZERO | MICRO-TEMP LT | PUMP, HEAT THERAPY | 193LT 05203 |  | Kelemen | [7 empty] | NO | YES
|  | CINCINNATI SUB-ZERO | MICRO-TEMP LT | PUMP, HEAT THERAPY | 193-LT-05211 | SPD | Kelemen |  |  | 10/31/2019 |  | 10/31/29 |  |  | NO | YES |  |  |  |  | CINCINNATI SUB-ZERO 11135855 193-LT-05211 |  |  | Active |  |  |  | Equipment | PAAR:00-PVAR | 10/31/2019 | 10/31/2019 | COOPER UNIVERSITY HOSPITAL |  |  | UHS | WOT00000004014417 | David Frye | Performance Verification | Closed | Josh Harris | 10/31/2019 | 10/31/2019 | CEID Record Completion for CINCINNATI SUB-ZERO 11135855 193-LT-05211 | Inventoried new unit. | EXP4307727 | Labor | 10/31/2019 | 10/31/2019 | Josh Harris
|  | CINCINNATI SUB-ZERO | MICRO-TEMP LT | PUMP, HEAT THERAPY | 193-LT-05214 | SPD | Dorrance |  |  | 10/31/2019 |  | 10/31/29 |  |  | NO | YES |  |  |  |  | CINCINNATI SUB-ZERO 11135856 193-LT-05214 |  |  | Active |  |  |  | Equipment | PAAR:00-PVAR | 10/31/2019 | 10/31/2019 | COOPER UNIVERSITY HOSPITAL |  |  | UHS | WOT00000004014420 | David Frye | Performance Verification | Closed | Josh Harris | 10/31/2019 | 10/31/2019 | CEID Record Completion for CINCINNATI SUB-ZERO 11135856 193-LT-05214 | Inventoried new unit. | EXP4307726 | Labor | 10/31/2019 | 10/31/2019 | Josh Harris
|  | CINCINNATI SUB-ZERO | MICRO-TEMP LT | PUMP, HEAT THERAPY | 193-LT-05212 | SPD | Pavilion |  |  | 10/31/2019 |  | 10/31/29 |  |  | NO | YES |  |  |  |  | CINCINNATI SUB-ZERO 11135859 193-LT-05212 |  |  | Active |  |  |  | Equipment | PAAR:00-PVAR | 10/31/2019 | 10/31/2019 | COOPER UNIVERSITY HOSPITAL |  |  | UHS | WOT00000004014427 | David Frye | Performance Verification | Closed | Josh Harris | 10/31/2019 | 10/31/2019 | Performance Verification for CINCINNATI SUB-ZERO 11135859 193-LT-05212 | Initial Install of Performance Verification. Device is ready for patient use. |  |  | 10/31/2019 | 10/31/2019
|  | CINCINNATI SUB-ZERO | MICRO-TEMP LT | PUMP, HEAT THERAPY | 193-LT-05205 | SPD | Kelemen |  |  | 10/31/2019 |  | 10/31/29 |  |  | NO | YES |  |  |  |  | CINCINNATI SUB-ZERO 11135860 193-LT-05205 |  |  | Active |  |  |  | Equipment | PAAR:00-PVAR | 10/31/2019 | 10/31/2019 | COOPER UNIVERSITY HOSPITAL |  |  | UHS | WOT00000004014429 | David Frye | Performance Verification | Closed | Josh Harris | 10/31/2019 | 10/31/2019 | Performance Verification for CINCINNATI SUB-ZERO 11135860 193-LT-05205 | Initial Install of Performance Verification. Device is ready for patient use. |  |  | 10/31/2019 | 10/31/2019
|  | CINCINNATI SUB-ZERO | MICRO-TEMP LT | PUMP, HEAT THERAPY | 193-LT-05173 | SPD | Kelemen |  |  | 10/31/2019 |  | 10/31/29 |  |  | NO | YES |  |  |  |  | CINCINNATI SUB-ZERO 11135858 193-LT-05173 |  |  | Active |  |  |  | Equipment | PAAR:00-PVAR | 10/31/2019 | 10/31/2019 | COOPER UNIVERSITY HOSPITAL |  |  | UHS | WOT00000004014424 | David Frye | Performance Verification | Closed | Josh Harris | 10/31/2019 | 10/31/2019 | Performance Verification for CINCINNATI SUB-ZERO 11135858 193-LT-05173 | Initial Install of Performance Verification. Device is ready for patient use. |  |  | 10/31/2019 | 10/31/2019
|  | CINCINNATI SUB-ZERO | MICRO-TEMP LT | PUMP, HEAT THERAPY | 193-LT-05235 | SPD | Pavilion |  |  | 10/31/2019 |  | 10/31/29 |  |  | NO | YES |  |  |  |  | CINCINNATI SUB-ZERO 11135832 193-LT-05235 |  |  | Active |  |  |  | Equipment | PAAR:00-PVAR | 10/31/2019 | 10/31/2019 | COOPER UNIVERSITY HOSPITAL |  |  | UHS | WOT00000004014357 | David Frye | Performance Verification | Closed | Josh Harris | 10/31/2019 | 10/31/2019 | Performance Verification for CINCINNATI SUB-ZERO 11135832 193-LT-05235 | Initial Install of Performance Verification. Device is ready for patient use. |  |  | 10/31/2019 | 10/31/2019
|  | CINCINNATI SUB-ZERO | MICRO-TEMP LT | PUMP, HEAT THERAPY | 193-LT-05218 | SPD | Kelemen |  |  | 10/31/2019 |  | 10/31/29 |  |  | NO | YES |  |  |  |  | CINCINNATI SUB-ZERO 11135853 193-LT-05218 |  |  | Active |  |  |  | Equipment | PAAR:00-PVAR | 10/31/2019 | 10/31/2019 | COOPER UNIVERSITY HOSPITAL |  |  | UHS | WOT00000004014407 | David Frye | Performance Verification | Closed | Josh Harris | 10/31/2019 | 10/31/2019 | Performance Verification for CINCINNATI SUB-ZERO 11135853 193-LT-05218 | Initial Install of Performance Verification. Device is ready for patient use. |  |  | 10/31/2019 | 10/31/2019
|  | CINCINNATI SUB-ZERO | MICRO-TEMP LT | PUMP, HEAT THERAPY | 193-LT-05223 | SPD | Pavilion |  |  | 10/31/2019 |  | 10/31/29 |  |  | NO | YES |  |  |  |  | CINCINNATI SUB-ZERO 11135848 193-LT-05223 |  |  | Active |  |  |  | Equipment | PAAR:00-PVAR | 10/31/2019 | 10/31/2019 | COOPER UNIVERSITY HOSPITAL |  |  | UHS | WOT00000004014396 | David Frye | Performance Verification | Closed | Josh Harris | 10/31/2019 | 10/31/2019 | CEID Record Completion for CINCINNATI SUB-ZERO 11135848 193-LT-05223 | Inventoried new unit. | EXP4307627 | Labor | 10/31/2019 | 10/31/2019 | Josh Harris
|  | CINCINNATI SUB-ZERO | MICRO-TEMP LT | PUMP, HEAT THERAPY | 193-LT-05215 | SPD | Pavilion |  |  | 10/31/2019 |  | 10/31/29 |  |  | NO | YES |  |  |  |  | CINCINNATI SUB-ZERO 11135854 193-LT-05215 |  |  | Active |  |  |  | Equipment | PAAR:00-PVAR | 10/31/2019 | 10/31/2019 | COOPER UNIVERSITY HOSPITAL |  |  | UHS | WOT00000004014409 | David Frye | Performance Verification | Closed | Josh Harris | 10/31/2019 | 10/31/2019 | Performance Verification for CINCINNATI SUB-ZERO 11135854 193-LT-05215 | Initial Install of Performance Verification. Device is ready for patient use. |  |  | 10/31/2019 | 10/31/2019
|  | CINCINNATI SUB-ZERO | MICRO-TEMP LT | PUMP, HEAT THERAPY | 193-LT-05224 | SPD | Kelemen |  |  | 10/31/2019 |  | 10/31/29 |  |  | NO | YES |  |  |  |  | CINCINNATI SUB-ZERO 11135851 193-LT-05224 |  |  | Active |  |  |  | Equipment | PAAR:00-PVAR | 10/31/2019 | 10/31/2019 | COOPER UNIVERSITY HOSPITAL |  |  | UHS | WOT00000004014404 | David Frye | Performance Verification | Closed | Josh Harris | 10/31/2019 | 10/31/2019 | CEID Record Completion for CINCINNATI SUB-ZERO 11135851 193-LT-05224 | Inventoried new unit. | EXP4307621 | Labor | 10/31/2019 | 10/31/2019 | Josh Harris
|  | CINCINNATI SUB-ZERO | MICRO-TEMP LT | PUMP, HEAT THERAPY | 193-LT-05199 | SPD | Pavilion |  |  | 10/31/2019 |  | 10/31/29 |  |  | NO | YES |  |  |  |  | CINCINNATI SUB-ZERO 11135852 193-LT-05199 |  |  | Active |  |  |  | Equipment | PAAR:00-PVAR | 10/31/2019 | 10/31/2019 | COOPER UNIVERSITY HOSPITAL |  |  | UHS | WOT00000004014406 | David Frye | Performance Verification | Closed | Josh Harris | 10/31/2019 | 10/31/2019 | CEID Record Completion for CINCINNATI SUB-ZERO 11135852 193-LT-05199 | Inventoried new unit. | EXP4307619 | Labor | 10/31/2019 | 10/31/2019 | Josh Harris
|  | CINCINNATI SUB-ZERO | MICRO-TEMP LT | PUMP, HEAT THERAPY | 193-LT-05201 | SPD | Kelemen |  |  | 10/31/2019 |  | 10/31/29 |  |  | NO | YES |  |  |  |  | CINCINNATI SUB-ZERO 11135849 193-LT-05201 |  |  | Active |  |  |  | Equipment | PAAR:00-PVAR | 10/31/2019 | 10/31/2019 | COOPER UNIVERSITY HOSPITAL |  |  | UHS | WOT00000004014397 | David Frye | Performance Verification | Closed | Josh Harris | 10/31/2019 | 10/31/2019 | Performance Verification for CINCINNATI SUB-ZERO 11135849 193-LT-05201 | Initial Install of Performance Verification. Device is ready for patient use. |  |  | 10/31/2019 | 10/31/2019
|  | CINCINNATI SUB-ZERO | MICRO-TEMP LT | PUMP, HEAT THERAPY | 193-LT-05220 | SPD | Kelemen |  |  | 10/31/2019 |  | 10/31/29 |  |  | NO | YES |  |  |  |  | CINCINNATI SUB-ZERO 11135850 193-LT-05220 |  |  | Active |  |  |  | Equipment | PAAR:00-PVAR | 10/31/2019 | 10/31/2019 | COOPER UNIVERSITY HOSPITAL |  |  | UHS | WOT00000004014401 | David Frye | Performance Verification | Closed | Josh Harris | 10/31/2019 | 10/31/2019 | Performance Verification for CINCINNATI SUB-ZERO 11135850 193-LT-05220 | Initial Install of Performance Verification. Device is ready for patient use. |  |  | 10/31/2019 | 10/31/2019
|  | CINCINNATI SUB-ZERO | MICRO-TEMP LT | PUMP, HEAT THERAPY | 193-LT-05225 | SPD | Dorrance |  |  | 10/31/2019 |  | 10/31/29 |  |  | NO | YES |  |  |  |  | CINCINNATI SUB-ZERO 11135845 193-LT-05225 |  |  | Active |  |  |  | Equipment | PAAR:00-PVAR | 10/31/2019 | 10/31/2019 | COOPER UNIVERSITY HOSPITAL |  |  | UHS | WOT00000004014390 | David Frye | Performance Verification | Closed | Josh Harris | 10/31/2019 | 10/31/2019 | CEID Record Completion for CINCINNATI SUB-ZERO 11135845 193-LT-05225 | Inventoried new unit. | EXP4307554 | Labor | 10/31/2019 | 10/31/2019 | Josh Harris
|  | CINCINNATI SUB-ZERO | MICRO-TEMP LT | PUMP, HEAT THERAPY | 193-LT-05219 | SPD | Kelemen |  |  | 10/31/2019 |  | 10/31/29 |  |  | NO | YES |  |  |  |  | CINCINNATI SUB-ZERO 11135846 193-LT-05219 |  |  | Active |  |  |  | Equipment | PAAR:00-PVAR | 10/31/2019 | 10/31/2019 | COOPER UNIVERSITY HOSPITAL |  |  | UHS | WOT00000004014391 | David Frye | Performance Verification | Closed | Josh Harris | 10/31/2019 | 10/31/2019 | Performance Verification for CINCINNATI SUB-ZERO 11135846 193-LT-05219 | Initial Install of Performance Verification. Device is ready for patient use. |  |  | 10/31/2019 | 10/31/2019
|  | CINCINNATI SUB-ZERO | MICRO-TEMP LT | PUMP, HEAT THERAPY | 193-LT-05209 | SPD | Kelemen |  |  | 10/31/2019 |  | 10/31/29 |  |  | NO | YES |  |  |  |  | CINCINNATI SUB-ZERO 11135844 193-LT-05209 |  |  | Active |  |  |  | Equipment | PAAR:00-PVAR | 10/31/2019 | 10/31/2019 | COOPER UNIVERSITY HOSPITAL |  |  | UHS | WOT00000004014388 | David Frye | Performance Verification | Closed | Josh Harris | 10/31/2019 | 10/31/2019 | CEID Record Completion for CINCINNATI SUB-ZERO 11135844 193-LT-05209 | Inventoried new unit. | EXP4307556 | Labor | 10/31/2019 | 10/31/2019 | Josh Harris
|  | CINCINNATI SUB-ZERO | MICRO-TEMP LT | PUMP, HEAT THERAPY | 193-LT-05226 | SPD | Kelemen |  |  | 10/31/2019 |  | 10/31/29 |  |  | NO | YES |  |  |  |  | CINCINNATI SUB-ZERO 11135843 193-LT-05226 |  |  | Active |  |  |  | Equipment | PAAR:00-PVAR | 10/31/2019 | 10/31/2019 | COOPER UNIVERSITY HOSPITAL |  |  | UHS | WOT00000004014385 | David Frye | Performance Verification | Closed | Josh Harris | 10/31/2019 | 10/31/2019 | Performance Verification for CINCINNATI SUB-ZERO 11135843 193-LT-05226 | Initial Install of Performance Verification. Device is ready for patient use. |  |  | 10/31/2019 | 10/31/2019
|  | CINCINNATI SUB-ZERO | MICRO-TEMP LT | PUMP, HEAT THERAPY | 193-LT-05206 | SPD | Kelemen |  |  | 10/31/2019 |  | 10/31/29 |  |  | NO | YES |  |  |  |  | CINCINNATI SUB-ZERO 11135842 193-LT-05206 |  |  | Active |  |  |  | Equipment | PAAR:00-PVAR | 10/31/2019 | 10/31/2019 | COOPER UNIVERSITY HOSPITAL |  |  | UHS | WOT00000004014382 | David Frye | Performance Verification | Closed | Josh Harris | 10/31/2019 | 10/31/2019 | Performance Verification for CINCINNATI SUB-ZERO 11135842 193-LT-05206 | Initial Install of Performance Verification. Device is ready for patient use. |  |  | 10/31/2019 | 10/31/2019
|  | CINCINNATI SUB-ZERO | MICRO-TEMP LT | PUMP, HEAT THERAPY | 193-LT-05216 | SPD | Kelemen | Basement |  | 10/31/2019 |  | 10/31/29 |  |  | NO | YES |  |  |  |  | CINCINNATI SUB-ZERO 11135841 193-LT-05216 |  |  | Active |  |  |  | Equipment | PAAR:00-PVAR | 10/31/2019 | 10/31/2019 | COOPER UNIVERSITY HOSPITAL |  |  | UHS | WOT00000004014379 | David Frye | Performance Verification | Closed | Josh Harris | 10/31/2019 | 10/31/2019 | Performance Verification for CINCINNATI SUB-ZERO 11135841 193-LT-05216 | Initial Install of Performance Verification. Device is ready for patient use. |  |  | 10/31/2019 | 10/31/2019
|  | CINCINNATI SUB-ZERO | MICRO-TEMP LT | PUMP, HEAT THERAPY | 193-LT-05188 | SPD | Kelemen |  |  | 10/31/2019 |  | 10/31/29 |  |  | NO | YES |  |  |  |  | CINCINNATI SUB-ZERO 11135839 193-LT-05188 |  |  | Active |  |  |  | Equipment | PAAR:00-PVAR | 10/31/2019 | 10/31/2019 | COOPER UNIVERSITY HOSPITAL |  |  | UHS | WOT00000004014374 | David Frye | Performance Verification | Closed | Josh Harris | 10/31/2019 | 10/31/2019 | Performance Verification for CINCINNATI SUB-ZERO 11135839 193-LT-05188 | Initial Install of Performance Verification. Device is ready for patient use. |  |  | 10/31/2019 | 10/31/2019
|  | CINCINNATI SUB-ZERO | MICRO-TEMP LT | PUMP, HEAT THERAPY | 193-LT-05189 | SPD | Pavilion |  |  | 10/31/2019 |  | 10/31/29 |  |  | NO | YES |  |  |  |  | CINCINNATI SUB-ZERO 11135838 193-LT-05189 |  |  | Active |  |  |  | Equipment | PAAR:00-PVAR | 10/31/2019 | 10/31/2019 | COOPER UNIVERSITY HOSPITAL |  |  | UHS | WOT00000004014372 | David Frye | Performance Verification | Closed | Josh Harris | 10/31/2019 | 10/31/2019 | Performance Verification for CINCINNATI SUB-ZERO 11135838 193-LT-05189 | Initial Install of Performance Verification. Device is ready for patient use. |  |  | 10/31/2019 | 10/31/2019
|  | CINCINNATI SUB-ZERO | MICRO-TEMP LT | PUMP, HEAT THERAPY | 193-LT-05237 | SPD | Kelemen |  |  | 10/31/2019 |  | 10/31/29 |  |  | NO | YES |  |  |  |  | CINCINNATI SUB-ZERO 11135833 193-LT-05237 |  |  | Active |  |  |  | Equipment | PAAR:00-PVAR | 10/31/2019 | 10/31/2019 | COOPER UNIVERSITY HOSPITAL |  |  | UHS | WOT00000004014360 | David Frye | Performance Verification | Closed | Josh Harris | 10/31/2019 | 10/31/2019 | CEID Record Completion for CINCINNATI SUB-ZERO 11135833 193-LT-05237 | Inventoried new unit. | EXP4307208 | Labor | 10/31/2019 | 10/31/2019 | Josh Harris
|  | CINCINNATI SUB-ZERO | MICRO-TEMP LT | PUMP, HEAT THERAPY | 193-LT-05238 | SPD | Kelemen |  |  | 10/31/2019 |  | 10/31/29 |  |  | NO | YES |  |  |  |  | CINCINNATI SUB-ZERO 11135834 193-LT-05238 |  |  | Active |  |  |  | Equipment | PAAR:00-PVAR | 10/31/2019 | 10/31/2019 | COOPER UNIVERSITY HOSPITAL |  |  | UHS | WOT00000004014361 | David Frye | Performance Verification | Closed | Josh Harris | 10/31/2019 | 10/31/2019 | Performance Verification for CINCINNATI SUB-ZERO 11135834 193-LT-05238 | Initial Install of Performance Verification. Device is ready for patient use. |  |  | 10/31/2019 | 10/31/2019
|  | CINCINNATI SUB-ZERO | MICRO-TEMP LT | PUMP, HEAT THERAPY | 193-LT-05202 | SPD | Pavilion |  |  | 10/31/2019 |  | 10/31/29 |  |  | NO | YES |  |  |  |  | CINCINNATI SUB-ZERO 11135836 193-LT-05202 |  |  | Active |  |  |  | Equipment | PAAR:00-PVAR | 10/31/2019 | 10/31/2019 | COOPER UNIVERSITY HOSPITAL |  |  | UHS | WOT00000004014368 | David Frye | Performance Verification | Closed | Josh Harris | 10/31/2019 | 10/31/2019 | Performance Verification for CINCINNATI SUB-ZERO 11135836 193-LT-05202 | Initial Install of Performance Verification. Device is ready for patient use. |  |  | 10/31/2019 | 10/31/2019
|  | CINCINNATI SUB-ZERO | MICRO-TEMP LT | PUMP, HEAT THERAPY | 193-LT-05241 | SPD | Kelemen |  |  | 10/31/2019 |  | 10/31/29 |  |  | NO | YES |  |  |  |  | CINCINNATI SUB-ZERO 11135835 193-LT-05241 |  |  | Active |  |  |  | Equipment | PAAR:00-PVAR | 10/31/2019 | 10/31/2019 | COOPER UNIVERSITY HOSPITAL |  |  | UHS | WOT00000004014365 | David Frye | Performance Verification | Closed | Josh Harris | 10/31/2019 | 10/31/2019 | Performance Verification for CINCINNATI SUB-ZERO 11135835 193-LT-05241 | Initial Install of Performance Verification. Device is ready for patient use. |  |  | 10/31/2019 | 10/31/2019
|  | CINCINNATI SUB-ZERO | MICRO-TEMP LT | PUMP, HEAT THERAPY | 193-LT-05234 | SPD | Kelemen |  |  | 10/31/2019 |  | 10/31/29 |  |  | NO | YES |  |  |  |  | CINCINNATI SUB-ZERO 11135830 193-LT-05234 |  |  | Active |  |  |  | Equipment | PAAR:00-PVAR | 10/31/2019 | 10/31/2019 | COOPER UNIVERSITY HOSPITAL |  |  | UHS | WOT00000004014353 | David Frye | Performance Verification | Closed | Josh Harris | 10/31/2019 | 10/31/2019 | Performance Verification for CINCINNATI SUB-ZERO 11135830 193-LT-05234 | Initial Install of Performance Verification. Device is ready for patient use. |  |  | 10/31/2019 | 10/31/2019
|  | CINCINNATI SUB-ZERO | MICRO-TEMP LT | PUMP, HEAT THERAPY | 193-LT-05191 | SPD | Dorrance |  |  | 10/31/2019 |  | 10/31/29 |  |  | NO | YES |  |  |  |  | CINCINNATI SUB-ZERO 11135831 193-LT-05191 |  |  | Active |  |  |  | Equipment | PAAR:00-PVAR | 10/31/2019 | 10/31/2019 | COOPER UNIVERSITY HOSPITAL |  |  | UHS | WOT00000004014355 | David Frye | Performance Verification | Closed | Josh Harris | 10/31/2019 | 10/31/2019 | Performance Verification for CINCINNATI SUB-ZERO 11135831 193-LT-05191 | Initial Install of Performance Verification. Device is ready for patient use. |  |  | 10/31/2019 | 10/31/2019
|  | CINCINNATI SUB-ZERO | MICRO-TEMP LT | PUMP, HEAT THERAPY | 193-LT-05240 | SPD | Kelemen |  |  | 10/31/2019 |  | 10/31/29 |  |  | NO | YES |  |  |  |  | CINCINNATI SUB-ZERO 11135829 193-LT-05240 |  |  | Active |  |  |  | Equipment | PAAR:00-PVAR | 10/31/2019 | 10/31/2019 | COOPER UNIVERSITY HOSPITAL |  |  | UHS | WOT00000004014351 | David Frye | Performance Verification | Closed | Josh Harris | 10/31/2019 | 10/31/2019 | Performance Verification for CINCINNATI SUB-ZERO 11135829 193-LT-05240 | Initial Install of Performance Verification. Device is ready for patient use. |  |  | 10/31/2019 | 10/31/2019
|  | CINCINNATI SUB-ZERO | MICRO-TEMP LT | PUMP, HEAT THERAPY | 193-LT-05174 | SPD | Pavilion |  |  | 10/31/2019 |  | 10/31/29 |  |  | NO | YES |  |  |  |  | CINCINNATI SUB-ZERO 11135824 193-LT-05174 |  |  | Active |  |  |  | Equipment | PAAR:00-PVAR | 10/31/2019 | 10/31/2019 | COOPER UNIVERSITY HOSPITAL |  |  | UHS | WOT00000004014337 | David Frye | Performance Verification | Closed | Josh Harris | 10/31/2019 | 10/31/2019 | Performance Verification for CINCINNATI SUB-ZERO 11135824 193-LT-05174 | Initial Install of Performance Verification. Device is ready for patient use. |  |  | 10/31/2019 | 10/31/2019
|  | CINCINNATI SUB-ZERO | MICRO-TEMP LT | PUMP, HEAT THERAPY | 193-LT-05232 | SPD | Pavilion |  |  | 10/31/2019 |  | 10/31/29 |  |  | NO | YES |  |  |  |  | CINCINNATI SUB-ZERO 11135825 193-LT-05232 |  |  | Active |  |  |  | Equipment | PAAR:00-PVAR | 10/31/2019 | 10/31/2019 | COOPER UNIVERSITY HOSPITAL |  |  | UHS | WOT00000004014340 | David Frye | Performance Verification | Closed | Josh Harris | 10/31/2019 | 10/31/2019 | Performance Verification for CINCINNATI SUB-ZERO 11135825 193-LT-05232 | Initial Install of Performance Verification. Device is ready for patient use. |  |  | 10/31/2019 | 10/31/2019
|  | CINCINNATI SUB-ZERO | MICRO-TEMP LT | PUMP, HEAT THERAPY | 193-LT-05236 | SPD | Pavilion |  |  | 10/31/2019 |  | 10/31/29 |  |  | NO | YES |  |  |  |  | CINCINNATI SUB-ZERO 11135828 193-LT-05236 |  |  | Active |  |  |  | Equipment | PAAR:00-PVAR | 10/31/2019 | 10/31/2019 | COOPER UNIVERSITY HOSPITAL |  |  | UHS | WOT00000004014349 | David Frye | Performance Verification | Closed | Josh Harris | 10/31/2019 | 10/31/2019 | CEID Record Completion for CINCINNATI SUB-ZERO 11135828 193-LT-05236 | Inventoried new unit. | EXP4307093 | Labor | 10/31/2019 | 10/31/2019 | Josh Harris
|  | CINCINNATI SUB-ZERO | MICRO-TEMP LT | PUMP, HEAT THERAPY | 193-LT-05233 | SPD | Pavilion |  |  | 10/31/2019 |  | 10/31/29 |  |  | NO | YES |  |  |  |  | CINCINNATI SUB-ZERO 11135827 193-LT-05233 |  |  | Active |  |  |  | Equipment | PAAR:00-PVAR | 10/31/2019 | 10/31/2019 | COOPER UNIVERSITY HOSPITAL |  |  | UHS | WOT00000004014345 | David Frye | Performance Verification | Closed | Josh Harris | 10/31/2019 | 10/31/2019 | Performance Verification for CINCINNATI SUB-ZERO 11135827 193-LT-05233 | Initial Install of Performance Verification. Device is ready for patient use. |  |  | 10/31/2019 | 10/31/2019
|  | CINCINNATI SUB-ZERO | MICRO-TEMP LT | PUMP, HEAT THERAPY | 193-LT-05230 | SPD | Kelemen |  |  | 10/31/2019 |  | 10/31/29 |  |  | NO | YES |  |  |  |  | CINCINNATI SUB-ZERO 11135826 193-LT-05230 |  |  | Active |  |  |  | Equipment | PAAR:00-PVAR | 10/31/2019 | 10/31/2019 | COOPER UNIVERSITY HOSPITAL |  |  | UHS | WOT00000004014342 | David Frye | Performance Verification | Closed | Josh Harris | 10/31/2019 | 10/31/2019 | Performance Verification for CINCINNATI SUB-ZERO 11135826 193-LT-05230 | Initial Install of Performance Verification. Device is ready for patient use. |  |  | 10/31/2019 | 10/31/2019
|  | CINCINNATI SUB-ZERO | MICRO-TEMP LT | PUMP, HEAT THERAPY | 193-LT-05222 | SPD | Kelemen |  |  | 10/31/2019 |  | 10/31/29 |  |  | NO | YES |  |  |  |  | CINCINNATI SUB-ZERO 11135823 193-LT-05222 |  |  | Active |  |  |  | Equipment | PAAR:00-PVAR | 10/31/2019 | 10/31/2019 | COOPER UNIVERSITY HOSPITAL |  |  | UHS | WOT00000004014335 | David Frye | Performance Verification | Closed | Josh Harris | 10/31/2019 | 10/31/2019 | Performance Verification for CINCINNATI SUB-ZERO 11135823 193-LT-05222 | Initial Install of Performance Verification. Device is ready for patient use. |  |  | 10/31/2019 | 10/31/2019
|  | CINCINNATI SUB-ZERO | MICRO-TEMP LT | PUMP, HEAT THERAPY | 193-LT-05213 | SPD | Kelemen |  |  | 10/31/2019 |  | 10/31/29 |  |  | NO | YES |  |  |  |  | CINCINNATI SUB-ZERO 11135821 193-LT-05213 |  |  | Active |  |  |  | Equipment | PAAR:00-PVAR | 10/31/2019 | 10/31/2019 | COOPER UNIVERSITY HOSPITAL |  |  | UHS | WOT00000004014330 | David Frye | Performance Verification | Closed | Josh Harris | 10/31/2019 | 10/31/2019 | Performance Verification for CINCINNATI SUB-ZERO 11135821 193-LT-05213 | Initial Install of Performance Verification. Device is ready for patient use. |  |  | 10/31/2019 | 10/31/2019
|  | CINCINNATI SUB-ZERO | MICRO-TEMP LT | PUMP, HEAT THERAPY | 193-LT-05229 | SPD | Kelemen |  |  | 10/31/2019 |  | 10/31/29 |  |  | NO | YES |  |  |  |  | CINCINNATI SUB-ZERO 11135819 193-LT-05229 |  |  | Active |  |  |  | Equipment | PAAR:00-PVAR | 10/31/2019 | 10/31/2019 | COOPER UNIVERSITY HOSPITAL |  |  | UHS | WOT00000004014324 | David Frye | Performance Verification | Closed | Josh Harris | 10/31/2019 | 10/31/2019 | Performance Verification for CINCINNATI SUB-ZERO 11135819 193-LT-05229 | Initial Install of Performance Verification. Device is ready for patient use. |  |  | 10/31/2019 | 10/31/2019
|  | CINCINNATI SUB-ZERO | MICRO-TEMP LT | PUMP, HEAT THERAPY | 193-LT-05217 | SPD | Pavilion |  |  | 10/31/2019 |  | 10/31/29 |  |  | NO | YES |  |  |  |  | CINCINNATI SUB-ZERO 11135820 193-LT-05217 |  |  | Active |  |  |  | Equipment | PAAR:00-PVAR | 10/31/2019 | 10/31/2019 | COOPER UNIVERSITY HOSPITAL |  |  | UHS | WOT00000004014329 | David Frye | Performance Verification | Closed | Josh Harris | 10/31/2019 | 10/31/2019 | CEID Record Completion for CINCINNATI SUB-ZERO 11135820 193-LT-05217 | Inventoried new unit. | EXP4307005 | Labor | 10/31/2019 | 10/31/2019 | Josh Harris
|  | CINCINNATI SUB-ZERO | MICRO-TEMP LT | PUMP, HEAT THERAPY | 193-LT-05194 | SPD | Kelemen |  |  | 10/31/2019 |  | 10/31/29 |  |  | NO | YES |  |  |  |  | CINCINNATI SUB-ZERO 11135818 193-LT-05194 |  |  | Active |  |  |  | Equipment | PAAR:00-PVAR | 10/31/2019 | 10/31/2019 | COOPER UNIVERSITY HOSPITAL |  |  | UHS | WOT00000004014321 | David Frye | Performance Verification | Closed | Josh Harris | 10/31/2019 | 10/31/2019 | Performance Verification for CINCINNATI SUB-ZERO 11135818 193-LT-05194 | Initial Install of Performance Verification. Device is ready for patient use. |  |  | 10/31/2019 | 10/31/2019
|  | CINCINNATI SUB-ZERO | MICRO-TEMP LT | PUMP, HEAT THERAPY | 193-LT-05192 | SPD | Pavilion |  |  | 10/31/2019 |  | 10/31/29 |  |  | NO | YES |  |  |  |  | CINCINNATI SUB-ZERO 11135817 193-LT-05192 |  |  | Active |  |  |  | Equipment | PAAR:00-PVAR | 10/31/2019 | 10/31/2019 | COOPER UNIVERSITY HOSPITAL |  |  | UHS | WOT00000004014318 | David Frye | Performance Verification | Closed | Josh Harris | 10/31/2019 | 10/31/2019 | Performance Verification for CINCINNATI SUB-ZERO 11135817 193-LT-05192 | Initial Install of Performance Verification. Device is ready for patient use. |  |  | 10/31/2019 | 10/31/2019
|  | CINCINNATI SUB-ZERO | MICRO-TEMP LT | PUMP, HEAT THERAPY | 193-LT-05196 | SPD | Dorrance |  |  | 10/31/2019 |  | 10/31/29 |  |  | NO | YES |  |  |  |  | CINCINNATI SUB-ZERO 11135816 193-LT-05196 |  |  | Active |  |  |  | Equipment | PAAR:00-PVAR | 10/31/2019 | 10/31/2019 | COOPER UNIVERSITY HOSPITAL |  |  | UHS | WOT00000004014316 | David Frye | Performance Verification | Closed | Josh Harris | 10/31/2019 | 10/31/2019 | Performance Verification for CINCINNATI SUB-ZERO 11135816 193-LT-05196 | Initial Install of Performance Verification. Device is ready for patient use. |  |  | 10/31/2019 | 10/31/2019
|  | CINCINNATI SUB-ZERO | MICRO-TEMP LT | PUMP, HEAT THERAPY | 193-LT-05200 | SPD | Kelemen |  |  | 10/31/2019 |  | 10/31/29 |  |  | NO | YES |  |  |  |  | CINCINNATI SUB-ZERO 11135815 193-LT-05200 |  |  | Active |  |  |  | Equipment | PAAR:00-PVAR | 10/31/2019 | 10/31/2019 | COOPER UNIVERSITY HOSPITAL |  |  | UHS | WOT00000004014314 | David Frye | Performance Verification | Closed | Josh Harris | 10/31/2019 | 10/31/2019 | Performance Verification for CINCINNATI SUB-ZERO 11135815 193-LT-05200 | Initial Install of Performance Verification. Device is ready for patient use. |  |  | 10/31/2019 | 10/31/2019
|  | CINCINNATI SUB-ZERO | MICRO-TEMP LT | PUMP, HEAT THERAPY | 193-LT-05228 | SPD | Pavilion |  |  | 10/31/2019 |  | 10/31/29 |  |  | NO | YES |  |  |  |  | CINCINNATI SUB-ZERO 11135812 193-LT-05228 |  |  | Active |  |  |  | Equipment | PAAR:00-PVAR | 10/31/2019 | 10/31/2019 | COOPER UNIVERSITY HOSPITAL |  |  | UHS | WOT00000004014307 | David Frye | Performance Verification | Closed | Josh Harris | 10/31/2019 | 10/31/2019 | Performance Verification for CINCINNATI SUB-ZERO 11135812 193-LT-05228 | Initial Install of Performance Verification. Device is ready for patient use. |  |  | 10/31/2019 | 10/31/2019
|  | CINCINNATI SUB-ZERO | MICRO-TEMP LT | PUMP, HEAT THERAPY | 193-LT-05170 | SPD | Pavilion |  |  | 10/31/2019 |  | 10/31/29 |  |  | NO | YES |  |  |  |  | CINCINNATI SUB-ZERO 11135814 193-LT-05170 |  |  | Active |  |  |  | Equipment | PAAR:00-PVAR | 10/31/2019 | 10/31/2019 | COOPER UNIVERSITY HOSPITAL |  |  | UHS | WOT00000004014312 | David Frye | Performance Verification | Closed | Josh Harris | 10/31/2019 | 10/31/2019 | Performance Verification for CINCINNATI SUB-ZERO 11135814 193-LT-05170 | Initial Install of Performance Verification. Device is ready for patient use. |  |  | 10/31/2019 | 10/31/2019
|  | CINCINNATI SUB-ZERO | MICRO-TEMP LT | PUMP, HEAT THERAPY | 193-LT-05197 | SPD | Dorrance |  |  | 10/31/2019 |  | 10/31/29 |  |  | NO | YES |  |  |  |  | CINCINNATI SUB-ZERO 11135811 193-LT-05197 |  |  | Active |  |  |  | Equipment | PAAR:00-PVAR | 10/31/2019 | 10/31/2019 | COOPER UNIVERSITY HOSPITAL |  |  | UHS | WOT00000004014304 | David Frye | Performance Verification | Closed | Josh Harris | 10/31/2019 | 10/31/2019 | Performance Verification for CINCINNATI SUB-ZERO 11135811 193-LT-05197 | Initial Install of Performance Verification. Device is ready for patient use. |  |  | 10/31/2019 | 10/31/2019
|  | CINCINNATI SUB-ZERO | MICRO-TEMP LT | PUMP, HEAT THERAPY | 193-LT-05210 |  | Kelemen | [7 empty] | NO | YES
|  | GAYMAR INDUSTRIES | T-PUMP TP650 | PUMP, HEAT THERAPY | E20D70 | MARLTON-DERMATOLOGY | 10000 Sagamore Dr |  |  | 01/01/1900 |  |  |  |  | NO | YES |  |  |  |  | GAYMAR INDUSTRIES 10366122 E20D70 |  |  | Active |  | 99:99:99:99:99:99 |  | Alarm | 1Y:00-MFG | 05/31/2019 | 05/01/2020 | COOPER AMBULATORY OFF-SITES |  |  | Room 6 | 0012352232 | MICHELE CANALE | Preventative Maintenance | Closed | Kirk Lis | 11/01/2017 | 11/16/2017 | Performance Assurance: 00-MFG | 11/16/2017 1:42:41 PM KALIS (KALIS 11/16/2017 12:00 AM) SEARCH TIME .UNIT LOCATED IN CABINET BEHIND NURSES STATION (KALIS 11/16/2017 12:00 AM) PERFORMED PA | C81234A1-8E13-466F-8848-5F475E209B8F | Labor | 11/16/2017 | 11/16/2017 | Kirk Lis
|  | WELLS JOHNSON CO. | 20-6000-00 | PUMP, INFUSION |  | MARLTON-DERMATOLOGY | 10000 Sagamore Dr |  |  | 01/01/1900 |  |  |  |  | NO | YES |  |  |  |  | WELLS JOHNSON CO. 10366121 461 |  |  | Active |  | 99:99:99:99:99:99 |  | High Risk | PAAR:00-PVAR | 11/02/2019 |  | COOPER AMBULATORY OFF-SITES |  |  | Room 6 |  | MICHELE CANALE
|  | CAESAREA MEDICAL ELECTRONICS | BODYGUARD 121 TWINS | PUMP, INFUSION, DUAL CHANNEL | A14838 |  | 60 Fostertown Rd | Cooper 2 | [6 empty] | NO | YES
|  | CAESAREA MEDICAL ELECTRONICS | BODYGUARD 121 TWINS | PUMP, INFUSION, DUAL CHANNEL | A16151 |  | 97 Bogden Blvd | Cooper 1 |  | 03/13/2019 |  | 3/13/29 |  |  | NO | YES |  |  |  |  | CAESAREA MEDICAL ELECTRONICS 11221619 A16151 |  |  | Active |  |  |  | High Risk | 1Y:00-MFG 2Y:00-BAT | 03/13/2019 | 03/13/2019 | COOPER AMBULATORY OFF-SITES |  |  | Millville | WOT00000002369888 | RICK ROHRBACH | Performance Verification | Closed | Josh Harris | 03/13/2019 | 03/13/2019 | Performance Verification for CAESAREA MEDICAL ELECTRONICS 11221619 A16151 | Initial Install of Performance Verification. Device is ready for patient use. |  |  | 03/13/2019 | 03/13/2019
|  | CAESAREA MEDICAL ELECTRONICS | BODYGUARD 121 TWINS | PUMP, INFUSION, DUAL CHANNEL | A16147 |  | 97 Bogden Blvd | Cooper 1 |  | 03/13/2019 |  | 3/13/29 |  |  | NO | YES |  |  |  |  | CAESAREA MEDICAL ELECTRONICS 11221615 A16147 |  |  | Active |  |  |  | High Risk | 1Y:00-MFG 2Y:00-BAT | 03/13/2019 | 03/13/2019 | COOPER AMBULATORY OFF-SITES |  |  | Medford | WOT00000002369894 | RICK ROHRBACH | Performance Verification | Closed | Josh Harris | 03/13/2019 | 03/13/2019 | Performance Verification for CAESAREA MEDICAL ELECTRONICS 11221615 A16147 | Initial Install of Performance Verification. Device is ready for patient use. |  |  | 03/13/2019 | 03/13/2019
|  | CAESAREA MEDICAL ELECTRONICS | BODYGUARD 121 TWINS | PUMP, INFUSION, DUAL CHANNEL | A16149 | MILLVILLE-AIR MED | 60 Fostertown Rd | Cooper 2 |  | 03/13/2019 |  | 3/13/29 |  |  | NO | YES |  |  |  |  | CAESAREA MEDICAL ELECTRONICS 11221618 A16149 |  |  | Active |  |  |  | High Risk | 1Y:00-MFG 2Y:00-BAT | 03/13/2019 | 03/13/2019 | COOPER AMBULATORY OFF-SITES |  |  | Medford | WOT00000002369892 | RICK ROHRBACH | Performance Verification | Closed | Josh Harris | 03/13/2019 | 03/13/2019 | Performance Verification for CAESAREA MEDICAL ELECTRONICS 11221618 A16149 | Initial Install of Performance Verification. Device is ready for patient use. |  |  | 03/13/2019 | 03/13/2019
|  | CAESAREA MEDICAL ELECTRONICS | BODYGUARD 121 TWINS | PUMP, INFUSION, DUAL CHANNEL | A16150 | MILLVILLE-AIR MED | 60 Fostertown Rd | Cooper 2 |  | 03/13/2019 |  | 3/13/29 |  |  | NO | YES |  |  |  |  | CAESAREA MEDICAL ELECTRONICS 11221617 A16150 |  |  | Active |  |  |  | High Risk | 1Y:00-MFG 2Y:00-BAT | 03/13/2019 | 03/13/2019 | COOPER AMBULATORY OFF-SITES |  |  | Medford | WOT00000002369890 | RICK ROHRBACH | Performance Verification | Closed | Josh Harris | 03/13/2019 | 03/13/2019 | Performance Verification for CAESAREA MEDICAL ELECTRONICS 11221617 A16150 | Initial Install of Performance Verification. Device is ready for patient use. |  |  | 03/13/2019 | 03/13/2019
|  | CAESAREA MEDICAL ELECTRONICS | BODYGUARD 121 TWINS | PUMP, INFUSION, DUAL CHANNEL | A16148 | MILLVILLE-AIR MED | 60 Fostertown Rd | Cooper 2 |  | 03/13/2019 |  | 3/13/29 |  |  | NO | YES |  |  |  |  | CAESAREA MEDICAL ELECTRONICS 11221616 A16148 |  |  | Active |  |  |  | High Risk | 1Y:00-MFG 2Y:00-BAT | 03/13/2019 | 03/13/2019 | COOPER AMBULATORY OFF-SITES |  |  | Medford | WOT00000002369896 | RICK ROHRBACH | Performance Verification | Closed | Josh Harris | 03/13/2019 | 03/13/2019 | Performance Verification for CAESAREA MEDICAL ELECTRONICS 11221616 A16148 | Initial Install of Performance Verification. Device is ready for patient use. |  |  | 03/13/2019 | 03/13/2019
|  | CAESAREA MEDICAL ELECTRONICS | BODYGUARD 121 TWINS | PUMP, INFUSION, DUAL CHANNEL | A15936 | MILLVILLE-AIR MED | Kelemen |  |  | 10/31/2019 |  | 10/31/29 |  |  | NO | YES |  |  |  |  | CAESAREA MEDICAL ELECTRONICS 11135571 A15936 |  |  | Active |  |  |  | Equipment | PAAR:00-PVAR | 10/31/2019 | 10/31/2019 | COOPER AMBULATORY OFF-SITES |  |  | Millville | WOT00000002370014 | RICK ROHRBACH | Performance Verification | Closed | Josh Harris | 10/31/2019 | 10/31/2019 | CEID Record Completion for CAESAREA MEDICAL ELECTRONICS 11135571 A15936 | Inventoried Unit. | EXP2471432 | Labor | 10/31/2019 | 10/31/2019 | Josh Harris
|  | CAESAREA MEDICAL ELECTRONICS | BODYGUARD 121 TWINS | PUMP, INFUSION, DUAL CHANNEL | A14837 |  | 97 Bogden Blvd | Cooper 1 |  | 05/01/2018 |  | 5/1/28 |  |  | NO | YES |  |  |  |  | CAESAREA MEDICAL ELECTRONICS 10725243 A14837 |  |  | Active |  |  |  | High Risk | 1Y:00-MFG 2Y:00-BAT | 03/13/2019 | 03/01/2020 | COOPER AMBULATORY OFF-SITES |  |  | Millville | WOT00000002369882 | RICK ROHRBACH | Performance Verification | Closed | Josh Harris | 03/13/2019 | 07/02/2019 | Performance Verification for CAESAREA MEDICAL ELECTRONICS 10725243 A14837 | Initial Install of Performance Verification. Device is ready for patient use.
|  | IRADIMED | MRIDIUM 3860 | PUMP, INFUSION, MR COMPATIBLE | IR6010213 | MRI | Kelemen | Basement |  | 04/30/2019 |  | 4/30/29 |  |  | NO | YES |  |  |  |  | IRADIMED 30143173 IR6010213 |  |  | Active |  | 99:99:99:99:99:99 |  | High Risk | 1Y:00-MFG 2Y:00-BAT | 04/30/2019 | 04/30/2019 | COOPER UNIVERSITY HOSPITAL |  |  | Kelemen MRI |  | ELLIOT VASQUEZ |  |  |  | 04/30/2019 | 04/30/2019 |  |  |  |  | 04/30/2019 | 04/30/2019
|  | IRADIMED | MRIDIUM 3860 | PUMP, INFUSION, MR COMPATIBLE | IR60102133 | MRI | Kelemen | Basement |  | 04/30/2019 |  | 4/30/29 |  |  | NO | YES |  |  |  |  | IRADIMED 30143172 IR60102133 |  |  | Active |  | 99:99:99:99:99:99 |  | High Risk | 1Y:00-MFG 2Y:00-BAT | 04/30/2019 | 04/30/2019 | COOPER UNIVERSITY HOSPITAL |  |  | Kelemen MRI |  | ELLIOT VASQUEZ |  |  |  | 04/30/2019 | 04/30/2019 |  |  |  |  | 04/30/2019 | 04/30/2019
|  | IRADIMED | SIDECAR 3861 | PUMP, INFUSION, MR COMPATIBLE | IR61101391 | MRI | Kelemen | Basement |  | 04/30/2019 |  | 4/30/29 |  |  | NO | YES |  |  |  |  | IRADIMED 30143175 IR61101391 |  |  | Active |  | 99:99:99:99:99:99 |  | High Risk | 1Y:00-MFG 2Y:00-BAT | 04/30/2019 | 04/30/2019 | COOPER UNIVERSITY HOSPITAL |  |  | Kelemen MRI |  | ELLIOT VASQUEZ |  |  |  | 04/30/2019 | 04/30/2019 |  |  |  |  | 04/30/2019 | 04/30/2019
|  | IRADIMED | SIDECAR 3861 | PUMP, INFUSION, MR COMPATIBLE | IR61101390 | MRI | Kelemen | Basement |  | 04/30/2019 |  | 4/30/29 |  |  | NO | YES |  |  |  |  | IRADIMED 30143174 IR61101390 |  |  | Active |  | 99:99:99:99:99:99 |  | High Risk | 1Y:00-MFG 2Y:00-BAT | 04/30/2019 | 04/30/2019 | COOPER UNIVERSITY HOSPITAL |  |  | Kelemen MRI |  | ELLIOT VASQUEZ |  |  |  | 04/30/2019 | 04/30/2019 |  |  |  |  | 04/30/2019 | 04/30/2019
|  | CAREFUSION | ALARIS 8120 | PUMP, INFUSION, PCA |  | SPD | Kelemen |  |  | 11/19/2018 |  | 11/19/28 |  |  | NO | YES |  |  |  |  | CAREFUSION 30126057 13107976 |  |  | Active |  | 99:99:99:99:99:99 |  | High Risk | 1Y:00-MFG | 11/19/2018 | 11/19/2018 | COOPER UNIVERSITY HOSPITAL |  |  |  |  | David Frye |  |  |  | 11/19/2018 | 11/19/2018 |  |  |  |  | 11/19/2018 | 11/19/2018
|  | CAREFUSION | ALARIS 8120 | PUMP, INFUSION, PCA |  | SPD | Kelemen |  |  | 06/30/2010 |  | 6/30/20 |  |  | NO | YES |  |  |  |  | CAREFUSION 10725250 13107943 |  |  | Active |  | 99:99:99:99:99:99 |  | High Risk | 1Y:00-MFG | 11/26/2018 | 12/01/2019 | COOPER UNIVERSITY HOSPITAL |  |  |  |  | David Frye
|  | CAREFUSION | ALARIS 8120 | PUMP, INFUSION, PCA |  | SPD | Kelemen |  |  | 06/30/2010 |  | 6/30/20 |  |  | NO | YES |  |  |  |  | CAREFUSION 10725102 13107311 |  |  | Active |  | 99:99:99:99:99:99 |  | High Risk | 1Y:00-MFG | 12/17/2018 | 12/01/2019 | COOPER UNIVERSITY HOSPITAL |  |  |  |  | David Frye
|  | CAREFUSION | ALARIS 8120 | PUMP, INFUSION, PCA |  | SPD | Kelemen |  |  | 06/30/2010 |  | 6/30/20 |  |  | NO | YES |  |  |  |  | CAREFUSION 10725104 13107910 |  |  | Active |  | 99:99:99:99:99:99 |  | High Risk | 1Y:00-MFG | 11/19/2018 | 12/01/2019 | COOPER UNIVERSITY HOSPITAL |  |  |  |  | David Frye
|  | CAREFUSION | ALARIS 8120 | PUMP, INFUSION, PCA |  | SPD | Kelemen |  |  | 06/30/2010 |  | 6/30/20 |  |  | NO | YES |  |  |  |  | CAREFUSION 10725105 13107736 |  |  | Active |  | 99:99:99:99:99:99 |  | High Risk | 1Y:00-MFG | 11/30/2018 | 12/01/2019 | COOPER UNIVERSITY HOSPITAL |  |  | RECOVERY |  | David Frye
|  | CAREFUSION | ALARIS 8120 | PUMP, INFUSION, PCA |  | SPD | Kelemen |  |  | 06/30/2010 |  | 6/30/20 |  |  | NO | YES |  |  |  |  | CAREFUSION 10725139 13108187 |  |  | Active |  | 99:99:99:99:99:99 |  | High Risk | 1Y:00-MFG | 11/20/2018 | 12/01/2019 | COOPER UNIVERSITY HOSPITAL |  |  |  |  | David Frye
|  | CAREFUSION | ALARIS 8120 | PUMP, INFUSION, PCA |  | SPD | Kelemen |  |  | 06/30/2010 |  | 6/30/20 |  |  | NO | YES |  |  |  |  | CAREFUSION 10725140 13107209 |  |  | Active |  | 99:99:99:99:99:99 |  | High Risk | 1Y:00-MFG | 11/15/2018 | 12/01/2019 | COOPER UNIVERSITY HOSPITAL |  |  |  |  | David Frye
|  | CAREFUSION | ALARIS 8120 | PUMP, INFUSION, PCA |  | SPD | Kelemen |  |  | 06/30/2010 |  | 6/30/20 |  |  | NO | YES |  |  |  |  | CAREFUSION 10725143 13107960 |  |  | Active |  | 99:99:99:99:99:99 |  | High Risk | 1Y:00-MFG | 11/20/2018 | 12/01/2019 | COOPER UNIVERSITY HOSPITAL |  |  |  |  | David Frye
|  | CAREFUSION | ALARIS 8120 | PUMP, INFUSION, PCA |  | SPD | Dorrance |  |  | 06/30/2010 |  | 6/30/20 |  |  | NO | YES |  |  |  |  | CAREFUSION 10725137 13108219 |  |  | Active |  | 99:99:99:99:99:99 |  | High Risk | 1Y:00-MFG | 11/19/2018 | 12/01/2019 | COOPER UNIVERSITY HOSPITAL |  |  |  |  | David Frye
|  | CAREFUSION | ALARIS 8120 | PUMP, INFUSION, PCA |  | SPD | Kelemen |  |  | 06/30/2010 |  | 6/30/20 |  |  | NO | YES |  |  |  |  | CAREFUSION 10725138 13107959 |  |  | Active |  | 99:99:99:99:99:99 |  | High Risk | 1Y:00-MFG | 11/30/2018 | 12/01/2019 | COOPER UNIVERSITY HOSPITAL |  |  | APRIL |  | David Frye
|  | CAREFUSION | ALARIS 8120 | PUMP, INFUSION, PCA |  | SPD | Kelemen |  |  | 06/30/2010 |  | 6/30/20 |  |  | NO | YES |  |  |  |  | CAREFUSION 10725124 13107925 |  |  | Active |  | 99:99:99:99:99:99 |  | High Risk | 1Y:00-MFG | 02/07/2019 | 12/01/2019 | COOPER UNIVERSITY HOSPITAL |  |  |  |  | David Frye
|  | CAREFUSION | ALARIS 8120 | PUMP, INFUSION, PCA |  | SPD | Kelemen |  |  | 06/30/2010 |  | 6/30/20 |  |  | NO | YES |  |  |  |  | CAREFUSION 10725131 13107004 |  |  | Active |  | 99:99:99:99:99:99 |  | High Risk | 1Y:00-MFG | 11/16/2018 | 12/01/2019 | COOPER UNIVERSITY HOSPITAL |  |  |  |  | David Frye
|  | CAREFUSION | ALARIS 8120 | PUMP, INFUSION, PCA |  | SPD | Kelemen |  |  | 06/30/2010 |  | 6/30/20 |  |  | NO | YES |  |  |  |  | CAREFUSION 10725130 13107359 |  |  | Active |  | 99:99:99:99:99:99 |  | High Risk | 1Y:00-MFG | 11/19/2018 | 12/01/2019 | COOPER UNIVERSITY HOSPITAL |  |  |  |  | David Frye
|  | CAREFUSION | ALARIS 8120 | PUMP, INFUSION, PCA |  | SPD | Pavilion |  |  | 06/30/2010 |  | 6/30/20 |  |  | NO | YES |  |  |  |  | CAREFUSION 10725129 13107329 |  |  | Active |  | 99:99:99:99:99:99 |  | High Risk | 1Y:00-MFG | 12/05/2018 | 12/01/2019 | COOPER UNIVERSITY HOSPITAL |  |  |  |  | David Frye
|  | CAREFUSION | ALARIS 8120 | PUMP, INFUSION, PCA |  | SPD | Kelemen |  |  | 06/30/2010 |  | 6/30/20 |  |  | NO | YES |  |  |  |  | CAREFUSION 10725123 13107843 |  |  | Active |  | 99:99:99:99:99:99 |  | High Risk | 1Y:00-MFG | 12/19/2018 | 12/01/2019 | COOPER UNIVERSITY HOSPITAL |  |  |  |  | David Frye
|  | CAREFUSION | ALARIS 8120 | PUMP, INFUSION, PCA |  | SPD | Pavilion |  |  | 06/30/2010 |  | 6/30/20 |  |  | NO | YES |  |  |  |  | CAREFUSION 10725122 13107664 |  |  | Active |  | 99:99:99:99:99:99 |  | High Risk | 1Y:00-MFG | 11/19/2018 | 12/01/2019 | COOPER UNIVERSITY HOSPITAL |  |  |  |  | David Frye
|  | CAREFUSION | ALARIS 8120 | PUMP, INFUSION, PCA |  | SPD | Kelemen |  |  | 06/30/2010 |  | 6/30/20 |  |  | NO | YES |  |  |  |  | CAREFUSION 10725120 13108208 |  |  | Active |  | 99:99:99:99:99:99 |  | High Risk | 1Y:00-MFG | 11/15/2018 | 12/01/2019 | COOPER UNIVERSITY HOSPITAL |  |  | APRIL |  | David Frye
|  | CAREFUSION | ALARIS 8120 | PUMP, INFUSION, PCA |  | SPD | Pavilion |  |  | 10/11/2006 |  | 10/11/16 |  |  | NO | YES |  |  |  |  | CAREFUSION 10725121 12383915 |  |  | Active |  | 99:99:99:99:99:99 |  | High Risk | 1Y:00-MFG | 11/15/2018 | 12/01/2019 | COOPER UNIVERSITY HOSPITAL |  |  | APRIL |  | David Frye
|  | CAREFUSION | ALARIS 8120 | PUMP, INFUSION, PCA |  | SPD | Pavilion |  |  | 06/30/2010 |  | 6/30/20 |  |  | NO | YES |  |  |  |  | CAREFUSION 10725119 13107319 |  |  | Active |  | 99:99:99:99:99:99 |  | High Risk | 1Y:00-MFG | 11/16/2018 | 12/01/2019 | COOPER UNIVERSITY HOSPITAL |  |  |  |  | David Frye
|  | CAREFUSION | ALARIS 8120 | PUMP, INFUSION, PCA |  | SPD | Kelemen |  |  | 06/30/2010 |  | 6/30/20 |  |  | NO | YES |  |  |  |  | CAREFUSION 10725117 13107973 |  |  | Active |  | 99:99:99:99:99:99 |  | High Risk | 1Y:00-MFG | 11/16/2018 | 12/01/2019 | COOPER UNIVERSITY HOSPITAL |  |  | APRIL |  | David Frye
|  | CAREFUSION | ALARIS 8120 | PUMP, INFUSION, PCA |  | SPD | Kelemen |  |  | 06/30/2010 |  | 6/30/20 |  |  | NO | YES |  |  |  |  | CAREFUSION 10725118 13107163 |  |  | Disposition |  | 99:99:99:99:99:99 |  | High Risk | 1Y:00-MFG | 04/25/2019 | 12/01/2019 | COOPER UNIVERSITY HOSPITAL |  |  |  |  | David Frye
|  | CAREFUSION | ALARIS 8120 | PUMP, INFUSION, PCA |  | SPD | Kelemen |  |  | 06/30/2010 |  | 6/30/20 |  |  | NO | YES |  |  |  |  | CAREFUSION 10725116 13107147 |  |  | Active |  | 99:99:99:99:99:99 |  | High Risk | 1Y:00-MFG | 11/16/2018 | 12/01/2019 | COOPER UNIVERSITY HOSPITAL |  |  |  |  | David Frye
|  | CAREFUSION | ALARIS 8120 | PUMP, INFUSION, PCA |  | SPD | Kelemen |  |  | 06/30/2010 |  | 6/30/20 |  |  | NO | YES |  |  |  |  | CAREFUSION 10725115 13107182 |  |  | Active |  | 99:99:99:99:99:99 |  | High Risk | 1Y:00-MFG | 12/19/2018 | 12/01/2019 | COOPER UNIVERSITY HOSPITAL |  |  |  |  | David Frye
|  | CAREFUSION | ALARIS 8120 | PUMP, INFUSION, PCA |  | SPD | Kelemen |  |  | 06/30/2010 |  | 6/30/20 |  |  | NO | YES |  |  |  |  | CAREFUSION 10725114 13107913 |  |  | Active |  | 99:99:99:99:99:99 |  | High Risk | 1Y:00-MFG | 11/15/2018 | 12/01/2019 | COOPER UNIVERSITY HOSPITAL |  |  |  |  | David Frye
|  | CAREFUSION | ALARIS 8120 | PUMP, INFUSION, PCA |  | SPD | Kelemen |  |  | 06/30/2010 |  | 6/30/20 |  |  | NO | YES |  |  |  |  | CAREFUSION 10725111 13107008 |  |  | Active |  | 99:99:99:99:99:99 |  | High Risk | 1Y:00-MFG | 11/19/2018 | 12/01/2019 | COOPER UNIVERSITY HOSPITAL |  |  |  |  | David Frye
|  | CAREFUSION | ALARIS 8120 | PUMP, INFUSION, PCA |  | SPD | Kelemen |  |  | 06/30/2010 |  | 6/30/20 |  |  | NO | YES |  |  |  |  | CAREFUSION 10725112 13107938 |  |  | Active |  | 99:99:99:99:99:99 |  | High Risk | 1Y:00-MFG | 12/10/2018 | 12/01/2019 | COOPER UNIVERSITY HOSPITAL |  |  |  |  | David Frye
|  | CAREFUSION | ALARIS 8120 | PUMP, INFUSION, PCA |  | SPD | Kelemen |  |  | 06/30/2010 |  | 6/30/20 |  |  | NO | YES |  |  |  |  | CAREFUSION 10725113 13107310 |  |  | Active |  | 99:99:99:99:99:99 |  | High Risk | 1Y:00-MFG | 12/11/2018 | 12/01/2019 | COOPER UNIVERSITY HOSPITAL |  |  | NURSING ADMIN COD AREA 5-3-17 |  | David Frye
|  | CAREFUSION | ALARIS 8120 | PUMP, INFUSION, PCA |  | SPD | Kelemen |  |  | 06/30/2010 |  | 6/30/20 |  |  | NO | YES |  |  |  |  | CAREFUSION 10725108 13108018 |  |  | Active |  | 99:99:99:99:99:99 |  | High Risk | 1Y:00-MFG | 11/15/2018 | 12/01/2019 | COOPER UNIVERSITY HOSPITAL |  |  |  |  | David Frye
|  | CAREFUSION | ALARIS 8120 | PUMP, INFUSION, PCA |  | SPD | Kelemen |  |  | 06/30/2010 |  | 6/30/20 |  |  | NO | YES |  |  |  |  | CAREFUSION 10725109 13106887 |  |  | Active |  | 99:99:99:99:99:99 |  | High Risk | 1Y:00-MFG | 11/16/2018 | 12/01/2019 | COOPER UNIVERSITY HOSPITAL |  |  |  |  | David Frye
|  | CAREFUSION | ALARIS 8120 | PUMP, INFUSION, PCA |  | SPD | Pavilion |  |  | 06/30/2010 |  | 6/30/20 |  |  | NO | YES |  |  |  |  | CAREFUSION 10725110 13107903 |  |  | Active |  | 99:99:99:99:99:99 |  | High Risk | 1Y:00-MFG | 12/05/2018 | 12/01/2019 | COOPER UNIVERSITY HOSPITAL |  |  |  |  | David Frye
|  | CAREFUSION | ALARIS 8120 | PUMP, INFUSION, PCA |  | SPD | Kelemen |  |  | 06/30/2010 |  | 6/30/20 |  |  | NO | YES |  |  |  |  | CAREFUSION 10725106 13107942 |  |  | Active |  | 99:99:99:99:99:99 |  | High Risk | 1Y:00-MFG | 12/11/2018 | 12/01/2019 | COOPER UNIVERSITY HOSPITAL |  |  |  |  | David Frye
|  | CAREFUSION | ALARIS 8120 | PUMP, INFUSION, PCA |  |  | Kelemen | [7 empty] | NO | YES
|  | CAREFUSION | ALARIS 8120 | PUMP, INFUSION, PCA |  | SPD | Kelemen |  |  | 06/30/2010 |  | 6/30/20 |  |  | NO | YES |  |  |  |  | CAREFUSION 10725107 13107191 |  |  | Active |  | 99:99:99:99:99:99 |  | High Risk | 1Y:00-MFG | 02/06/2019 | 12/01/2019 | COOPER UNIVERSITY HOSPITAL |  |  |  |  | David Frye
|  | CAREFUSION | ALARIS 8120 | PUMP, INFUSION, PCA |  | SPD | Pavilion |  |  | 06/30/2010 |  | 6/30/20 |  |  | NO | YES |  |  |  |  | CAREFUSION 10725099 13106982 |  |  | Active |  | 99:99:99:99:99:99 |  | High Risk | 1Y:00-MFG | 11/19/2018 | 12/01/2019 | COOPER UNIVERSITY HOSPITAL |  |  |  |  | David Frye
|  | CAREFUSION | ALARIS 8120 | PUMP, INFUSION, PCA |  | SPD | Kelemen |  |  | 06/30/2010 |  | 6/30/20 |  |  | NO | YES |  |  |  |  | CAREFUSION 10725100 13107826 |  |  | Active |  | 99:99:99:99:99:99 |  | High Risk | 1Y:00-MFG | 11/19/2018 | 12/01/2019 | COOPER UNIVERSITY HOSPITAL |  |  |  |  | David Frye
|  | CAREFUSION | ALARIS 8120 | PUMP, INFUSION, PCA |  | SPD | Kelemen |  |  | 06/30/2010 |  | 6/30/20 |  |  | NO | YES |  |  |  |  | CAREFUSION 10725101 13107845 |  |  | Active |  | 99:99:99:99:99:99 |  | High Risk | 1Y:00-MFG | 11/26/2018 | 12/01/2019 | COOPER UNIVERSITY HOSPITAL |  |  |  |  | David Frye
|  | CAREFUSION | ALARIS 8120 | PUMP, INFUSION, PCA |  | SPD | Kelemen |  |  | 06/30/2010 |  | 6/30/20 |  |  | NO | YES |  |  |  |  | CAREFUSION 10366614 13107819 |  |  | Active |  | 99:99:99:99:99:99 |  | High Risk | 1Y:00-MFG | 11/16/2018 | 12/01/2019 | COOPER UNIVERSITY HOSPITAL |  |  |  |  | David Frye
|  | CAREFUSION | ALARIS 8120 | PUMP, INFUSION, PCA |  | SPD | Kelemen |  |  | 06/30/2010 |  | 6/30/20 |  |  | NO | YES |  |  |  |  | CAREFUSION 10366506 13107666 |  |  | Active |  | 99:99:99:99:99:99 |  | High Risk | 1Y:00-MFG | 11/20/2018 | 12/01/2019 | COOPER UNIVERSITY HOSPITAL |  |  |  |  | David Frye
|  | CAREFUSION | ALARIS 8120 | PUMP, INFUSION, PCA |  | SPD | Pavilion |  |  | 06/30/2010 |  | 6/30/20 |  |  | NO | YES |  |  |  |  | CAREFUSION 10360356 13107944 |  |  | Active |  | 99:99:99:99:99:99 |  | High Risk | 1Y:00-MFG | 12/05/2018 | 12/01/2019 | COOPER UNIVERSITY HOSPITAL |  |  |  |  | David Frye
|  | CAREFUSION | ALARIS 8120 | PUMP, INFUSION, PCA |  | SPD | Kelemen |  |  | 06/30/2010 |  | 6/30/20 |  |  | NO | YES |  |  |  |  | CAREFUSION 10357048 13107909 |  |  | Active |  | 99:99:99:99:99:99 |  | High Risk | 1Y:00-MFG | 11/26/2018 | 12/01/2019 | COOPER UNIVERSITY HOSPITAL |  |  | CLEANINGAREA |  | David Frye
|  | CAREFUSION | ALARIS 8120 | PUMP, INFUSION, PCA |  | SPD | Kelemen |  |  | 06/30/2010 |  | 6/30/20 |  |  | NO | YES |  |  |  |  | CAREFUSION 10357022 13108029 |  |  | Active |  | 99:99:99:99:99:99 |  | High Risk | 1Y:00-MFG | 11/16/2018 | 12/01/2019 | COOPER UNIVERSITY HOSPITAL |  |  | APRIL |  | David Frye
|  | CAREFUSION | ALARIS 8120 | PUMP, INFUSION, PCA |  | SPD | Dorrance |  |  | 06/30/2010 |  | 6/30/20 |  |  | NO | YES |  |  |  |  | CAREFUSION 10357025 13107010 |  |  | Active |  | 99:99:99:99:99:99 |  | High Risk | 1Y:00-MFG | 11/30/2018 | 12/01/2019 | COOPER UNIVERSITY HOSPITAL |  |  |  |  | David Frye
|  | CAREFUSION | ALARIS 8120 | PUMP, INFUSION, PCA |  | SPD | Kelemen |  |  | 06/30/2010 |  | 6/30/20 |  |  | NO | YES |  |  |  |  | CAREFUSION 10357034 13107132 |  |  | Active |  | 99:99:99:99:99:99 |  | High Risk | 1Y:00-MFG | 11/19/2018 | 12/01/2019 | COOPER UNIVERSITY HOSPITAL |  |  |  |  | David Frye
|  | CAREFUSION | ALARIS 8120 | PUMP, INFUSION, PCA |  | SPD | Kelemen |  |  | 06/30/2010 |  | 6/30/20 |  |  | NO | YES |  |  |  |  | CAREFUSION 10357031 13107151 |  |  | Active |  | 99:99:99:99:99:99 |  | High Risk | 1Y:00-MFG | 11/16/2018 | 12/01/2019 | COOPER UNIVERSITY HOSPITAL |  |  |  |  | David Frye
|  | CAREFUSION | ALARIS 8120 | PUMP, INFUSION, PCA |  | SPD | Kelemen |  |  | 06/30/2010 |  | 6/30/20 |  |  | NO | YES |  |  |  |  | CAREFUSION 10356599 13107816 |  |  | Active |  | 99:99:99:99:99:99 |  | High Risk | 1Y:00-MFG | 11/19/2018 | 12/01/2019 | COOPER UNIVERSITY HOSPITAL |  |  |  |  | David Frye
|  | CAREFUSION | ALARIS 8120 | PUMP, INFUSION, PCA |  | SPD | Pavilion |  |  | 06/30/2010 |  | 6/30/20 |  |  | NO | YES |  |  |  |  | CAREFUSION 10356576 13107975 |  |  | Active |  | 99:99:99:99:99:99 |  | High Risk | 1Y:00-MFG | 12/11/2018 | 12/01/2019 | COOPER UNIVERSITY HOSPITAL |  |  |  |  | David Frye
|  | CAREFUSION | ALARIS 8120 | PUMP, INFUSION, PCA |  | SPD | Kelemen |  |  | 06/30/2010 |  | 6/30/20 |  |  | NO | YES |  |  |  |  | CAREFUSION 10355313 13107234 |  |  | Active |  | 99:99:99:99:99:99 |  | High Risk | 1Y:00-MFG | 12/11/2018 | 12/01/2019 | COOPER UNIVERSITY HOSPITAL |  |  |  |  | David Frye
|  | CAREFUSION | ALARIS 8120 | PUMP, INFUSION, PCA |  | SPD | Kelemen |  |  | 06/30/2010 |  | 6/30/20 |  |  | NO | YES |  |  |  |  | CAREFUSION 10355309 13107912 |  |  | Active |  | 99:99:99:99:99:99 |  | High Risk | 1Y:00-MFG | 11/28/2018 | 12/01/2019 | COOPER UNIVERSITY HOSPITAL |  |  |  |  | David Frye
|  | CAREFUSION | ALARIS 8120 | PUMP, INFUSION, PCA |  | SPD | Kelemen |  |  | 06/30/2010 |  | 6/30/20 |  |  | NO | YES |  |  |  |  | CAREFUSION 10355290 13107665 |  |  | Active |  | 99:99:99:99:99:99 |  | High Risk | 1Y:00-MFG | 12/19/2018 | 12/01/2019 | COOPER UNIVERSITY HOSPITAL |  |  |  |  | David Frye
|  | CAREFUSION | ALARIS 8120 | PUMP, INFUSION, PCA |  | SPD | Kelemen |  |  | 12/11/2018 |  | 12/11/28 |  |  | NO | YES |  |  |  |  | CAREFUSION 30212667 13107240 |  |  | Active |  | 99:99:99:99:99:99 |  | High Risk | 1Y:00-MFG | 12/11/2018 | 12/11/2018 | COOPER UNIVERSITY HOSPITAL |  |  |  |  | David Frye |  |  |  | 12/11/2018 | 12/11/2018 |  |  |  |  | 12/11/2018 | 12/11/2018
|  | CAREFUSION | ALARIS 8120 | PUMP, INFUSION, PCA |  | SPD | Kelemen |  |  | 10/11/2006 |  | 10/11/16 |  |  | NO | YES |  |  |  |  | CAREFUSION 10354971 12424934 |  |  | Active |  | 99:99:99:99:99:99 |  | High Risk | 1Y:00-MFG | 12/17/2018 | 12/01/2019 | COOPER UNIVERSITY HOSPITAL |  |  | APRIL |  | David Frye
|  | CAREFUSION | ALARIS 8120 | PUMP, INFUSION, PCA |  | SPD | Kelemen |  |  | 06/30/2010 |  | 6/30/20 |  |  | NO | YES |  |  |  |  | CAREFUSION 10349751 13108054 |  |  | Active |  | 99:99:99:99:99:99 |  | High Risk | 1Y:00-MFG | 12/10/2018 | 12/01/2019 | COOPER UNIVERSITY HOSPITAL |  |  |  |  | David Frye
|  | CAREFUSION | ALARIS 8120 | PUMP, INFUSION, PCA |  | SPD | Pavilion |  |  | 06/30/2010 |  | 6/30/20 |  |  | NO | YES |  |  |  |  | CAREFUSION 10349752 13107911 |  |  | Active |  | 99:99:99:99:99:99 |  | High Risk | 1Y:00-MFG | 12/05/2018 | 12/01/2019 | COOPER UNIVERSITY HOSPITAL |  |  |  |  | David Frye
|  | CAREFUSION | ALARIS 8120 | PUMP, INFUSION, PCA |  | SPD | Pavilion |  |  | 06/30/2010 |  | 6/30/20 |  |  | NO | YES |  |  |  |  | CAREFUSION 10349750 13107667 |  |  | Active |  | 99:99:99:99:99:99 |  | High Risk | 1Y:00-MFG | 11/28/2018 | 12/01/2019 | COOPER UNIVERSITY HOSPITAL |  |  |  |  | David Frye
|  | CAREFUSION | ALARIS 8120 | PUMP, INFUSION, PCA |  | SPD | Dorrance |  |  | 06/30/2010 |  | 6/30/20 |  |  | NO | YES |  |  |  |  | CAREFUSION 10349749 13108012 |  |  | Active |  | 99:99:99:99:99:99 |  | High Risk | 1Y:00-MFG | 11/30/2018 | 12/01/2019 | COOPER UNIVERSITY HOSPITAL |  |  |  |  | David Frye
|  | CAREFUSION | ALARIS 8120 | PUMP, INFUSION, PCA |  | SPD | Dorrance |  |  | 06/30/2010 |  | 6/30/20 |  |  | NO | YES |  |  |  |  | CAREFUSION 10349746 13107940 |  |  | Active |  | 99:99:99:99:99:99 |  | High Risk | 1Y:00-MFG | 11/16/2018 | 12/01/2019 | COOPER UNIVERSITY HOSPITAL |  |  |  |  | David Frye
|  | CAREFUSION | ALARIS 8120 | PUMP, INFUSION, PCA |  | SPD | Kelemen |  |  | 06/30/2010 |  | 6/30/20 |  |  | NO | YES |  |  |  |  | CAREFUSION 10349748 13107275 |  |  | Active |  | 99:99:99:99:99:99 |  | High Risk | 1Y:00-MFG | 11/28/2018 | 12/01/2019 | COOPER UNIVERSITY HOSPITAL |  |  |  |  | David Frye
|  | CAREFUSION | ALARIS 8120 | PUMP, INFUSION, PCA |  | SPD | Kelemen |  |  | 06/30/2010 |  | 6/30/20 |  |  | NO | YES |  |  |  |  | CAREFUSION 10349186 13106740 |  |  | Active |  | 99:99:99:99:99:99 |  | High Risk | 1Y:00-MFG | 12/05/2018 | 12/01/2019 | COOPER UNIVERSITY HOSPITAL |  |  | APRIL |  | David Frye
|  | CAREFUSION | ALARIS 8120 | PUMP, INFUSION, PCA |  | SPD | Kelemen |  |  | 06/25/2015 |  | 6/25/25 |  |  | NO | YES |  |  |  |  | CAREFUSION 10348345 13107924 |  |  | Active |  | 99:99:99:99:99:99 |  | High Risk | 1Y:00-MFG | 11/27/2018 | 12/01/2019 | COOPER UNIVERSITY HOSPITAL |  |  |  |  | David Frye
|  | CAREFUSION | ALARIS 8120 | PUMP, INFUSION, PCA |  | SPD | Pavilion |  |  | 11/26/2018 |  | 11/26/28 |  |  | NO | YES |  |  |  |  | CAREFUSION 30149730 13107724 |  |  | Active |  | 99:99:99:99:99:99 |  | High Risk | 1Y:00-MFG | 11/26/2018 | 11/26/2018 | COOPER UNIVERSITY HOSPITAL |  |  |  |  | David Frye |  |  |  | 11/26/2018 | 11/26/2018 |  |  |  |  | 11/26/2018 | 11/26/2018
|  | CAREFUSION | ALARIS 8120 | PUMP, INFUSION, PCA |  | SPD | Kelemen |  |  | 11/28/2018 |  | 11/28/28 |  |  | NO | YES |  |  |  |  | CAREFUSION 30144898 13107271 |  |  | Active |  | 99:99:99:99:99:99 |  | High Risk | 1Y:00-MFG | 11/28/2018 | 11/28/2018 | COOPER UNIVERSITY HOSPITAL |  |  |  |  | David Frye |  |  |  | 11/28/2018 | 11/28/2018 |  |  |  |  | 11/28/2018 | 11/28/2018
|  | CAREFUSION | ALARIS 8120 | PUMP, INFUSION, PCA |  | SPD | Kelemen |  |  | 12/11/2018 |  | 12/11/28 |  |  | NO | YES |  |  |  |  | CAREFUSION 30144880 13107861 |  |  | Active |  | 99:99:99:99:99:99 |  | High Risk | 1Y:00-MFG | 12/11/2018 | 12/11/2018 | COOPER UNIVERSITY HOSPITAL |  |  |  |  | David Frye |  |  |  | 12/11/2018 | 12/11/2018 |  |  |  |  | 12/11/2018 | 12/11/2018
|  | CAREFUSION | ALARIS 8120 | PUMP, INFUSION, PCA |  | SPD | Kelemen |  |  | 12/06/2018 |  | 12/6/28 |  |  | NO | YES |  |  |  |  | CAREFUSION 30144873 13107734 |  |  | Active |  | 99:99:99:99:99:99 |  | High Risk | 1Y:00-MFG | 12/06/2018 | 12/06/2018 | COOPER UNIVERSITY HOSPITAL |  |  |  |  | David Frye |  |  |  | 12/06/2018 | 12/06/2018 |  |  |  |  | 12/06/2018 | 12/06/2018
|  | CAREFUSION | ALARIS 8120 | PUMP, INFUSION, PCA |  | SPD | Kelemen |  |  | 11/16/2018 |  | 11/16/28 |  |  | NO | YES |  |  |  |  | CAREFUSION 30144866 13108019 |  |  | Active |  | 99:99:99:99:99:99 |  | High Risk | 1Y:00-MFG | 11/16/2018 | 11/16/2018 | COOPER UNIVERSITY HOSPITAL |  |  | biomed dept |  | David Frye |  |  |  | 11/16/2018 | 11/16/2018 |  |  |  |  | 11/16/2018 | 11/16/2018
|  | CAREFUSION | ALARIS 8120 | PUMP, INFUSION, PCA |  | SPD | Pavilion |  |  | 11/28/2018 |  | 11/28/28 |  |  | NO | YES |  |  |  |  | CAREFUSION 30144844 13107150 |  |  | Active |  | 99:99:99:99:99:99 |  | High Risk | 1Y:00-MFG | 11/28/2018 | 11/28/2018 | COOPER UNIVERSITY HOSPITAL |  |  |  |  | David Frye |  |  |  | 11/28/2018 | 11/28/2018 |  |  |  |  | 11/28/2018 | 11/28/2018
|  | CAREFUSION | ALARIS 8120 | PUMP, INFUSION, PCA |  | SPD | Kelemen |  |  | 11/26/2018 |  | 11/26/28 |  |  | NO | YES |  |  |  |  | CAREFUSION 30144799 13107668 |  |  | Active |  | 99:99:99:99:99:99 |  | High Risk | 1Y:00-MFG | 11/26/2018 | 11/26/2018 | COOPER UNIVERSITY HOSPITAL |  |  |  |  | David Frye |  |  |  | 11/26/2018 | 11/26/2018 |  |  |  |  | 11/26/2018 | 11/26/2018
|  | CAREFUSION | ALARIS 8120 | PUMP, INFUSION, PCA |  | SPD | Kelemen |  |  | 11/19/2018 |  | 11/19/28 |  |  | NO | YES |  |  |  |  | CAREFUSION 30144618 13108285 |  |  | Active |  | 99:99:99:99:99:99 |  | High Risk | 1Y:00-MFG | 11/19/2018 | 11/19/2018 | COOPER UNIVERSITY HOSPITAL |  |  |  |  | David Frye |  |  |  | 11/19/2018 | 11/19/2018 |  |  |  |  | 11/19/2018 | 11/19/2018
|  | CAREFUSION | ALARIS 8120 | PUMP, INFUSION, PCA |  | SPD | Pavilion |  |  | 11/19/2018 |  | 11/19/28 |  |  | NO | YES |  |  |  |  | CAREFUSION 30144615 13107945 |  |  | Active |  | 99:99:99:99:99:99 |  | High Risk | 1Y:00-MFG | 11/19/2018 | 11/19/2018 | COOPER UNIVERSITY HOSPITAL |  |  | 2ND FL NURSING ADMIN |  | David Frye |  |  |  | 11/19/2018 | 11/19/2018 |  |  |  |  | 11/19/2018 | 11/19/2018
|  | CAREFUSION | ALARIS 8120 | PUMP, INFUSION, PCA |  | SPD | Pavilion |  |  | 12/11/2018 |  | 12/11/28 |  |  | NO | YES |  |  |  |  | CAREFUSION 30144599 12508986 |  |  | Active |  | 99:99:99:99:99:99 |  | High Risk | 1Y:00-MFG | 12/11/2018 | 12/11/2018 | COOPER UNIVERSITY HOSPITAL |  |  |  |  | David Frye |  |  |  | 12/11/2018 | 12/11/2018 |  |  |  |  | 12/11/2018 | 12/11/2018
|  | CAREFUSION | ALARIS 8120 | PUMP, INFUSION, PCA |  | SPD | Kelemen |  |  | 12/10/2018 |  | 12/10/28 |  |  | NO | YES |  |  |  |  | CAREFUSION 30144601 13107779 |  |  | Active |  | 99:99:99:99:99:99 |  | High Risk | 1Y:00-MFG | 12/10/2018 | 12/10/2018 | COOPER UNIVERSITY HOSPITAL |  |  |  |  | David Frye |  |  |  | 12/10/2018 | 12/10/2018 |  |  |  |  | 12/10/2018 | 12/10/2018
|  | CAREFUSION | ALARIS 8120 | PUMP, INFUSION, PCA |  | SPD | Kelemen |  |  | 12/11/2018 |  | 12/11/28 |  |  | NO | YES |  |  |  |  | CAREFUSION 30144603 13107978 |  |  | Active |  | 99:99:99:99:99:99 |  | High Risk | 1Y:00-MFG | 12/11/2018 | 12/11/2018 | COOPER UNIVERSITY HOSPITAL |  |  |  |  | David Frye |  |  |  | 12/11/2018 | 12/11/2018 |  |  |  |  | 12/11/2018 | 12/11/2018
|  | CAREFUSION | ALARIS 8120 | PUMP, INFUSION, PCA |  | SPD | Kelemen |  |  | 12/19/2018 |  | 12/19/28 |  |  | NO | YES |  |  |  |  | CAREFUSION 30144594 13108020 |  |  | Active |  | 99:99:99:99:99:99 |  | High Risk | 1Y:00-MFG | 12/19/2018 | 12/19/2018 | COOPER UNIVERSITY HOSPITAL |  |  |  |  | David Frye |  |  |  | 12/19/2018 | 12/19/2018 |  |  |  |  | 12/19/2018 | 12/19/2018
|  | CAREFUSION | ALARIS 8120 | PUMP, INFUSION, PCA |  | SPD | Pavilion |  |  | 11/26/2018 |  | 11/26/28 |  |  | NO | YES |  |  |  |  | CAREFUSION 30144596 13107181 |  |  | Active |  | 99:99:99:99:99:99 |  | High Risk | 1Y:00-MFG | 11/26/2018 | 11/26/2018 | COOPER UNIVERSITY HOSPITAL |  |  |  |  | David Frye |  |  |  | 11/26/2018 | 11/26/2018 |  |  |  |  | 11/26/2018 | 11/26/2018
|  | CAREFUSION | ALARIS 8120 | PUMP, INFUSION, PCA |  | SPD | Kelemen |  |  | 11/19/2018 |  | 11/19/28 |  |  | NO | YES |  |  |  |  | CAREFUSION 30144312 13107733 |  |  | Active |  | 99:99:99:99:99:99 |  | High Risk | 1Y:00-MFG | 11/19/2018 | 11/19/2018 | COOPER UNIVERSITY HOSPITAL |  |  |  |  | David Frye |  |  |  | 11/19/2018 | 11/19/2018 |  |  |  |  | 11/19/2018 | 11/19/2018
|  | CAREFUSION | ALARIS 8120 | PUMP, INFUSION, PCA |  | SPD | Kelemen |  |  | 11/27/2018 |  | 11/27/28 |  |  | NO | YES |  |  |  |  | CAREFUSION 30144289 13107092 |  |  | Active |  | 99:99:99:99:99:99 |  | High Risk | 1Y:00-MFG | 11/27/2018 | 11/27/2018 | COOPER UNIVERSITY HOSPITAL |  |  |  |  | David Frye |  |  |  | 11/27/2018 | 11/27/2018 |  |  |  |  | 11/27/2018 | 11/27/2018
|  | CAREFUSION | ALARIS 8120 | PUMP, INFUSION, PCA |  | SPD | Kelemen |  |  | 12/05/2018 |  | 12/5/28 |  |  | NO | YES |  |  |  |  | CAREFUSION 30144286 13107842 |  |  | Active |  | 99:99:99:99:99:99 |  | High Risk | 1Y:00-MFG | 12/05/2018 | 12/05/2018 | COOPER UNIVERSITY HOSPITAL |  |  |  |  | David Frye |  |  |  | 12/05/2018 | 12/05/2018 |  |  |  |  | 12/05/2018 | 12/05/2018
|  | CAREFUSION | ALARIS 8120 | PUMP, INFUSION, PCA |  | SPD | Kelemen |  |  | 11/27/2018 |  | 11/27/28 |  |  | NO | YES |  |  |  |  | CAREFUSION 30144283 13107862 |  |  | Active |  | 99:99:99:99:99:99 |  | High Risk | 1Y:00-MFG | 11/27/2018 | 11/27/2018 | COOPER UNIVERSITY HOSPITAL |  |  |  |  | David Frye |  |  |  | 11/27/2018 | 11/27/2018 |  |  |  |  | 11/27/2018 | 11/27/2018
|  | CAREFUSION | ALARIS 8120 | PUMP, INFUSION, PCA |  | SPD | Kelemen |  |  | 11/16/2018 |  | 11/16/28 |  |  | NO | YES |  |  |  |  | CAREFUSION 30144015 13107979 |  |  | Active |  | 99:99:99:99:99:99 |  | High Risk | 1Y:00-MFG | 11/16/2018 | 11/16/2018 | COOPER UNIVERSITY HOSPITAL |  |  |  |  | David Frye |  |  |  | 11/16/2018 | 11/16/2018 |  |  |  |  | 11/16/2018 | 11/16/2018
|  | CAREFUSION | ALARIS 8120 | PUMP, INFUSION, PCA |  | SPD | Kelemen |  |  | 12/05/2018 |  | 12/5/28 |  |  | NO | YES |  |  |  |  | CAREFUSION 30143275 13107974 |  |  | Active |  | 99:99:99:99:99:99 |  | High Risk | 1Y:00-MFG | 12/05/2018 | 12/05/2018 | COOPER UNIVERSITY HOSPITAL |  |  |  |  | David Frye |  |  |  | 12/05/2018 | 12/05/2018 |  |  |  |  | 12/05/2018 | 12/05/2018
|  | CAREFUSION | ALARIS 8120 | PUMP, INFUSION, PCA |  | SPD | Kelemen |  |  | 11/15/2018 |  | 11/15/28 |  |  | NO | YES |  |  |  |  | CAREFUSION 30143063 13108028 |  |  | Active |  | 99:99:99:99:99:99 |  | High Risk | 1Y:00-MFG | 11/15/2018 | 11/15/2018 | COOPER UNIVERSITY HOSPITAL |  |  |  |  | David Frye |  |  |  | 11/15/2018 | 11/15/2018 |  |  |  |  | 11/15/2018 | 11/15/2018
|  | CAREFUSION | ALARIS 8120 | PUMP, INFUSION, PCA |  | SPD | Kelemen |  |  | 11/16/2018 |  | 11/16/28 |  |  | NO | YES |  |  |  |  | CAREFUSION 30143009 13107178 |  |  | Active |  | 99:99:99:99:99:99 |  | High Risk | 1Y:00-MFG | 11/16/2018 | 11/16/2018 | COOPER UNIVERSITY HOSPITAL |  |  |  |  | David Frye |  |  |  | 11/16/2018 | 11/16/2018 |  |  |  |  | 11/16/2018 | 11/16/2018
|  | CAREFUSION | ALARIS 8120 | PUMP, INFUSION, PCA |  | SPD | Kelemen |  |  | 06/30/2010 |  | 6/30/20 |  |  | NO | YES |  |  |  |  | CAREFUSION 10345166 13108055 |  |  | Active |  | 99:99:99:99:99:99 |  | High Risk | 1Y:00-MFG | 12/10/2018 | 12/01/2019 | COOPER UNIVERSITY HOSPITAL |  |  |  |  | David Frye
|  | CAREFUSION | ALARIS 8120 | PUMP, INFUSION, PCA |  | SPD | Kelemen |  |  | 06/30/2010 |  | 6/30/20 |  |  | NO | YES |  |  |  |  | CAREFUSION 10345156 13107703 |  |  | Active |  | 99:99:99:99:99:99 |  | High Risk | 1Y:00-MFG | 11/19/2018 | 12/01/2019 | COOPER UNIVERSITY HOSPITAL |  |  |  |  | David Frye
|  | CAREFUSION | ALARIS 8120 | PUMP, INFUSION, PCA |  | SPD | Kelemen |  |  | 06/30/2010 |  | 6/30/20 |  |  | NO | YES |  |  |  |  | CAREFUSION 10345130 13108059 |  |  | Active |  | 99:99:99:99:99:99 |  | High Risk | 1Y:00-MFG | 11/28/2018 | 12/01/2019 | COOPER UNIVERSITY HOSPITAL |  |  |  |  | David Frye
|  | BAXTER HEALTHCARE | INFUS OR | PUMP, INFUSION, SYRINGE | 18110567SR | BRACHFIELD MEDICAL ASSOCIATES-MEDICINE | 218 Sunset Rd |  |  | 01/05/2009 |  | 1/5/19 |  |  | NO | YES |  |  |  |  | BAXTER HEALTHCARE 10480235 18110567SR |  |  | Active |  | 99:99:99:99:99:99 |  | High Risk | 6M:00-MFG | 10/04/2019 | 04/01/2020 | COOPER AMBULATORY OFF-SITES |  |  | GI Suite |  | CATHY CRAWFORD
|  | BAXTER HEALTHCARE | INFUS OR | PUMP, INFUSION, SYRINGE | 12110099SR | ANESTHESIOLOGY | Kelemen |  |  | 01/01/1900 |  |  |  |  | NO | YES |  |  |  |  | BAXTER HEALTHCARE 10367439 12110099SR |  |  | Disposition |  |  |  | High Risk | 6M:00-MFG | 10/21/2016 | 04/01/2020 | COOPER UNIVERSITY HOSPITAL |  |  | SPU/5N |  | GIACINTA ROUPAS
|  | CAREFUSION | ALARIS 8110 | PUMP, INFUSION, SYRINGE |  | COOPER DIGESTIVE HEALTH-ENDOSCOPY | 501 Fellowship Rd |  |  | 09/26/2019 |  | 9/26/29 |  |  | NO | YES |  |  |  |  | CAREFUSION 11221689 13958458 |  |  | Active |  | 99:99:99:99:99:99 |  | High Risk | 1Y:00-MFG | 09/26/2019 | 09/26/2019 | COOPER AMBULATORY OFF-SITES |  |  |  |  | JEANNE GREER |  |  |  | 09/26/2019 | 09/26/2019 |  |  |  |  | 09/26/2019 | 09/26/2019
|  | CAREFUSION | ALARIS 8110 | PUMP, INFUSION, SYRINGE |  | COOPER DIGESTIVE HEALTH-ENDOSCOPY | 501 fellowship road |  |  | 09/26/2019 |  | 9/26/29 |  |  | NO | YES |  |  |  |  | CAREFUSION 11221688 13958353 |  |  | Active | 10345480, 1221688 | 99:99:99:99:99:99 |  | High Risk | 1Y:00-MFG | 09/26/2019 | 09/26/2019 | COOPER AMBULATORY OFF-SITES |  |  |  |  | JEANNE GREER |  |  |  | 09/26/2019 | 09/26/2019 |  |  |  |  | 09/26/2019 | 09/26/2019
|  | CAREFUSION | ALARIS 8110 | PUMP, INFUSION, SYRINGE |  | COOPER DIGESTIVE HEALTH-ENDOSCOPY | Kelemen |  |  | 09/26/2019 |  | 9/26/29 |  |  | NO | YES |  |  |  |  | CAREFUSION 11221687 13957479 |  |  | Active |  | 99:99:99:99:99:99 |  | High Risk | 1Y:00-MFG | 09/26/2019 | 09/26/2019 | COOPER AMBULATORY OFF-SITES |  |  |  |  | JEANNE GREER |  |  |  | 09/26/2019 | 09/26/2019 |  |  |  |  | 09/26/2019 | 09/26/2019
|  | CAREFUSION | ALARIS 8110 | PUMP, INFUSION, SYRINGE |  | COOPER DIGESTIVE HEALTH-ENDOSCOPY | 501 Fellowship Rd |  |  | 09/26/2019 |  | 9/26/29 |  |  | NO | YES |  |  |  |  | CAREFUSION 11221685 13957573 |  |  | Active |  | 99:99:99:99:99:99 |  | High Risk | 1Y:00-MFG | 09/26/2019 | 09/26/2019 | COOPER AMBULATORY OFF-SITES |  |  |  |  | JEANNE GREER |  |  |  | 09/26/2019 | 09/26/2019 |  |  |  |  | 09/26/2019 | 09/26/2019
|  | CAREFUSION | ALARIS 8110 | PUMP, INFUSION, SYRINGE |  | COOPER DIGESTIVE HEALTH-ENDOSCOPY | 501 Fellowship Rd |  |  | 09/26/2019 |  | 9/26/29 |  |  | NO | YES |  |  |  |  | CAREFUSION 11221686 13957517 |  |  | Active |  | 99:99:99:99:99:99 |  | High Risk | 1Y:00-MFG | 09/26/2019 | 09/26/2019 | COOPER AMBULATORY OFF-SITES |  |  |  |  | JEANNE GREER |  |  |  | 09/26/2019 | 09/26/2019 |  |  |  |  | 09/26/2019 | 09/26/2019
|  | CAREFUSION | ALARIS 8110 | PUMP, INFUSION, SYRINGE |  | SPD | Kelemen |  |  | 12/13/2018 |  | 12/13/28 |  |  | NO | YES |  |  |  |  | CAREFUSION 11137287 15226457 |  |  | Active |  | 99:99:99:99:99:99 |  | High Risk | 1Y:00-MFG | 12/13/2018 | 12/13/2018 | COOPER UNIVERSITY HOSPITAL |  |  | Moves | WOT00000001467416 | David Frye | Performance Verification | Completed |  | 12/13/2018 | 12/13/2018 | Performance Verification for CAREFUSION 11137287 15226457 | Initial Install of Performance Verification. Device is ready for patient use. |  |  | 12/13/2018 | 12/13/2018
|  | CAREFUSION | ALARIS 8110 | PUMP, INFUSION, SYRINGE |  | SPD | Kelemen |  |  | 01/28/2019 |  | 1/28/29 |  |  | NO | YES |  |  |  |  | CAREFUSION 11137251 15225982 |  |  | Active |  | 99:99:99:99:99:99 |  | High Risk | 1Y:00-MFG | 01/28/2019 | 01/28/2019 | COOPER UNIVERSITY HOSPITAL |  |  | Moves | WOT00000001467212 | David Frye | Performance Verification | Completed |  | 01/28/2019 | 01/28/2019 | Performance Verification for CAREFUSION 11137251 15225982 | Initial Install of Performance Verification. Device is ready for patient use. |  |  | 01/28/2019 | 01/28/2019
|  | CAREFUSION | ALARIS 8110 | PUMP, INFUSION, SYRINGE |  | SPD | Kelemen |  |  | 12/27/2018 |  | 12/27/28 |  |  | NO | YES |  |  |  |  | CAREFUSION 11137221 15226045 |  |  | Active |  | 99:99:99:99:99:99 |  | High Risk | 1Y:00-MFG | 12/27/2018 | 12/27/2018 | COOPER UNIVERSITY HOSPITAL |  |  | Moves | WOT00000001469245 | David Frye | Performance Verification | Completed |  | 12/27/2018 | 12/27/2018 | Performance Verification for CAREFUSION 11137221 15226045 | Initial Install of Performance Verification. Device is ready for patient use. |  |  | 12/27/2018 | 12/27/2018
|  | CAREFUSION | ALARIS 8110 | PUMP, INFUSION, SYRINGE |  | SPD | Dorrance |  |  | 12/06/2018 |  | 12/6/28 |  |  | NO | YES |  |  |  |  | CAREFUSION 11137224 15225725 |  |  | Active |  | 99:99:99:99:99:99 |  | High Risk | 1Y:00-MFG | 12/06/2018 | 12/06/2018 | COOPER UNIVERSITY HOSPITAL |  |  | Moves | WOT00000001467192 | David Frye | Performance Verification | Completed |  | 12/06/2018 | 12/06/2018 | Performance Verification for CAREFUSION 11137224 15225725 | Initial Install of Performance Verification. Device is ready for patient use. |  |  | 12/06/2018 | 12/06/2018
|  | CAREFUSION | ALARIS 8110 | PUMP, INFUSION, SYRINGE |  | SPD | Kelemen |  |  | 12/11/2018 |  | 12/11/28 |  |  | NO | YES |  |  |  |  | CAREFUSION 11137223 15225934 |  |  | Active |  | 99:99:99:99:99:99 |  | High Risk | 1Y:00-MFG | 12/11/2018 | 12/11/2018 | COOPER UNIVERSITY HOSPITAL |  |  | Moves | WOT00000001467206 | David Frye | Performance Verification | Completed |  | 12/11/2018 | 12/11/2018 | Performance Verification for CAREFUSION 11137223 15225934 | Initial Install of Performance Verification. Device is ready for patient use. |  |  | 12/11/2018 | 12/11/2018
|  | CAREFUSION | ALARIS 8110 | PUMP, INFUSION, SYRINGE |  | SPD | Dorrance |  |  | 12/05/2018 |  | 12/5/28 |  |  | NO | YES |  |  |  |  | CAREFUSION 11137222 15225622 |  |  | Active |  | 99:99:99:99:99:99 |  | High Risk | 1Y:00-MFG | 12/05/2018 | 12/05/2018 | COOPER UNIVERSITY HOSPITAL |  |  | Moves | WOT00000001468002 | David Frye | Performance Verification | Completed |  | 12/05/2018 | 12/05/2018 | Performance Verification for CAREFUSION 11137222 15225622 | Initial Install of Performance Verification. Device is ready for patient use. |  |  | 12/05/2018 | 12/05/2018
|  | CAREFUSION | ALARIS 8110 | PUMP, INFUSION, SYRINGE |  | SPD | Kelemen |  |  | 02/07/2019 |  | 2/7/29 |  |  | NO | YES |  |  |  |  | CAREFUSION 11137180 15226290 |  |  | Active |  | 99:99:99:99:99:99 |  | High Risk | 1Y:00-MFG | 02/07/2019 | 02/07/2019 | COOPER UNIVERSITY HOSPITAL |  |  | Moves | WOT00000001468243 | David Frye | Performance Verification | Completed |  | 02/07/2019 | 02/07/2019 | Performance Verification for CAREFUSION 11137180 15226290 | Initial Install of Performance Verification. Device is ready for patient use. |  |  | 02/07/2019 | 02/07/2019
|  | CAREFUSION | ALARIS 8110 | PUMP, INFUSION, SYRINGE |  | SPD | Kelemen |  |  | 11/27/2018 |  | 11/27/28 |  |  | NO | YES |  |  |  |  | CAREFUSION 11137184 15225850 |  |  | Active |  | 99:99:99:99:99:99 |  | High Risk | 1Y:00-MFG | 11/27/2018 | 11/27/2018 | COOPER UNIVERSITY HOSPITAL |  |  | Moves | WOT00000001467198 | David Frye | Performance Verification | Completed |  | 11/27/2018 | 11/27/2018 | Performance Verification for CAREFUSION 11137184 15225850 | Initial Install of Performance Verification. Device is ready for patient use. |  |  | 11/27/2018 | 11/27/2018
|  | CAREFUSION | ALARIS 8110 | PUMP, INFUSION, SYRINGE |  | SPD | Kelemen |  |  | 02/12/2019 |  | 2/12/29 |  |  | NO | YES |  |  |  |  | CAREFUSION 11137183 15226336 |  |  | Active |  | 99:99:99:99:99:99 |  | High Risk | 1Y:00-MFG | 02/12/2019 | 02/12/2019 | COOPER UNIVERSITY HOSPITAL |  |  | Moves | WOT00000001468254 | David Frye | Performance Verification | Completed |  | 02/12/2019 | 02/12/2019 | Performance Verification for CAREFUSION 11137183 15226336 | Initial Install of Performance Verification. Device is ready for patient use. |  |  | 02/12/2019 | 02/12/2019
|  | CAREFUSION | ALARIS 8110 | PUMP, INFUSION, SYRINGE |  | SPD | Kelemen |  |  | 02/07/2019 |  | 2/7/29 |  |  | NO | YES |  |  |  |  | CAREFUSION 11137182 15226161 |  |  | Active |  | 99:99:99:99:99:99 |  | High Risk | 1Y:00-MFG | 02/07/2019 | 02/07/2019 | COOPER UNIVERSITY HOSPITAL |  |  | Moves | WOT00000001468239 | David Frye | Performance Verification | Completed |  | 02/07/2019 | 02/07/2019 | Performance Verification for CAREFUSION 11137182 15226161 | Initial Install of Performance Verification. Device is ready for patient use. |  |  | 02/07/2019 | 02/07/2019
|  | CAREFUSION | ALARIS 8110 | PUMP, INFUSION, SYRINGE |  | SPD | Kelemen |  |  | 11/26/2018 |  | 11/26/28 |  |  | NO | YES |  |  |  |  | CAREFUSION 11137181 15226006 |  |  | Active |  | 99:99:99:99:99:99 |  | High Risk | 1Y:00-MFG | 11/26/2018 | 11/26/2018 | COOPER UNIVERSITY HOSPITAL |  |  | Moves | WOT00000001469834 | David Frye | Performance Verification | Completed |  | 11/26/2018 | 11/26/2018 | Performance Verification for CAREFUSION 11137181 15226006 | Initial Install of Performance Verification. Device is ready for patient use. |  |  | 11/26/2018 | 11/26/2018
|  | CAREFUSION | ALARIS 8110 | PUMP, INFUSION, SYRINGE |  | SPD | Kelemen |  |  | 11/27/2018 |  | 11/27/28 |  |  | NO | YES |  |  |  |  | CAREFUSION 11137178 15226062 |  |  | Active |  | 99:99:99:99:99:99 |  | High Risk | 1Y:00-MFG | 11/27/2018 | 11/27/2018 | COOPER UNIVERSITY HOSPITAL |  |  | Moves | WOT00000001469229 | David Frye | Performance Verification | Completed |  | 11/27/2018 | 11/27/2018 | Performance Verification for CAREFUSION 11137178 15226062 | Initial Install of Performance Verification. Device is ready for patient use. |  |  | 11/27/2018 | 11/27/2018
|  | CAREFUSION | ALARIS 8110 | PUMP, INFUSION, SYRINGE |  | SPD | Kelemen |  |  | 11/27/2018 |  | 11/27/28 |  |  | NO | YES |  |  |  |  | CAREFUSION 11137175 15226144 |  |  | Active |  | 99:99:99:99:99:99 |  | High Risk | 1Y:00-MFG | 11/27/2018 | 11/27/2018 | COOPER UNIVERSITY HOSPITAL |  |  | Moves | WOT00000001468235 | David Frye | Performance Verification | Completed |  | 11/27/2018 | 11/27/2018 | Performance Verification for CAREFUSION 11137175 15226144 | Initial Install of Performance Verification. Device is ready for patient use. |  |  | 11/27/2018 | 11/27/2018
|  | CAREFUSION | ALARIS 8110 | PUMP, INFUSION, SYRINGE |  | SPD | Kelemen |  |  | 11/26/2018 |  | 11/26/28 |  |  | NO | YES |  |  |  |  | CAREFUSION 11137174 15226458 |  |  | Active |  | 99:99:99:99:99:99 |  | High Risk | 1Y:00-MFG | 11/26/2018 | 11/26/2018 | COOPER UNIVERSITY HOSPITAL |  |  | Moves | WOT00000001467418 | David Frye | Performance Verification | Completed |  | 11/26/2018 | 11/26/2018 | Performance Verification for CAREFUSION 11137174 15226458 | Initial Install of Performance Verification. Device is ready for patient use. |  |  | 11/26/2018 | 11/26/2018
|  | CAREFUSION | ALARIS 8110 | PUMP, INFUSION, SYRINGE |  | SPD | Kelemen |  |  | 11/27/2018 |  | 11/27/28 |  |  | NO | YES |  |  |  |  | CAREFUSION 11137171 15226079 |  |  | Active |  | 99:99:99:99:99:99 |  | High Risk | 1Y:00-MFG | 11/27/2018 | 11/27/2018 | COOPER UNIVERSITY HOSPITAL |  |  | Moves | WOT00000001469233 | David Frye | Performance Verification | Completed |  | 11/27/2018 | 11/27/2018 | Performance Verification for CAREFUSION 11137171 15226079 | Initial Install of Performance Verification. Device is ready for patient use. |  |  | 11/27/2018 | 11/27/2018
|  | CAREFUSION | ALARIS 8110 | PUMP, INFUSION, SYRINGE |  | SPD | Kelemen |  |  | 12/14/2018 |  | 12/14/28 |  |  | NO | YES |  |  |  |  | CAREFUSION 11137172 15226136 |  |  | Active |  | 99:99:99:99:99:99 |  | High Risk | 1Y:00-MFG | 12/14/2018 | 12/14/2018 | COOPER UNIVERSITY HOSPITAL |  |  | Moves | WOT00000001468230 | David Frye | Performance Verification | Completed |  | 12/14/2018 | 12/14/2018 | Performance Verification for CAREFUSION 11137172 15226136 | Initial Install of Performance Verification. Device is ready for patient use. |  |  | 12/14/2018 | 12/14/2018
|  | CAREFUSION | ALARIS 8110 | PUMP, INFUSION, SYRINGE |  | SPD | Kelemen |  |  | 12/20/2018 |  | 12/20/28 |  |  | NO | YES |  |  |  |  | CAREFUSION 11137162 15226453 |  |  | Active |  | 99:99:99:99:99:99 |  | High Risk | 1Y:00-MFG | 12/20/2018 | 12/20/2018 | COOPER UNIVERSITY HOSPITAL |  |  | Moves | WOT00000001468256 | David Frye | Performance Verification | Completed |  | 12/20/2018 | 12/20/2018 | Performance Verification for CAREFUSION 11137162 15226453 | Initial Install of Performance Verification. Device is ready for patient use. |  |  | 12/20/2018 | 12/20/2018
|  | CAREFUSION | ALARIS 8110 | PUMP, INFUSION, SYRINGE |  | SPD | Pavilion |  |  | 04/25/2019 |  | 4/25/29 |  |  | NO | YES |  |  |  |  | CAREFUSION 11137165 15226050 |  |  | Disposition |  | 99:99:99:99:99:99 |  | High Risk | 1Y:00-MFG | 04/25/2019 | 04/25/2019 | COOPER UNIVERSITY HOSPITAL |  |  | Moves | WOT00000001469246 | David Frye | Performance Verification | Completed |  | 04/25/2019 | 04/25/2019 | Performance Verification for CAREFUSION 11137165 15226050 | Initial Install of Performance Verification. Device is ready for patient use. |  |  | 04/25/2019 | 04/25/2019
|  | CAREFUSION | ALARIS 8110 | PUMP, INFUSION, SYRINGE |  | SPD | Kelemen |  |  | 11/27/2018 |  | 11/27/28 |  |  | NO | YES |  |  |  |  | CAREFUSION 11137164 15226298 |  |  | Active |  | 99:99:99:99:99:99 |  | High Risk | 1Y:00-MFG | 11/27/2018 | 11/27/2018 | COOPER UNIVERSITY HOSPITAL |  |  | Moves | WOT00000001468245 | David Frye | Performance Verification | Completed |  | 11/27/2018 | 11/27/2018 | Performance Verification for CAREFUSION 11137164 15226298 | Initial Install of Performance Verification. Device is ready for patient use. |  |  | 11/27/2018 | 11/27/2018
|  | CAREFUSION | ALARIS 8110 | PUMP, INFUSION, SYRINGE |  | SPD | Dorrance |  |  | 11/26/2018 |  | 11/26/28 |  |  | NO | YES |  |  |  |  | CAREFUSION 11137161 15225883 |  |  | Active |  | 99:99:99:99:99:99 |  | High Risk | 1Y:00-MFG | 11/26/2018 | 11/26/2018 | COOPER UNIVERSITY HOSPITAL |  |  | Moves | WOT00000001467202 | David Frye | Performance Verification | Completed |  | 11/26/2018 | 11/26/2018 | Performance Verification for CAREFUSION 11137161 15225883 | Initial Install of Performance Verification. Device is ready for patient use. |  |  | 11/26/2018 | 11/26/2018
|  | CAREFUSION | ALARIS 8110 | PUMP, INFUSION, SYRINGE |  | SPD | Dorrance |  |  | 12/18/2018 |  | 12/18/28 |  |  | NO | YES |  |  |  |  | CAREFUSION 11137160 15226119 |  |  | Active |  | 99:99:99:99:99:99 |  | High Risk | 1Y:00-MFG | 12/18/2018 | 12/18/2018 | COOPER UNIVERSITY HOSPITAL |  |  | Moves | WOT00000001469237 | David Frye | Performance Verification | Completed |  | 12/18/2018 | 12/18/2018 | Performance Verification for CAREFUSION 11137160 15226119 | Initial Install of Performance Verification. Device is ready for patient use. |  |  | 12/18/2018 | 12/18/2018
|  | CAREFUSION | ALARIS 8110 | PUMP, INFUSION, SYRINGE |  | SPD | Kelemen |  |  | 11/30/2018 |  | 11/30/28 |  |  | NO | YES |  |  |  |  | CAREFUSION 11137153 15226057 |  |  | Active |  | 99:99:99:99:99:99 |  | High Risk | 1Y:00-MFG | 11/30/2018 | 11/30/2018 | COOPER UNIVERSITY HOSPITAL |  |  | Moves | WOT00000001469227 | David Frye | Performance Verification | Completed |  | 11/30/2018 | 11/30/2018 | Performance Verification for CAREFUSION 11137153 15226057 | Initial Install of Performance Verification. Device is ready for patient use. |  |  | 11/30/2018 | 11/30/2018
|  | CAREFUSION | ALARIS 8110 | PUMP, INFUSION, SYRINGE |  | SPD | Kelemen |  |  | 11/26/2018 |  | 11/26/28 |  |  | NO | YES |  |  |  |  | CAREFUSION 11137158 15226039 |  |  | Active |  | 99:99:99:99:99:99 |  | High Risk | 1Y:00-MFG | 11/26/2018 | 11/26/2018 | COOPER UNIVERSITY HOSPITAL |  |  | Moves | WOT00000001469835 | David Frye | Performance Verification | Completed |  | 11/26/2018 | 11/26/2018 | Performance Verification for CAREFUSION 11137158 15226039 | Initial Install of Performance Verification. Device is ready for patient use. |  |  | 11/26/2018 | 11/26/2018
|  | CAREFUSION | ALARIS 8110 | PUMP, INFUSION, SYRINGE |  | SPD | Kelemen |  |  | 12/06/2018 |  | 12/6/28 |  |  | NO | YES |  |  |  |  | CAREFUSION 11137157 15225575 |  |  | Active |  | 99:99:99:99:99:99 |  | High Risk | 1Y:00-MFG | 12/06/2018 | 12/06/2018 | COOPER UNIVERSITY HOSPITAL |  |  | Moves | WOT00000001468001 | David Frye | Performance Verification | Completed |  | 12/06/2018 | 12/06/2018 | Performance Verification for CAREFUSION 11137157 15225575 | Initial Install of Performance Verification. Device is ready for patient use. |  |  | 12/06/2018 | 12/06/2018
|  | CAREFUSION | ALARIS 8110 | PUMP, INFUSION, SYRINGE |  | SPD | Dorrance |  |  | 12/18/2018 |  | 12/18/28 |  |  | NO | YES |  |  |  |  | CAREFUSION 11137156 15226086 |  |  | Active |  | 99:99:99:99:99:99 |  | High Risk | 1Y:00-MFG | 12/18/2018 | 12/18/2018 | COOPER UNIVERSITY HOSPITAL |  |  | Moves | WOT00000001469234 | David Frye | Performance Verification | Completed |  | 12/18/2018 | 12/18/2018 | Performance Verification for CAREFUSION 11137156 15226086 | Initial Install of Performance Verification. Device is ready for patient use. |  |  | 12/18/2018 | 12/18/2018
|  | CAREFUSION | ALARIS 8110 | PUMP, INFUSION, SYRINGE |  | SPD | Kelemen |  |  | 12/13/2018 |  | 12/13/28 |  |  | NO | YES |  |  |  |  | CAREFUSION 11137152 15226499 |  |  | Active |  | 99:99:99:99:99:99 |  | High Risk | 1Y:00-MFG | 12/13/2018 | 12/13/2018 | COOPER UNIVERSITY HOSPITAL |  |  | Moves | WOT00000001467422 | David Frye | Performance Verification | Completed |  | 12/13/2018 | 12/13/2018 | Performance Verification for CAREFUSION 11137152 15226499 | Initial Install of Performance Verification. Device is ready for patient use. |  |  | 12/13/2018 | 12/13/2018
|  | CAREFUSION | ALARIS 8110 | PUMP, INFUSION, SYRINGE |  | SPD | Kelemen |  |  | 11/27/2018 |  | 11/27/28 |  |  | NO | YES |  |  |  |  | CAREFUSION 11137151 15226455 |  |  | Active |  | 99:99:99:99:99:99 |  | High Risk | 1Y:00-MFG | 11/27/2018 | 11/27/2018 | COOPER UNIVERSITY HOSPITAL |  |  | Moves | WOT00000001467414 | David Frye | Performance Verification | Completed |  | 11/27/2018 | 11/27/2018 | Performance Verification for CAREFUSION 11137151 15226455 | Initial Install of Performance Verification. Device is ready for patient use. |  |  | 11/27/2018 | 11/27/2018
|  | CAREFUSION | ALARIS 8110 | PUMP, INFUSION, SYRINGE |  | SPD | Kelemen |  |  | 06/07/2019 |  | 6/7/29 |  |  | NO | YES |  |  |  |  | CAREFUSION 11137139 15225702 |  |  | Active | dup11137139 | 99:99:99:99:99:99 |  | High Risk | 1Y:00-MFG | 06/07/2019 | 06/07/2019 | COOPER UNIVERSITY HOSPITAL |  |  | Moves | WOT00000001468010 | David Frye | Performance Verification | Completed |  | 06/07/2019 | 06/07/2019 | Performance Verification for CAREFUSION 11137139 15225702 | Initial Install of Performance Verification. Device is ready for patient use. |  |  | 06/07/2019 | 06/07/2019
|  | CAREFUSION | ALARIS 8110 | PUMP, INFUSION, SYRINGE |  | SPD | Dorrance |  |  | 11/26/2018 |  | 11/26/28 |  |  | NO | YES |  |  |  |  | CAREFUSION 11137140 15225913 |  |  | Active |  | 99:99:99:99:99:99 |  | High Risk | 1Y:00-MFG | 11/26/2018 | 11/26/2018 | COOPER UNIVERSITY HOSPITAL |  |  | Moves | WOT00000001467203 | David Frye | Performance Verification | Completed |  | 11/26/2018 | 11/26/2018 | Performance Verification for CAREFUSION 11137140 15225913 | Initial Install of Performance Verification. Device is ready for patient use. |  |  | 11/26/2018 | 11/26/2018
|  | CAREFUSION | ALARIS 8110 | PUMP, INFUSION, SYRINGE |  | SPD | Kelemen |  |  | 11/26/2018 |  | 11/26/28 |  |  | NO | YES |  |  |  |  | CAREFUSION 11137150 15225959 |  |  | Active |  | 99:99:99:99:99:99 |  | High Risk | 1Y:00-MFG | 11/26/2018 | 11/26/2018 | COOPER UNIVERSITY HOSPITAL |  |  | Moves | WOT00000001467210 | David Frye | Performance Verification | Completed |  | 11/26/2018 | 11/26/2018 | Performance Verification for CAREFUSION 11137150 15225959 | Initial Install of Performance Verification. Device is ready for patient use. |  |  | 11/26/2018 | 11/26/2018
|  | CAREFUSION | ALARIS 8110 | PUMP, INFUSION, SYRINGE |  | SPD | Dorrance |  |  | 12/19/2018 |  | 12/19/28 |  |  | NO | YES |  |  |  |  | CAREFUSION 11137149 15226469 |  |  | Active |  | 99:99:99:99:99:99 |  | High Risk | 1Y:00-MFG | 12/19/2018 | 12/19/2018 | COOPER UNIVERSITY HOSPITAL |  |  | Moves | WOT00000001467420 | David Frye | Performance Verification | Completed |  | 12/19/2018 | 12/19/2018 | Performance Verification for CAREFUSION 11137149 15226469 | Initial Install of Performance Verification. Device is ready for patient use. |  |  | 12/19/2018 | 12/19/2018
|  | CAREFUSION | ALARIS 8110 | PUMP, INFUSION, SYRINGE |  | SPD | Kelemen |  |  | 11/30/2018 |  | 11/30/28 |  |  | NO | YES |  |  |  |  | CAREFUSION 11137148 15226125 |  |  | Active |  | 99:99:99:99:99:99 |  | High Risk | 1Y:00-MFG | 11/30/2018 | 11/30/2018 | COOPER UNIVERSITY HOSPITAL |  |  | Moves | WOT00000001469238 | David Frye | Performance Verification | Completed |  | 11/30/2018 | 11/30/2018 | Performance Verification for CAREFUSION 11137148 15226125 | Initial Install of Performance Verification. Device is ready for patient use. |  |  | 11/30/2018 | 11/30/2018
|  | CAREFUSION | ALARIS 8110 | PUMP, INFUSION, SYRINGE |  | SPD | Kelemen |  |  | 02/27/2019 |  | 2/27/29 |  |  | NO | YES |  |  |  |  | CAREFUSION 11137147 15225988 |  |  | Active |  | 99:99:99:99:99:99 |  | High Risk | 1Y:00-MFG | 02/27/2019 | 02/27/2019 | COOPER UNIVERSITY HOSPITAL |  |  | Moves | WOT00000001467216 | David Frye | Performance Verification | Completed |  | 02/27/2019 | 02/27/2019 | Performance Verification for CAREFUSION 11137147 15225988 | Initial Install of Performance Verification. Device is ready for patient use. |  |  | 02/27/2019 | 02/27/2019
|  | CAREFUSION | ALARIS 8110 | PUMP, INFUSION, SYRINGE |  | SPD | Kelemen |  |  | 11/26/2018 |  | 11/26/28 |  |  | NO | YES |  |  |  |  | CAREFUSION 11137146 15225726 |  |  | Active |  | 99:99:99:99:99:99 |  | High Risk | 1Y:00-MFG | 11/26/2018 | 11/26/2018 | COOPER UNIVERSITY HOSPITAL |  |  | Moves | WOT00000001467194 | David Frye | Performance Verification | Completed |  | 11/26/2018 | 11/26/2018 | Performance Verification for CAREFUSION 11137146 15225726 | Initial Install of Performance Verification. Device is ready for patient use. |  |  | 11/26/2018 | 11/26/2018
|  | CAREFUSION | ALARIS 8110 | PUMP, INFUSION, SYRINGE |  | SPD | Dorrance |  |  | 12/14/2018 |  | 12/14/28 |  |  | NO | YES |  |  |  |  | CAREFUSION 11137145 15226073 |  |  | Active |  | 99:99:99:99:99:99 |  | High Risk | 1Y:00-MFG | 12/14/2018 | 12/14/2018 | COOPER UNIVERSITY HOSPITAL |  |  | Moves | WOT00000001469230 | David Frye | Performance Verification | Completed |  | 12/14/2018 | 12/14/2018 | Performance Verification for CAREFUSION 11137145 15226073 | Initial Install of Performance Verification. Device is ready for patient use. |  |  | 12/14/2018 | 12/14/2018
|  | CAREFUSION | ALARIS 8110 | PUMP, INFUSION, SYRINGE |  | SPD | Kelemen |  |  | 11/29/2018 |  | 11/29/28 |  |  | NO | YES |  |  |  |  | CAREFUSION 11137144 15226132 |  |  | Active |  | 99:99:99:99:99:99 |  | High Risk | 1Y:00-MFG | 11/29/2018 | 11/29/2018 | COOPER UNIVERSITY HOSPITAL |  |  | Moves | WOT00000001469241 | David Frye | Performance Verification | Completed |  | 11/29/2018 | 11/29/2018 | Performance Verification for CAREFUSION 11137144 15226132 | Initial Install of Performance Verification. Device is ready for patient use. |  |  | 11/29/2018 | 11/29/2018
|  | CAREFUSION | ALARIS 8110 | PUMP, INFUSION, SYRINGE |  | SPD | Dorrance |  |  | 11/26/2018 |  | 11/26/28 |  |  | NO | YES |  |  |  |  | CAREFUSION 11137143 15225949 |  |  | Active |  | 99:99:99:99:99:99 |  | High Risk | 1Y:00-MFG | 11/26/2018 | 11/26/2018 | COOPER UNIVERSITY HOSPITAL |  |  | Moves | WOT00000001467208 | David Frye | Performance Verification | Completed |  | 11/26/2018 | 11/26/2018 | Performance Verification for CAREFUSION 11137143 15225949 | Initial Install of Performance Verification. Device is ready for patient use. |  |  | 11/26/2018 | 11/26/2018
|  | CAREFUSION | ALARIS 8110 | PUMP, INFUSION, SYRINGE |  | SPD | Kelemen |  |  | 12/17/2018 |  | 12/17/28 |  |  | NO | YES |  |  |  |  | CAREFUSION 11137142 15225874 |  |  | Active |  | 99:99:99:99:99:99 |  | High Risk | 1Y:00-MFG | 12/17/2018 | 12/17/2018 | COOPER UNIVERSITY HOSPITAL |  |  | Moves | WOT00000001467199 | David Frye | Performance Verification | Completed |  | 12/17/2018 | 12/17/2018 | Performance Verification for CAREFUSION 11137142 15225874 | Initial Install of Performance Verification. Device is ready for patient use. |  |  | 12/17/2018 | 12/17/2018
|  | CAREFUSION | ALARIS 8110 | PUMP, INFUSION, SYRINGE |  | SPD | Dorrance |  |  | 12/11/2018 |  | 12/11/28 |  |  | NO | YES |  |  |  |  | CAREFUSION 11137141 15226150 |  |  | Active |  | 99:99:99:99:99:99 |  | High Risk | 1Y:00-MFG | 12/11/2018 | 12/11/2018 | COOPER UNIVERSITY HOSPITAL |  |  | Moves | WOT00000001468237 | David Frye | Performance Verification | Completed |  | 12/11/2018 | 12/11/2018 | Performance Verification for CAREFUSION 11137141 15226150 | Initial Install of Performance Verification. Device is ready for patient use. |  |  | 12/11/2018 | 12/11/2018
|  | CAREFUSION | ALARIS 8110 | PUMP, INFUSION, SYRINGE |  | SPD | Dorrance |  |  | 11/29/2018 |  | 11/29/28 |  |  | NO | YES |  |  |  |  | CAREFUSION 11136934 15224656 |  |  | Active |  | 99:99:99:99:99:99 |  | High Risk | 1Y:00-MFG | 11/29/2018 | 11/29/2018 | COOPER UNIVERSITY HOSPITAL |  |  | Moves | WOT00000001467960 | David Frye | Performance Verification | Completed |  | 11/29/2018 | 11/29/2018 | Performance Verification for CAREFUSION 11136934 15224656 | Initial Install of Performance Verification. Device is ready for patient use. |  |  | 11/29/2018 | 11/29/2018
|  | CAREFUSION | ALARIS 8110 | PUMP, INFUSION, SYRINGE |  | SPD | Kelemen |  |  | 11/26/2018 |  | 11/26/28 |  |  | NO | YES |  |  |  |  | CAREFUSION 11136924 15224255 |  |  | Active |  | 99:99:99:99:99:99 |  | High Risk | 1Y:00-MFG | 11/26/2018 | 11/26/2018 | COOPER UNIVERSITY HOSPITAL |  |  | Moves | WOT00000001468954 | David Frye | Performance Verification | Completed |  | 11/26/2018 | 11/26/2018 | Performance Verification for CAREFUSION 11136924 15224255 | Initial Install of Performance Verification. Device is ready for patient use. |  |  | 11/26/2018 | 11/26/2018
|  | CAREFUSION | ALARIS 8110 | PUMP, INFUSION, SYRINGE |  | SPD | Dorrance |  |  | 01/28/2019 |  | 1/28/29 |  |  | NO | YES |  |  |  |  | CAREFUSION 11136925 15224698 |  |  | Active | dup11136925 | 99:99:99:99:99:99 |  | High Risk | 1Y:00-MFG | 01/28/2019 | 01/28/2019 | COOPER UNIVERSITY HOSPITAL |  |  | Moves | WOT00000001467969 | David Frye | Performance Verification | Completed |  | 01/28/2019 | 01/28/2019 | Performance Verification for CAREFUSION 11136925 15224698 | Initial Install of Performance Verification. Device is ready for patient use. |  |  | 01/28/2019 | 01/28/2019
|  | CAREFUSION | ALARIS 8110 | PUMP, INFUSION, SYRINGE |  | SPD | Kelemen |  |  | 01/28/2019 |  | 1/28/29 |  |  | NO | YES |  |  |  |  | CAREFUSION 11136926 15224581 |  |  | Active | dup11136926 | 99:99:99:99:99:99 |  | High Risk | 1Y:00-MFG | 01/28/2019 | 01/28/2019 | COOPER UNIVERSITY HOSPITAL |  |  | Moves | WOT00000001467952 | David Frye | Performance Verification | Completed |  | 01/28/2019 | 01/28/2019 | Performance Verification for CAREFUSION 11136926 15224581 | Initial Install of Performance Verification. Device is ready for patient use. |  |  | 01/28/2019 | 01/28/2019
|  | CAREFUSION | ALARIS 8110 | PUMP, INFUSION, SYRINGE |  | SPD | Kelemen |  |  | 06/07/2019 |  | 6/7/29 |  |  | NO | YES |  |  |  |  | CAREFUSION 11136927 15224574 |  |  | Active | dup11136927 | 99:99:99:99:99:99 |  | High Risk | 1Y:00-MFG | 06/07/2019 | 06/07/2019 | COOPER UNIVERSITY HOSPITAL |  |  | Moves | WOT00000001467948 | David Frye | Performance Verification | Completed |  | 06/07/2019 | 06/07/2019 | Performance Verification for CAREFUSION 11136927 15224574 | Initial Install of Performance Verification. Device is ready for patient use. |  |  | 06/07/2019 | 06/07/2019
|  | CAREFUSION | ALARIS 8110 | PUMP, INFUSION, SYRINGE |  | SPD | Kelemen |  |  | 02/12/2019 |  | 2/12/29 |  |  | NO | YES |  |  |  |  | CAREFUSION 11136917 15224259 |  |  | Active |  | 99:99:99:99:99:99 |  | High Risk | 1Y:00-MFG | 02/12/2019 | 02/12/2019 | COOPER UNIVERSITY HOSPITAL |  |  | Moves | WOT00000001468957 | David Frye | Performance Verification | Completed |  | 02/12/2019 | 02/12/2019 | Performance Verification for CAREFUSION 11136917 15224259 | Initial Install of Performance Verification. Device is ready for patient use. |  |  | 02/12/2019 | 02/12/2019
|  | CAREFUSION | ALARIS 8110 | PUMP, INFUSION, SYRINGE |  | SPD | Kelemen |  |  | 11/06/2018 |  | 11/6/28 |  |  | NO | YES |  |  |  |  | CAREFUSION 11136911 15224621 |  |  | Active |  | 99:99:99:99:99:99 |  | High Risk | 1Y:00-MFG | 11/06/2018 | 11/06/2018 | COOPER UNIVERSITY HOSPITAL |  |  | Pharmacy Test Unit | WOT00000001467956 | David Frye | Performance Verification | Completed |  | 11/06/2018 | 11/06/2018 | Performance Verification for CAREFUSION 11136911 15224621 | Initial Install of Performance Verification. Device is ready for patient use. |  |  | 11/06/2018 | 11/06/2018
|  | CAREFUSION | ALARIS 8110 | PUMP, INFUSION, SYRINGE |  | SPD | Dorrance |  |  | 12/27/2018 |  | 12/27/28 |  |  | NO | YES |  |  |  |  | CAREFUSION 11136912 15224447 |  |  | Active |  | 99:99:99:99:99:99 |  | High Risk | 1Y:00-MFG | 12/27/2018 | 12/27/2018 | COOPER UNIVERSITY HOSPITAL |  |  | Moves | WOT00000001468966 | David Frye | Performance Verification | Completed |  | 12/27/2018 | 12/27/2018 | Performance Verification for CAREFUSION 11136912 15224447 | Initial Install of Performance Verification. Device is ready for patient use. |  |  | 12/27/2018 | 12/27/2018
|  | CAREFUSION | ALARIS 8110 | PUMP, INFUSION, SYRINGE |  | SPD | Dorrance |  |  | 12/14/2018 |  | 12/14/28 |  |  | NO | YES |  |  |  |  | CAREFUSION 11136915 15224543 |  |  | Active |  | 99:99:99:99:99:99 |  | High Risk | 1Y:00-MFG | 12/14/2018 | 12/14/2018 | COOPER UNIVERSITY HOSPITAL |  |  | Moves | WOT00000001467939 | David Frye | Performance Verification | Completed |  | 12/14/2018 | 12/14/2018 | Performance Verification for CAREFUSION 11136915 15224543 | Initial Install of Performance Verification. Device is ready for patient use. |  |  | 12/14/2018 | 12/14/2018
|  | CAREFUSION | ALARIS 8110 | PUMP, INFUSION, SYRINGE |  | SPD | Kelemen |  |  | 11/30/2018 |  | 11/30/28 |  |  | NO | YES |  |  |  |  | CAREFUSION 11136916 15224630 |  |  | Active |  | 99:99:99:99:99:99 |  | High Risk | 1Y:00-MFG | 11/30/2018 | 11/30/2018 | COOPER UNIVERSITY HOSPITAL |  |  | Moves | WOT00000001467957 | David Frye | Performance Verification | Completed |  | 11/30/2018 | 11/30/2018 | Performance Verification for CAREFUSION 11136916 15224630 | Initial Install of Performance Verification. Device is ready for patient use. |  |  | 11/30/2018 | 11/30/2018
|  | CAREFUSION | ALARIS 8110 | PUMP, INFUSION, SYRINGE |  | SPD | Dorrance |  |  | 01/28/2019 |  | 1/28/29 |  |  | NO | YES |  |  |  |  | CAREFUSION 11136914 15224816 |  |  | Active | dup11136914 | 99:99:99:99:99:99 |  | High Risk | 1Y:00-MFG | 01/28/2019 | 01/28/2019 | COOPER UNIVERSITY HOSPITAL |  |  | Moves | WOT00000001467990 | David Frye | Performance Verification | Completed |  | 01/28/2019 | 01/28/2019 | Performance Verification for CAREFUSION 11136914 15224816 | Initial Install of Performance Verification. Device is ready for patient use. |  |  | 01/28/2019 | 01/28/2019
|  | CAREFUSION | ALARIS 8110 | PUMP, INFUSION, SYRINGE |  | SPD | Kelemen |  |  | 12/11/2018 |  | 12/11/28 |  |  | NO | YES |  |  |  |  | CAREFUSION 11136913 15224506 |  |  | Active |  | 99:99:99:99:99:99 |  | High Risk | 1Y:00-MFG | 12/11/2018 | 12/11/2018 | COOPER UNIVERSITY HOSPITAL |  |  | Moves | WOT00000001467938 | David Frye | Performance Verification | Completed |  | 12/11/2018 | 12/11/2018 | Performance Verification for CAREFUSION 11136913 15224506 | Initial Install of Performance Verification. Device is ready for patient use. |  |  | 12/11/2018 | 12/11/2018
|  | CAREFUSION | ALARIS 8110 | PUMP, INFUSION, SYRINGE |  | SPD | Dorrance |  |  | 06/07/2019 |  | 6/7/29 |  |  | NO | YES |  |  |  |  | CAREFUSION 11136910 15224818 |  |  | Active | dup11136910 | 99:99:99:99:99:99 |  | High Risk | 1Y:00-MFG | 06/07/2019 | 06/07/2019 | COOPER UNIVERSITY HOSPITAL |  |  | Moves | WOT00000001467993 | David Frye | Performance Verification | Completed |  | 06/07/2019 | 06/07/2019 | Performance Verification for CAREFUSION 11136910 15224818 | Initial Install of Performance Verification. Device is ready for patient use. |  |  | 06/07/2019 | 06/07/2019
|  | CAREFUSION | ALARIS 8110 | PUMP, INFUSION, SYRINGE |  | SPD | Dorrance |  |  | 06/07/2019 |  | 6/7/29 |  |  | NO | YES |  |  |  |  | CAREFUSION 11136909 15224705 |  |  | Active | dup11136909 | 99:99:99:99:99:99 |  | High Risk | 1Y:00-MFG | 06/07/2019 | 06/07/2019 | COOPER UNIVERSITY HOSPITAL |  |  |  | WOT00000001467972 | David Frye | Performance Verification | Completed |  | 06/07/2019 | 06/07/2019 | Performance Verification for CAREFUSION 11136909 15224705 | Initial Install of Performance Verification. Device is ready for patient use. |  |  | 06/07/2019 | 06/07/2019
|  | CAREFUSION | ALARIS 8110 | PUMP, INFUSION, SYRINGE |  | SPD | Dorrance |  |  | 12/11/2018 |  | 12/11/28 |  |  | NO | YES |  |  |  |  | CAREFUSION 11136908 15224857 |  |  | Active |  | 99:99:99:99:99:99 |  | High Risk | 1Y:00-MFG | 12/11/2018 | 12/11/2018 | COOPER UNIVERSITY HOSPITAL |  |  | Moves | WOT00000001467998 | David Frye | Performance Verification | Completed |  | 12/11/2018 | 12/11/2018 | Performance Verification for CAREFUSION 11136908 15224857 | Initial Install of Performance Verification. Device is ready for patient use. |  |  | 12/11/2018 | 12/11/2018
|  | CAREFUSION | ALARIS 8110 | PUMP, INFUSION, SYRINGE |  | SPD | Dorrance |  |  | 11/27/2018 |  | 11/27/28 |  |  | NO | YES |  |  |  |  | CAREFUSION 11136906 15224846 |  |  | Active |  | 99:99:99:99:99:99 |  | High Risk | 1Y:00-MFG | 11/27/2018 | 11/27/2018 | COOPER UNIVERSITY HOSPITAL |  |  | Moves | WOT00000001467997 | David Frye | Performance Verification | Completed |  | 11/27/2018 | 11/27/2018 | Performance Verification for CAREFUSION 11136906 15224846 | Initial Install of Performance Verification. Device is ready for patient use. |  |  | 11/27/2018 | 11/27/2018
|  | CAREFUSION | ALARIS 8110 | PUMP, INFUSION, SYRINGE |  | SPD | Dorrance |  |  | 11/26/2018 |  | 11/26/28 |  |  | NO | YES |  |  |  |  | CAREFUSION 11136907 15224746 |  |  | Active |  | 99:99:99:99:99:99 |  | High Risk | 1Y:00-MFG | 11/26/2018 | 11/26/2018 | COOPER UNIVERSITY HOSPITAL |  |  | Moves | WOT00000001467981 | David Frye | Performance Verification | Completed |  | 11/26/2018 | 11/26/2018 | Performance Verification for CAREFUSION 11136907 15224746 | Initial Install of Performance Verification. Device is ready for patient use. |  |  | 11/26/2018 | 11/26/2018
|  | CAREFUSION | ALARIS 8110 | PUMP, INFUSION, SYRINGE |  | SPD | Kelemen |  |  | 11/26/2018 |  | 11/26/28 |  |  | NO | YES |  |  |  |  | CAREFUSION 11136902 15224262 |  |  | Active |  | 99:99:99:99:99:99 |  | High Risk | 1Y:00-MFG | 11/26/2018 | 11/26/2018 | COOPER UNIVERSITY HOSPITAL |  |  | Moves | WOT00000001468961 | David Frye | Performance Verification | Completed |  | 11/26/2018 | 11/26/2018 | Performance Verification for CAREFUSION 11136902 15224262 | Initial Install of Performance Verification. Device is ready for patient use. |  |  | 11/26/2018 | 11/26/2018
|  | CAREFUSION | ALARIS 8110 | PUMP, INFUSION, SYRINGE |  | SPD | Kelemen |  |  | 11/26/2018 |  | 11/26/28 |  |  | NO | YES |  |  |  |  | CAREFUSION 11136903 15224781 |  |  | Active |  | 99:99:99:99:99:99 |  | High Risk | 1Y:00-MFG | 11/26/2018 | 11/26/2018 | COOPER UNIVERSITY HOSPITAL |  |  | Moves | WOT00000001467986 | David Frye | Performance Verification | Completed |  | 11/26/2018 | 11/26/2018 | Performance Verification for CAREFUSION 11136903 15224781 | Initial Install of Performance Verification. Device is ready for patient use. |  |  | 11/26/2018 | 11/26/2018
|  | CAREFUSION | ALARIS 8110 | PUMP, INFUSION, SYRINGE |  | SPD | Kelemen |  |  | 02/07/2019 |  | 2/7/29 |  |  | NO | YES |  |  |  |  | CAREFUSION 11136904 15224736 |  |  | Active |  | 99:99:99:99:99:99 |  | High Risk | 1Y:00-MFG | 02/07/2019 | 02/07/2019 | COOPER UNIVERSITY HOSPITAL |  |  | Moves | WOT00000001467980 | David Frye | Performance Verification | Completed |  | 02/07/2019 | 02/07/2019 | Performance Verification for CAREFUSION 11136904 15224736 | Initial Install of Performance Verification. Device is ready for patient use. |  |  | 02/07/2019 | 02/07/2019
|  | CAREFUSION | ALARIS 8110 | PUMP, INFUSION, SYRINGE |  | SPD | Kelemen |  |  | 12/20/2018 |  | 12/20/28 |  |  | NO | YES |  |  |  |  | CAREFUSION 11136901 15224501 |  |  | Active |  | 99:99:99:99:99:99 |  | High Risk | 1Y:00-MFG | 12/20/2018 | 12/20/2018 | COOPER UNIVERSITY HOSPITAL |  |  | Moves | WOT00000001468968 | David Frye | Performance Verification | Completed |  | 12/20/2018 | 12/20/2018 | Performance Verification for CAREFUSION 11136901 15224501 | Initial Install of Performance Verification. Device is ready for patient use. |  |  | 12/20/2018 | 12/20/2018
|  | CAREFUSION | ALARIS 8110 | PUMP, INFUSION, SYRINGE |  | SPD | Kelemen |  |  | 12/31/2018 |  | 12/31/28 |  |  | NO | YES |  |  |  |  | CAREFUSION 11136899 15224194 |  |  | Active |  | 99:99:99:99:99:99 |  | High Risk | 1Y:00-MFG | 12/31/2018 | 12/31/2018 | COOPER UNIVERSITY HOSPITAL |  |  | Moves | WOT00000001468942 | David Frye | Performance Verification | Completed |  | 12/31/2018 | 12/31/2018 | Performance Verification for CAREFUSION 11136899 15224194 | Initial Install of Performance Verification. Device is ready for patient use. |  |  | 12/31/2018 | 12/31/2018
|  | CAREFUSION | ALARIS 8110 | PUMP, INFUSION, SYRINGE |  | SPD | Kelemen |  |  | 12/19/2018 |  | 12/19/28 |  |  | NO | YES |  |  |  |  | CAREFUSION 11136900 15224211 |  |  | Active |  | 99:99:99:99:99:99 |  | High Risk | 1Y:00-MFG | 12/19/2018 | 12/19/2018 | COOPER UNIVERSITY HOSPITAL |  |  | Moves | WOT00000001468950 | David Frye | Performance Verification | Completed |  | 12/19/2018 | 12/19/2018 | Performance Verification for CAREFUSION 11136900 15224211 | Initial Install of Performance Verification. Device is ready for patient use. |  |  | 12/19/2018 | 12/19/2018
|  | CAREFUSION | ALARIS 8110 | PUMP, INFUSION, SYRINGE |  | SPD | Kelemen |  |  | 02/07/2019 |  | 2/7/29 |  |  | NO | YES |  |  |  |  | CAREFUSION 11136897 15211642 |  |  | Active |  | 99:99:99:99:99:99 |  | High Risk | 1Y:00-MFG | 02/07/2019 | 02/07/2019 | COOPER UNIVERSITY HOSPITAL |  |  | Moves | WOT00000001469014 | David Frye | Performance Verification | Completed |  | 02/07/2019 | 02/07/2019 | Performance Verification for CAREFUSION 11136897 15211642 | Initial Install of Performance Verification. Device is ready for patient use. |  |  | 02/07/2019 | 02/07/2019
|  | CAREFUSION | ALARIS 8110 | PUMP, INFUSION, SYRINGE |  | SPD | Kelemen |  |  | 06/07/2019 |  | 6/7/29 |  |  | NO | YES |  |  |  |  | CAREFUSION 11136895 15211695 |  |  | Active | dup11136895 | 99:99:99:99:99:99 |  | High Risk | 1Y:00-MFG | 06/07/2019 | 06/07/2019 | COOPER UNIVERSITY HOSPITAL |  |  | Moves | WOT00000001469018 | David Frye | Performance Verification | Completed |  | 06/07/2019 | 06/07/2019 | Performance Verification for CAREFUSION 11136895 15211695 | Initial Install of Performance Verification. Device is ready for patient use. |  |  | 06/07/2019 | 06/07/2019
|  | CAREFUSION | ALARIS 8110 | PUMP, INFUSION, SYRINGE |  | SPD | Kelemen |  |  | 12/11/2018 |  | 12/11/28 |  |  | NO | YES |  |  |  |  | CAREFUSION 11136896 15210059 |  |  | Active |  | 99:99:99:99:99:99 |  | High Risk | 1Y:00-MFG | 12/11/2018 | 12/11/2018 | COOPER UNIVERSITY HOSPITAL |  |  | CSP - Clean Side | WOT00000001469010 | David Frye | Performance Verification | Completed |  | 12/11/2018 | 12/11/2018 | Performance Verification for CAREFUSION 11136896 15210059 | Initial Install of Performance Verification. Device is ready for patient use. |  |  | 12/11/2018 | 12/11/2018
|  | CAREFUSION | ALARIS 8110 | PUMP, INFUSION, SYRINGE |  | SPD | Kelemen |  |  | 12/14/2018 |  | 12/14/28 |  |  | NO | YES |  |  |  |  | CAREFUSION 11136893 15224196 |  |  | Active |  | 99:99:99:99:99:99 |  | High Risk | 1Y:00-MFG | 12/14/2018 | 12/14/2018 | COOPER UNIVERSITY HOSPITAL |  |  | Moves | WOT00000001468946 | David Frye | Performance Verification | Completed |  | 12/14/2018 | 12/14/2018 | Performance Verification for CAREFUSION 11136893 15224196 | Initial Install of Performance Verification. Device is ready for patient use. |  |  | 12/14/2018 | 12/14/2018
|  | CAREFUSION | ALARIS 8110 | PUMP, INFUSION, SYRINGE |  | SPD | Kelemen |  |  | 11/26/2018 |  | 11/26/28 |  |  | NO | YES |  |  |  |  | CAREFUSION 11136894 15224261 |  |  | Active |  | 99:99:99:99:99:99 |  | High Risk | 1Y:00-MFG | 11/26/2018 | 11/26/2018 | COOPER UNIVERSITY HOSPITAL |  |  | Moves | WOT00000001468959 | David Frye | Performance Verification | Completed |  | 11/26/2018 | 11/26/2018 | Performance Verification for CAREFUSION 11136894 15224261 | Initial Install of Performance Verification. Device is ready for patient use. |  |  | 11/26/2018 | 11/26/2018
|  | CAREFUSION | ALARIS 8110 | PUMP, INFUSION, SYRINGE |  | SPD | Kelemen |  |  | 11/27/2018 |  | 11/27/28 |  |  | NO | YES |  |  |  |  | CAREFUSION 11136892 15224195 |  |  | Active |  | 99:99:99:99:99:99 |  | High Risk | 1Y:00-MFG | 11/27/2018 | 11/27/2018 | COOPER UNIVERSITY HOSPITAL |  |  | Moves | WOT00000001468944 | David Frye | Performance Verification | Completed |  | 11/27/2018 | 11/27/2018 | Performance Verification for CAREFUSION 11136892 15224195 | Initial Install of Performance Verification. Device is ready for patient use. |  |  | 11/27/2018 | 11/27/2018
|  | CAREFUSION | ALARIS 8110 | PUMP, INFUSION, SYRINGE |  | SPD | Kelemen |  |  | 11/30/2018 |  | 11/30/28 |  |  | NO | YES |  |  |  |  | CAREFUSION 11136891 15209539 |  |  | Active |  | 99:99:99:99:99:99 |  | High Risk | 1Y:00-MFG | 11/30/2018 | 11/30/2018 | COOPER UNIVERSITY HOSPITAL |  |  | Moves | WOT00000001469556 | David Frye | Performance Verification | Completed |  | 11/30/2018 | 11/30/2018 | Performance Verification for CAREFUSION 11136891 15209539 | Initial Install of Performance Verification. Device is ready for patient use. |  |  | 11/30/2018 | 11/30/2018
|  | CAREFUSION | ALARIS 8110 | PUMP, INFUSION, SYRINGE |  | SPD | Kelemen |  |  | 11/27/2018 |  | 11/27/28 |  |  | NO | YES |  |  |  |  | CAREFUSION 11136888 15224763 |  |  | Active |  | 99:99:99:99:99:99 |  | High Risk | 1Y:00-MFG | 11/27/2018 | 11/27/2018 | COOPER UNIVERSITY HOSPITAL |  |  | Moves | WOT00000001467984 | David Frye | Performance Verification | Completed |  | 11/27/2018 | 11/27/2018 | Performance Verification for CAREFUSION 11136888 15224763 | Initial Install of Performance Verification. Device is ready for patient use. |  |  | 11/27/2018 | 11/27/2018
|  | CAREFUSION | ALARIS 8110 | PUMP, INFUSION, SYRINGE |  | VOORHEES SURGERY CENTER-OPERATING ROOM | 900 Centennial Blvd | Suite E |  | 08/14/2019 |  | 8/14/29 |  |  | NO | YES |  |  |  |  | CAREFUSION 11136885 15211646 |  |  | Active |  | 99:99:99:99:99:99 |  | High Risk | 1Y:00-MFG | 08/14/2019 | 08/14/2019 | COOPER AMBULATORY OFF-SITES |  |  | SUITE E | WOT00000001469015 | JENNIFER BOMBARO | Performance Verification | Completed |  | 08/14/2019 | 08/14/2019 | Performance Verification for CAREFUSION 11136885 15211646 | Initial Install of Performance Verification. Device is ready for patient use. |  |  | 08/14/2019 | 08/14/2019
|  | CAREFUSION | ALARIS 8110 | PUMP, INFUSION, SYRINGE |  | SPD | Dorrance |  |  | 01/28/2019 |  | 1/28/29 |  |  | NO | YES |  |  |  |  | CAREFUSION 11136879 15224691 |  |  | Active | dup11136879 | 99:99:99:99:99:99 |  | High Risk | 1Y:00-MFG | 01/28/2019 | 01/28/2019 | COOPER UNIVERSITY HOSPITAL |  |  | Moves | WOT00000001467965 | David Frye | Performance Verification | Completed |  | 01/28/2019 | 01/28/2019 | Performance Verification for CAREFUSION 11136879 15224691 | Initial Install of Performance Verification. Device is ready for patient use. |  |  | 01/28/2019 | 01/28/2019
|  | CAREFUSION | ALARIS 8110 | PUMP, INFUSION, SYRINGE |  | SPD | Kelemen |  |  | 02/04/2019 |  | 2/4/29 |  |  | NO | YES |  |  |  |  | CAREFUSION 11136878 15224722 |  |  | Active | dup11136878 | 99:99:99:99:99:99 |  | High Risk | 1Y:00-MFG | 02/04/2019 | 02/04/2019 | COOPER UNIVERSITY HOSPITAL |  |  | Moves | WOT00000001467977 | David Frye | Performance Verification | Completed |  | 02/04/2019 | 02/04/2019 | Performance Verification for CAREFUSION 11136878 15224722 | Initial Install of Performance Verification. Device is ready for patient use. |  |  | 02/04/2019 | 02/04/2019
|  | CAREFUSION | ALARIS 8110 | PUMP, INFUSION, SYRINGE |  | SPD | Dorrance |  |  | 11/27/2018 |  | 11/27/28 |  |  | NO | YES |  |  |  |  | CAREFUSION 11136875 15210886 |  |  | Active |  | 99:99:99:99:99:99 |  | High Risk | 1Y:00-MFG | 11/27/2018 | 11/27/2018 | COOPER UNIVERSITY HOSPITAL |  |  | Moves | WOT00000001469011 | David Frye | Performance Verification | Completed |  | 11/27/2018 | 11/27/2018 | Performance Verification for CAREFUSION 11136875 15210886 | Initial Install of Performance Verification. Device is ready for patient use. |  |  | 11/27/2018 | 11/27/2018
|  | CAREFUSION | ALARIS 8110 | PUMP, INFUSION, SYRINGE |  | SPD | Kelemen |  |  | 11/26/2018 |  | 11/26/28 |  |  | NO | YES |  |  |  |  | CAREFUSION 11136870 15224203 |  |  | Active |  | 99:99:99:99:99:99 |  | High Risk | 1Y:00-MFG | 11/26/2018 | 11/26/2018 | COOPER UNIVERSITY HOSPITAL |  |  | Moves | WOT00000001468948 | David Frye | Performance Verification | Completed |  | 11/26/2018 | 11/26/2018 | Performance Verification for CAREFUSION 11136870 15224203 | Initial Install of Performance Verification. Device is ready for patient use. |  |  | 11/26/2018 | 11/26/2018
|  | CAREFUSION | ALARIS 8110 | PUMP, INFUSION, SYRINGE |  | SPD | Kelemen |  |  | 01/28/2019 |  | 1/28/29 |  |  | NO | YES |  |  |  |  | CAREFUSION 11136851 15224385 |  |  | Active |  | 99:99:99:99:99:99 |  | High Risk | 1Y:00-MFG | 01/28/2019 | 01/28/2019 | COOPER UNIVERSITY HOSPITAL |  |  | Moves | WOT00000001468964 | David Frye | Performance Verification | Completed |  | 01/28/2019 | 01/28/2019 | Performance Verification for CAREFUSION 11136851 15224385 | Initial Install of Performance Verification. Device is ready for patient use. |  |  | 01/28/2019 | 01/28/2019
|  | CAREFUSION | ALARIS 8110 | PUMP, INFUSION, SYRINGE |  | SPD | Pavilion |  |  | 12/01/2017 |  | 12/1/27 |  |  | NO | YES |  |  |  |  | CAREFUSION 10752814 15053041 |  |  | Active |  | 99:99:99:99:99:99 |  | High Risk | 1Y:00-MFG | 11/27/2018 | 12/01/2019 | COOPER UNIVERSITY HOSPITAL |  |  |  | 0012478902 | David Frye | Preventative Maintenance | Closed | Josh Harris | 12/01/2017 | 12/01/2017 | PERFORMANCE ASSURANCE AT INVENTORY | INVENTORIED DEVICE AND ENSURED DEVICE WAS FUNCTIONING PROPERLY. | A5055B93-EDF9-4271-B813-0CBB78C2CC83 | Labor | 12/01/2017 | 12/01/2017 | Josh Harris
|  | CAREFUSION | ALARIS 8110 | PUMP, INFUSION, SYRINGE |  | VOORHEES SURGERY CENTER-OPERATING ROOM | 900 Centennial Blvd | Suite E |  | 12/01/2017 |  | 12/1/27 |  |  | NO | YES |  |  |  |  | CAREFUSION 10752815 15054896 |  |  | Active |  | 99:99:99:99:99:99 |  | High Risk | 1Y:00-MFG | 08/14/2019 | 09/01/2020 | COOPER AMBULATORY OFF-SITES |  |  | SUITE E | 0012478895 | JENNIFER BOMBARO | Preventative Maintenance | Closed | Josh Harris | 12/01/2017 | 12/01/2017 | PERFORMANCE ASSURANCE AT INVENTORY | INVENTORIED DEVICE AND ENSURED DEVICE WAS FUNCTIONING PROPERLY. | ABC12403-F88D-413F-84F0-B9B12A28A122 | Labor | 12/01/2017 | 12/01/2017 | Josh Harris
|  | CAREFUSION | ALARIS 8110 | PUMP, INFUSION, SYRINGE |  | SPD | Pavilion |  |  | 12/01/2017 |  | 12/1/27 |  |  | NO | YES |  |  |  |  | CAREFUSION 10752818 15054732 |  |  | Active |  | 99:99:99:99:99:99 |  | High Risk | 1Y:00-MFG | 12/17/2018 | 12/01/2019 | COOPER UNIVERSITY HOSPITAL |  |  |  | 0012478904 | David Frye | Preventative Maintenance | Closed | Josh Harris | 12/01/2017 | 12/01/2017 | PERFORMANCE ASSURANCE AT INVENTORY | INVENTORIED DEVICE AND ENSURED DEVICE WAS FUNCTIONING PROPERLY. | F09EF494-C431-4484-AEFC-C36426C4C4D4 | Labor | 12/01/2017 | 12/01/2017 | Josh Harris
|  | CAREFUSION | ALARIS 8110 | PUMP, INFUSION, SYRINGE |  | SPD | Dorrance |  |  | 12/01/2017 |  | 12/1/27 |  |  | NO | YES |  |  |  |  | CAREFUSION 10752819 15054260 |  |  | Active |  | 99:99:99:99:99:99 |  | High Risk | 1Y:00-MFG | 12/19/2018 | 12/01/2019 | COOPER UNIVERSITY HOSPITAL |  |  |  | 0012478919 | David Frye | Preventative Maintenance | Closed | Josh Harris | 12/01/2017 | 12/01/2017 | PERFORMANCE ASSURANCE AT INVENTORY | INVENTORIED DEVICE AND ENSURED DEVICE WAS FUNCTIONING PROPERLY. | 4DFA67A6-C591-46E6-947B-1D604E912F34 | Labor | 12/01/2017 | 12/01/2017 | Josh Harris
|  | CAREFUSION | ALARIS 8110 | PUMP, INFUSION, SYRINGE |  | SPD | Kelemen |  |  | 12/01/2017 |  | 12/1/27 |  |  | NO | YES |  |  |  |  | CAREFUSION 10752820 15053034 |  |  | Active |  | 99:99:99:99:99:99 |  | High Risk | 1Y:00-MFG | 11/27/2018 | 12/01/2019 | COOPER UNIVERSITY HOSPITAL |  |  |  | 0012478915 | David Frye | Preventative Maintenance | Closed | Josh Harris | 12/01/2017 | 12/01/2017 | PERFORMANCE ASSURANCE AT INVENTORY | INVENTORIED DEVICE AND ENSURED DEVICE WAS FUNCTIONING PROPERLY. | C616FE4B-4F31-44FD-B40B-AF2C866D5AAA | Labor | 12/01/2017 | 12/01/2017 | Josh Harris
|  | CAREFUSION | ALARIS 8110 | PUMP, INFUSION, SYRINGE |  | SPD | Kelemen |  |  | 12/01/2017 |  | 12/1/27 |  |  | NO | YES |  |  |  |  | CAREFUSION 10752817 15055013 |  |  | Active |  | 99:99:99:99:99:99 |  | High Risk | 1Y:00-MFG | 11/27/2018 | 12/01/2019 | COOPER UNIVERSITY HOSPITAL |  |  |  | 0012478911 | David Frye | Preventative Maintenance | Closed | Josh Harris | 12/01/2017 | 12/01/2017 | PERFORMANCE ASSURANCE AT INVENTORY | INVENTORIED DEVICE AND ENSURED DEVICE WAS FUNCTIONING PROPERLY. | F070A07A-5551-4BD6-B104-1A34673F47CB | Labor | 12/01/2017 | 12/01/2017 | Josh Harris
|  | CAREFUSION | ALARIS 8110 | PUMP, INFUSION, SYRINGE |  | SPD | Kelemen |  |  | 12/01/2017 |  | 12/1/27 |  |  | NO | YES |  |  |  |  | CAREFUSION 10752816 15055093 |  |  | Active |  | 99:99:99:99:99:99 |  | High Risk | 1Y:00-MFG | 11/27/2018 | 12/01/2019 | COOPER UNIVERSITY HOSPITAL |  |  |  | 0012478907 | David Frye | Performance Verification | Closed | Josh Harris | 12/01/2017 | 12/01/2017 | INCOMING INVENTORY | DEVICE INVENTORIED | 826F23FC-2823-4C95-9522-4D1330E3DC0E | Labor | 12/01/2017 | 12/01/2017 | Josh Harris
|  | CAREFUSION | ALARIS 8110 | PUMP, INFUSION, SYRINGE |  | SPD | Kelemen | BASEMENT |  | 12/01/2017 |  | 12/1/27 |  |  | NO | YES |  |  |  |  | CAREFUSION 10752812 15054858 |  |  | Active |  | 99:99:99:99:99:99 |  | High Risk | 1Y:00-MFG | 11/29/2018 | 12/01/2019 | COOPER UNIVERSITY HOSPITAL |  |  |  | 0012478897 | David Frye | Performance Verification | Closed | Josh Harris | 12/01/2017 | 12/01/2017 | INCOMING INVENTORY | DEVICE INVENTORIED | 57601EDF-E308-48A9-B263-71F5A9135337 | Labor | 12/01/2017 | 12/01/2017 | Josh Harris
|  | CAREFUSION | ALARIS 8110 | PUMP, INFUSION, SYRINGE |  | SPD | Kelemen |  |  | 12/01/2017 |  | 12/1/27 |  |  | NO | YES |  |  |  |  | CAREFUSION 10752810 15054865 |  |  | Active |  | 99:99:99:99:99:99 |  | High Risk | 1Y:00-MFG | 11/27/2018 | 12/01/2019 | COOPER UNIVERSITY HOSPITAL |  |  |  | 0012478891 | David Frye | Preventative Maintenance | Closed | Josh Harris | 12/01/2017 | 12/01/2017 | PERFORMANCE ASSURANCE AT INVENTORY | INVENTORIED DEVICE AND ENSURED DEVICE WAS FUNCTIONING PROPERLY. | DABE9A7F-22D4-4DDF-A482-C2F9770F0E1C | Labor | 12/01/2017 | 12/01/2017 | Josh Harris
|  | CAREFUSION | ALARIS 8110 | PUMP, INFUSION, SYRINGE |  | VOORHEES SURGERY CENTER-OPERATING ROOM | 900 Centennial Blvd | Suite E |  | 12/01/2017 |  | 12/1/27 |  |  | NO | YES |  |  |  |  | CAREFUSION 10752811 15054637 |  |  | Active |  | 99:99:99:99:99:99 |  | High Risk | 1Y:00-MFG | 08/14/2019 | 09/01/2020 | COOPER AMBULATORY OFF-SITES |  |  | SUITE E | 0012478865 | JENNIFER BOMBARO | Preventative Maintenance | Closed | Josh Harris | 12/01/2017 | 12/01/2017 | PERFORMANCE ASSURANCE AT INVENTORY | INVENTORIED DEVICE AND ENSURED DEVICE WAS FUNCTIONING PROPERLY. | 037F1F5E-6A07-40D4-8300-0FB0C8F8C531 | Labor | 12/01/2017 | 12/01/2017 | Josh Harris
|  | CAREFUSION | ALARIS 8110 | PUMP, INFUSION, SYRINGE |  | SPD | Dorrance |  |  | 12/01/2017 |  | 12/1/27 |  |  | NO | YES |  |  |  |  | CAREFUSION 10752809 15054583 |  |  | Active |  | 99:99:99:99:99:99 |  | High Risk | 1Y:00-MFG | 12/06/2018 | 12/01/2019 | COOPER UNIVERSITY HOSPITAL |  |  |  | 0012478861 | David Frye | Performance Verification | Closed | Josh Harris | 12/01/2017 | 12/01/2017 | INCOMING INVENTORY | DEVICE INVENTORIED | 71537D7E-C378-4B6F-927D-D33861633A86 | Labor | 12/01/2017 | 12/01/2017 | Josh Harris
|  | CAREFUSION | ALARIS 8110 | PUMP, INFUSION, SYRINGE |  | SPD | Kelemen |  |  | 12/01/2017 |  | 12/1/27 |  |  | NO | YES |  |  |  |  | CAREFUSION 10752808 15054258 |  |  | Active |  | 99:99:99:99:99:99 |  | High Risk | 1Y:00-MFG | 11/30/2018 | 12/01/2019 | COOPER UNIVERSITY HOSPITAL |  |  |  | 0012478888 | David Frye | Preventative Maintenance | Closed | Josh Harris | 12/01/2017 | 12/01/2017 | PERFORMANCE ASSURANCE AT INVENTORY | INVENTORIED DEVICE AND ENSURED DEVICE WAS FUNCTIONING PROPERLY. | 6A7AEC19-9689-4799-A6B3-4AB7031A80A4 | Labor | 12/01/2017 | 12/01/2017 | Josh Harris
|  | CAREFUSION | ALARIS 8110 | PUMP, INFUSION, SYRINGE |  | SPD | Pavilion |  |  | 12/01/2017 |  | 12/1/27 |  |  | NO | YES |  |  |  |  | CAREFUSION 10752807 15054907 |  |  | Active |  | 99:99:99:99:99:99 |  | High Risk | 1Y:00-MFG | 12/19/2018 | 12/01/2019 | COOPER UNIVERSITY HOSPITAL |  |  |  | 0012478856 | David Frye | Performance Verification | Closed | Josh Harris | 12/01/2017 | 12/01/2017 | INCOMING INVENTORY | DEVICE INVENTORIED | 3FC24DC0-2903-4926-8125-4D2ED55BFBAE | Labor | 12/01/2017 | 12/01/2017 | Josh Harris
|  | CAREFUSION | ALARIS 8110 | PUMP, INFUSION, SYRINGE |  | SPD | Dorrance |  |  | 12/01/2017 |  | 12/1/27 |  |  | NO | YES |  |  |  |  | CAREFUSION 10752806 15055901 |  |  | Active |  | 99:99:99:99:99:99 |  | High Risk | 1Y:00-MFG | 12/19/2018 | 12/01/2019 | COOPER UNIVERSITY HOSPITAL |  |  |  | 0012478886 | David Frye | Preventative Maintenance | Closed | Josh Harris | 12/01/2017 | 12/01/2017 | PERFORMANCE ASSURANCE AT INVENTORY | INVENTORIED DEVICE AND ENSURED DEVICE WAS FUNCTIONING PROPERLY. | 5DE0A846-F84C-4D57-AE96-FB237F1D0BA3 | Labor | 12/01/2017 | 12/01/2017 | Josh Harris
|  | CAREFUSION | ALARIS 8110 | PUMP, INFUSION, SYRINGE |  | SPD | Kelemen |  |  | 12/01/2017 |  | 12/1/27 |  |  | NO | YES |  |  |  |  | CAREFUSION 10752805 15054711 |  |  | Active |  | 99:99:99:99:99:99 |  | High Risk | 1Y:00-MFG | 11/01/2019 | 12/01/2019 | COOPER UNIVERSITY HOSPITAL |  |  |  | 0012478871 | David Frye | Preventative Maintenance | Closed | Josh Harris | 12/01/2017 | 12/01/2017 | PERFORMANCE ASSURANCE AT INVENTORY | INVENTORIED DEVICE AND ENSURED DEVICE WAS FUNCTIONING PROPERLY. | 03466BE9-1363-45BA-8AD3-71ACC14E7F8C | Labor | 12/01/2017 | 12/01/2017 | Josh Harris
|  | CAREFUSION | ALARIS 8110 | PUMP, INFUSION, SYRINGE |  | SPD | Dorrance |  |  | 12/01/2017 |  | 12/1/27 |  |  | NO | YES |  |  |  |  | CAREFUSION 10752804 15054818 |  |  | Active |  | 99:99:99:99:99:99 |  | High Risk | 1Y:00-MFG | 12/18/2018 | 12/01/2019 | COOPER UNIVERSITY HOSPITAL |  |  |  | 0012478876 | David Frye | Preventative Maintenance | Closed | Josh Harris | 12/01/2017 | 12/01/2017 | PERFORMANCE ASSURANCE AT INVENTORY | INVENTORIED DEVICE AND ENSURED DEVICE WAS FUNCTIONING PROPERLY. | 23412F35-542D-44DB-9778-B1FC0B57C54A | Labor | 12/01/2017 | 12/01/2017 | Josh Harris
|  | CAREFUSION | ALARIS 8110 | PUMP, INFUSION, SYRINGE |  | SPD | Kelemen |  |  | 12/01/2017 |  | 12/1/27 |  |  | NO | YES |  |  |  |  | CAREFUSION 10752803 15054198 |  |  | Disposition |  | 99:99:99:99:99:99 |  | High Risk | 1Y:00-MFG | 12/01/2017 | 12/01/2020 | COOPER UNIVERSITY HOSPITAL |  |  |  | 0012478874 | David Frye | Preventative Maintenance | Closed | Josh Harris | 12/01/2017 | 12/01/2017 | PERFORMANCE ASSURANCE AT INVENTORY | INVENTORIED DEVICE AND ENSURED DEVICE WAS FUNCTIONING PROPERLY. | E4F40CB4-67EE-4F1D-A72E-8CC07A90589A | Labor | 12/01/2017 | 12/01/2017 | Josh Harris
|  | CAREFUSION | ALARIS 8110 | PUMP, INFUSION, SYRINGE |  | VOORHEES SURGERY CENTER-OPERATING ROOM | 900 Centennial Blvd | Suite E |  | 12/01/2017 |  | 12/1/27 |  |  | NO | YES |  |  |  |  | CAREFUSION 10752802 15054705 |  |  | Active |  | 99:99:99:99:99:99 |  | High Risk | 1Y:00-MFG | 08/14/2019 | 09/01/2020 | COOPER AMBULATORY OFF-SITES |  |  | SUITE E | 0012478878 | JENNIFER BOMBARO | Performance Verification | Closed | Josh Harris | 12/01/2017 | 12/01/2017 | INCOMING INVENTORY | DEVICE INVENTORIED | 56F2C607-2EBE-42E3-BE5A-4CE751668285 | Labor | 12/01/2017 | 12/01/2017 | Josh Harris
|  | CAREFUSION | ALARIS 8110 | PUMP, INFUSION, SYRINGE |  | SPD | Kelemen |  |  | 12/01/2017 |  | 12/1/27 |  |  | NO | YES |  |  |  |  | CAREFUSION 10752801 15054257 |  |  | Active |  | 99:99:99:99:99:99 |  | High Risk | 1Y:00-MFG | 05/13/2019 | 12/01/2019 | COOPER UNIVERSITY HOSPITAL |  |  | Performance Verification | 0012478883 | David Frye | Preventative Maintenance | Closed | Josh Harris | 12/01/2017 | 12/01/2017 | PERFORMANCE ASSURANCE AT INVENTORY | INVENTORIED DEVICE AND ENSURED DEVICE WAS FUNCTIONING PROPERLY. | 8570D907-ACB0-407D-B188-D3166E64AE63 | Labor | 12/01/2017 | 12/01/2017 | Josh Harris
|  | MEDFUSION SYST. |  | PUMP, INFUSION, SYRINGE |  | INTENSIVE CARE NURSERY | Dorrance |  |  | 10/05/2009 |  | 10/5/19 |  |  | NO | YES |  |  |  |  | MEDFUSION SYST. 10354854 67583 |  |  | Active |  | 99:99:99:99:99:99 |  | High Risk | 1Y:00-MFG | 11/01/2019 | 11/01/2020 | COOPER UNIVERSITY HOSPITAL |  |  | ICN D5 |  | JOANNE FOX
|  | CAREFUSION | MEDSYSTEM III | PUMP, INFUSION, TRIPLE CHANNEL |  |  | 97 Bogden Blvd | Cooper 1 |  | 05/02/2012 |  | 5/2/22 |  |  | NO | YES |  |  |  |  | CAREFUSION 10366972 13520835 |  |  | Active |  | 99:99:99:99:99:99 |  | High Risk | 1Y:00-MFG | 03/13/2019 | 03/01/2020 | COOPER AMBULATORY OFF-SITES |  |  | MAIN HANGER |  | RICK ROHRBACH
|  | CAREFUSION | MEDSYSTEM III | PUMP, INFUSION, TRIPLE CHANNEL |  |  | 97 Bogden Blvd | Cooper 1 |  | 05/02/2012 |  | 5/2/22 |  |  | NO | YES |  |  |  |  | CAREFUSION 10366973 13610113 |  |  | Active |  | 99:99:99:99:99:99 |  | High Risk | 1Y:00-MFG | 03/13/2019 | 03/01/2020 | COOPER AMBULATORY OFF-SITES |  |  | MAIN HANGER |  | RICK ROHRBACH
|  | CAREFUSION | MEDSYSTEM III | PUMP, INFUSION, TRIPLE CHANNEL |  |  | 97 Bogden Blvd | Cooper 1 |  | 05/02/2012 |  | 5/2/22 |  |  | NO | YES |  |  |  |  | CAREFUSION 10366974 13619348 |  |  | Active |  | 99:99:99:99:99:99 |  | High Risk | 1Y:00-MFG | 03/13/2019 | 03/01/2020 | COOPER AMBULATORY OFF-SITES |  |  | MAIN HANGER |  | RICK ROHRBACH
|  | CAREFUSION | MEDSYSTEM III | PUMP, INFUSION, TRIPLE CHANNEL |  | MILLVILLE-AIR MED | 60 Fostertown Rd | Cooper 2 |  | 03/13/2019 |  | 3/13/29 |  |  | NO | YES |  |  |  |  | CAREFUSION 30236311 3214735 |  |  | Active |  | 99:99:99:99:99:99 |  | High Risk | 1Y:00-MFG | 03/13/2019 | 03/13/2019 | COOPER AMBULATORY OFF-SITES |  |  | MILLVILLE AIRMED | 0011352171 | RICK ROHRBACH | Performance Verification | Closed | Bonnie Aichroth | 03/13/2019 | 03/13/2019 | INCOMING INVENTORY | DEVICE INVENTORIED | 87B345CC-5613-4126-818A-DD707CE7DF41 | Labor | 03/13/2019 | 03/13/2019 | Bonnie Aichroth
|  | MAQUET CORP | CARDIOSAVE HYBRID | PUMP, INTRA-AORTIC BALLOON | CA241756B4 | CARDIAC CATH LAB | Pavilion |  |  | 03/07/2014 |  | 3/7/21 |  |  | NO | YES |  |  |  |  | MAQUET CORP 10367856 CA241756B4 |  |  | Active |  | 00:64:A6:01:04:0D |  | Life Support | 6M:00-MFG | 11/01/2019 | 05/01/2020 | COOPER UNIVERSITY HOSPITAL |  |  | CCL - Moves |  | LINDA BEAN
|  | MAQUET CORP | CARDIOSAVE HYBRID | PUMP, INTRA-AORTIC BALLOON | CA241755B4 | CARDIAC CATH LAB | Kelemen |  |  | 03/07/2014 |  | 3/7/21 |  |  | NO | YES |  |  |  |  | MAQUET CORP 10367814 CA241755B4 |  |  | Active |  | 00:64:A6:01:04:04 |  | Life Support | 6M:00-MFG | 11/01/2019 | 05/01/2020 | COOPER UNIVERSITY HOSPITAL |  |  | CCL - Moves |  | LINDA BEAN
|  | MAQUET CORP | CARDIOSAVE HYBRID | PUMP, INTRA-AORTIC BALLOON | CA241764B4 | CARDIAC CATH LAB | Kelemen |  |  | 03/07/2014 |  | 3/7/21 |  |  | NO | YES |  |  |  |  | MAQUET CORP 10367646 CA241764B4 |  |  | Active |  | 00:64:A6:01:04:2B |  | Life Support | 6M:00-MFG | 11/01/2019 | 05/01/2020 | COOPER UNIVERSITY HOSPITAL |  |  | CCL - Moves |  | LINDA BEAN
|  | MAQUET CORP | CARDIOSAVE HYBRID | PUMP, INTRA-AORTIC BALLOON | CA241337B4 | CARDIAC CATH LAB | Kelemen |  |  | 03/07/2014 |  | 3/7/21 |  |  | NO | YES |  |  |  |  | MAQUET CORP 10365266 CA241337B4 |  |  | Active |  | 00:64:A6:01:04:34 |  | Life Support | 6M:00-MFG | 11/01/2019 | 05/01/2020 | COOPER UNIVERSITY HOSPITAL |  |  | CCL - Moves |  | LINDA BEAN
|  | MAQUET CORP | CARDIOSAVE HYBRID | PUMP, INTRA-AORTIC BALLOON | CA241325B4 | CARDIAC CATH LAB | Pavilion |  |  | 03/07/2014 |  | 3/7/21 |  |  | NO | YES |  |  |  |  | MAQUET CORP 10355489 CA241325B4 |  |  | Active |  | 00:64:A6:01:04:37 |  | Life Support | 6M:00-MFG | 11/01/2019 | 05/01/2020 | COOPER UNIVERSITY HOSPITAL |  |  | CCL - Moves |  | LINDA BEAN
|  | MAQUET CORP | CARDIOSAVE HYBRID | PUMP, INTRA-AORTIC BALLOON | CA241765B4 | CARDIAC CATH LAB | Pavilion |  |  | 03/07/2014 |  | 3/7/21 |  |  | NO | YES |  |  |  |  | MAQUET CORP 10347586 CA241765B4 |  |  | Active |  | 00:64:A6:01:04:2E |  | Life Support | 6M:00-MFG | 11/01/2019 | 05/01/2020 | COOPER UNIVERSITY HOSPITAL |  |  | CCL - Moves |  | LINDA BEAN
|  | ARTHREX INC. | DUALWAVE | PUMP, IRRIGATION | R000000454 | VOORHEES SURGERY CENTER-OPERATING ROOM | 900 Centennial Blvd | Suite E |  | 04/26/2019 |  | 4/26/24 |  |  | NO | YES |  |  |  |  | ARTHREX INC. 11239283 R000000454 |  |  | Disposition |  | 99:99:99:99:99:99 |  | Equipment | 1Y:00-MFG | 04/26/2019 | 04/26/2019 | COOPER AMBULATORY OFF-SITES |  |  | Performance Verification | WOT00000001155715 | JENNIFER BOMBARO | Service Request | Closed | Stephen Zubrzycki | 04/26/2019 | 04/26/2019 | New Irrigation Pump - Needs checked, tagged | INVENTORIED NEW EQUIPMENT Inventoried unit | EXP1141285 | Labor | 04/26/2019 | 04/26/2019 | Kirk Lis
|  | BIOSENSE WEBSTER, INC. | COOLFLOW | PUMP, IRRIGATION |  | CARDIAC CATH LAB | Kelemen |  |  | 12/06/2011 |  | 12/6/16 |  |  | NO | YES |  |  |  |  | BIOSENSE WEBSTER, INC. 10369199 05341 |  |  | Active |  | 99:99:99:99:99:99 |  | Equipment | PAAR:00-PVAR | 11/02/2019 |  | COOPER UNIVERSITY HOSPITAL |  |  | EP1 Behind Sliding Glass Doors |  | LINDA BEAN
|  | ERBE USA INC | EIP2 | PUMP, IRRIGATION | VC005328 | BRACHFIELD MEDICAL ASSOCIATES-MEDICINE | 218 Sunset Rd |  |  | 10/03/2006 |  | 10/3/11 |  |  | NO | YES |  |  |  |  | ERBE USA INC 10367156 VC005328 |  |  | Active |  | 99:99:99:99:99:99 |  | Equipment | PAAR:00-PVAR | 11/02/2019 |  | COOPER AMBULATORY OFF-SITES |  |  | ENDO - Procedure Room |  | CATHY CRAWFORD
|  | ERBE USA INC | ENDO 100 | PUMP, IRRIGATION | E019FCL | VOORHEES SURGERY CENTER-OPERATING ROOM | 900 Centennial Blvd | Suite E |  | 04/21/2000 |  | 4/21/05 |  |  | NO | YES |  |  |  |  | ERBE USA INC 10347245 E019FCL |  |  | Active |  | 99:99:99:99:99:99 |  | Equipment | PAAR:00-PVAR | 11/01/2019 |  | COOPER AMBULATORY OFF-SITES |  |  | VOORHEES-OR |  | JENNIFER BOMBARO
|  | RITA MEDICAL SYSTEM INC. | INTELLIFLOW | PUMP, IRRIGATION | C07002677 | OR - KELEMEN 3 | Pavilion |  |  | 10/08/2007 |  | 10/8/12 |  |  | NO | YES |  |  |  |  | RITA MEDICAL SYSTEM INC. 10346303 C07002677 |  |  | Active |  | 99:99:99:99:99:99 |  | High Risk | 1Y:00-MFG 2Y:00-BAT | 10/30/2019 | 02/01/2020 | COOPER UNIVERSITY HOSPITAL |  |  | OR PAV STORAGE RM |  | DOMINIC VENDETTA
|  | BYRON MEDICAL | EZ | PUMP, LIPOSUCTION |  | OR - KELEMEN 3 | Kelemen |  |  | 03/19/2019 |  | 3/19/29 |  |  | NO | YES |  |  |  |  | BYRON MEDICAL 11239403 06181324 |  |  | Active |  | 99:99:99:99:99:99 |  | Equipment | 1Y:00-MFG | 03/19/2019 | 03/19/2019 | COOPER UNIVERSITY HOSPITAL |  |  | Kel OR | WOT00000001675196 | DOMINIC VENDETTA | Performance Verification | Closed | Salvatore Bombara | 03/19/2019 | 03/19/2019 | Performance Verification for BYRON MEDICAL 11239403 06181324 | Initial Install of Performance Verification. Device is ready for patient use. |  |  | 03/19/2019 | 03/19/2019
|  | BYRON MEDICAL | EZ | PUMP, LIPOSUCTION | 06-0938-07 | OR - KELEMEN 3 | Kelemen |  |  | 01/01/2008 |  | 1/1/18 |  |  | NO | YES |  |  |  |  | BYRON MEDICAL 10346352 06-0938-07 |  |  | Active |  | 99:99:99:99:99:99 |  | Equipment | 1Y:00-MFG | 02/07/2019 | 02/01/2020 | COOPER UNIVERSITY HOSPITAL |  |  | K8 |  | DOMINIC VENDETTA
|  | LYSONIX INC | LY-2000 | PUMP, LIPOSUCTION |  | VOORHEES SURGERY CENTER-OPERATING ROOM | 900 Centennial Blvd | Suite E |  | 03/07/1999 |  | 3/7/09 |  |  | NO | YES |  |  |  |  | LYSONIX INC 10347196 1028 |  |  | Active |  | 99:99:99:99:99:99 |  | Equipment | 1Y:00-MFG | 04/18/2019 | 04/01/2020 | COOPER AMBULATORY OFF-SITES |  |  | VOORHEES-OR |  | JENNIFER BOMBARO
|  | LYSONIX INC | LY-2000 | PUMP, LIPOSUCTION |  | OR - KELEMEN 3 | Kelemen |  |  | 07/14/2001 |  | 7/14/11 |  |  | NO | YES |  |  |  |  | LYSONIX INC 10346358 1007 |  |  | Active |  | 99:99:99:99:99:99 |  | Equipment | 1Y:00-MFG | 02/07/2019 | 02/01/2020 | COOPER UNIVERSITY HOSPITAL |  |  | k8 |  | DOMINIC VENDETTA
|  | CURLIN MEDICAL | 6000 PLUS | PUMP, PCA |  |  | 1000 S 10th | Ambulance Garage |  | 08/01/2019 |  | 8/1/29 |  |  | NO | YES |  |  |  |  | CURLIN MEDICAL 30146272 262009 |  |  | Active |  | 99:99:99:99:99:99 |  | High Risk | 1Y:00-MFG 2Y:00-BAT | 08/01/2019 | 08/01/2019 | COOPER UNIVERSITY HOSPITAL |  |  |  |  | STEVEN HARE |  |  |  | 08/01/2019 | 08/01/2019 |  |  |  |  | 08/01/2019 | 08/01/2019
|  | CURLIN MEDICAL | 6000 PLUS | PUMP, PCA |  |  | Kelemen |  |  | 10/01/2019 |  | 10/1/29 |  |  | NO | YES |  |  |  |  | CURLIN MEDICAL 30146270 262011 |  |  | Active |  | 99:99:99:99:99:99 |  | High Risk | 1Y:00-MFG 2Y:00-BAT | 10/01/2019 | 10/01/2019 | COOPER UNIVERSITY HOSPITAL |  |  |  |  | STEVEN HARE |  |  |  | 10/01/2019 | 10/01/2019 |  |  |  |  | 10/01/2019 | 10/01/2019
|  | CURLIN MEDICAL | 6000 PLUS | PUMP, PCA |  |  | 1000 S 10th | Ambulance Garage |  | 08/01/2019 |  | 8/1/29 |  |  | NO | YES |  |  |  |  | CURLIN MEDICAL 30146271 262010 |  |  | Active |  | 99:99:99:99:99:99 |  | High Risk | 1Y:00-MFG 2Y:00-BAT | 08/01/2019 | 08/01/2019 | COOPER UNIVERSITY HOSPITAL |  |  |  |  | STEVEN HARE |  |  |  | 08/01/2019 | 08/01/2019 |  |  |  |  | 08/01/2019 | 08/01/2019
|  | CURLIN MEDICAL | 6000 PLUS | PUMP, PCA |  |  | 1000 S 10th | Ambulance Garage |  | 10/30/2019 |  | 10/30/29 |  |  | NO | YES |  |  |  |  | CURLIN MEDICAL 30146269 262012 |  |  | Active |  | 99:99:99:99:99:99 |  | High Risk | 1Y:00-MFG 2Y:00-BAT | 10/30/2019 | 10/30/2019 | COOPER UNIVERSITY HOSPITAL |  |  |  |  | STEVEN HARE |  |  |  | 10/30/2019 | 10/30/2019 |  |  |  |  | 10/30/2019 | 10/30/2019
|  | CURLIN MEDICAL | PAINSMART IOD | PUMP, PCA |  | ANESTHESIOLOGY | Dorrance |  |  | 11/01/2019 |  | 11/1/29 |  |  | NO | YES |  |  |  |  | CURLIN MEDICAL 30142023 234878 |  |  | Active |  | 99:99:99:99:99:99 |  | High Risk | 1Y:00-MFG | 11/01/2019 | 11/01/2019 | COOPER UNIVERSITY HOSPITAL |  |  | biomed storage |  | GIACINTA ROUPAS |  |  |  | 11/01/2019 | 11/01/2019 |  |  |  |  | 11/01/2019 | 11/01/2019
|  | CURLIN MEDICAL | PAINSMART IOD | PUMP, PCA |  | LABOR & DELIVERY | Kelemen |  |  | 11/01/2019 |  | 11/1/29 |  |  | NO | YES |  |  |  |  | CURLIN MEDICAL 30142026 234979 |  |  | Active |  | 99:99:99:99:99:99 |  | High Risk | 1Y:00-MFG | 11/01/2019 | 11/01/2019 | COOPER UNIVERSITY HOSPITAL |  |  | biomed storage |  | JOANNA HORST |  |  |  | 11/01/2019 | 11/01/2019 |  |  |  |  | 11/01/2019 | 11/01/2019
|  | CURLIN MEDICAL | PAINSMART IOD | PUMP, PCA |  | LABOR & DELIVERY | Kelemen |  |  | 11/01/2019 |  | 11/1/29 |  |  | NO | YES |  |  |  |  | CURLIN MEDICAL 30142024 234714 |  |  | Active |  | 99:99:99:99:99:99 |  | High Risk | 1Y:00-MFG | 11/01/2019 | 11/01/2019 | COOPER UNIVERSITY HOSPITAL |  |  | biomed storage |  | JOANNA HORST |  |  |  | 11/01/2019 | 11/01/2019 |  |  |  |  | 11/01/2019 | 11/01/2019
|  | CURLIN MEDICAL | PAINSMART IOD | PUMP, PCA |  | LABOR & DELIVERY | Kelemen |  |  | 11/01/2019 |  | 11/1/29 |  |  | NO | YES |  |  |  |  | CURLIN MEDICAL 30142022 234810 |  |  | Active |  | 99:99:99:99:99:99 |  | High Risk | 1Y:00-MFG | 11/01/2019 | 11/01/2019 | COOPER UNIVERSITY HOSPITAL |  |  | biomed storage |  | JOANNA HORST |  |  |  | 11/01/2019 | 11/01/2019 |  |  |  |  | 11/01/2019 | 11/01/2019
|  | CURLIN MEDICAL | PAINSMART IOD | PUMP, PCA |  | LABOR & DELIVERY | Kelemen |  |  | 11/01/2019 |  | 11/1/29 |  |  | NO | YES |  |  |  |  | CURLIN MEDICAL 30142020 234960 |  |  | Active |  | 99:99:99:99:99:99 |  | High Risk | 1Y:00-MFG | 11/01/2019 | 11/01/2019 | COOPER UNIVERSITY HOSPITAL |  |  | biomed storage |  | JOANNA HORST |  |  |  | 11/01/2019 | 11/01/2019 |  |  |  |  | 11/01/2019 | 11/01/2019
|  | CURLIN MEDICAL | PAINSMART IOD | PUMP, PCA |  | ANESTHESIOLOGY | Kelemen |  |  | 11/01/2019 |  | 11/1/29 |  |  | NO | YES |  |  |  |  | CURLIN MEDICAL 30142017 234950 |  |  | Active |  | 99:99:99:99:99:99 |  | High Risk | 1Y:00-MFG | 11/01/2019 | 11/01/2019 | COOPER UNIVERSITY HOSPITAL |  |  | biomed storage |  | GIACINTA ROUPAS |  |  |  | 11/01/2019 | 11/01/2019 |  |  |  |  | 11/01/2019 | 11/01/2019
|  | CURLIN MEDICAL | PAINSMART IOD | PUMP, PCA |  | LABOR & DELIVERY | Kelemen |  |  | 11/01/2019 |  | 11/1/29 |  |  | NO | YES |  |  |  |  | CURLIN MEDICAL 30142019 234861 |  |  | Active |  | 99:99:99:99:99:99 |  | High Risk | 1Y:00-MFG | 11/01/2019 | 11/01/2019 | COOPER UNIVERSITY HOSPITAL |  |  | biomed storage |  | JOANNA HORST |  |  |  | 11/01/2019 | 11/01/2019 |  |  |  |  | 11/01/2019 | 11/01/2019
|  | CURLIN MEDICAL | PAINSMART IOD | PUMP, PCA |  | LABOR & DELIVERY | Kelemen |  |  | 11/01/2019 |  | 11/1/29 |  |  | NO | YES |  |  |  |  | CURLIN MEDICAL 30142014 234925 |  |  | Active |  | 99:99:99:99:99:99 |  | High Risk | 1Y:00-MFG | 11/01/2019 | 11/01/2019 | COOPER UNIVERSITY HOSPITAL |  |  | biomed storage |  | JOANNA HORST |  |  |  | 11/01/2019 | 11/01/2019 |  |  |  |  | 11/01/2019 | 11/01/2019
|  | CURLIN MEDICAL | PAINSMART IOD | PUMP, PCA |  | ANESTHESIOLOGY | Kelemen |  |  | 11/01/2019 |  | 11/1/29 |  |  | NO | YES |  |  |  |  | CURLIN MEDICAL 30142015 234970 |  |  | Active |  | 99:99:99:99:99:99 |  | High Risk | 1Y:00-MFG | 11/01/2019 | 11/01/2019 | COOPER UNIVERSITY HOSPITAL |  |  | biomed storage |  | GIACINTA ROUPAS |  |  |  | 11/01/2019 | 11/01/2019 |  |  |  |  | 11/01/2019 | 11/01/2019
|  | CURLIN MEDICAL | PAINSMART IOD | PUMP, PCA |  | LABOR & DELIVERY | Kelemen |  |  | 11/01/2019 |  | 11/1/29 |  |  | NO | YES |  |  |  |  | CURLIN MEDICAL 30142016 234850 |  |  | Active |  | 99:99:99:99:99:99 |  | High Risk | 1Y:00-MFG | 11/01/2019 | 11/01/2019 | COOPER UNIVERSITY HOSPITAL |  |  | biomed storage |  | JOANNA HORST |  |  |  | 11/01/2019 | 11/01/2019 |  |  |  |  | 11/01/2019 | 11/01/2019
|  | CURLIN MEDICAL | PAINSMART IOD | PUMP, PCA |  | LABOR & DELIVERY | Kelemen |  |  | 11/01/2019 |  | 11/1/29 |  |  | NO | YES |  |  |  |  | CURLIN MEDICAL 30142011 234981 |  |  | Active |  | 99:99:99:99:99:99 |  | High Risk | 1Y:00-MFG | 11/01/2019 | 11/01/2019 | COOPER UNIVERSITY HOSPITAL |  |  | Anes work room |  | JOANNA HORST |  |  |  | 11/01/2019 | 11/01/2019 |  |  |  |  | 11/01/2019 | 11/01/2019
|  | CURLIN MEDICAL | PAINSMART IOD | PUMP, PCA |  | ANESTHESIOLOGY | Kelemen |  |  | 01/01/1900 |  |  |  |  | NO | YES |  |  |  |  | CURLIN MEDICAL 10369350 234818 |  |  | Disposition |  | 99:99:99:99:99:99 |  | High Risk | 1Y:00-MFG | 08/09/2019 | 10/01/2020 | COOPER UNIVERSITY HOSPITAL |  |  | STORAGE PUMP |  | GIACINTA ROUPAS
|  | CURLIN MEDICAL | PAINSMART IOD | PUMP, PCA |  | ANESTHESIOLOGY | Pavilion |  |  | 01/01/1900 |  |  |  |  | NO | YES |  |  |  |  | CURLIN MEDICAL 10369349 234733 |  |  | Active |  | 99:99:99:99:99:99 |  | High Risk | 1Y:00-MFG | 10/21/2019 | 10/01/2020 | COOPER UNIVERSITY HOSPITAL |  |  | STORAGE ROOM |  | GIACINTA ROUPAS
|  | CURLIN MEDICAL | PAINSMART IOD | PUMP, PCA |  | ANESTHESIOLOGY | Dorrance |  |  | 10/21/2019 |  | 10/21/29 |  |  | NO | YES |  |  |  |  | CURLIN MEDICAL 30244964 234706 |  |  | Active |  | 99:99:99:99:99:99 |  | High Risk | 1Y:00-MFG | 10/21/2019 | 10/21/2019 | COOPER UNIVERSITY HOSPITAL |  |  | STORAGE ROOM |  | GIACINTA ROUPAS |  |  |  | 10/21/2019 | 10/21/2019 |  |  |  |  | 10/21/2019 | 10/21/2019
|  | CURLIN MEDICAL | PAINSMART IOD | PUMP, PCA |  | PHARMACY | Dorrance |  |  | 01/01/1900 |  |  |  |  | NO | YES |  |  |  |  | CURLIN MEDICAL 10366504 234696 |  |  | Active |  | 99:99:99:99:99:99 |  | High Risk | 1Y:00-MFG | 11/01/2019 | 11/01/2020 | COOPER UNIVERSITY HOSPITAL |  |  | L&D RM3 |  | JACKIE SUTTON
|  | CURLIN MEDICAL | PAINSMART IOD | PUMP, PCA |  | ANESTHESIOLOGY | Kelemen |  |  | 06/24/2015 |  | 6/24/25 |  |  | NO | YES |  |  |  |  | CURLIN MEDICAL 10354967 234973 |  |  | Active |  | 99:99:99:99:99:99 |  | High Risk | 1Y:00-MFG | 03/27/2019 | 03/01/2020 | COOPER UNIVERSITY HOSPITAL |  |  | SUITE 4 |  | GIACINTA ROUPAS
|  | CURLIN MEDICAL | PAINSMART IOD | PUMP, PCA |  | ANESTHESIOLOGY | Dorrance |  |  | 06/24/2015 |  | 6/24/25 |  |  | NO | YES |  |  |  |  | CURLIN MEDICAL 10354952 234858 |  |  | Active |  | 99:99:99:99:99:99 |  | High Risk | 1Y:00-MFG | 11/01/2019 | 11/01/2020 | COOPER UNIVERSITY HOSPITAL |  |  | SUITE 2 |  | GIACINTA ROUPAS
|  | CURLIN MEDICAL | PAINSMART IOD | PUMP, PCA |  | ANESTHESIOLOGY | Kelemen |  |  | 09/18/2014 |  | 9/18/24 |  |  | NO | YES |  |  |  |  | CURLIN MEDICAL 10349483 234686 |  |  | Active |  | 99:99:99:99:99:99 |  | High Risk | 1Y:00-MFG | 10/01/2019 | 10/01/2020 | COOPER UNIVERSITY HOSPITAL |  |  |  |  | GIACINTA ROUPAS
|  | CURLIN MEDICAL | PAINSMART IOD | PUMP, PCA |  | ANESTHESIOLOGY | Kelemen |  |  | 11/01/2019 |  | 11/1/29 |  |  | NO | YES |  |  |  |  | CURLIN MEDICAL 30143512 234746 |  |  | Active |  | 99:99:99:99:99:99 |  | High Risk | 1Y:00-MFG | 11/01/2019 | 11/01/2019 | COOPER UNIVERSITY HOSPITAL |  |  | SUITE 5 |  | GIACINTA ROUPAS |  |  |  | 11/01/2019 | 11/01/2019 |  |  |  |  | 11/01/2019 | 11/01/2019
|  | CURLIN MEDICAL | PAINSMART IOD | PUMP, PCA |  | ANESTHESIOLOGY | Kelemen |  |  | 11/01/2019 |  | 11/1/29 |  |  | NO | YES |  |  |  |  | CURLIN MEDICAL 30143205 234736 |  |  | Active |  | 99:99:99:99:99:99 |  | High Risk | 1Y:00-MFG | 11/01/2019 | 11/01/2019 | COOPER UNIVERSITY HOSPITAL |  |  |  |  | GIACINTA ROUPAS |  |  |  | 11/01/2019 | 11/01/2019 |  |  |  |  | 11/01/2019 | 11/01/2019
|  | CURLIN MEDICAL | PAINSMART IOD | PUMP, PCA |  | ANESTHESIOLOGY | Dorrance |  |  | 10/21/2019 |  | 10/21/29 |  |  | NO | YES |  |  |  |  | CURLIN MEDICAL 30142879 234977 |  |  | Active |  | 99:99:99:99:99:99 |  | High Risk | 1Y:00-MFG | 10/21/2019 | 10/21/2019 | COOPER UNIVERSITY HOSPITAL |  |  | PAV OR EQUIP STRG |  | GIACINTA ROUPAS |  |  |  | 10/21/2019 | 10/21/2019 |  |  |  |  | 10/21/2019 | 10/21/2019
|  | CURLIN MEDICAL | PAINSMART IOD | PUMP, PCA |  | ANESTHESIOLOGY | Kelemen |  |  | 11/01/2018 |  | 11/1/28 |  |  | NO | YES |  |  |  |  | CURLIN MEDICAL 30142108 234958 |  |  | Disposition |  | 99:99:99:99:99:99 |  | High Risk | 1Y:00-MFG | 11/01/2018 | 11/01/2018 | COOPER UNIVERSITY HOSPITAL |  |  | OPERATING ROOM |  | GIACINTA ROUPAS |  |  |  | 11/01/2018 | 11/01/2018 |  |  |  |  | 11/01/2018 | 11/01/2018
|  | CURLIN MEDICAL | PAINSMART IOD | PUMP, PCA |  | ANESTHESIOLOGY | Kelemen |  |  | 10/22/2019 |  | 10/22/29 |  |  | NO | YES |  |  |  |  | CURLIN MEDICAL 30142109 234798 |  |  | Active |  | 99:99:99:99:99:99 |  | High Risk | 1Y:00-MFG | 10/22/2019 | 10/22/2019 | COOPER UNIVERSITY HOSPITAL |  |  | ld room 2 |  | GIACINTA ROUPAS |  |  |  | 10/22/2019 | 10/22/2019 |  |  |  |  | 10/22/2019 | 10/22/2019
|  | CURLIN MEDICAL | PAINSMART IOD | PUMP, PCA |  | ANESTHESIOLOGY | Dorrance |  |  | 10/21/2019 |  | 10/21/29 |  |  | NO | YES |  |  |  |  | CURLIN MEDICAL 30142033 234726 |  |  | Active |  | 99:99:99:99:99:99 |  | High Risk | 1Y:00-MFG | 10/21/2019 | 10/21/2019 | COOPER UNIVERSITY HOSPITAL |  |  | L&D |  | GIACINTA ROUPAS |  |  |  | 10/21/2019 | 10/21/2019 |  |  |  |  | 10/21/2019 | 10/21/2019
|  | CURLIN MEDICAL | PAINSMART IOD | PUMP, PCA |  | ANESTHESIOLOGY | Kelemen |  |  | 11/01/2019 |  | 11/1/29 |  |  | NO | YES |  |  |  |  | CURLIN MEDICAL 30142030 234804 |  |  | Active |  | 99:99:99:99:99:99 |  | High Risk | 1Y:00-MFG | 11/01/2019 | 11/01/2019 | COOPER UNIVERSITY HOSPITAL |  |  | biomed storage |  | GIACINTA ROUPAS |  |  |  | 11/01/2019 | 11/01/2019 |  |  |  |  | 11/01/2019 | 11/01/2019
|  | CURLIN MEDICAL | PAINSMART IOD | PUMP, PCA |  | LABOR & DELIVERY | Kelemen |  |  | 11/01/2019 |  | 11/1/29 |  |  | NO | YES |  |  |  |  | CURLIN MEDICAL 30142029 234951 |  |  | Active |  | 99:99:99:99:99:99 |  | High Risk | 1Y:00-MFG | 11/01/2019 | 11/01/2019 | COOPER UNIVERSITY HOSPITAL |  |  | biomed storage |  | JOANNA HORST |  |  |  | 11/01/2019 | 11/01/2019 |  |  |  |  | 11/01/2019 | 11/01/2019
|  | CURLIN MEDICAL | PAINSMART IOD | PUMP, PCA |  | LABOR & DELIVERY | Pavilion |  |  | 11/01/2019 |  | 11/1/29 |  |  | NO | YES |  |  |  |  | CURLIN MEDICAL 30142028 234943 |  |  | Active |  | 99:99:99:99:99:99 |  | High Risk | 1Y:00-MFG | 11/01/2019 | 11/01/2019 | COOPER UNIVERSITY HOSPITAL |  |  | biomed storage |  | JOANNA HORST |  |  |  | 11/01/2019 | 11/01/2019 |  |  |  |  | 11/01/2019 | 11/01/2019
|  | CURLIN MEDICAL | PAINSMART IOD | PUMP, PCA |  | ANESTHESIOLOGY | Dorrance |  |  | 11/01/2019 |  | 11/1/29 |  |  | NO | YES |  |  |  |  | CURLIN MEDICAL 30142027 234781 |  |  | Active |  | 99:99:99:99:99:99 |  | High Risk | 1Y:00-MFG | 11/01/2019 | 11/01/2019 | COOPER UNIVERSITY HOSPITAL |  |  | ANESTHESIA RESEARCH |  | GIACINTA ROUPAS |  |  |  | 11/01/2019 | 11/01/2019 |  |  |  |  | 11/01/2019 | 11/01/2019
|  | STOCKERT GMBH | S5 85 | PUMP, ROLLER |  |  | Pavilion | [7 empty] | NO | YES
|  | STOCKERT GMBH | S5 150 | PUMP, ROLLER |  |  | Pavilion | [7 empty] | NO | YES
|  | STOCKERT GMBH | S5 150 | PUMP, ROLLER |  |  | Pavilion | [7 empty] | NO | YES
|  | HAEMONETICS CORP. | SMARTSUCTION HARMONY | PUMP, SUCTION, SURGICAL | 1.1e 032 | OPERATING ROOM - PAVILION | Kelemen |  |  | 02/03/2012 |  | 2/3/17 |  |  | NO | YES |  |  |  |  | HAEMONETICS CORP. 10367420 1.1e+032 |  |  | Active |  | 99:99:99:99:99:99 |  | Equipment | PAAR:00-PVAR | 11/02/2019 |  | COOPER UNIVERSITY HOSPITAL |  |  | OR STORAGE |  | DOMINIC VENDETTA
|  | HAEMONETICS CORP. | SMARTSUCTION HARMONY | PUMP, SUCTION, SURGICAL | 1.1e 031 | OR - KELEMEN 3 | Kelemen |  |  | 02/03/2012 |  | 2/3/17 |  |  | NO | YES |  |  |  |  | HAEMONETICS CORP. 10357242 1.1e+031 |  |  | Active |  | 99:99:99:99:99:99 |  | Equipment | PAAR:00-PVAR | 11/01/2019 |  | COOPER UNIVERSITY HOSPITAL |  |  | OPERATING ROOM | WOT00000000536854 | DOMINIC VENDETTA | Disposition | Closed | Salvatore Bombara | 02/09/2018 | 05/15/2019 | Bulk Disposition CNL | Notification sent to technician and manager that this CEID has been marked as Could Not Locate (CNL). 33% SLA Warning: Notification sent to technician and manager that this CEID has been marked as Could Not Locate (CNL) for 30 days. 66% SLA Warning: Notification sent to technician and manager that this CEID has been marked as Could Not Locate (CNL) for 60 days. 99% SLA Warning: Notification sent to technician and manager that this CEID has been marked as Could Not Locate (CNL) for 90 days.
|  | HAEMONETICS CORP. | SMARTSUCTION HARMONY | PUMP, SUCTION, SURGICAL | 11L058 | OR - KELEMEN 3 | Kelemen |  |  | 02/03/2012 |  | 2/3/17 |  |  | NO | YES |  |  |  |  | HAEMONETICS CORP. 10357241 11L058 |  |  | Active |  | 99:99:99:99:99:99 |  | Equipment | PAAR:00-PVAR | 11/01/2019 |  | COOPER UNIVERSITY HOSPITAL |  |  | OPERATING ROOM |  | DOMINIC VENDETTA
|  | HAEMONETICS CORP. | SMARTSUCTION HARMONY | PUMP, SUCTION, SURGICAL | 1.1e 033 | OR - KELEMEN 3 | Kelemen |  |  | 02/03/2012 |  | 2/3/17 |  |  | NO | YES |  |  |  |  | HAEMONETICS CORP. 10356167 1.1e+033 |  |  | Active |  | 99:99:99:99:99:99 |  | Equipment | PAAR:00-PVAR | 11/02/2019 |  | COOPER UNIVERSITY HOSPITAL |  |  | OR-KELEMEN |  | DOMINIC VENDETTA
|  | HAEMONETICS CORP. | SMARTSUCTION HARMONY | PUMP, SUCTION, SURGICAL |  | OR - KELEMEN 3 | Kelemen |  |  | 02/03/2012 |  | 2/3/17 |  |  | NO | YES |  |  |  |  | HAEMONETICS CORP. 10356166 11E029 |  |  | Active |  | 99:99:99:99:99:99 |  | Equipment | PAAR:00-PVAR | 11/02/2019 |  | COOPER UNIVERSITY HOSPITAL |  |  | OR-KELEMEN |  | DOMINIC VENDETTA
|  | GE HEALTHCARE | TRAM-RAC 4A | RACK, CONTROL/MODULE | RST07039979GA |  | Pavilion | [7 empty] | NO | YES
|  | GE HEALTHCARE | TRAM-RAC 4A | RACK, CONTROL/MODULE | RST07039980GA |  | Pavilion | [7 empty] | NO | YES
|  | GE HEALTHCARE | TRAM-RAC 4A | RACK, CONTROL/MODULE | RST08452648GA |  | Pavilion | [7 empty] | NO | YES
|  | GE HEALTHCARE | TRAM-RAC 4A | RACK, CONTROL/MODULE | RST08452646GA |  | Pavilion | [7 empty] | NO | YES
|  | GE HEALTHCARE | TRAM-RAC 4A | RACK, CONTROL/MODULE | RST07039938GA |  | Pavilion | [7 empty] | NO | YES
|  | GE HEALTHCARE | TRAM-RAC 4A | RACK, CONTROL/MODULE | RST09498048GA |  | Kelemen | [7 empty] | NO | YES
|  | GE HEALTHCARE | TRAM-RAC 4A | RACK, CONTROL/MODULE | RST09265550GA | TRAUMA ICU | Kelemen |  |  | 08/18/2009 |  | 8/18/16 |  |  | NO | YES |  |  |  |  | GE MEDICAL SYSTEMS 10368629 RST09265550GA |  |  | Active |  | 99:99:99:99:99:99 |  | Equipment | PAAR:00-PVAR | 11/02/2019 |  | COOPER UNIVERSITY HOSPITAL |  |  | TICU - Bed 17 | WOT00000000533441 | Diane Floyd | Disposition | Closed | Richard Jolly | 02/08/2018 | 05/14/2019 | Bulk Disposition CNL
|  | GE HEALTHCARE | TRAM-RAC 4A | RACK, CONTROL/MODULE | RST07039922GA | TRAUMA ICU | Kelemen |  |  | 04/24/2007 |  | 4/24/14 |  |  | NO | YES |  |  |  |  | GE MEDICAL SYSTEMS 10368622 RST07039922GA |  |  | Active |  | 99:99:99:99:99:99 |  | Equipment | PAAR:00-PVAR | 11/02/2019 |  | COOPER UNIVERSITY HOSPITAL |  |  | TICU | WOT00000000533381 | Diane Floyd | Disposition | Closed | Richard Jolly | 02/08/2018 | 05/24/2019 | Bulk Disposition CNL
|  | GE HEALTHCARE | TRAM-RAC 4A | RACK, CONTROL/MODULE | RST07039970GA | TRAUMA ICU | Kelemen |  |  | 04/24/2007 |  | 4/24/14 |  |  | NO | YES |  |  |  |  | GE MEDICAL SYSTEMS 10368618 RST07039970GA |  |  | Active |  | 99:99:99:99:99:99 |  | Equipment | PAAR:00-PVAR | 11/02/2019 |  | COOPER UNIVERSITY HOSPITAL |  |  | TICU | WOT00000000533394 | Diane Floyd | Disposition | Closed | Richard Jolly | 02/08/2018 | 05/23/2019 | Bulk Disposition CNL
|  | GE HEALTHCARE | TRAM-RAC 4A | RACK, CONTROL/MODULE | RST07039927GA | BIOMEDICAL | Kelemen |  |  | 04/18/2007 |  | 4/18/14 |  |  | NO | YES |  |  |  |  | GE MEDICAL SYSTEMS 10368240 RST07039927GA |  |  | Active |  | 99:99:99:99:99:99 |  | Equipment | PAAR:00-PVAR | 11/02/2019 |  | COOPER UNIVERSITY HOSPITAL |  |  | ICU 29 | WOT00000001160928 | Bonnie Aichroch | Repair | Closed | Richard Jolly | 07/11/2018 | 07/18/2018 | Patient monitor has no reading on it | was able to exchange the housing for this device the connector was broke on one side of housing | EXP0913808 | Labor | 07/11/2018 | 07/11/2018 | Richard Jolly
|  | GE HEALTHCARE | TRAM-RAC 4A | RACK, CONTROL/MODULE | RST0741002GA | TRAUMA ADMIT | Kelemen |  |  | 04/18/2007 |  | 4/18/14 |  |  | NO | YES |  |  |  |  | GE MEDICAL SYSTEMS 10368201 RST0741002GA |  |  | Active |  | 99:99:99:99:99:99 |  | Equipment | PAAR:00-PVAR | 11/01/2019 |  | COOPER UNIVERSITY HOSPITAL |  |  | TAA3 |  | Diane Floyd
|  | GE HEALTHCARE | TRAM-RAC 4A | RACK, CONTROL/MODULE | RST07039964GA | TRAUMA ICU | Kelemen |  |  | 04/24/2007 |  | 4/24/14 |  |  | NO | YES |  |  |  |  | GE MEDICAL SYSTEMS 10368217 RST07039964GA |  |  | Active |  | 99:99:99:99:99:99 |  | Equipment | PAAR:00-PVAR | 11/02/2019 |  | COOPER UNIVERSITY HOSPITAL |  |  | TICU BED 1 | WOT00000000533391 | Diane Floyd | Disposition | Closed | Richard Jolly | 02/08/2018 | 05/24/2019 | Bulk Disposition CNL
|  | GE HEALTHCARE | TRAM-RAC 4A | RACK, CONTROL/MODULE | RST07039898GA | TRAUMA ADMIT | Kelemen |  |  | 04/30/2007 |  | 4/30/14 |  |  | NO | YES |  |  |  |  | GE MEDICAL SYSTEMS 10368179 RST07039898GA |  |  | Active |  | 99:99:99:99:99:99 |  | Equipment | PAAR:00-PVAR | 11/02/2019 |  | COOPER UNIVERSITY HOSPITAL |  |  | PEDS TRAUMA RM | 0012314364 | Diane Floyd | Repair | Closed | Richard Jolly | 10/22/2017 | 10/25/2017 | PULSE OX - NOT WORKING, END IS CRUSHED - TRAUMA ADMITTING AREA UTILITY RM | 10/25/2017 11:20:53 AM RCJOLLY (RCJOLLY 10/23/2017 10:00 AM) I EMAILED DAN FROM TICU TO BUY MORE CABLES | B8E0E6BF-C67D-4C09-9244-C48F5D8C9185 | Labor | 10/23/2017 | 10/23/2017 | Richard Jolly
|  | GE HEALTHCARE | TRAM-RAC 4A | RACK, CONTROL/MODULE | RST08359815GA | PAVILION PACU | Pavilion |  |  | 11/03/2008 |  | 11/3/15 |  |  | NO | YES |  |  |  |  | GE MEDICAL SYSTEMS 10368133 RST08359815GA |  |  | Active |  | 99:99:99:99:99:99 |  | Equipment | PAAR:00-PVAR | 11/01/2019 |  | COOPER UNIVERSITY HOSPITAL |  |  | PAVILION-3 BED 7 | WOT00000000533424 | FRANK OBRIEN | Disposition | Closed | Richard Jolly | 02/08/2018 | 05/22/2019 | Bulk Disposition CNL
|  | GE HEALTHCARE | TRAM-RAC 4A | RACK, CONTROL/MODULE | RST08359830GA |  | Pavilion |  |  | 11/03/2008 |  | 11/3/15 |  |  | NO | YES |  |  |  |  | GE MEDICAL SYSTEMS 10368100 RST08359830GA |  |  | Active |  | 99:99:99:99:99:99 |  | Equipment | PAAR:00-PVAR | 11/02/2019 |  | COOPER UNIVERSITY HOSPITAL |  |  | PAVILION 3RD FLOOR | WOT00000000533429 | FRANK OBRIEN | Disposition | Closed | Richard Jolly | 02/08/2018 | 05/13/2019 | Bulk Disposition CNL
|  | GE HEALTHCARE | TRAM-RAC 4A | RACK, CONTROL/MODULE | RST09265544GA | TRAUMA ICU | Kelemen |  |  | 08/18/2009 |  | 8/18/16 |  |  | NO | YES |  |  |  |  | GE MEDICAL SYSTEMS 10368071 RST09265544GA |  |  | Active |  | 99:99:99:99:99:99 |  | Equipment | PAAR:00-PVAR | 11/02/2019 |  | COOPER UNIVERSITY HOSPITAL |  |  | TICU-BED5 | 0012502015 | Diane Floyd | Repair | Closed | Zhan Kiselev | 12/12/2017 | 12/14/2017 | MONITOR - LOOSE, NEED SCREWS - BED 5 - TRAUMA ICU | 12/14/2017 4:46:38 PM ZXKISELEV (ZXKISELEV 12/12/2017 12:00 AM) MODULE HOUSING HAS ALL 3 SCREWS LOOSE. APPLIED LOCK TIGHT, TIGHTENED SCREWS. | 8C48E2A8-F5AB-45F9-A9C1-C76FF85D578C | Labor | 12/12/2017 | 12/12/2017 | Zhan Kiselev
|  | GE HEALTHCARE | TRAM-RAC 4A | RACK, CONTROL/MODULE | RST09265569GA | TRAUMA ICU | Kelemen | BASEMENT |  | 08/18/2009 |  | 8/18/16 |  |  | NO | YES |  |  |  |  | GE MEDICAL SYSTEMS 10368057 RST09265569GA |  |  | Active |  | 99:99:99:99:99:99 |  | Equipment | PAAR:00-PVAR | 11/02/2019 |  | COOPER UNIVERSITY HOSPITAL |  |  | TICU-BED6 | WOT00000000533442 | Diane Floyd | Disposition | Closed | Richard Jolly | 02/08/2018 | 05/13/2019 | Bulk Disposition CNL
|  | GE HEALTHCARE | TRAM-RAC 4A | RACK, CONTROL/MODULE | RST07039893GA | CCU - CORONARY CARE UNIT | Kelemen |  |  | 04/30/2007 |  | 4/30/14 |  |  | NO | YES |  |  |  |  | GE MEDICAL SYSTEMS 10367262 RST07039893GA |  |  | Active |  | 99:99:99:99:99:99 |  | Equipment | PAAR:00-PVAR | 11/02/2019 |  | COOPER UNIVERSITY HOSPITAL |  |  | CCU-12 |  | CAROLYN RUMELL
|  | GE HEALTHCARE | TRAM-RAC 4A | RACK, CONTROL/MODULE | RST08359817GA | PAVILION PACU | Kelemen |  |  | 11/03/2008 |  | 11/3/15 |  |  | NO | YES |  |  |  |  | GE MEDICAL SYSTEMS 10366520 RST08359817GA |  |  | Active |  | 99:99:99:99:99:99 |  | Equipment | PAAR:00-PVAR | 11/01/2019 |  | COOPER UNIVERSITY HOSPITAL |  |  | BIOMED SHOP | WOT00000000533426 | FRANK OBRIEN | Disposition | Closed | Richard Jolly | 02/08/2018 | 05/22/2019 | Bulk Disposition CNL
|  | GE HEALTHCARE | TRAM-RAC 4A | RACK, CONTROL/MODULE | RST07039941GA | INTENSIVE CARE UNIT | Pavilion |  |  | 04/18/2007 |  | 4/18/14 |  |  | NO | YES |  |  |  |  | GE MEDICAL SYSTEMS 10366338 RST07039941GA |  |  | Active |  | 99:99:99:99:99:99 |  | Equipment | PAAR:00-PVAR | 11/02/2019 |  | COOPER UNIVERSITY HOSPITAL |  |  | P4/ICU12 | WOT00000002205383 | CAROLYN RUMELL | Disposition | Closed | Richard Jolly | 02/14/2019 | 05/21/2019 | Bulk Disposition CNL
|  | GE HEALTHCARE | TRAM-RAC 4A | RACK, CONTROL/MODULE | RST07039982GA | INTENSIVE CARE UNIT | Pavilion |  |  | 04/18/2007 |  | 4/18/14 |  |  | NO | YES |  |  |  |  | GE MEDICAL SYSTEMS 10366329 RST07039982GA |  |  | Active |  | 99:99:99:99:99:99 |  | Equipment | PAAR:00-PVAR | 11/02/2019 |  | COOPER UNIVERSITY HOSPITAL |  |  | BED 20 icu | WOT00000000533407 | CAROLYN RUMELL | Disposition | Closed | Richard Jolly | 02/08/2018 | 05/15/2019 | Bulk Disposition CNL
|  | GE HEALTHCARE | TRAM-RAC 4A | RACK, CONTROL/MODULE | RST07039981GA | TRAUMA ICU | Kelemen |  |  | 04/24/2007 |  | 4/24/14 |  |  | NO | YES |  |  |  |  | GE MEDICAL SYSTEMS 10365426 RST07039981GA |  |  | Active |  | 99:99:99:99:99:99 |  | Equipment | PAAR:00-PVAR | 11/02/2019 |  | COOPER UNIVERSITY HOSPITAL |  |  | BED 7 | WOT00000000533406 | Diane Floyd | Disposition | Closed | Richard Jolly | 02/08/2018 | 05/23/2019 | Bulk Disposition CNL
|  | GE HEALTHCARE | TRAM-RAC 4A | RACK, CONTROL/MODULE | RST07039971GA | INTENSIVE CARE UNIT | Pavilion |  |  | 04/18/2007 |  | 4/18/14 |  |  | NO | YES |  |  |  |  | GE MEDICAL SYSTEMS 10365163 RST07039971GA |  |  | Active |  | 99:99:99:99:99:99 |  | Equipment | PAAR:00-PVAR | 11/02/2019 |  | COOPER UNIVERSITY HOSPITAL |  |  | BED 17 | WOT00000000533395 | CAROLYN RUMELL | Disposition | Closed | Richard Jolly | 02/08/2018 | 05/15/2019 | Bulk Disposition CNL
|  | GE HEALTHCARE | TRAM-RAC 4A | RACK, CONTROL/MODULE | RST07041001G | INTENSIVE CARE UNIT | Pavilion |  |  | 04/18/2007 |  | 4/18/14 |  |  | NO | YES |  |  |  |  | GE MEDICAL SYSTEMS 10365142 RST07041001G |  |  | Active |  | 99:99:99:99:99:99 |  | Equipment | PAAR:00-PVAR | 11/02/2019 |  | COOPER UNIVERSITY HOSPITAL |  |  | ICU | 0011895652 | CAROLYN RUMELL | Repair | Closed | Richard Jolly | 07/12/2017 | 07/18/2017 | TRAM - PULSE OX CABLE CONNECTION IS BENT - BED 17 - ICU | 7/13/2017 12:08:21 PM MDYOUCH (MDYOUCH 7/12/2017 7:00 PM) EXCHANGED WITH 10349413 TO GET BED UP. WILL REPAIR MODULE AS NEEDED IN SHOP. 7/18/2017 3:45:25 PM RCJOLLY (RCJOLLY 7/18/2017 10:00 AM) EXCHANGE PARTS FROM USED BIN | B5604535-C433-4F6A-8206-7E8FEF56B7E1 | Labor | 07/12/2017 | 07/12/2017 | Michael Youch
|  | GE HEALTHCARE | TRAM-RAC 4A | RACK, CONTROL/MODULE | RST07039969GA | INTENSIVE CARE UNIT | Pavilion |  |  | 04/24/2007 |  | 4/24/14 |  |  | NO | YES |  |  |  |  | GE MEDICAL SYSTEMS 10365101 RST07039969GA |  |  | Active |  | 99:99:99:99:99:99 |  | Equipment | PAAR:00-PVAR | 11/02/2019 |  | COOPER UNIVERSITY HOSPITAL |  |  | bed 16 | 0011458018 | CAROLYN RUMELL | Repair | Closed | Michael Youch | 04/05/2017 | 04/07/2017 | MODULE HOUSING - NOT PICKING UP HEART RHYTHM, SWITCHED CABLES, LEEDS KEEPS GOING IN AND OUT - PAVILION 4 ICU BED 23 | 4/7/2017 10:15:58 AM MDYOUCH (MDYOUCH 4/5/2017 3:45 PM) MONITOR WORKED FINE ON SIMULATOR, PROBLEM WAS WITH PATIENT SKIN CONTACT. HAD NURSE REPREP ELECTRODES WHICH HELPED SOMEWHAT. SHE WILL TRY AGAIN LATER. | 403D05F8-4E42-4875-AFA6-894F645387FF | Labor | 04/05/2017 | 04/05/2017 | Michael Youch
|  | GE HEALTHCARE | TRAM-RAC 4A | RACK, CONTROL/MODULE | RST08462660GA | INTENSIVE CARE UNIT | Pavilion |  |  | 01/15/2009 |  | 1/15/16 |  |  | NO | YES |  |  |  |  | GE MEDICAL SYSTEMS 10365073 RST08462660GA |  |  | Active |  | 99:99:99:99:99:99 |  | Equipment | PAAR:00-PVAR | 11/02/2019 |  | COOPER UNIVERSITY HOSPITAL |  |  | PAVILION BED 25 |  | CAROLYN RUMELL
|  | GE HEALTHCARE | TRAM-RAC 4A | RACK, CONTROL/MODULE | RST08462723GA | INTENSIVE CARE UNIT | Kelemen |  |  | 01/15/2009 |  | 1/15/16 |  |  | NO | YES |  |  |  |  | GE MEDICAL SYSTEMS 10365069 RST08462723GA |  |  | Active |  | 99:99:99:99:99:99 |  | Equipment | PAAR:00-PVAR | 11/02/2019 |  | COOPER UNIVERSITY HOSPITAL |  |  | PAV 4. icu |  | CAROLYN RUMELL
|  | GE HEALTHCARE | TRAM-RAC 4A | RACK, CONTROL/MODULE | RST08452647GA | INTENSIVE CARE UNIT | Kelemen |  |  | 01/15/2009 |  | 1/15/16 |  |  | NO | YES |  |  |  |  | GE MEDICAL SYSTEMS 10365058 RST08452647GA |  |  | Active |  | 99:99:99:99:99:99 |  | Equipment | PAAR:00-PVAR | 11/01/2019 |  | COOPER UNIVERSITY HOSPITAL |  |  | PAVILION BED 28 | WOT00000000533433 | CAROLYN RUMELL | Disposition | Closed | Richard Jolly | 02/08/2018 | 05/17/2019 | Bulk Disposition CNL
|  | GE HEALTHCARE | TRAM-RAC 4A | RACK, CONTROL/MODULE | RST08462726GA | INTENSIVE CARE UNIT | Pavilion |  |  | 01/15/2009 |  | 1/15/16 |  |  | NO | YES |  |  |  |  | GE MEDICAL SYSTEMS 10365040 RST08462726GA |  |  | Active |  | 99:99:99:99:99:99 |  | Equipment | PAAR:00-PVAR | 11/02/2019 |  | COOPER UNIVERSITY HOSPITAL |  |  | PAVILION BED 30 |  | CAROLYN RUMELL
|  | GE HEALTHCARE | TRAM-RAC 4A | RACK, CONTROL/MODULE | RST07039968GA | INTENSIVE CARE UNIT | Pavilion |  |  | 04/18/2007 |  | 4/18/14 |  |  | NO | YES |  |  |  |  | GE MEDICAL SYSTEMS 10364961 RST07039968GA |  |  | Active |  | 99:99:99:99:99:99 |  | Equipment | PAAR:00-PVAR | 11/02/2019 |  | COOPER UNIVERSITY HOSPITAL |  |  | bed 3 | WOT00000000533393 | CAROLYN RUMELL | Disposition | Closed | Richard Jolly | 02/08/2018 | 05/17/2019 | Bulk Disposition CNL
|  | GE HEALTHCARE | TRAM-RAC 4A | RACK, CONTROL/MODULE | RST07041005GA | INTENSIVE CARE UNIT | Pavilion |  |  | 04/18/2007 |  | 4/18/14 |  |  | NO | YES |  |  |  |  | GE MEDICAL SYSTEMS 10364953 RST07041005GA |  |  | Active |  | 99:99:99:99:99:99 |  | Equipment | PAAR:00-PVAR | 11/02/2019 |  | COOPER UNIVERSITY HOSPITAL |  |  | PAVILION icu bed 8 | WOT00000000533410 | CAROLYN RUMELL | Disposition | Closed | Richard Jolly | 02/08/2018 | 05/13/2019 | Bulk Disposition CNL
|  | GE HEALTHCARE | TRAM-RAC 4A | RACK, CONTROL/MODULE | RST070410000GA | INTENSIVE CARE UNIT | Pavilion |  |  | 04/18/2007 |  | 4/18/14 |  |  | NO | YES |  |  |  |  | GE MEDICAL SYSTEMS 10364934 RST070410000GA |  |  | Active |  | 99:99:99:99:99:99 |  | Equipment | PAAR:00-PVAR | 11/02/2019 |  | COOPER UNIVERSITY HOSPITAL |  |  | BED 6 |  | CAROLYN RUMELL
|  | GE HEALTHCARE | TRAM-RAC 4A | RACK, CONTROL/MODULE | RST07039973GA | INTENSIVE CARE UNIT | Pavilion |  |  | 04/18/2007 |  | 4/18/14 |  |  | NO | YES |  |  |  |  | GE MEDICAL SYSTEMS 10364924 RST07039973GA |  |  | Active |  | 99:99:99:99:99:99 |  | Equipment | PAAR:00-PVAR | 11/02/2019 |  | COOPER UNIVERSITY HOSPITAL |  |  | BED 11 | WOT00000000533397 | CAROLYN RUMELL | Disposition | Closed | Richard Jolly | 02/08/2018 | 05/16/2019 | Bulk Disposition CNL
|  | GE HEALTHCARE | TRAM-RAC 4A | RACK, CONTROL/MODULE | RST0704100GA | INTENSIVE CARE UNIT | Pavilion |  |  | 04/18/2007 |  | 4/18/14 |  |  | NO | YES |  |  |  |  | GE MEDICAL SYSTEMS 10364910 RST0704100GA |  |  | Active |  | 99:99:99:99:99:99 |  | Equipment | PAAR:00-PVAR | 11/02/2019 |  | COOPER UNIVERSITY HOSPITAL |  |  | bed 8 |  | CAROLYN RUMELL
|  | GE HEALTHCARE | TRAM-RAC 4A | RACK, CONTROL/MODULE | RST07049994GA | INTENSIVE CARE UNIT | Pavilion |  |  | 04/18/2007 |  | 4/18/14 |  |  | NO | YES |  |  |  |  | GE MEDICAL SYSTEMS 10364897 RST07049994GA |  |  | Active |  | 99:99:99:99:99:99 |  | Equipment | PAAR:00-PVAR | 11/02/2019 |  | COOPER UNIVERSITY HOSPITAL |  |  | BED 1 icu | 0011494159 | CAROLYN RUMELL | Repair | Closed | Gene Amodei | 04/18/2017 | 04/28/2017 | MONITOR - ISNT TAKING A BP, REPLACED BP CUFF AND CORD - ICU BED 1 | 4/21/2017 12:09:22 PM GRAMODEI had tram module exchanged by samir of pump team all ok, repair was given to Rj 4/28/2017 3:02:04 PM GRAMODEI (GRAMODEI 4/19/2017 8:05 AM) UNIT PROBELM ADDRESSED BY RJ | F331AF63-ED15-4D2F-B1B2-815D0B016EC9 | Labor | 04/18/2017 | 04/18/2017 | Gene Amodei
|  | GE HEALTHCARE | TRAM-RAC 4A | RACK, CONTROL/MODULE | RST07039972GA | INTENSIVE CARE UNIT | Pavilion |  |  | 04/18/2007 |  | 4/18/14 |  |  | NO | YES |  |  |  |  | GE MEDICAL SYSTEMS 10364879 RST07039972GA |  |  | Active |  | 99:99:99:99:99:99 |  | Equipment | PAAR:00-PVAR | 11/02/2019 |  | COOPER UNIVERSITY HOSPITAL |  |  | Bed 15 | WOT00000000533396 | CAROLYN RUMELL | Disposition | Closed | Richard Jolly | 02/08/2018 | 05/14/2019 | Bulk Disposition CNL
|  | GE HEALTHCARE | TRAM-RAC 4A | RACK, CONTROL/MODULE | RST07049995GA | INTENSIVE CARE UNIT | Kelemen |  |  | 04/18/2007 |  | 4/18/14 |  |  | NO | YES |  |  |  |  | GE MEDICAL SYSTEMS 10364869 RST07049995GA |  |  | Active |  | 99:99:99:99:99:99 |  | Equipment | PAAR:00-PVAR | 11/02/2019 |  | COOPER UNIVERSITY HOSPITAL |  |  | BED 21 |  | CAROLYN RUMELL
|  | GE HEALTHCARE | TRAM-RAC 4A | RACK, CONTROL/MODULE | RST04310706GA | PEDIATRIC INTENSIVE CARE UNIT | Kelemen |  |  | 05/04/2005 |  | 5/4/12 |  |  | NO | YES |  |  |  |  | GE MEDICAL SYSTEMS 10360413 RST04310706GA |  |  | Disposition |  | 99:99:99:99:99:99 |  | Equipment | PAAR:00-PVAR | 11/02/2019 |  | COOPER UNIVERSITY HOSPITAL |  |  | PICU/ RM 3 | WOT00000000533359 | Susan Cannon | Disposition | Closed | Gene Amodei | 02/08/2018 | 07/11/2019 | Bulk Disposition CNL
|  | GE HEALTHCARE | TRAM-RAC 4A | RACK, CONTROL/MODULE | RST04310708GA | TRAUMA ICU | Kelemen |  |  | 05/04/2005 |  | 5/4/12 |  |  | NO | YES |  |  |  |  | GE MEDICAL SYSTEMS 10360404 RST04310708GA |  |  | Active |  | 99:99:99:99:99:99 |  | Equipment | PAAR:00-PVAR | 11/02/2019 |  | COOPER UNIVERSITY HOSPITAL |  |  | PICU/ RM 2 | WOT00000000533360 | Diane Floyd | Disposition | Closed | Richard Jolly | 02/08/2018 | 05/23/2019 | Bulk Disposition CNL
|  | GE HEALTHCARE | TRAM-RAC 4A | RACK, CONTROL/MODULE | RST07039902GA | TSDU - KELEMEN S7 | Kelemen |  |  | 04/30/2007 |  | 4/30/14 |  |  | NO | YES |  |  |  |  | GE MEDICAL SYSTEMS 10360360 RST07039902GA |  |  | Active |  | 99:99:99:99:99:99 |  | Equipment | PAAR:00-PVAR | 11/02/2019 |  | COOPER UNIVERSITY HOSPITAL |  |  | TSDU-BED 1 | WOT00000000533373 | JEN VANDER HORN | Disposition | Closed | Richard Jolly | 02/08/2018 | 05/23/2019 | Bulk Disposition CNL
|  | GE HEALTHCARE | TRAM-RAC 4A | RACK, CONTROL/MODULE | RST07039890GA | TSDU - KELEMEN S7 | Kelemen |  |  | 04/30/2007 |  | 4/30/14 |  |  | NO | YES |  |  |  |  | GE MEDICAL SYSTEMS 10360351 RST07039890GA |  |  | Active |  | 99:99:99:99:99:99 |  | Equipment | PAAR:00-PVAR | 11/02/2019 |  | COOPER UNIVERSITY HOSPITAL |  |  | TSDU-BED 2 | WOT00000000533367 | JEN VANDER HORN | Disposition | Closed | Richard Jolly | 02/08/2018 | 05/23/2019 | Bulk Disposition CNL
|  | GE HEALTHCARE | TRAM-RAC 4A | RACK, CONTROL/MODULE | RST07039900GA | TSDU - KELEMEN S7 | Kelemen |  |  | 04/30/2007 |  | 4/30/14 |  |  | NO | YES |  |  |  |  | GE MEDICAL SYSTEMS 10360348 RST07039900GA |  |  | Active |  | 99:99:99:99:99:99 |  | Equipment | PAAR:00-PVAR | 11/02/2019 |  | COOPER UNIVERSITY HOSPITAL |  |  | TSDU-BED 3 | WOT00000000533372 | JEN VANDER HORN | Disposition | Closed | Richard Jolly | 02/08/2018 | 05/24/2019 | Bulk Disposition CNL
|  | GE HEALTHCARE | TRAM-RAC 4A | RACK, CONTROL/MODULE | RST07049996GA | INTENSIVE CARE UNIT | Pavilion |  |  | 04/18/2007 |  | 4/18/14 |  |  | NO | YES |  |  |  |  | GE MEDICAL SYSTEMS 10357214 RST07049996GA |  |  | Active |  | 99:99:99:99:99:99 |  | Equipment | PAAR:00-PVAR | 11/02/2019 |  | COOPER UNIVERSITY HOSPITAL |  |  | ICU | WOT00000000533412 | CAROLYN RUMELL | Disposition | Closed | Richard Jolly | 02/08/2018 | 05/15/2019 | Bulk Disposition CNL
|  | GE HEALTHCARE | TRAM-RAC 4A | RACK, CONTROL/MODULE | RST07039983GA | INTENSIVE CARE UNIT | Pavilion |  |  | 04/18/2007 |  | 4/18/14 |  |  | NO | YES |  |  |  |  | GE MEDICAL SYSTEMS 10357198 RST07039983GA |  |  | Active |  | 99:99:99:99:99:99 |  | Equipment | PAAR:00-PVAR | 11/02/2019 |  | COOPER UNIVERSITY HOSPITAL |  |  | ICU |  | CAROLYN RUMELL
|  | GE HEALTHCARE | TRAM-RAC 4A | RACK, CONTROL/MODULE | RST07039928GA | INTENSIVE CARE UNIT | Pavilion |  |  | 04/24/2007 |  | 4/24/14 |  |  | NO | YES |  |  |  |  | GE MEDICAL SYSTEMS 10357187 RST07039928GA |  |  | Active |  | 99:99:99:99:99:99 |  | Equipment | PAAR:00-PVAR | 11/02/2019 |  | COOPER UNIVERSITY HOSPITAL |  |  | ICU | WOT00000000533383 | CAROLYN RUMELL | Disposition | Closed | Richard Jolly | 02/08/2018 | 05/14/2019 | Bulk Disposition CNL
|  | GE HEALTHCARE | TRAM-RAC 4A | RACK, CONTROL/MODULE | RST07039944GA | INTENSIVE CARE UNIT | Pavilion |  |  | 04/18/2007 |  | 4/18/14 |  |  | NO | YES |  |  |  |  | GE MEDICAL SYSTEMS 10357174 RST07039944GA |  |  | Active |  | 99:99:99:99:99:99 |  | Equipment | PAAR:00-PVAR | 11/02/2019 |  | COOPER UNIVERSITY HOSPITAL |  |  | ICU |  | CAROLYN RUMELL
|  | GE HEALTHCARE | TRAM-RAC 4A | RACK, CONTROL/MODULE | RST07039977GA | INTENSIVE CARE UNIT | Pavilion |  |  | 04/24/2007 |  | 4/24/14 |  |  | NO | YES |  |  |  |  | GE MEDICAL SYSTEMS 10357154 RST07039977GA |  |  | Active |  | 99:99:99:99:99:99 |  | Equipment | PAAR:00-PVAR | 11/02/2019 |  | COOPER UNIVERSITY HOSPITAL |  |  | ICU | WOT00000000533403 | CAROLYN RUMELL | Disposition | Closed | Richard Jolly | 02/08/2018 | 05/14/2019 | Bulk Disposition CNL
|  | GE HEALTHCARE | TRAM-RAC 4A | RACK, CONTROL/MODULE | RST07039942GA | INTENSIVE CARE UNIT | Kelemen |  |  | 04/18/2007 |  | 4/18/14 |  |  | NO | YES |  |  |  |  | GE MEDICAL SYSTEMS 10357125 RST07039942GA |  |  | Active |  | 99:99:99:99:99:99 |  | Equipment | PAAR:00-PVAR | 11/02/2019 |  | COOPER UNIVERSITY HOSPITAL |  |  | BED 25 icu |  | CAROLYN RUMELL
|  | GE HEALTHCARE | TRAM-RAC 4A | RACK, CONTROL/MODULE | SBB07013812GA |  | Kelemen | [7 empty] | NO | YES
|  | GE HEALTHCARE | TRAM-RAC 4A | RACK, CONTROL/MODULE | RST07039978GA | INTENSIVE CARE UNIT | Pavilion |  |  | 04/18/2007 |  | 4/18/14 |  |  | NO | YES |  |  |  |  | GE MEDICAL SYSTEMS 10357109 RST07039978GA |  |  | Active |  | 99:99:99:99:99:99 |  | Equipment | PAAR:00-PVAR | 11/02/2019 |  | COOPER UNIVERSITY HOSPITAL |  |  | BED 14 icu | 0012040688 | CAROLYN RUMELL | Repair | Closed | Richard Jolly | 08/16/2017 | 08/16/2017 | HOUSING MODULE - PULSE OX NOT WORKING, TRIED TROUBLESHOOTING - ICU BED 22 | 8/16/2017 1:58:56 PM RCJOLLY (RCJOLLY 8/16/2017 10:00 AM) THIS WAS A LOANER UNIT WITH THE WRONG PULSE OX NELCOR IT NEEDS TO GO BACK | FF60DC9D-7849-44DC-82A4-65700DD7345C | Labor | 08/16/2017 | 08/16/2017 | Richard Jolly
|  | GE HEALTHCARE | TRAM-RAC 4A | RACK, CONTROL/MODULE | RST07039974GA | INTENSIVE CARE UNIT | Kelemen |  |  | 04/18/2007 |  | 4/18/14 |  |  | NO | YES |  |  |  |  | GE MEDICAL SYSTEMS 10357095 RST07039974GA |  |  | Active |  | 99:99:99:99:99:99 |  | Equipment | PAAR:00-PVAR | 11/02/2019 |  | COOPER UNIVERSITY HOSPITAL |  |  | BED 22 | WOT00000000533398 | CAROLYN RUMELL | Disposition | Closed | Richard Jolly | 02/08/2018 | 05/15/2019 | Bulk Disposition CNL
|  | GE HEALTHCARE | TRAM-RAC 4A | RACK, CONTROL/MODULE | RST08359792GA | PAVILION PACU | Pavilion |  |  | 11/03/2008 |  | 11/3/15 |  |  | NO | YES |  |  |  |  | GE MEDICAL SYSTEMS 10356238 RST08359792GA |  |  | Active |  | 99:99:99:99:99:99 |  | Equipment | PAAR:00-PVAR | 11/01/2019 |  | COOPER UNIVERSITY HOSPITAL |  |  | pav pacu |  | FRANK OBRIEN
|  | GE HEALTHCARE | TRAM-RAC 4A | RACK, CONTROL/MODULE | RST083598256GA | PAVILION PACU | Pavilion |  |  | 11/03/2008 |  | 11/3/15 |  |  | NO | YES |  |  |  |  | GE MEDICAL SYSTEMS 10356230 RST083598256GA |  |  | Active |  | 99:99:99:99:99:99 |  | Equipment | PAAR:00-PVAR | 11/02/2019 |  | COOPER UNIVERSITY HOSPITAL |  |  | PAVILION-3RD BED 9 | WOT00000000533428 | FRANK OBRIEN | Disposition | Closed | Richard Jolly | 02/08/2018 | 05/22/2019 | Bulk Disposition CNL
|  | GE HEALTHCARE | TRAM-RAC 4A | RACK, CONTROL/MODULE | RST08359826GA |  | Kelemen |  |  | 11/03/2008 |  | 11/3/15 |  |  | NO | YES |  |  |  |  | GE MEDICAL SYSTEMS 10356223 RST08359826GA |  |  | Active |  | 99:99:99:99:99:99 |  | Equipment | PAAR:00-PVAR | 11/02/2019 |  | COOPER UNIVERSITY HOSPITAL |  |  | PAVILION-3RD BED 11 | 0012480464 | FRANK OBRIEN | Repair | Closed | Richard Jolly | 12/01/2017 | 12/05/2017 | MONITOR - NOT SLAVING TO COMPUTER - PAVILION PAC U 3RD FLR SLOT 11 | 12/5/2017 9:42:44 AM RCJOLLY (RCJOLLY 12/1/2017 3:30 PM) WENT UP TO CHECK IF IF NETWORK IS WORKING TOLD UNIT TO CALL IT | 5FFF1DFE-D06F-4F14-9D62-3461EA61B4DD | Labor | 12/01/2017 | 12/01/2017 | Richard Jolly
|  | GE HEALTHCARE | TRAM-RAC 4A | RACK, CONTROL/MODULE | RST08359785GA |  | Pavilion |  |  | 11/03/2008 |  | 11/3/15 |  |  | NO | YES |  |  |  |  | GE MEDICAL SYSTEMS 10356215 RST08359785GA |  |  | Active |  | 99:99:99:99:99:99 |  | Equipment | PAAR:00-PVAR | 11/02/2019 |  | COOPER UNIVERSITY HOSPITAL |  |  | PAVILION-3RD RM 14 | WOT00000000533417 | FRANK OBRIEN | Disposition | Closed | Richard Jolly | 02/08/2018 | 05/22/2019 | Bulk Disposition CNL
|  | GE HEALTHCARE | TRAM-RAC 4A | RACK, CONTROL/MODULE | RST07039931GA | PAVILION PACU | Pavilion |  |  | 04/24/2007 |  | 4/24/14 |  |  | NO | YES |  |  |  |  | GE MEDICAL SYSTEMS 10356217 RST07039931GA |  |  | Active |  | 99:99:99:99:99:99 |  | Equipment | PAAR:00-PVAR | 11/01/2019 |  | COOPER UNIVERSITY HOSPITAL |  |  | PAVILION-3RD BED 12 | WOT00000000533384 | FRANK OBRIEN | Disposition | Closed | Richard Jolly | 02/08/2018 | 05/22/2019 | Bulk Disposition CNL
|  | GE HEALTHCARE | TRAM-RAC 4A | RACK, CONTROL/MODULE | RST08359793GA |  | Pavilion |  |  | 11/03/2008 |  | 11/3/15 |  |  | NO | YES |  |  |  |  | GE MEDICAL SYSTEMS 10356204 RST08359793GA |  |  | Active |  | 99:99:99:99:99:99 |  | Equipment | PAAR:00-PVAR | 11/02/2019 |  | COOPER UNIVERSITY HOSPITAL |  |  | PAVILION 3RD FLOOR RM 15 |  | FRANK OBRIEN
|  | GE HEALTHCARE | TRAM-RAC 4A | RACK, CONTROL/MODULE | RST07039948GA | CCU - CORONARY CARE UNIT | Pavilion |  |  | 04/30/2007 |  | 4/30/14 |  |  | NO | YES |  |  |  |  | GE MEDICAL SYSTEMS 10355750 RST07039948GA |  |  | Active |  | 99:99:99:99:99:99 |  | Equipment | PAAR:00-PVAR | 11/01/2019 |  | COOPER UNIVERSITY HOSPITAL |  |  | CCU-10 |  | CAROLYN RUMELL
|  | GE HEALTHCARE | TRAM-RAC 4A | RACK, CONTROL/MODULE | RST07039975GA | CCU - CORONARY CARE UNIT | Kelemen |  |  | 04/30/2007 |  | 4/30/14 |  |  | NO | YES |  |  |  |  | GE MEDICAL SYSTEMS 10355726 RST07039975GA |  |  | Active |  | 99:99:99:99:99:99 |  | Equipment | PAAR:00-PVAR | 11/02/2019 |  | COOPER UNIVERSITY HOSPITAL |  |  | CCU-9 |  | CAROLYN RUMELL
|  | GE HEALTHCARE | TRAM-RAC 4A | RACK, CONTROL/MODULE | RST07039903GA | CCU - CORONARY CARE UNIT | Pavilion |  |  | 04/30/2007 |  | 4/30/14 |  |  | NO | YES |  |  |  |  | GE MEDICAL SYSTEMS 10355718 RST07039903GA |  |  | Active |  | 99:99:99:99:99:99 |  | Equipment | PAAR:00-PVAR | 11/02/2019 |  | COOPER UNIVERSITY HOSPITAL |  |  | CCU-8 | WOT00000000533374 | CAROLYN RUMELL | Disposition | Closed | Richard Jolly | 02/08/2018 | 05/13/2019 | Bulk Disposition CNL
|  | GE HEALTHCARE | TRAM-RAC 4A | RACK, CONTROL/MODULE | RST07039966GA | CCU - CORONARY CARE UNIT | Kelemen |  |  | 04/30/2007 |  | 4/30/14 |  |  | NO | YES |  |  |  |  | GE MEDICAL SYSTEMS 10355713 RST07039966GA |  |  | Active |  | 99:99:99:99:99:99 |  | Equipment | PAAR:00-PVAR | 11/02/2019 |  | COOPER UNIVERSITY HOSPITAL |  |  | CCU-7 | WOT00000000533392 | CAROLYN RUMELL | Disposition | Closed | Richard Jolly | 02/08/2018 | 05/15/2019 | Bulk Disposition CNL
|  | GE HEALTHCARE | TRAM-RAC 4A | RACK, CONTROL/MODULE | RST07039939GA | CCU - CORONARY CARE UNIT | Kelemen |  |  | 04/30/2007 |  | 4/30/14 |  |  | NO | YES |  |  |  |  | GE MEDICAL SYSTEMS 10355704 RST07039939GA |  |  | Active |  | 99:99:99:99:99:99 |  | Equipment | PAAR:00-PVAR | 11/02/2019 |  | COOPER UNIVERSITY HOSPITAL |  |  | CCU-6 |  | CAROLYN RUMELL
|  | GE HEALTHCARE | TRAM-RAC 4A | RACK, CONTROL/MODULE | RST07039945GA | CCU - CORONARY CARE UNIT | Kelemen |  |  | 04/30/2007 |  | 4/30/14 |  |  | NO | YES |  |  |  |  | GE MEDICAL SYSTEMS 10355690 RST07039945GA |  |  | Active |  | 99:99:99:99:99:99 |  | Equipment | PAAR:00-PVAR | 11/01/2019 |  | COOPER UNIVERSITY HOSPITAL |  |  | CCU-5 | WOT00000000533389 | CAROLYN RUMELL | Disposition | Closed | Richard Jolly | 02/08/2018 | 05/15/2019 | Bulk Disposition CNL
|  | GE HEALTHCARE | TRAM-RAC 4A | RACK, CONTROL/MODULE | RST07039940GA | CCU - CORONARY CARE UNIT | Kelemen |  |  | 04/30/2007 |  | 4/30/14 |  |  | NO | YES |  |  |  |  | GE MEDICAL SYSTEMS 10355686 RST07039940GA |  |  | Active |  | 99:99:99:99:99:99 |  | Equipment | PAAR:00-PVAR | 11/01/2019 |  | COOPER UNIVERSITY HOSPITAL |  |  | CCU-4 | 0012594109 | CAROLYN RUMELL | Repair | Closed | Josh Harris | 12/30/2017 | 01/02/2018 | MONITOR - WILL NOT REGISTER PULSE OX, CHANGED CABLES AND STILL NOT WORKING - CCU 4 | 1/2/2018 9:35:06 AM JXHARRIS (JXHARRIS 1/2/2018 12:00 AM) TESTED TRAM AND ALL 3 CABLES IN BIOMED TO VERIFY THAT TRAM RACK WAS ALSO OPERATING PROPERLY. SWAPPED TRAM OUT AND WORKED WITH NURSE TO DISCOVER THAT FINGER PROBE WAS BAD. CHANGED FINGER AND REPLACED PROBE. NO FURTHER PROBLEMS. | 5C3DCA12-9880-4B1A-BCD2-38843EB4FE12 | Labor | 01/02/2018 | 01/02/2018 | Josh Harris
|  | GE HEALTHCARE | TRAM-RAC 4A | RACK, CONTROL/MODULE | RST07039947GA | CCU - CORONARY CARE UNIT | Kelemen |  |  | 04/30/2007 |  | 4/30/14 |  |  | NO | YES |  |  |  |  | GE MEDICAL SYSTEMS 10355677 RST07039947GA |  |  | Active |  | 99:99:99:99:99:99 |  | Equipment | PAAR:00-PVAR | 11/02/2019 |  | COOPER UNIVERSITY HOSPITAL |  |  | CCU-3 | WOT00000000533390 | CAROLYN RUMELL | Disposition | Closed | Richard Jolly | 02/08/2018 | 05/14/2019 | Bulk Disposition CNL
|  | GE HEALTHCARE | TRAM-RAC 4A | RACK, CONTROL/MODULE | RST07039895GA | CCU - CORONARY CARE UNIT | Kelemen |  |  | 04/30/2007 |  | 4/30/14 |  |  | NO | YES |  |  |  |  | GE MEDICAL SYSTEMS 10355664 RST07039895GA |  |  | Active |  | 99:99:99:99:99:99 |  | Equipment | PAAR:00-PVAR | 11/02/2019 |  | COOPER UNIVERSITY HOSPITAL |  |  | CCU-1 | WOT00000000533371 | CAROLYN RUMELL | Disposition | Closed | Richard Jolly | 02/08/2018 | 05/14/2019 | Bulk Disposition CNL
|  | GE HEALTHCARE | TRAM-RAC 4A | RACK, CONTROL/MODULE | RST07039943GA | CCU - CORONARY CARE UNIT | Kelemen |  |  | 04/30/2007 |  | 4/30/14 |  |  | NO | YES |  |  |  |  | GE MEDICAL SYSTEMS 10355662 RST07039943GA |  |  | Active |  | 99:99:99:99:99:99 |  | Equipment | PAAR:00-PVAR | 11/02/2019 |  | COOPER UNIVERSITY HOSPITAL |  |  | CCU-2 | WOT00000000533388 | CAROLYN RUMELL | Disposition | Closed | Richard Jolly | 02/08/2018 | 05/14/2019 | Bulk Disposition CNL
|  | GE HEALTHCARE | TRAM-RAC 4A | RACK, CONTROL/MODULE | RST07039905GA | TSDU - KELEMEN S7 | Kelemen |  |  | 04/30/2007 |  | 4/30/14 |  |  | NO | YES |  |  |  |  | GE MEDICAL SYSTEMS 10355645 RST07039905GA |  |  | Active |  | 99:99:99:99:99:99 |  | Equipment | PAAR:00-PVAR | 11/02/2019 |  | COOPER UNIVERSITY HOSPITAL |  |  | BED 6 | WOT00000000533377 | JEN VANDER HORN | Disposition | Closed | Richard Jolly | 02/08/2018 | 05/23/2019 | Bulk Disposition CNL
|  | GE HEALTHCARE | TRAM-RAC 4A | RACK, CONTROL/MODULE | RST07039907GA | TSDU - KELEMEN S7 | Kelemen |  |  | 04/30/2007 |  | 4/30/14 |  |  | NO | YES |  |  |  |  | GE MEDICAL SYSTEMS 10355634 RST07039907GA |  |  | Active |  | 99:99:99:99:99:99 |  | Equipment | PAAR:00-PVAR | 11/02/2019 |  | COOPER UNIVERSITY HOSPITAL |  |  | TSDU-BED 5 | WOT00000000533379 | JEN VANDER HORN | Disposition | Closed | Richard Jolly | 02/08/2018 | 05/24/2019 | Bulk Disposition CNL
|  | GE HEALTHCARE | TRAM-RAC 4A | RACK, CONTROL/MODULE | RST07039894GA | TSDU - KELEMEN S7 | Kelemen |  |  | 04/30/2007 |  | 4/30/14 |  |  | NO | YES |  |  |  |  | GE MEDICAL SYSTEMS 10355622 RST07039894GA |  |  | Active |  | 99:99:99:99:99:99 |  | Equipment | PAAR:00-PVAR | 11/02/2019 |  | COOPER UNIVERSITY HOSPITAL |  |  | TSDU-BED04 | WOT00000000533370 | JEN VANDER HORN | Disposition | Closed | Richard Jolly | 02/08/2018 | 05/24/2019 | Bulk Disposition CNL
|  | GE HEALTHCARE | TRAM-RAC 4A | RACK, CONTROL/MODULE | RST07039906GA | TSDU - KELEMEN S7 | Kelemen |  |  | 04/30/2007 |  | 4/30/14 |  |  | NO | YES |  |  |  |  | GE MEDICAL SYSTEMS 10355617 RST07039906GA |  |  | Active |  | 99:99:99:99:99:99 |  | Equipment | PAAR:00-PVAR | 11/02/2019 |  | COOPER UNIVERSITY HOSPITAL |  |  | TSDU-BED07 |  | JEN VANDER HORN
|  | GE HEALTHCARE | TRAM-RAC 4A | RACK, CONTROL/MODULE | RST07039904GA | TSDU - KELEMEN S7 | Kelemen |  |  | 04/30/2007 |  | 4/30/14 |  |  | NO | YES |  |  |  |  | GE MEDICAL SYSTEMS 10355604 RST07039904GA |  |  | Active |  | 99:99:99:99:99:99 |  | Equipment | PAAR:00-PVAR | 11/02/2019 |  | COOPER UNIVERSITY HOSPITAL |  |  | TSDU-BED08 | WOT00000000533376 | JEN VANDER HORN | Disposition | Closed | Richard Jolly | 02/08/2018 | 05/14/2019 | Bulk Disposition CNL
|  | GE HEALTHCARE | TRAM-RAC 4A | RACK, CONTROL/MODULE | RST07039908GA | TSDU - KELEMEN S7 | Kelemen |  |  | 04/30/2007 |  | 4/30/14 |  |  | NO | YES |  |  |  |  | GE MEDICAL SYSTEMS 10355599 RST07039908GA |  |  | Active |  | 99:99:99:99:99:99 |  | Equipment | PAAR:00-PVAR | 11/02/2019 |  | COOPER UNIVERSITY HOSPITAL |  |  | BED 9 | WOT00000000533380 | JEN VANDER HORN | Disposition | Closed | Richard Jolly | 02/08/2018 | 05/23/2019 | Bulk Disposition CNL
|  | GE HEALTHCARE | TRAM-RAC 4A | RACK, CONTROL/MODULE | RST07039976GA | TRAUMA ICU | Kelemen |  |  | 11/02/2019 |  | 11/2/26 |  |  | NO | YES |  |  |  |  | GE MEDICAL SYSTEMS 30144965 RST07039976GA |  |  | Active |  | 99:99:99:99:99:99 |  | Equipment | PAAR:00-PVAR | 11/02/2019 | 11/02/2019 | COOPER UNIVERSITY HOSPITAL |  |  | TICU | WOT00000000533402 | Diane Floyd | Disposition | Closed | Richard Jolly | 11/02/2019 | 11/02/2019 | Bulk Disposition CNL |  |  |  | 11/02/2019 | 11/02/2019
|  | GE HEALTHCARE | TRAM-RAC 4A | RACK, CONTROL/MODULE | RS507039925GA | TRAUMA ICU | Kelemen |  |  | 11/02/2019 |  | 11/2/26 |  |  | NO | YES |  |  |  |  | GE MEDICAL SYSTEMS 30144963 RS507039925GA |  |  | Active |  | 99:99:99:99:99:99 |  | Equipment | PAAR:00-PVAR | 11/02/2019 | 11/02/2019 | COOPER UNIVERSITY HOSPITAL |  |  | TICU | WOT00000000533358 | Diane Floyd | Disposition | Closed | Richard Jolly | 11/02/2019 | 11/02/2019 | Bulk Disposition CNL |  |  |  | 11/02/2019 | 11/02/2019
|  | GE HEALTHCARE | TRAM-RAC 4A | RACK, CONTROL/MODULE | RST07039932GA | TRAUMA ICU | Kelemen |  |  | 04/24/2007 |  | 4/24/14 |  |  | NO | YES |  |  |  |  | GE MEDICAL SYSTEMS 10346497 RST07039932GA |  |  | Active |  | 99:99:99:99:99:99 |  | Equipment | PAAR:00-PVAR | 11/02/2019 |  | COOPER UNIVERSITY HOSPITAL |  |  | TICU-BED14 | WOT00000000533385 | Diane Floyd | Disposition | Closed | Richard Jolly | 02/08/2018 | 05/17/2019 | Bulk Disposition CNL
|  | GE HEALTHCARE | TRAM-RAC 4A | RACK, CONTROL/MODULE | RST07049999GA | TRAUMA ICU | Kelemen |  |  | 04/18/2007 |  | 4/18/14 |  |  | NO | YES |  |  |  |  | GE MEDICAL SYSTEMS 10346490 RST07049999GA |  |  | Active |  | 99:99:99:99:99:99 |  | Equipment | PAAR:00-PVAR | 11/02/2019 |  | COOPER UNIVERSITY HOSPITAL |  |  | TICU-BED12 | WOT00000000533414 | Diane Floyd | Disposition | Closed | Richard Jolly | 02/08/2018 | 05/15/2019 | Bulk Disposition CNL
|  | GE HEALTHCARE | TRAM-RAC 4A | RACK, CONTROL/MODULE | RST07049997GA | TRAUMA ICU | Kelemen |  |  | 04/18/2007 |  | 4/18/14 |  |  | NO | YES |  |  |  |  | GE MEDICAL SYSTEMS 10346488 RST07049997GA |  |  | Active |  | 99:99:99:99:99:99 |  | Equipment | PAAR:00-PVAR | 11/02/2019 |  | COOPER UNIVERSITY HOSPITAL |  |  | TICU-BED11 |  | Diane Floyd
|  | GE HEALTHCARE | TRAM-RAC 4A | RACK, CONTROL/MODULE | RST07039924GA | TRAUMA ICU | Kelemen |  |  | 04/18/2007 |  | 4/18/14 |  |  | NO | YES |  |  |  |  | GE MEDICAL SYSTEMS 10346467 RST07039924GA |  |  | Active |  | 99:99:99:99:99:99 |  | Equipment | PAAR:00-PVAR | 11/02/2019 |  | COOPER UNIVERSITY HOSPITAL |  |  | TICU-BED08 | WOT00000000533382 | Diane Floyd | Disposition | Closed | Richard Jolly | 02/08/2018 | 05/15/2019 | Bulk Disposition CNL
|  | GE HEALTHCARE | TRAM-RAC 4A | RACK, CONTROL/MODULE | RST07039935GA | TRAUMA ICU | Kelemen |  |  | 04/24/2007 |  | 4/24/14 |  |  | NO | YES |  |  |  |  | GE MEDICAL SYSTEMS 10346461 RST07039935GA |  |  | Active |  | 99:99:99:99:99:99 |  | Equipment | PAAR:00-PVAR | 11/02/2019 |  | COOPER UNIVERSITY HOSPITAL |  |  | TICU-BED10 | 0012284094 | Diane Floyd | Repair | Closed | Richard Jolly | 10/09/2017 | 10/09/2017 | MASIMO PULSE OX EAR PROBE - NOT WORKING, NOT LIGHTING UP, SEE NOTES - TRAUMA ICU SOILED UTILITY ROOM | 10/9/2017 3:22:19 PM RCJOLLY (RCJOLLY 10/9/2017 10:00 AM) MASIMO CABLE IS BROKE WILL EXCHANGE WITH MASIMO DIRECT | CE0F85D9-6318-4599-B552-750845A7E120 | Labor | 10/09/2017 | 10/09/2017 | Richard Jolly
|  | GE HEALTHCARE | TRAM-RAC 4A | RACK, CONTROL/MODULE | RST09265528GA | TRAUMA ICU | Kelemen | BASEMENT |  | 08/18/2009 |  | 8/18/16 |  |  | NO | YES |  |  |  |  | GE MEDICAL SYSTEMS 10346438 RST09265528GA |  |  | Active |  | 99:99:99:99:99:99 |  | Equipment | PAAR:00-PVAR | 11/02/2019 |  | COOPER UNIVERSITY HOSPITAL |  |  | TICU-BED04 | WOT00000000533439 | Diane Floyd | Disposition | Closed | Richard Jolly | 02/08/2018 | 05/15/2019 | Bulk Disposition CNL
|  | GE HEALTHCARE | TRAM-RAC 4A | RACK, CONTROL/MODULE | RST09265547GA | TRAUMA ICU | Kelemen |  |  | 08/18/2009 |  | 8/18/16 |  |  | NO | YES |  |  |  |  | GE MEDICAL SYSTEMS 10346430 RST09265547GA |  |  | Active |  | 99:99:99:99:99:99 |  | Equipment | PAAR:00-PVAR | 11/01/2019 |  | COOPER UNIVERSITY HOSPITAL |  |  | RM 3 | 0012190987 | Diane Floyd | Repair | Closed | Richard Jolly | 09/26/2017 | 10/04/2017 | CABLE (2) - NOT WORKING - ICU , TAKING TO TMX | 10/4/2017 9:30:46 AM RCJOLLY (RCJOLLY 10/4/2017 1:00 PM) REPAIRED 2 BP CABLES TESTED | B0036A75-0554-417A-8E7B-3F7B8D6DC653 | Labor | 10/04/2017 | 10/04/2017 | Richard Jolly
|  | GE HEALTHCARE | TRAM-RAC 4A | RACK, CONTROL/MODULE | RST09265529GA | TRAUMA ICU | Kelemen |  |  | 08/18/2009 |  | 8/18/16 |  |  | NO | YES |  |  |  |  | GE MEDICAL SYSTEMS 10346423 RST09265529GA |  |  | Active |  | 99:99:99:99:99:99 |  | Equipment | PAAR:00-PVAR | 11/01/2019 |  | COOPER UNIVERSITY HOSPITAL |  |  | TRAUMA ICU |  | Diane Floyd
|  | GE HEALTHCARE | TRAM-RAC 4A | RACK, CONTROL/MODULE | RST08359816GA |  | Pavilion |  |  | 11/03/2008 |  | 11/3/15 |  |  | NO | YES |  |  |  |  | GE MEDICAL SYSTEMS 10346411 RST08359816GA |  |  | Active |  | 99:99:99:99:99:99 |  | Equipment | PAAR:00-PVAR | 11/02/2019 |  | COOPER UNIVERSITY HOSPITAL |  |  | PAVILION-3 BED 2 |  | FRANK OBRIEN
|  | GE HEALTHCARE | TRAM-RAC 4A | RACK, CONTROL/MODULE | RST08359820GA |  | Pavilion |  |  | 11/03/2008 |  | 11/3/15 |  |  | NO | YES |  |  |  |  | MARQUETTE 10346405 RST08359820GA |  |  | Active |  | 99:99:99:99:99:99 |  | Equipment | PAAR:00-PVAR | 11/01/2019 |  | COOPER UNIVERSITY HOSPITAL |  |  | PAVILION-3 BED 4 | WOT00000000533427 | FRANK OBRIEN | Disposition | Closed | Richard Jolly | 02/08/2018 | 05/15/2019 | Bulk Disposition CNL
|  | GE HEALTHCARE | TRAM-RAC 4A | RACK, CONTROL/MODULE | RST08359786GA |  | Kelemen |  |  | 11/03/2008 |  | 11/3/15 |  |  | NO | YES |  |  |  |  | GE MEDICAL SYSTEMS 10346403 RST08359786GA |  |  | Active |  | 99:99:99:99:99:99 |  | Equipment | PAAR:00-PVAR | 11/01/2019 |  | COOPER UNIVERSITY HOSPITAL |  |  | PAVILION-3 BED 6 |  | FRANK OBRIEN
|  | GE HEALTHCARE | TRAM-RAC 4A | RACK, CONTROL/MODULE | RST08359790GA | PAVILION PACU | Pavilion |  |  | 11/03/2008 |  | 11/3/15 |  |  | NO | YES |  |  |  |  | GE MEDICAL SYSTEMS 10346397 RST08359790GA |  |  | Active |  | 99:99:99:99:99:99 |  | Equipment | PAAR:00-PVAR | 11/01/2019 |  | COOPER UNIVERSITY HOSPITAL |  |  | PAVILION-3 BED 5 | WOT00000000533420 | FRANK OBRIEN | Disposition | Closed | Richard Jolly | 02/08/2018 | 05/17/2019 | Bulk Disposition CNL
|  | GE HEALTHCARE | TRAM-RAC 4A | RACK, CONTROL/MODULE | RST08359787GA |  | Pavilion |  |  | 11/03/2008 |  | 11/3/15 |  |  | NO | YES |  |  |  |  | GE MEDICAL SYSTEMS 10346379 RST08359787GA |  |  | Active |  | 99:99:99:99:99:99 |  | Equipment | PAAR:00-PVAR | 11/02/2019 |  | COOPER UNIVERSITY HOSPITAL |  |  | PAVILION-3RD BED 3 | WOT00000000533419 | FRANK OBRIEN | Disposition | Closed | Richard Jolly | 02/08/2018 | 05/15/2019 | Bulk Disposition CNL
|  | GE HEALTHCARE | TRAM-RAC 4A | RACK, CONTROL/MODULE | RST08359791GA | PAVILION PACU | Pavilion |  |  | 11/03/2008 |  | 11/3/15 |  |  | NO | YES |  |  |  |  | GE MEDICAL SYSTEMS 10346374 RST08359791GA |  |  | Active |  | 99:99:99:99:99:99 |  | Equipment | PAAR:00-PVAR | 11/02/2019 |  | COOPER UNIVERSITY HOSPITAL |  |  | PAVILION-3RD BED 8 | WOT00000000533421 | FRANK OBRIEN | Disposition | Closed | Richard Jolly | 02/08/2018 | 05/15/2019 | Bulk Disposition CNL
|  | GE HEALTHCARE | ADVANTX | RADIOGRAPHIC, CATH | 436085BU5 | CARDIAC CATH LAB | Kelemen |  |  | 01/16/2006 |  | 1/16/13 |  |  | NO | YES |  |  |  |  | GE MEDICAL SYSTEMS 10367889 436085BU5 |  |  | Active |  | 99:99:99:99:99:99 |  | Equipment | 6M:00-MFG 1Y:00-MIN 2Y:00-RPLC | 10/29/2019 | 04/01/2020 | COOPER UNIVERSITY HOSPITAL |  |  | EP Lab 1 |  | LINDA BEAN
|  | GE HEALTHCARE | INNOVA 2000 | RADIOGRAPHIC, CATH | 453850BU0 | CARDIAC CATH LAB | Kelemen |  |  | 01/01/2005 |  | 1/1/12 |  |  | NO | YES |  |  |  |  | GE MEDICAL SYSTEMS 10347591 453850BU0 |  |  | Active |  | 00:80:42:15:63:98 |  | Equipment | 6M:00-MFG | 10/10/2019 | 03/01/2020 | COOPER UNIVERSITY HOSPITAL |  |  | CCL - Lab 4 Control Room |  | LINDA BEAN
|  | GE HEALTHCARE | INNOVA 3100-IQ | RADIOGRAPHIC, CATH |  | CARDIAC CATH LAB | Kelemen |  |  | 10/15/2010 |  | 10/15/17 |  |  | NO | YES |  |  |  |  | GE MEDICAL SYSTEMS 10369189 003876 |  |  | Active |  | 00:D0:C9:BA:74:F8 |  | Equipment | 6M:00-MFG | 09/13/2019 | 02/01/2020 | COOPER UNIVERSITY HOSPITAL |  |  | LAB 1 CONTROL ROOM |  | LINDA BEAN
|  | GE HEALTHCARE | INNOVA IGS 520 | RADIOGRAPHIC, CATH | 856342IGS520 | CARDIAC CATH LAB | Kelemen |  |  | 01/04/2016 |  | 1/4/23 |  |  | NO | YES |  |  |  |  | GE MEDICAL SYSTEMS 10649803 856342IGS520 |  |  | Active |  | 74:FE:48:11:13:88 |  | Equipment | 6M:00-MFG | 10/22/2019 | 04/01/2020 | COOPER UNIVERSITY HOSPITAL |  |  | LAB 3 | 0011461582 | LINDA BEAN | Performance Verification | Closed | Bonnie Aichroth | 04/06/2017 | 04/06/2017 | INCOMING INVENTORY | DEVICE INVENTORIED | BB5C0D9E-EE76-4313-A476-47E351275484 | Labor | 04/06/2017 | 04/06/2017 | Bonnie Aichroth
|  | GE HEALTHCARE | INNOVA IGS 530 | RADIOGRAPHIC, CATH | 707803BU3 | SAME DAY OR-2ND FL PAVILION | Kelemen |  |  | 09/17/2019 |  | 9/17/26 |  |  | NO | YES |  |  |  |  | GE MEDICAL SYSTEMS 11208053 707803BU3 |  |  | Active |  | 74:FE:48:24:82:08 |  | Equipment | 6M:00-MFG | 09/17/2019 | 09/17/2019 | COOPER UNIVERSITY HOSPITAL |  |  | P2 SD8 | WOT00000001018465 | JOE DRUCTOR | Performance Verification | Closed | Zhan Kiselev | 09/17/2019 | 09/17/2019 | Performance Verification for GE MEDICAL SYSTEMS 11208053 707803BU3 | Initial Install of Performance Verification. Device is ready for patient use. |  |  | 09/17/2019 | 09/17/2019
|  | GE HEALTHCARE | INNOVA IGS 540 | RADIOGRAPHIC, CATH | 712077BU7 | SAME DAY OR-2ND FL PAVILION | Kelemen |  |  | 12/13/2018 |  | 12/13/25 |  |  | NO | YES |  |  |  |  | GE MEDICAL SYSTEMS 11208098 712077BU7 |  |  | Active |  | 74:FE:48:29:BC:7A |  | Equipment | 1Y:00-MFG | 12/13/2018 | 12/13/2018 | COOPER UNIVERSITY HOSPITAL |  |  | Same Day OR, SD7 | WOT00000001834325 | JOE DRUCTOR | Performance Verification | Closed | Zhan Kiselev | 12/13/2018 | 12/13/2018 | Performance Verification for GE MEDICAL SYSTEMS 11208098 712077BU7 | Initial Install of Performance Verification. Device is ready for patient use. |  |  | 12/13/2018 | 12/13/2018
|  | PHILIPS MEDICAL SYSTEMS | ALLURA XPER FD20 | RADIOGRAPHIC, CATH |  | CARDIAC CATH LAB | Kelemen |  |  | 01/27/2011 |  | 1/27/16 |  |  | NO | YES |  |  |  |  | PHILIPS MEDICAL SYSTEMS 10367858 104867 |  |  | Active |  | 00:25:90:61:DA:53 |  | Equipment | 6M:00-MIN 1Y:00-MFG 2Y:00-MIN2 | 08/26/2019 | 02/01/2020 | COOPER UNIVERSITY HOSPITAL |  |  | LAB 2 |  | LINDA BEAN
|  | SIEMENS MEDICAL | AXIOM SENSIS | RADIOGRAPHIC, CATH |  | ANGIOGRAPHY | Kelemen | BASEMENT |  | 02/14/2007 |  | 2/14/14 |  |  | NO | YES |  |  |  |  | SIEMENS MEDICAL 10347557 3214 |  |  | Disposition |  | 00:04:23:D6:C3:6A |  | Alarm | 1Y:00-MFG | 05/09/2017 | 05/01/2020 | COOPER UNIVERSITY HOSPITAL |  |  | CONTROL ROOM 1 |  | PAULETTE DUCKREY
|  | SIEMENS MEDICAL | AXIOM ARTIS | RADIOGRAPHIC, CATH/ANGIO | 400-187925 |  | Kelemen | BASEMENT | [6 empty] | NO | YES
|  | SIEMENS MEDICAL | AXIOM ARTIS | RADIOGRAPHIC, CATH/ANGIO | 400-187926 | ANGIOGRAPHY | Kelemen | BASEMENT |  | 02/14/2007 |  | 2/14/14 |  |  | NO | YES |  |  |  |  | SIEMENS MEDICAL 10347564 400-187926 |  |  | Active |  | CD:10:10:CE:D0:00 |  | Equipment | 1Y:00-MFG 5Y:00-BAT | 06/21/2019 | 06/01/2020 | COOPER UNIVERSITY HOSPITAL |  |  | IR Lab 1 |  | PAULETTE DUCKREY
|  | SIEMENS MEDICAL | AXIOM ARTIS | RADIOGRAPHIC, CATH/ANGIO | 400-312381 | OPERATING ROOM - PAVILION | Pavilion |  |  | 11/27/2009 |  | 11/27/16 |  |  | NO | YES |  |  |  |  | SIEMENS MEDICAL 10346642 400-312381 |  |  | Active |  | 00:0E:0C:E4:5D:71 |  | Equipment | 1Y:00-MFG | 09/13/2019 | 09/01/2020 | COOPER UNIVERSITY HOSPITAL |  |  | OR P01 |  | DOMINIC VENDETTA
|  | SIEMENS MEDICAL | SOMATOM SENSATION | RADIOGRAPHIC, COMPUTED TOMOGRAPHY |  | OPERATING ROOM - PAVILION | Pavilion |  |  | 05/15/2009 |  | 5/15/14 |  |  | NO | YES |  |  |  |  | SIEMENS MEDICAL 10368282 49526 |  |  | Active |  | 00:19:99:95:6F:CD |  | Equipment | 6M:00-MIN 1Y:00-MFG | 09/13/2019 | 03/01/2020 | COOPER UNIVERSITY HOSPITAL |  |  | PAV OR - ROOM 5 |  | DOMINIC VENDETTA
|  | TOSHIBA AMERICA MEDICAL SYSTEMS | AQUILION 32 SLICE | RADIOGRAPHIC, COMPUTED TOMOGRAPHY | KDA0982048 | RADIOLOGY DIAGNOSTICS | Kelemen | BASEMENT |  | 10/03/2009 |  | 10/3/14 |  |  | NO | YES |  |  |  |  | TOSHIBA AMERICA MEDICAL SYSTEMS 10649976 KDA0982048 |  |  | Active |  | 0C:C4:7A:0D:DA:FC |  | Equipment | 3M:00-MIN 1Y:00-MFG | 08/29/2019 | 02/01/2020 | COOPER UNIVERSITY HOSPITAL |  |  | CT2, B8A, site 312009 |  | PAULETTE DUCKREY
|  | TOSHIBA AMERICA MEDICAL SYSTEMS | AQUILION 64 SLICE | RADIOGRAPHIC, COMPUTED TOMOGRAPHY |  | 3 COOPER-RADIOLOGY | 3 Cooper |  |  | 10/30/2007 |  |  |  |  | NO | YES |  |  |  |  | TOSHIBA AMERICA MEDICAL SYSTEMS 10345996 285627 |  |  | Disposition |  | 0C:C4:7A:4B:0C:54 |  | Equipment | 3M:00-MIN 1Y:00-MFG | 12/02/2016 | 02/01/2020 | COOPER AMBULATORY OFF-SITES |  |  | SUITE 178 CT |  | JUDY ADIRZONE
|  | TOSHIBA AMERICA MEDICAL SYSTEMS | AQUILION ONE | RADIOGRAPHIC, COMPUTED TOMOGRAPHY | 80A15X2005 | RADIOLOGY DIAGNOSTICS | Kelemen |  |  | 01/11/2016 |  |  |  |  | NO | YES |  |  |  |  | TOSHIBA AMERICA MEDICAL SYSTEMS 10649969 80A15X2005 |  |  | Active |  | 0C:C4:7A:4B:0E:68 |  | Equipment | 2M:00-MFG | 09/30/2019 | 01/01/2020 | COOPER UNIVERSITY HOSPITAL |  |  | ED, site 384694 |  | PAULETTE DUCKREY
|  | TOSHIBA AMERICA MEDICAL SYSTEMS | AQUILION PRIME 80 SLICE | RADIOGRAPHIC, COMPUTED TOMOGRAPHY | 50B1542159 | VOORHEES SURGERY CENTER-RADIOLOGY | 900 Centennial Blvd | Suite B |  | 12/31/2014 |  |  |  |  | NO | YES |  |  |  |  | TOSHIBA AMERICA MEDICAL SYSTEMS 10505032 50B1542159 |  |  | Active |  | 0C:C4:7A:4B:0A:07 |  | Equipment | 3M:00-MFG | 10/18/2019 | 01/01/2020 | COOPER AMBULATORY OFF-SITES |  |  | Ste B, site 30021610 | 0011044522 | PAT STIENES | Performance Verification | Closed | Bonnie Aichroth | 01/11/2017 | 01/11/2017 | INCOMING INVENTORY | DEVICE INVENTORIED | 221E8018-CAA9-4B14-A26F-88182A9B49CD | Labor | 01/11/2017 | 01/11/2017 | Bonnie Aichroth
|  | TOSHIBA AMERICA MEDICAL SYSTEMS | AQUILION PRIME 80 SLICE | RADIOGRAPHIC, COMPUTED TOMOGRAPHY |  | VOORHEES SURGERY CENTER-RADIOLOGY | 218 Sunset Rd |  |  | 12/02/2016 |  |  |  |  | NO | YES |  |  |  |  | TOSHIBA AMERICA MEDICAL SYSTEMS 30143169 30021610 |  |  | Disposition |  | C:C4:7A:4B:0A:06 |  | Equipment | 1Y:00-MFG | 12/02/2016 | 12/02/2016 | COOPER AMBULATORY OFF-SITES |  |  | SUITE B RM CT 170 |  | PAT STIENES |  |  |  | 12/02/2016 | 12/02/2016 |  |  |  |  | 12/02/2016 | 12/02/2016
|  | TOSHIBA AMERICA MEDICAL SYSTEMS | AQUILION RXL | RADIOGRAPHIC, COMPUTED TOMOGRAPHY | RDC1542174 | RADIOLOGY DIAGNOSTICS | Kelemen | BASEMENT |  | 10/03/2009 |  |  |  |  | NO | YES |  |  |  |  | TOSHIBA AMERICA MEDICAL SYSTEMS 10649970 RDC1542174 |  |  | Active |  | 0C:C4:7A:4B:0D:83 |  | Equipment | 1Y:00-MFG | 05/30/2019 | 05/01/2020 | COOPER UNIVERSITY HOSPITAL |  |  | CT1 B7A, site 30021922 |  | PAULETTE DUCKREY
|  | GENDEX | GX-770 | RADIOGRAPHIC, DENTAL | 774-1379978DP | BUNKER HILL-ORAL SURGERY | 2 Plaza Dr |  |  | 06/01/1998 |  | 6/1/05 |  |  | NO | YES |  |  |  |  | GENDEX 10366948 774-1379978DP |  |  | Active |  | 99:99:99:99:99:99 |  | Equipment | 1Y:00-MFG | 09/30/2019 | 09/01/2020 | COOPER AMBULATORY OFF-SITES |  |  | RM 1&2 |  | BARBARA DIPINTO
|  | SIEMENS MEDICAL | HELIODENT MD | RADIOGRAPHIC, DENTAL |  |  | 2 Plaza Dr | [7 empty] | NO | YES
|  | SIEMENS MEDICAL | LUMINOS AGILE MAX | RADIOGRAPHIC, FLUOROSCOPY |  | RADIOLOGY DIAGNOSTICS | Kelemen | BASEMENT |  | 08/29/2019 |  | 8/29/26 |  |  | NO | YES |  |  |  |  | SIEMENS MEDICAL 11222069 61896 |  |  | Active |  | 90:1B:0E:FB:18:D0 |  | Equipment | 1Y:00-MFG | 08/29/2019 | 08/29/2019 | COOPER UNIVERSITY HOSPITAL |  |  | Room E, Kelemen Basement, 400-583151 | WOT00000002344326 | PAULETTE DUCKREY | Performance Verification | Closed | Charles Santomero | 08/29/2019 | 08/29/2019 | CEID Record Completion for SIEMENS MEDICAL 11222069 61896 | Inventoried new Fluoro imaging system | EXP2409705 | Labor | 08/29/2019 | 08/29/2019 | Charles Santomero
|  | SIEMENS MEDICAL | LUMINOS AGILE MAX | RADIOGRAPHIC, FLUOROSCOPY |  | RADIOLOGY DIAGNOSTICS | Kelemen | Basement |  | 09/30/2019 |  | 9/30/26 |  |  | NO | YES |  |  |  |  | SIEMENS MEDICAL 11222068 63048 |  |  | Active |  | 4C:52:62:0E:12:52 |  | Equipment | 1Y:00-MFG | 09/30/2019 | 09/30/2019 | COOPER UNIVERSITY HOSPITAL |  |  | Kelemen Basement, Rm F, 400-583150 | WOT00000002344545 | PAULETTE DUCKREY | Performance Verification | Closed | Charles Santomero | 09/30/2019 | 09/30/2019 | CEID Record Completion for SIEMENS MEDICAL 11222068 63048 | Inventoried new fluoro x-ray system | EXP2410144 | Labor | 09/30/2019 | 09/30/2019 | Charles Santomero
|  | GE HEALTHCARE | SENOGRAPHE DS | RADIOGRAPHIC, MAMMOGRAPHY | MI006628 | 3 COOPER-RADIOLOGY | 3 Cooper |  |  | 06/18/2007 |  | 6/18/14 |  |  | NO | YES |  |  |  |  | GE MEDICAL SYSTEMS 10347650 MI006628 |  |  | Active |  | 00:14:4F:3B:81:41 |  | Equipment | 6M:00-MFG 1Y:00-MIN 3Y:00-BAT | 09/27/2019 | 03/01/2020 | COOPER AMBULATORY OFF-SITES |  |  | RADIOLOGY |  | JUDY ADIRZONE
|  | GE HEALTHCARE | SENOGRAPHE ESSENTIAL | RADIOGRAPHIC, MAMMOGRAPHY | 856325RIPA1 | RIPPA CENTER-OB/GYN | 6100 Main St |  |  | 05/30/2019 |  | 5/30/26 |  |  | NO | YES |  |  |  |  | GE MEDICAL SYSTEMS 210337408 856325RIPA1 |  |  | Active | 210337408, 10337408 | 00:A0:A5:75:B3:9F |  | Equipment | 6M:00-MFG | 05/30/2019 | 05/30/2019 | COOPER AMBULATORY OFF-SITES |  |  | RIPPA MAMMO 1 |  | PATRICIA HUFF |  |  |  | 05/30/2019 | 05/30/2019 |  |  |  |  | 05/30/2019 | 05/30/2019
|  | GE HEALTHCARE | SENOGRAPHE ESSENTIAL | RADIOGRAPHIC, MAMMOGRAPHY | KHTMAM1 | KINGS HIGHWAY-RADIOLOGY | 1103 N Kings Hwy |  |  | 11/02/2015 |  | 11/2/22 |  |  | NO | YES |  |  |  |  | GE MEDICAL SYSTEMS 10505021 KHTMAM1 |  |  | Active |  | 00:E0:F4:2F:87:6D |  | Equipment | 6M:00-MFG | 05/30/2019 | 05/01/2020 | COOPER AMBULATORY OFF-SITES |  |  | 1ST FLOOR MAMMO |  | SUZEN SCHAFFER
|  | GE HEALTHCARE | SENOGRAPHE ESSENTIAL | RADIOGRAPHIC, MAMMOGRAPHY | 856325ES3 | VOORHEES SURGERY CENTER-RADIOLOGY | 900 Centennial Blvd | Suite B |  | 10/02/2015 |  | 10/2/22 |  |  | NO | YES |  |  |  |  | GE MEDICAL SYSTEMS 10505019 856325ES3 |  |  | Active |  | 00:A0:A5:75:B8:A7 |  | Equipment | 6M:00-MFG | 10/29/2019 | 04/01/2020 | COOPER AMBULATORY OFF-SITES |  |  | Suite B, Rm 191 |  | PAT STIENES
|  | GE HEALTHCARE | SENOGRAPHE ESSENTIAL | RADIOGRAPHIC, MAMMOGRAPHY |  | VOORHEES SURGERY CENTER-RADIOLOGY | 900 Centennial Blvd | Suite B |  | 01/31/2011 |  | 1/31/18 |  |  | NO | YES |  |  |  |  | GE MEDICAL SYSTEMS 10356893 010977 |  |  | Active |  | 00:1B:21:79:A6:81 |  | Equipment | 6M:00-MFG | 10/29/2019 | 04/01/2020 | COOPER AMBULATORY OFF-SITES |  |  | STE B STEREOTACTIC RM |  | PAT STIENES
|  | GE HEALTHCARE | SENOGRAPHE ESSENTIAL | RADIOGRAPHIC, MAMMOGRAPHY | 856325ES2 | VOORHEES SURGERY CENTER-RADIOLOGY | 900 Centennial Blvd | Suite B |  | 06/04/2015 |  | 6/4/22 |  |  | NO | YES |  |  |  |  | GE MEDICAL SYSTEMS 10356879 856325ES2 |  |  | Active |  | 00:A0:A5:75:70:33 |  | Equipment | 6M:00-MFG | 10/29/2019 | 04/01/2020 | COOPER AMBULATORY OFF-SITES |  |  | SUITE B, MAMMO B, Rm 190 |  | PAT STIENES
|  | GE HEALTHCARE | SENOGRAPHE ESSENTIAL | RADIOGRAPHIC, MAMMOGRAPHY | 570321BUO | 3 COOPER-RADIOLOGY | 3 Cooper |  |  | 09/26/2008 |  | 9/26/15 |  |  | NO | YES |  |  |  |  | GE MEDICAL SYSTEMS 10347651 570321BUO |  |  | Active |  | 00:A0:A5:75:B8:05 |  | Equipment | 6M:00-MFG | 05/30/2019 | 05/01/2020 | COOPER AMBULATORY OFF-SITES |  |  | 3-Cooper, RM 146 |  | JUDY ADIRZONE
|  | HOLOGIC, INC. | SELENIA DIMENSIONS 2D | RADIOGRAPHIC, MAMMOGRAPHY | SDM131800113 | RADIOLOGICAL PHYSICS | Kelemen | BASEMENT |  | 06/12/2017 |  | 6/12/24 |  |  | NO | YES |  |  |  |  | HOLOGIC, INC. 10649910 SDM131800113 |  |  | Active |  | 0C:C4:7A:AA:68:AF |  | Equipment | 6M:00-MFG 1Y:00-RPLC | 06/18/2019 | 05/01/2020 | COOPER UNIVERSITY HOSPITAL |  |  | NucMed Kelemen, sn SDM131800113 | 0012494744 | COLLEEN TEGELER | Preventative Maintenance | Closed | Josh Harris | 12/08/2017 | 12/08/2017 | PERFORMANCE ASSURANCE AT INVENTORY | INVENTORIED DEVICE AND ENSURED DEVICE WAS FUNCTIONING PROPERLY. | A211430F-0D11-4AB6-A782-8F23D543D5D8 | Labor | 12/08/2017 | 12/08/2017 | Charles Santomero
|  | HOLOGIC, INC. | SELENIA DIMENSIONS 3D | RADIOGRAPHIC, MAMMOGRAPHY | 3DM160100196 | COOPER CANCER CENTER | MD Anderson Cancer Center |  |  | 07/31/2019 |  | 7/31/26 |  |  | NO | YES |  |  |  |  | HOLOGIC, INC. 11222050 3DM160100196 |  |  | Active |  | AC:1F:6B:43:E0:B9 |  | Equipment | 6M:00-MFG 1Y:00-RPLC | 07/31/2019 | 07/31/2019 | COOPER AMBULATORY OFF-SITES |  |  | Room C1104C Stereo, 3DM160100196 | WOT00000001190458 | COLLEEN TEGELER | Performance Verification | Closed | Charles Santomero | 07/31/2019 | 07/31/2019 | Performance Verification for HOLOGIC, INC. 1222050 3DM160100196 | Initial Install of Performance Verification. Device is ready for patient use. |  |  | 07/31/2019 | 07/31/2019
|  | HOLOGIC, INC. | SELENIA DIMENSIONS 3D | RADIOGRAPHIC, MAMMOGRAPHY | 3DM160100197 | COOPER CANCER CENTER | MD Anderson Cancer Center |  |  | 07/17/2019 |  | 7/17/26 |  |  | NO | YES |  |  |  |  | HOLOGIC, INC. 11222049 3DM160100197 |  |  | Active |  | AC:1F:6B:02:79:41 |  | Equipment | 6M:00-MFG 1Y:00-RPLC | 07/17/2019 | 07/17/2019 | COOPER AMBULATORY OFF-SITES |  |  | Room C1104D, 3DM160100197 | WOT00000001190334 | COLLEEN TEGELER | Performance Verification | Closed | Charles Santomero | 07/17/2019 | 07/17/2019 | Performance Verification for HOLOGIC, INC. 1222049 3DM160100197 | Initial Install of Performance Verification. Device is ready for patient use. |  |  | 07/17/2019 | 07/17/2019
|  | PHILIPS MEDICAL SYSTEMS | BRILLIANCE BIG BORE | RADIOGRAPHIC, MR |  | COOPER CANCER CENTER | MD Anderson Cancer Center |  |  | 04/23/2018 |  | 4/23/23 |  |  | NO | YES |  |  |  |  | PHILIPS MEDICAL SYSTEMS 10732390 76133 |  |  | Active |  | 40:B0:34:1D:17:85 |  | Equipment | 3M:00-MFG 6M:00-MIN | 09/30/2019 | 12/01/2019 | COOPER AMBULATORY OFF-SITES |  |  | NO CONTRACT? CCC, Site 72814423, sn76133 | WOT00000001019613 | COLLEEN TEGELER | Performance Verification | Closed | Charles Santomero | 06/01/2018 | 06/12/2019 | Performance Verification for PHILIPS MEDICAL SYSTEMS 10732390 76133 | Initial Install of Performance Verification. Device is ready for patient use.
|  | PHILIPS MEDICAL SYSTEMS | BRILLIANCE BIG BORE | RADIOGRAPHIC, MR |  | VOORHEES SURGERY CENTER-RADIATION/ONC | 900 Centennial Blvd | Suite D |  | 11/14/2016 |  | 11/14/21 |  |  | NO | YES |  |  |  |  | PHILIPS MEDICAL SYSTEMS 10649901 76040 |  |  | Active |  | 48:0F:CF:61:C3:D5 |  | Equipment | 3M:00-MFG 6M:00-MIN | 09/30/2019 | 12/01/2019 | COOPER AMBULATORY OFF-SITES |  |  | CONTRACT? Ste D, Site 66416556, sn 76040 | 0011477924 | COLLEEN TEGELER | Performance Verification | Closed | Bonnie Aichroth | 04/12/2017 | 04/12/2017 | INCOMING INVENTORY | DEVICE INVENTORIED | 593A5323-3133-48CE-B6EA-5429DDA454E7 | Labor | 04/12/2017 | 04/12/2017 | Bonnie Aichroth
|  | SIEMENS MEDICAL | MAGNETOM AERA 1.5T | RADIOGRAPHIC, MR | 400-482983 | RADIOLOGY DIAGNOSTICS | Kelemen | Basement |  | 06/29/2015 |  | 6/29/20 |  |  | NO | YES |  |  |  |  | SIEMENS MEDICAL 10366496 400-482983 |  |  | Active |  | 8C:DC:D4:2E:E1:F7 |  | Equipment | 6M:00-MFG | 06/21/2019 | 12/01/2019 | COOPER UNIVERSITY HOSPITAL |  |  | KELEMEN-NEW UNIT |  | PAULETTE DUCKREY
|  | SIEMENS MEDICAL | MAGNETOM ESPREE 1.5T | RADIOGRAPHIC, MR | 400-210536 | 3 COOPER - SURGERY DEPARTMENT | Pavilion |  |  | 11/19/2007 |  | 11/19/12 |  |  | NO | YES |  |  |  |  | SIEMENS MEDICAL 10345994 400-210536 |  |  | Active |  | CD:10:10:CE:D0:00 |  | Equipment | 6M:00-MFG | 09/13/2019 | 03/01/2020 | COOPER AMBULATORY OFF-SITES |  |  | RM 176, Site 210536 |  | JUDY ADIRZONE
|  | SIEMENS MEDICAL | MAGNETOM ESPREE 1.5T | RADIOGRAPHIC, MR | 400-183980 | VOORHEES SURGERY CENTER-RADIOLOGY | 900 Centennial Blvd | Suite B |  | 08/06/2006 |  | 8/6/11 |  |  | NO | YES |  |  |  |  | SIEMENS MEDICAL 10344959 400-183980 |  |  | Active |  | 00:15:17:E4:2A:46 |  | Equipment | 1Y:00-MFG | 02/14/2019 | 02/01/2020 | COOPER AMBULATORY OFF-SITES |  |  | SUITE B MRI OLD CEID 12133 |  | PAT STIENES
|  | SIEMENS MEDICAL | MAGNETOM SYMPHONY 1.5T | RADIOGRAPHIC, MR | 400-178979 | MRI | Kelemen | BASEMENT |  | 05/01/2006 |  | 5/1/11 |  |  | NO | YES |  |  |  |  | SIEMENS MEDICAL 10366431 400-178979 |  |  | Active |  | 00:E0:81:73:7B:31 |  | Equipment | 6M:00-MFG | 05/30/2019 | 05/01/2020 | COOPER UNIVERSITY HOSPITAL |  |  | B12 OLDER UNIT, site 400-178979 |  | ELLIOT VASQUEZ
|  | SIEMENS MEDICAL | E.CAM | RADIOGRAPHIC, NUCLEAR CAMERA | 400-174569 | NUCLEAR MEDICINE | Kelemen | Basement |  | 03/28/2005 |  | 3/28/10 |  |  | NO | YES |  |  |  |  | SIEMENS MEDICAL 10368725 400-174569 |  |  | Active |  | 00:0E:0C:72:7E:86 |  | Equipment | 6M:00-MFG 4Y:00-RPLC | 06/28/2019 | 12/01/2019 | COOPER UNIVERSITY HOSPITAL |  |  | CAMERA 1/B80 |  | Donna Handy
|  | SIEMENS MEDICAL | E.CAM | RADIOGRAPHIC, NUCLEAR CAMERA | 400-171963 | NUCLEAR MEDICINE | Kelemen | Basement |  | 05/25/2005 |  | 5/25/10 |  |  | NO | YES |  |  |  |  | SIEMENS MEDICAL 10368736 400-171963 |  |  | Active |  | 68:05:CA:02:D5:F6 |  | Equipment | 6M:00-MFG 4Y:00-RPLC | 07/25/2019 | 01/01/2020 | COOPER UNIVERSITY HOSPITAL |  |  | CAMERA 3 B98 |  | Donna Handy
|  | SIEMENS MEDICAL | E.CAM | RADIOGRAPHIC, NUCLEAR CAMERA | 400-125291 | NUCLEAR MEDICINE | Kelemen | BASEMENT |  | 01/24/2003 |  | 1/24/08 |  |  | NO | YES |  |  |  |  | SIEMENS MEDICAL 10368731 400-125291 |  |  | Active |  | 00:0E:0C:71:87:6F |  | Equipment | 6M:00-MFG 4Y:00-RPLC | 05/31/2019 | 05/01/2020 | COOPER UNIVERSITY HOSPITAL |  |  | CAMERA 2/B83 |  | Donna Handy
|  | SIEMENS MEDICAL | E.CAM | RADIOGRAPHIC, NUCLEAR CAMERA |  | VOORHEES CARDIOLOGY | 901 Centennial Blvd | Building 2 |  | 02/01/2008 |  | 2/1/13 |  |  | NO | YES |  |  |  |  | SIEMENS MEDICAL 10356931 1222 |  |  | Active |  | 68:05:CA:37:70:D9 |  | Equipment | 6M:00-MFG 4Y:00-RPLC | 06/28/2019 | 12/01/2019 | COOPER AMBULATORY OFF-SITES |  |  | NUCLEAR LAB - 1132 |  | KATHY COMO
|  | SIEMENS MEDICAL | E.CAM | RADIOGRAPHIC, NUCLEAR CAMERA |  | 3 COOPER-CARDIAC DIAGNOSTIC CENTER | 3 Cooper |  |  | 09/01/2003 |  | 9/1/08 |  |  | NO | YES |  |  |  |  | SIEMENS MEDICAL 10346864 09070 |  |  | Active |  | 00:0B:DB:06F:83:96 |  | Equipment | 6M:00-MFG 4Y:00-RPLC | 08/27/2019 | 02/01/2020 | COOPER AMBULATORY OFF-SITES |  |  | SUITE 318 - E CAM ROOM |  | CARLA TRUELL
|  | SIEMENS MEDICAL | E.CAM | RADIOGRAPHIC, NUCLEAR CAMERA |  | WOODSTOWN - CARDIOLOGY | 66 East Ave |  |  | 06/09/2006 |  | 6/9/11 |  |  | NO | YES |  |  |  |  | SIEMENS MEDICAL 10345883 0409304 |  |  | Active |  | CD:10:10:CE:D0:00 |  | Equipment | 6M:00-MFG 4Y:00-RPLC | 10/17/2019 | 04/01/2020 | COOPER AMBULATORY OFF-SITES |  |  | NUC CAM RM |  | SUSAN WHITZELL
|  | SIEMENS MEDICAL | BIOGRAPH MCT 64 SLICE | RADIOGRAPHIC, PET/CT |  | COOPER CANCER CENTER | MD Anderson Cancer Center |  |  | 04/04/2013 |  | 4/4/18 |  |  | NO | YES |  |  |  |  | SIEMENS MEDICAL 10369668 10245815 |  |  | Active |  | 00:19:99:EF:18:E2 |  | Equipment | 6M:00-MFG 1Y:00-MIN 3Y:00-RPLC | 07/17/2019 | 01/01/2020 | COOPER AMBULATORY OFF-SITES |  |  | CCC site 437895, Rm C1099 |  | COLLEEN TEGELER
|  | SIEMENS MEDICAL | BIOGRAPH MCT 64 SLICE | RADIOGRAPHIC, PET/CT |  | VOORHEES SURGERY CENTER-RADIOLOGY | 900 Centennial Blvd | Suite B |  | 12/30/2011 |  | 12/30/16 |  |  | NO | YES |  |  |  |  | SIEMENS MEDICAL 10344961 407670 |  |  | Active |  | CD:10:10:CE:D0:00 |  | Equipment | 6M:00-MFG 1Y:00-MIN 3Y:00-RPLC | 07/30/2019 | 01/01/2020 | COOPER AMBULATORY OFF-SITES |  |  | STE B SITE 407670 |  | PAT STIENES
|  | SIEMENS MEDICAL | C.CAM | RADIOGRAPHIC, SPECT |  | BRACHFIELD MEDICAL ASSOCIATES-MEDICINE | 218 Sunset Rd |  |  | 06/01/2005 |  | 6/1/10 |  |  | NO | YES |  |  |  |  | SIEMENS MEDICAL 10367037 05030701 |  |  | Active |  | 00:0E:0C:66:73:AD |  | Equipment | 6M:00-MFG 3Y:00-MIN | 05/31/2019 | 05/01/2020 | COOPER AMBULATORY OFF-SITES |  |  | SITE 173761 |  | CATHY CRAWFORD
|  | SIEMENS MEDICAL | C.CAM | RADIOGRAPHIC, SPECT |  | BRACE ROAD-CARDIOLOGY | 1210 Brace Rd | Heart Institute |  | 01/14/2005 |  | 1/14/10 |  |  | NO | YES |  |  |  |  | SIEMENS MEDICAL 10366006 1109 |  |  | Active |  | 00:0D:56:D4:9E:6A |  | Equipment | 6M:00-MFG 3Y:00-MIN | 10/25/2019 | 04/01/2020 | COOPER AMBULATORY OFF-SITES |  |  | Testing 2 |  | Beth Mook
|  | CARESTREAM HEALTH, INC. | DRX EVOLUTION PLUS | RADIOGRAPHIC, X-RAY ROOM |  | RADIOLOGY DIAGNOSTICS | Kelemen |  |  | 12/12/2017 |  | 12/12/24 |  |  | NO | YES |  |  |  |  | CARESTREAM HEALTH, INC. 10732385 010292 |  |  | Active |  | 68:05:CA:66:A3:81 |  | Equipment | 6M:00-MFG | 07/23/2019 | 01/01/2020 | COOPER UNIVERSITY HOSPITAL |  |  | ED-Computer for Plate | 0012678247 | PAULETTE DUCKREY | Performance Verification | Closed | Josh Harris | 01/26/2018 | 01/26/2018 | INCOMING INVENTORY | DEVICE INVENTORIED | 7B631C82-FE58-4136-9DAE-2198CDFB579A | Labor | 01/26/2018 | 01/26/2018 | Josh Harris
|  | CARESTREAM HEALTH, INC. | Q-RAD | RADIOGRAPHIC, X-RAY ROOM | QRAD-18R-03005 | VOORHEES SURGERY CENTER-RADIOLOGY | 900 Centennial Blvd | Suite B |  | 03/05/2019 |  | 3/5/26 |  |  | NO | YES |  |  |  |  | CARESTREAM HEALTH, INC. 11222047 QRAD-18R-03005 |  |  | Active |  | 11:11:11:11:11:11 |  | Equipment | 1Y:00-MFG | 03/05/2019 | 03/05/2019 | COOPER AMBULATORY OFF-SITES |  |  | Suite B - Room 161 | WOT00000002346410 | PAT STIENES | Performance Verification | Closed | Charles Santomero | 03/05/2019 | 03/05/2019 | Performance Verification for CARESTREAM HEALTH, INC. 11222047 QRAD-18R-03005 | Initial Install of Performance Verification. Device is ready for patient use. |  |  | 03/05/2019 | 03/05/2019
|  | CARESTREAM HEALTH, INC. | Q-RAD | RADIOGRAPHIC, X-RAY ROOM |  | KINGS HIGHWAY-RADIOLOGY | 1103 N Kings Hwy |  |  | 11/01/2019 |  | 11/1/26 |  |  | NO | YES |  |  |  |  | CARESTREAM HEALTH, INC. 11222056 |  |  | Active |  | 99:99:99:99:99:99 |  | Equipment | 1Y:00-MFG | 11/01/2019 | 11/01/2019 | COOPER AMBULATORY OFF-SITES |  |  | General X-Ray | WOT00000001733492 | SUZEN SCHAFFER | Repair | Closed | Charles Santomero | 11/01/2019 | 11/01/2019 | Lock on tube keeps getting loose causing alignment issues with wall bucky. | System under warranty. PMI came in and rectified issue. OVP, RTS | EXP2114999 | Labor | 11/01/2019 | 11/01/2019 | Charles Santomero
|  | CARESTREAM HEALTH, INC. | Q-RAD | RADIOGRAPHIC, X-RAY ROOM | QRAD-17R-11011 | ORTHOPEDICS | 525 NJ-73 |  |  | 01/16/2019 |  | 1/16/26 |  |  | NO | YES |  |  |  |  | CARESTREAM HEALTH, INC. 11208111 QRAD-17R-11011 |  |  | Active |  | 11:11:11:11:11:11 |  | Equipment | 1Y:00-MFG | 01/16/2019 | 01/16/2019 | COOPER AMBULATORY OFF-SITES |  |  | Marlton, Rt 73 SUITE 303 EVESHAM COMMONS | WOT00000001989193 | JOAN STEAD | Performance Verification | Closed | Charles Santomero | 01/16/2019 | 01/16/2019 | Performance Verification for CARESTREAM HEALTH, INC. 11208111 QRAD-17R-11011 | Initial Install of Performance Verification. Device is ready for patient use. |  |  | 01/16/2019 | 01/16/2019
|  | DEL MEDICAL | CMP 200 | RADIOGRAPHIC, X-RAY ROOM | BFA551-0714 | CINNAMINSON URGENT CARE | 195 US-130 |  |  | 08/01/2014 |  | 8/1/21 |  |  | NO | YES |  |  |  |  | COMMUNICATIONS AND POWER INDUSTRIES (CPI 10365760 BFA551-0714 |  |  | Active |  | 99:99:99:99:99:99 |  | Equipment | 6M:00-MIN 1Y:00-MFG 5Y:00-RPLC | 06/28/2019 | 12/01/2019 | COOPER AMBULATORY OFF-SITES |  |  | X-RAY |  | MELISSA PORTOBANCO
|  | DEL MEDICAL | CMP 200 | RADIOGRAPHIC, X-RAY ROOM | J0108623M14 | CHERRY HILL URGENT CARE | 2001 Route 70 East |  |  | 10/30/2019 |  | 10/30/26 |  |  | NO | YES |  |  |  |  | DEL MEDICAL 30143177 J0108623M14 |  |  | Active |  | 99:99:99:99:99:99 |  | Equipment | 6M:00-MFG 1Y:00-MIN 3Y:00-RPLC | 10/30/2019 | 10/30/2019 | COOPER AMBULATORY OFF-SITES |  |  | 6 MONTH PM |  | MELISSA PORTOBANCO |  |  |  | 10/30/2019 | 10/30/2019 |  |  |  |  | 10/30/2019 | 10/30/2019
|  | DEL MEDICAL | CMP 200 | RADIOGRAPHIC, X-RAY ROOM | J0106236E13 | 401 KINGS HIGHWAY - ORTHOPEDICS | 401 Kings Hwy South |  |  | 08/27/2013 |  | 8/27/20 |  |  | NO | YES |  |  |  |  | COMMUNICATIONS AND POWER INDUSTRIES (CPI 10346102 J0106236E13 |  |  | Active |  | 99:99:99:99:99:99 |  | Equipment | 6M:00-MIN 1Y:00-MFG 5Y:00-RPLC | 05/29/2019 | 05/01/2020 | COOPER AMBULATORY OFF-SITES |  |  | XRAY- 401 Kings Hwy South |  | HELEN BOYLE
|  | DEL MEDICAL | INDICO 100 | RADIOGRAPHIC, X-RAY ROOM | 7135-07 | VOORHEES ORTHOPEDICS | 901 Centennial Blvd | Building 1 |  | 05/19/2004 |  | 5/19/11 |  |  | NO | YES |  |  |  |  | DEL MEDICAL 10356928 7135-07 |  |  | Active |  | 99:99:99:99:99:99 |  | Equipment | 6M:00-MFG 1Y:00-MIN 5Y:00-BAT | 08/29/2019 | 02/01/2020 | COOPER AMBULATORY OFF-SITES |  |  | BDLG 2 SUITE 203 RADIOLOGY |  | CAROL STRANTON
|  | SHIMADZU MEDICAL SYSTEMS | RADSPEED UD150B-40 | RADIOGRAPHIC, X-RAY ROOM | 7135-13 | 3 COOPER-RADIOLOGY | 3 Cooper |  |  | 09/14/2016 |  | 9/14/23 |  |  | NO | YES |  |  |  |  | SHIMADZU MEDICAL SYSTEMS 10505030 7135-13 |  |  | Active |  | 99:99:99:99:99:99 |  | Equipment | 6M:00-MFG 2Y:00-RPLC | 09/27/2019 | 03/01/2020 | COOPER AMBULATORY OFF-SITES |  |  | Newest room, Rm E | 0011227970 | JUDY ADIRZONE | Preventative Maintenance | Closed | Bonnie Aichroth | 02/21/2017 | 02/21/2017 | PERFORMANCE ASSURANCE AT INVENTORY | INVENTORIED DEVICE AND ENSURED DEVICE WAS FUNCTIONING PROPERLY. | 000BFC85-3F86-4876-8B15-E34D5EBAB9F0 | Labor | 02/09/2017 | 02/09/2017 | Charles Santomero
|  | SHIMADZU MEDICAL SYSTEMS | RADSPEED UD150B-40 | RADIOGRAPHIC, X-RAY ROOM | 0164M46705 | 3 COOPER-RADIOLOGY | 3 Cooper |  |  | 04/19/2006 |  | 4/19/13 |  |  | NO | YES |  |  |  |  | SHIMADZU MEDICAL SYSTEMS 10347649 0164M46705 |  |  | Active |  | 99:99:99:99:99:99 |  | Equipment | 6M:00-MFG 2Y:00-RPLC | 09/27/2019 | 03/01/2020 | COOPER AMBULATORY OFF-SITES |  |  | Old ED, Rm D |  | JUDY ADIRZONE
|  | SHIMADZU MEDICAL SYSTEMS | RADSPEED UD150B-40 | RADIOGRAPHIC, X-RAY ROOM | 502-23588 | 3 COOPER-RADIOLOGY | 3 Cooper |  |  | 11/01/2007 |  | 11/1/14 |  |  | NO | YES |  |  |  |  | SHIMADZU MEDICAL SYSTEMS 10347636 502-23588 |  |  | Active |  | 99:99:99:99:99:99 |  | Equipment | 6M:00-MFG 2Y:00-RPLC | 09/27/2019 | 03/01/2020 | COOPER AMBULATORY OFF-SITES |  |  | Original RadSpeed, Rm C |  | JUDY ADIRZONE
|  | SUMMIT INDUSTRIES | AMRAD AC300 | RADIOGRAPHIC, X-RAY ROOM | J0106437G13 | AUDUBON URGENT CARE | 318 S White Horse Pike |  |  | 08/27/2013 |  | 8/27/20 |  |  | NO | YES |  |  |  |  | SUMMIT INDUSTRIES 10365747 J0106437G13 |  |  | Active |  | 99:99:99:99:99:99 |  | Equipment | 1Y:00-MFG | 11/01/2019 | 11/01/2020 | COOPER AMBULATORY OFF-SITES |  |  | X-Ray Generator-Rm 109 |  | MELISSA PORTOBANCO
|  | CARESTREAM HEALTH, INC. | DRX-REVOLUTION | RADIOGRAPHIC, X-RAY, PORTABLE |  | TRAUMA ADMIT | Kelemen |  |  | 05/30/2017 |  | 5/30/24 |  |  | NO | YES |  |  |  |  | CARESTREAM HEALTH, INC. 10505048 2724 |  |  | Active |  | 00:0B:AB:CC:61:1A |  | Equipment | 1Y:00-MFG | 02/22/2019 | 02/01/2020 | COOPER UNIVERSITY HOSPITAL |  |  | Trauma Admit, Site 8192 | 0011866012 | Diane Floyd | Preventative Maintenance | Closed | Bonnie Aichroth | 06/30/2017 | 06/30/2017 | PERFORMANCE ASSURANCE AT INVENTORY | INVENTORIED DEVICE AND ENSURED DEVICE WAS FUNCTIONING PROPERLY. | EF22F148-01FC-4AB2-9D2F-4595706B84EB | Labor | 05/30/2017 | 05/30/2017 | Charles Santomero
|  | CARESTREAM HEALTH, INC. | DRX-REVOLUTION | RADIOGRAPHIC, X-RAY, PORTABLE |  |  | Kelemen | Basement | [6 empty] | NO | YES | Serial Number 7013
|  | GE HEALTHCARE | AMX 4 | RADIOGRAPHIC, X-RAY, PORTABLE | NOT KNOWN | CHERRY HILL BONE AND JOINT | 1878 Marlton Pike East |  |  | 08/04/2017 |  | 8/4/24 |  |  | NO | YES |  |  |  |  | GE MEDICAL SYSTEMS 10732389 NOT KNOWN |  |  | Active | 10732389, TL10732389, TAMX4+/UNKNOWN | 99:99:99:99:99:99 |  | Equipment | 1Y:00-MFG | 01/31/2019 | 01/01/2020 | COOPER AMBULATORY OFF-SITES |  |  | 1878 Rt 70- Suite 5 | WOT00000000899858 | CASSANDRA RIVERA | Performance Verification | Closed | Charles Santomero | 05/03/2018 | 06/06/2019 | Performance Verification for GE MEDICAL SYSTEMS 10732389 974292WK5 | Initial Install of Performance Verification. Device is ready for patient use.
|  | GE HEALTHCARE | AMX 4 | RADIOGRAPHIC, X-RAY, PORTABLE | 979522WKO | VOORHEES SURGERY CENTER-OPERATING ROOM | 900 Centennial Blvd | Suite E |  | 05/08/2003 |  | 5/8/10 |  |  | NO | YES |  |  |  |  | GE MEDICAL SYSTEMS 10346014 979522WKO |  |  | Active |  | 99:99:99:99:99:99 |  | Equipment | 6M:00-MIN 1Y:00-MFG 3Y:00-RPLC | 10/29/2019 | 04/01/2020 | COOPER AMBULATORY OFF-SITES |  |  | NURSES STATION |  | JENNIFER BOMBARO
|  | GE HEALTHCARE | OPTIMA XR220AMX | RADIOGRAPHIC, X-RAY, PORTABLE, DIGITAL | SB2201600057WK |  | Kelemen | BASEMENT | [6 empty] | NO | YES
|  | SHIMADZU MEDICAL SYSTEMS | MOBILEDART EVOLUTION | RADIOGRAPHIC, X-RAY, PORTABLE, DIGITAL | 41F41DD87003 | RADIOLOGY DIAGNOSTICS | Kelemen | BASEMENT |  | 10/29/2019 |  | 10/29/26 |  |  | NO | YES |  |  |  |  | SHIMADZU MEDICAL SYSTEMS 11208088 41F41DD87003 |  |  | Active |  | 78:D2:94:B3:09:27 |  | Equipment | 1Y:00-MFG | 10/29/2019 | 10/29/2019 | COOPER UNIVERSITY HOSPITAL |  |  | DP8 | WOT00000001840266 | PAULETTE DUCKREY | Performance Verification | Closed | Charles Santomero | 10/29/2019 | 10/29/2019 | Performance Verification for SHIMADZU MEDICAL SYSTEMS 11208088 41F41DD87003 | Initial Install of Performance Verification. Device is ready for patient use. |  |  | 10/29/2019 | 10/29/2019
|  | SHIMADZU MEDICAL SYSTEMS | MOBILEDART EVOLUTION | RADIOGRAPHIC, X-RAY, PORTABLE, DIGITAL | 0162S65310 | RADIOLOGY DIAGNOSTICS | Kelemen |  |  | 02/18/2009 |  | 2/18/16 |  |  | NO | YES |  |  |  |  | SHIMADZU MEDICAL SYSTEMS 10368711 0162S65310 |  |  | Active |  | 00:C0:CA:32:B7:EB |  | Equipment | 6M:00-MFG 1Y:00-MIN | 07/24/2019 | 01/01/2020 | COOPER UNIVERSITY HOSPITAL |  |  | DP3 |  | PAULETTE DUCKREY
|  | SHIMADZU MEDICAL SYSTEMS | MOBILEDART EVOLUTION | RADIOGRAPHIC, X-RAY, PORTABLE, DIGITAL | 0162S65308 | RADIOLOGY DIAGNOSTICS | Kelemen | BASEMENT |  | 02/18/2009 |  | 2/18/16 |  |  | NO | YES |  |  |  |  | SHIMADZU MEDICAL SYSTEMS 10368631 0162S65308 |  |  | Active |  | 00:C0:CA:32:BC:DD |  | Equipment | 6M:00-MFG 1Y:00-MIN | 07/24/2019 | 01/01/2020 | COOPER UNIVERSITY HOSPITAL |  |  | DP2 |  | PAULETTE DUCKREY
|  | SHIMADZU MEDICAL SYSTEMS | MOBILEDART EVOLUTION | RADIOGRAPHIC, X-RAY, PORTABLE, DIGITAL | 410001B41003 | RADIOLOGY DIAGNOSTICS | Kelemen | BASEMENT |  | 04/30/2014 |  | 4/30/21 |  |  | NO | YES |  |  |  |  | SHIMADZU MEDICAL SYSTEMS 10368630 410001B41003 |  |  | Active |  | 00:C0:CA:32:C0:4A |  | Equipment | 6M:00-MFG 1Y:00-MIN | 07/24/2019 | 01/01/2020 | COOPER UNIVERSITY HOSPITAL |  |  | DP6 |  | PAULETTE DUCKREY
|  | SHIMADZU MEDICAL SYSTEMS | MOBILEDART EVOLUTION | RADIOGRAPHIC, X-RAY, PORTABLE, DIGITAL | 410001B13018 | RADIOLOGY DIAGNOSTICS | Kelemen |  |  | 02/18/2011 |  | 2/18/18 |  |  | NO | YES |  |  |  |  | SHIMADZU MEDICAL SYSTEMS 10346360 410001B13018 |  |  | Active |  | 00:80:17:6D:01:E7 |  | Equipment | 6M:00-MFG 1Y:00-MIN | 07/24/2019 | 01/01/2020 | COOPER UNIVERSITY HOSPITAL |  |  | DP4 |  | PAULETTE DUCKREY
|  | HOLOGIC, INC. | HORIZON - W | RADIOPGAPHIC, BONE DENSITOMETER | 301262M | KINGS HIGHWAY-RADIOLOGY | 1103 N Kings Hwy |  |  | 04/16/2019 |  | 4/16/24 |  |  | NO | YES |  |  |  |  | HOLOGIC, INC. 11222037 301262M |  |  | Active |  | C8:D3:FF:C0:4A:CE |  | Equipment | 1Y:00-MFG | 04/16/2019 | 04/16/2019 | COOPER AMBULATORY OFF-SITES |  |  | K. Hwy Rm 106 | WOT00000001038329 | SUZEN SCHAFFER | Repair | Closed | Charles Santomero | 04/16/2019 | 04/16/2019 | DEXA machine; query retrieving old exams not working, can't retrieve baseline studies, not printing comments on reports, unit turning off by itself. | 6-13: THIS NEW UNIT IS UNDER WARRANTY. OPENED A SERVICE CALL WITH HOLOGIC AND RECEIVED A CALL FROM FSE. HE SAYS HE WILL BE ON SITE THE FOLLOWING DAY, 6-14. Hologic engineer Tom Avellino was on site June 14th. He resolved the issues and also provided some additional education on how to use the system. Requested service report. Will attach when received. | EXP0779372 | Labor | 04/16/2019 | 04/16/2019 | Charles Santomero
|  | HOLOGIC, INC. | HORIZON - W | RADIOPGAPHIC, BONE DENSITOMETER | 301128M | RIPPA CENTER-OB/GYN | 6100 Main St |  |  | 04/20/2018 |  | 4/20/23 |  |  | NO | YES |  |  |  |  | HOLOGIC, INC. 10732380 301128M |  |  | Active |  | C8:D3:FF:C0:4A:74 |  | Equipment | 1Y:00-MFG | 04/16/2019 | 03/01/2020 | COOPER AMBULATORY OFF-SITES |  |  | DEXA | WOT00000001043171 | PATRICIA HUFF | Performance Verification | Closed | Charles Santomero | 06/13/2018 | 06/12/2019 | Performance Verification for HOLOGIC, INC. 10732380 301128M | Initial Install of Performance Verification. Device is ready for patient use.
|  | ABBOTT LABORATORIES | M2000SP | REAL TIME SYSTEM |  | LAB MICROBIOLOGY | Pavilion | BASEMENT |  | 08/05/2013 |  |  |  |  | NO | YES |  |  |  |  | ABBOTT LABORATORIES 10367981 275021676 |  |  | Active |  | 99:99:99:99:99:99 |  | Equipment | 1Y:00-MFG | 11/01/2019 | 11/01/2020 | COOPER UNIVERSITY HOSPITAL |  |  | MICROBIOLOGY |  | COURTNEY BARRY
|  | ABBOTT LABORATORIES | M2000SP | REAL TIME SYSTEM |  | LAB MICROBIOLOGY | Pavilion | BASEMENT |  | 08/09/2013 |  |  |  |  | NO | YES |  |  |  |  | ABBOTT LABORATORIES 10367975 10720 |  |  | Active |  | 99:99:99:99:99:99 |  | Equipment | 1Y:00-MFG | 11/01/2019 | 11/01/2020 | COOPER UNIVERSITY HOSPITAL |  |  | MICROBIOLOGY P014G |  | COURTNEY BARRY
|  | GE HEALTHCARE | E-REC-OO | RECORDER, CHART |  |  | 900 Centennial Blvd | Suite E | [6 empty] | NO | YES
|  | GE HEALTHCARE | PRN 50 | RECORDER, CHART | Rpv14246236ga |  | Kelemen | [7 empty] | NO | YES
|  | GE HEALTHCARE | PRN 50 | RECORDER, CHART | RPV07039775GA | EMERGENCY ROOM | Kelemen | HP |  | 05/01/2007 |  | 5/1/12 |  |  | NO | YES |  |  |  |  | GE MEDICAL SYSTEMS 10368783 RPV07039775GA |  |  | Active |  | 99:99:99:99:99:99 |  | Equipment | PAAR:00-PVAR | 11/01/2019 |  | COOPER UNIVERSITY HOSPITAL |  |  | ER NURSE STATION | WOT00000000533324 | KAREN GRUBER | Disposition | Closed | Richard Jolly | 02/08/2018 | 05/17/2019 | Bulk Disposition CNL
|  | GE HEALTHCARE | PRN 50 | RECORDER, CHART | RPV04260122GA | EMERGENCY ROOM | Kelemen |  |  | 09/17/2004 |  | 9/17/09 |  |  | NO | YES |  |  |  |  | GE MEDICAL SYSTEMS 10368140 RPV04260122GA |  |  | Active |  | 99:99:99:99:99:99 |  | Equipment | PAAR:00-PVAR | 11/02/2019 |  | COOPER UNIVERSITY HOSPITAL |  |  | PEDS ER NURSE STATION | WOT00000000533312 | KAREN GRUBER | Disposition | Closed | Richard Jolly | 02/08/2018 | 05/21/2019 | Bulk Disposition CNL
|  | GE HEALTHCARE | PRN 50 | RECORDER, CHART | RPV07039795GA |  | Kelemen |  |  | 04/24/2007 |  | 4/24/12 |  |  | NO | YES |  |  |  |  | GE MEDICAL SYSTEMS 10365428 RPV07039795GA |  |  | Active |  | 99:99:99:99:99:99 | [5 empty] | COOPER UNIVERSITY HOSPITAL |  |  | ED TRUMA ROOMS | WOT00000000533327 |  | Disposition | Closed | Richard Jolly | 02/08/2018 | 05/22/2019 | Bulk Disposition CNL
|  | GE Healthcare | PRN 50 | RECORDER, CHART | RPV07039758GA |  | Kelemen |  |  | 04/30/2007 |  | 4/30/12 |  |  | NO | YES |  |  |  |  | GE MEDICAL SYSTEMS 10364987 RPV07039758GA |  |  | Active |  | 99:99:99:99:99:99 | [5 empty] | COOPER UNIVERSITY HOSPITAL |  |  | BIOMED | WOT00000002204633 |  | Disposition | Closed | Michael Youch | 02/14/2019 | 05/17/2019 | Bulk Disposition CNL
|  | GE HEALTHCARE | PRN 50 | RECORDER, CHART | RPV07019648GA |  | Kelemen |  |  | 02/13/2007 |  | 2/13/12 |  |  | NO | YES |  |  |  |  | GE MEDICAL SYSTEMS 10364980 RPV07019648GA |  |  | Active |  | 99:99:99:99:99:99 | [5 empty] | COOPER UNIVERSITY HOSPITAL |  |  | peds 7 | WOT00000000533321 |  | Disposition | Closed | Gene Amodei | 02/08/2018 | 05/24/2019 | Bulk Disposition CNL
|  | GE HEALTHCARE | PRN 50 | RECORDER, CHART | NOT KNOWN | KELEMEN 8 PCU | Kelemen |  |  | 01/01/1900 |  |  |  |  | NO | YES |  |  |  |  | GE MEDICAL SYSTEMS 10355568 NOT KNOWN |  |  | Active |  | 99:99:99:99:99:99 |  | Equipment | PAAR:00-PVAR | 11/02/2019 |  | COOPER UNIVERSITY HOSPITAL |  |  | Biomed | WOT00000002202169 | BYRON WELLS | Disposition | Closed | Michael Youch | 02/14/2019 | 05/17/2019 | Bulk Disposition CNL
|  | GE Healthcare | PRN 50 | RECORDER, CHART | RPV07039772GA |  | Kelemen |  |  | 01/01/1900 |  |  |  |  | NO | YES |  |  |  |  | GE MEDICAL SYSTEMS 10355567 RPV07039772GA |  |  | Active |  | 99:99:99:99:99:99 | [5 empty] | COOPER UNIVERSITY HOSPITAL |  |  | PCU/8N MONITOR RM | WOT00000000659536 |  | Repair | Closed | Salvatore Bombara | 03/16/2018 | 10/28/2018 | Rubber wheel for paper to come out is deteriorated and paper is sticking to wheel |  | EXP0300217 | Parts |  |  | Salvatore Bombara
|  | GE HEALTHCARE | PRN 50 | RECORDER, CHART | RPV04260164GA |  | Kelemen |  |  | 09/17/2004 |  | 9/17/09 |  |  | NO | YES |  |  |  |  | GE MEDICAL SYSTEMS 10355557 RPV04260164GA |  |  | Active |  | 99:99:99:99:99:99 | [5 empty] | COOPER UNIVERSITY HOSPITAL |  |  | PCU/8N MONITOR RM
|  | GE HEALTHCARE | PRN 50 | RECORDER, CHART | K0PV6708G |  | Kelemen |  |  | 11/01/2000 |  | 11/1/05 |  |  | NO | YES |  |  |  |  | GE MEDICAL SYSTEMS 10355554 K0PV6708G |  |  | Active |  | 99:99:99:99:99:99 | [5 empty] | COOPER UNIVERSITY HOSPITAL |  |  | PCU/8N MONITOR RM | WOT00000002202136 |  | Disposition | Closed | Michael Youch | 02/14/2019 | 05/17/2019 | Bulk Disposition CNL
|  | GE HEALTHCARE | PRN 50-M | RECORDER, CHART | rpv10151895ga |  | Kelemen | [7 empty] | NO | YES
|  | GE HEALTHCARE | PRN 50-M | RECORDER, CHART | Rpv09390507ga |  | Kelemen | [7 empty] | NO | YES
|  | GE HEALTHCARE | PRN 50-M | RECORDER, CHART | RPV12178838GA |  | Kelemen | [7 empty] | NO | YES
|  | GE HEALTHCARE | PRN 50-M | RECORDER, CHART | Rpv11166070ga |  | Kelemen | [7 empty] | NO | YES
|  | GE HEALTHCARE | PRN 50-M | RECORDER, CHART | RPV11176178GA |  | Kelemen |  |  | 03/21/2011 |  | 3/21/16 |  |  | NO | YES |  |  |  |  | GE MEDICAL SYSTEMS 10369381 RPV11176178GA |  |  | Active |  | 99:99:99:99:99:99 | [5 empty] | COOPER UNIVERSITY HOSPITAL |  |  | k1. er
|  | GE HEALTHCARE | PRN 50-M | RECORDER, CHART | RPV10453641GA |  | Kelemen | Basement |  | 09/09/2010 |  | 9/9/15 |  |  | NO | YES |  |  |  |  | GE MEDICAL SYSTEMS 10368708 RPV10453641GA |  |  | Active |  | 99:99:99:99:99:99 | [5 empty] | COOPER UNIVERSITY HOSPITAL |  |  | B6 - Holding | WOT00000000533345 |  | Disposition | Closed | Charles Santomero | 02/08/2018 | 05/13/2019 | Bulk Disposition CNL
|  | GE HEALTHCARE | PRN 50-M | RECORDER, CHART | RPV07039796GA |  | Kelemen |  |  | 04/24/2007 |  | 4/24/12 |  |  | NO | YES |  |  |  |  | GE MEDICAL SYSTEMS 10368199 RPV07039796GA |  |  | Active |  | 99:99:99:99:99:99 | [5 empty] | COOPER UNIVERSITY HOSPITAL |  |  | TAA3 | WOT00000000533328 |  | Disposition | Closed | Richard Jolly | 02/08/2018 | 05/22/2019 | Bulk Disposition CNL
|  | GE HEALTHCARE | PRN 50-M | RECORDER, CHART | RPV07039776GA |  | Kelemen |  |  | 04/24/2007 |  | 4/24/12 |  |  | NO | YES |  |  |  |  | GE MEDICAL SYSTEMS 10368183 RPV07039776GA |  |  | Active |  | 99:99:99:99:99:99 | [5 empty] | COOPER UNIVERSITY HOSPITAL |  |  | PED TRAUMA RM | WOT00000000533325 |  | Disposition | Closed | Richard Jolly | 02/08/2018 | 05/22/2019 | Bulk Disposition CNL
|  | GE HEALTHCARE | PRN 50-M | RECORDER, CHART | RPV07039756GA |  | Kelemen | BASEMENT |  | 04/30/2007 |  | 4/30/12 |  |  | NO | YES |  |  |  |  | GE MEDICAL SYSTEMS 10368097 RPV07039756GA |  |  | Active |  | 99:99:99:99:99:99 | [5 empty] | COOPER UNIVERSITY HOSPITAL |  |  | TICU-NURSE STATION | WOT00000000533322 |  | Disposition | Closed | Richard Jolly | 02/08/2018 | 05/24/2019 | Bulk Disposition CNL
|  | GE HEALTHCARE | PRN 50-M | RECORDER, CHART | rpv12389643ga | ANGIOGRAPHY | Pavilion |  |  | 01/01/1900 |  |  |  |  | NO | YES |  |  |  |  | GE MEDICAL SYSTEMS 10367815 rpv12389643ga |  |  | Disposition |  | 99:99:99:99:99:99 |  | Equipment | PAAR:00-PVAR | 11/02/2019 |  | COOPER UNIVERSITY HOSPITAL |  |  | ? | WOT00000002200540 | PAULETTE DUCKREY | Disposition | Closed | Stephen Zubrzycki | 02/14/2019 | 05/24/2019 | Bulk Disposition CNL | CNL for 2 years in a row. Checked my depts and Angio. Dispositioning unit. | EXP3004534 | Labor | 05/24/2019 | 05/24/2019 | Stephen Zubrzycki
|  | GE HEALTHCARE | PRN 50-M | RECORDER, CHART | RPV07029714GA |  | Kelemen |  |  | 04/30/2007 |  | 4/30/12 |  |  | NO | YES |  |  |  |  | GE MEDICAL SYSTEMS 10367271 RPV07029714GA |  |  | Active |  | 99:99:99:99:99:99 | [5 empty] | COOPER UNIVERSITY HOSPITAL |  |  | ccu NURSE'S STATION | 0012123109 |  | Repair | Closed | Michael Youch | 08/30/2017 | 09/08/2017 | EKG STRIP PRINTER - BROKEN - PLEASE SEE ASAP - CCU NURSES STATION |  | 9B31AA92-D0C0-4576-B05C-5A67A091CAAB | Parts | 01/01/1900 | 01/01/1900 | Michael Youch
|  | GE Healthcare | PRN 50-M | RECORDER, CHART | RPV07039777GA |  | Kelemen |  |  | 05/01/2007 |  | 5/1/12 |  |  | NO | YES |  |  |  |  | GE MEDICAL SYSTEMS 10366527 RPV07039777GA |  |  | Active |  | 99:99:99:99:99:99 | [5 empty] | COOPER UNIVERSITY HOSPITAL |  |  | Biomed | WOT00000000533326 |  | Disposition | Closed | Michael Youch | 02/08/2018 | 05/14/2019 | Bulk Disposition CNL
|  | GE HEALTHCARE | PRN 50-M | RECORDER, CHART | RPV1117676GA |  | Kelemen |  |  | 04/04/2011 |  | 4/4/16 |  |  | NO | YES |  |  |  |  | GE MEDICAL SYSTEMS 10366385 RPV1117676GA |  |  | Active |  | 99:99:99:99:99:99 | [5 empty] | COOPER UNIVERSITY HOSPITAL |  |  | NURSE STATION | WOT00000000533349 |  | Disposition | Closed | Richard Jolly | 02/08/2018 | 05/21/2019 | Bulk Disposition CNL
|  | GE HEALTHCARE | PRN 50-M | RECORDER, CHART | RPV07039773GA |  | Pavilion |  |  | 04/24/2007 |  | 4/24/12 |  |  | NO | YES |  |  |  |  | GE MEDICAL SYSTEMS 10365130 RPV07039773GA |  |  | Active |  | 99:99:99:99:99:99 | [5 empty] | COOPER UNIVERSITY HOSPITAL |  |  | ICU
|  | GE HEALTHCARE | PRN 50-M | RECORDER, CHART | K3PV7469G |  | Kelemen |  |  | 11/01/2005 |  | 11/1/10 |  |  | NO | YES |  |  |  |  | GE MEDICAL SYSTEMS 10364989 K3PV7469G |  |  | Active |  | 99:99:99:99:99:99 | [5 empty] | COOPER UNIVERSITY HOSPITAL |  |  | pcu/8n monitor room | WOT00000002204637 |  | Disposition | Closed | Michael Youch | 02/14/2019 | 05/17/2019 | Bulk Disposition CNL
|  | GE Healthcare | PRN 50-M | RECORDER, CHART | RPN08377208GA |  | Kelemen |  |  | 01/08/2009 |  | 1/8/14 |  |  | NO | YES |  |  |  |  | GE MEDICAL SYSTEMS 10364986 RPN08377208GA |  |  | Active |  | 99:99:99:99:99:99 | [5 empty] | COOPER UNIVERSITY HOSPITAL |  |  | Biomed | WOT00000000533311 |  | Disposition | Closed | Gene Amodei | 02/08/2018 | 05/14/2019 | Bulk Disposition CNL
|  | GE HEALTHCARE | PRN 50-M | RECORDER, CHART | RPV06489244GA |  | Kelemen | [7 empty] | NO | YES
|  | GE Healthcare | PRN 50-M | RECORDER, CHART | rpv09410610ga |  | Kelemen |  |  | 01/01/1900 |  |  |  |  | NO | YES |  |  |  |  | GE MEDICAL SYSTEMS 10360477 rpv09410610ga |  |  | Active |  | 99:99:99:99:99:99 | [5 empty] | COOPER UNIVERSITY HOSPITAL |  |  | Biomed | WOT00000000533340 |  | Disposition | Closed | Gene Amodei | 02/08/2018 | 05/14/2019 | Bulk Disposition CNL
|  | GE HEALTHCARE | PRN 50-M | RECORDER, CHART | RPV14245918GA | PAVILION 8 | Pavilion |  |  | 03/06/2014 |  | 3/6/19 |  |  | NO | YES |  |  |  |  | GE MEDICAL SYSTEMS 10356639 RPV14245918GA |  |  | Active |  | 99:99:99:99:99:99 |  | Equipment | PAAR:00-PVAR | 11/02/2019 |  | COOPER UNIVERSITY HOSPITAL |  |  | 8 PAVILION CENTRAL | WOT00000002203540 | BRIAN OSHAUGHNESSY | Disposition | Closed | Gene Amodei | 02/14/2019 | 05/17/2019 | Bulk Disposition CNL
|  | GE HEALTHCARE | PRN 50-M | RECORDER, CHART | RPV114235889GA |  | Kelemen |  |  | 03/06/2014 |  | 3/6/19 |  |  | NO | YES |  |  |  |  | GE MEDICAL SYSTEMS 10356568 RPV114235889GA |  |  | Active |  | 99:99:99:99:99:99 | [5 empty] | COOPER UNIVERSITY HOSPITAL |  |  | NURSES' STATION 970 | WOT00000000547949 |  | Repair | Closed | Michael Youch | 02/15/2018 | 10/19/2018 | Doesn't print |  | EXP0205297 | Parts |  |  | Michael Youch
|  | GE HEALTHCARE | PRN 50-M | RECORDER, CHART | RPV11186380GA |  | Kelemen |  |  | 05/11/2011 |  | 5/11/16 |  |  | NO | YES |  |  |  |  | GE MEDICAL SYSTEMS 10356485 RPV11186380GA |  |  | Active |  | 99:99:99:99:99:99 | [5 empty] | COOPER UNIVERSITY HOSPITAL |  |  | CCL - Nurses Station
|  | GE HEALTHCARE | PRN 50-M | RECORDER, CHART | RPU14246178GA |  | Kelemen |  |  | 04/22/2014 |  | 4/22/19 |  |  | NO | YES |  |  |  |  | GE MEDICAL SYSTEMS 10356250 RPU14246178GA |  |  | Active |  | 99:99:99:99:99:99 |  | Equipment | PAAR:00-PVAR | 11/02/2019 |  | COOPER UNIVERSITY HOSPITAL |  |  | HOLDING/ NURSE STATION | WOT00000002202913 | DOMINIC VENDETTA | Disposition | Closed | Salvatore Bombara | 02/14/2019 | 05/17/2019 | Bulk Disposition CNL
|  | GE HEALTHCARE | PRN 50-M | RECORDER, CHART | RPV08336855GA |  | Kelemen |  |  | 11/03/2008 |  | 11/3/13 |  |  | NO | YES |  |  |  |  | GE MEDICAL SYSTEMS 10356239 RPV08336855GA |  |  | Active |  | 99:99:99:99:99:99 |  | Equipment | PAAR:00-PVAR | 11/02/2019 |  | COOPER UNIVERSITY HOSPITAL |  |  | PAVILION 3RD/ NURSE STATION | WOT00000000533331 | FRANK OBRIEN | Disposition | Closed | Richard Jolly | 02/08/2018 | 05/21/2019 | Bulk Disposition CNL
|  | GE HEALTHCARE | PRN 50-M | RECORDER, CHART | RPV06489217GA |  | Kelemen |  |  | 04/30/2007 |  | 4/30/12 |  |  | NO | YES |  |  |  |  | GE MEDICAL SYSTEMS 10355610 RPV06489217GA |  |  | Active |  | 99:99:99:99:99:99 | [5 empty] | COOPER UNIVERSITY HOSPITAL |  |  | NURSE STATION BEDS 7 AND 8 | WOT00000000533320 |  | Disposition | Closed | Richard Jolly | 02/08/2018 | 05/13/2019 | Bulk Disposition CNL
|  | GE HEALTHCARE | PRN 50-M | RECORDER, CHART | K3PV7491G |  | Kelemen |  |  | 11/01/2005 |  | 11/1/10 |  |  | NO | YES |  |  |  |  | GE MEDICAL SYSTEMS 10355556 K3PV7491G |  |  | Active |  | 99:99:99:99:99:99 | [5 empty] | COOPER UNIVERSITY HOSPITAL |  |  | PCU/8N MONITOR RM
|  | GE Healthcare | PRN 50-M | RECORDER, CHART | RPV07029715GA |  | Kelemen |  |  | 11/01/2005 |  | 11/1/10 |  |  | NO | YES |  |  |  |  | GE MEDICAL SYSTEMS 10355553 RPV07029715GA |  |  | Active |  | 99:99:99:99:99:99 | [5 empty] | COOPER UNIVERSITY HOSPITAL |  |  | PCU/8N MONITOR RM | WOT00000002003294 |  | Repair | Closed | Stephen Zubrzycki | 01/22/2019 | 06/05/2019 | Not printing out strips |  | EXP2151433 | Parts |  |  | Stephen Zubrzycki
|  | GE HEALTHCARE | PRN 50-M | RECORDER, CHART | C2PV2241G |  | Kelemen |  |  | 11/01/2000 |  | 11/1/05 |  |  | NO | YES |  |  |  |  | GE MEDICAL SYSTEMS 10355552 C2PV2241G |  |  | Active |  | 99:99:99:99:99:99 | [5 empty] | COOPER UNIVERSITY HOSPITAL |  |  | PCU/8N MONITOR RM | WOT00000002023595 |  | Repair | Closed | Stephen Zubrzycki | 01/28/2019 | 06/05/2019 | Printer doesn't work |  | EXP2152880 | Labor | 01/28/2019 | 01/28/2019 | Stephen Zubrzycki
|  | GE HEALTHCARE | PRN 50-M | RECORDER, CHART | RPV13181964GA | ANESTHESIOLOGY | Pavilion |  |  | 03/29/2013 |  | 3/29/18 |  |  | NO | YES |  |  |  |  | GE MEDICAL SYSTEMS 10355499 RPV13181964GA |  |  | Active |  | 99:99:99:99:99:99 |  | Equipment | PAAR:00-PVAR | 11/02/2019 |  | COOPER UNIVERSITY HOSPITAL |  |  | OR 9 | WOT00000002202094 | GIACINTA ROUPAS | Disposition | Closed | Salvatore Bombara | 02/14/2019 | 05/19/2019 | Bulk Disposition CNL
|  | GE Healthcare | PRN 50-M | RECORDER, CHART | RPV09390524GA |  | Pavilion |  |  | 05/26/2009 |  | 5/26/14 |  |  | NO | YES |  |  |  |  | GE MEDICAL SYSTEMS 10355298 RPV09390524GA |  |  | Active |  | 99:99:99:99:99:99 | [5 empty] | COOPER UNIVERSITY HOSPITAL |  |  | Pav 6
|  | GE HEALTHCARE | PRN 50-M | RECORDER, CHART | RPV07029713GA | INTENSIVE CARE UNIT | Pavilion |  |  | 04/30/2007 |  | 4/30/12 |  |  | NO | YES |  |  |  |  | GE MEDICAL SYSTEMS 10349448 RPV07029713GA |  |  | Active |  | 99:99:99:99:99:99 |  | Equipment | PAAR:00-PVAR | 10/31/2019 |  | COOPER UNIVERSITY HOSPITAL |  |  |  |  | CAROLYN RUMELL
|  | GE HEALTHCARE | PRN 50-M | RECORDER, CHART | K3PV7483G | EMERGENCY ROOM | Kelemen |  |  | 11/02/2019 |  | 11/2/24 |  |  | NO | YES |  |  |  |  | GE MEDICAL SYSTEMS 30143116 K3PV7483G |  |  | Active |  | 99:99:99:99:99:99 |  | Equipment | PAAR:00-PVAR | 11/02/2019 | 11/02/2019 | COOPER UNIVERSITY HOSPITAL |  |  | EMERGENCY ROOM | WOT00000000527196 | KAREN GRUBER | Disposition | Closed | Richard Jolly | 11/02/2019 | 11/02/2019 | Bulk Disposition CNL |  |  |  | 11/02/2019 | 11/02/2019
|  | GE HEALTHCARE | PRN 50-M | RECORDER, CHART | B4PV8703G | VOORHEES SURGERY CENTER-OPERATING ROOM | 900 Centennial Blvd | Suite E |  | 05/08/2013 |  | 5/8/18 |  |  | NO | YES |  |  |  |  | GE MEDICAL SYSTEMS 10345425 B4PV8703G |  |  | Active |  | 99:99:99:99:99:99 |  | Equipment | PAAR:00-PVAR | 11/02/2019 |  | COOPER AMBULATORY OFF-SITES |  |  | OR 4 |  | JENNIFER BOMBARO
|  | GE Healthcare | PRN 50-M | RECORDER, CHART | RPV07039748GA |  | Kelemen |  |  | 04/30/2007 |  | 4/30/12 |  |  | NO | YES |  |  |  |  | GE MEDICAL SYSTEMS 10345226 RPV07039748GA |  |  | Active |  | 99:99:99:99:99:99 | [5 empty] | COOPER UNIVERSITY HOSPITAL |  |  | Biomed
|  | GE HEALTHCARE | PRN 50-M | RECORDER, CHART | RPV07039769GA | KELEMEN 8 PCU | Kelemen |  |  | 04/30/2007 |  | 4/30/12 |  |  | NO | YES |  |  |  |  | GE MEDICAL SYSTEMS 10345227 RPV07039769GA |  |  | Active |  | 99:99:99:99:99:99 |  | Equipment | PAAR:00-PVAR | 11/02/2019 |  | COOPER UNIVERSITY HOSPITAL |  |  | PCU/8N MONITOR RM |  | BYRON WELLS
|  | GE HEALTHCARE | PRN 50-M+ | RECORDER, CHART | A2080854 | ANESTHESIOLOGY | Pavilion |  |  | 10/31/2019 |  | 10/31/24 |  |  | NO | YES |  |  |  |  | GE MEDICAL SYSTEMS 11239145 A2080854 |  |  | Active |  | 99:99:99:99:99:99 |  | Equipment | PAAR:00-PVAR | 10/31/2019 | 10/31/2019 | COOPER UNIVERSITY HOSPITAL |  |  | SD Or 8 | WOT00000000616559 | GIACINTA ROUPAS | Performance Verification | Closed | Tom Burhart | 10/31/2019 | 10/31/2019 | Performance Verification for GE MEDICAL SYSTEMS 11239145 A2080854 | Initial Install of Performance Verification. Device is ready for patient use. |  |  | 10/31/2019 | 10/31/2019
|  | GE HEALTHCARE | PRN 50-M+ | RECORDER, CHART | A1926619 |  | 900 Centennial Blvd | Suite E | [6 empty] | NO | YES
|  | GE HEALTHCARE | PRN 50-M+ | RECORDER, CHART | A2080859 |  | Pavilion |  |  | 02/12/2018 |  | 2/12/23 |  |  | NO | YES |  |  |  |  | GE MEDICAL SYSTEMS 10752644 A2080859 |  |  | Active |  | 99:99:99:99:99:99 | [5 empty] | COOPER UNIVERSITY HOSPITAL |  |  | Performance Verification | WOT00000000549157 |  | Performance Verification | Closed | Salvatore Bombara | 02/15/2018 | 07/22/2019 | Performance Verification for GE MEDICAL SYSTEMS 10752644 A2080859
|  | GE HEALTHCARE | PRN 50-M+ | RECORDER, CHART | A1926626 |  | 900 Centennial Blvd | Suite E | [6 empty] | NO | YES
|  | GE HEALTHCARE | PRN 50-M+ | RECORDER, CHART | A1967781 |  | Kelemen |  |  | 05/06/2016 |  | 5/6/21 |  |  | NO | YES |  |  |  |  | GE MEDICAL SYSTEMS 10505070 A1967781 |  |  | Active |  | 99:99:99:99:99:99 | [5 empty] | COOPER UNIVERSITY HOSPITAL |  |  | OPERATING ROOM K11
|  | GE HEALTHCARE | PRN 50-M+ | RECORDER, CHART | A1993567 |  | Kelemen |  |  | 10/31/2019 |  | 10/31/24 |  |  | NO | YES |  |  |  |  | GE MEDICAL SYSTEMS 30244813 A1993567 |  |  | Active |  | 99:99:99:99:99:99 | [5 empty] | COOPER UNIVERSITY HOSPITAL |  |  | BIOMED | [5 empty] | 10/31/2019 | 10/31/2019 |  |  |  |  | 10/31/2019 | 10/31/2019
|  | GE HEALTHCARE | PRN 50-M+ | RECORDER, CHART | A1993656 |  | Kelemen |  |  | 10/31/2019 |  | 10/31/24 |  |  | NO | YES |  |  |  |  | GE MEDICAL SYSTEMS 30244811 A1993656 |  |  | Active |  | 99:99:99:99:99:99 | [5 empty] | COOPER UNIVERSITY HOSPITAL |  |  | BIOMED | [5 empty] | 10/31/2019 | 10/31/2019 |  |  |  |  | 10/31/2019 | 10/31/2019
|  | GE HEALTHCARE | PRN 50-M+ | RECORDER, CHART | A1993617 | MD ANDERSON INPATIENT ONCOLOGY | Pavilion |  |  | 10/31/2019 |  | 10/31/24 |  |  | NO | YES |  |  |  |  | GE MEDICAL SYSTEMS 30244806 A1993617 |  |  | Active |  | 99:99:99:99:99:99 |  | Equipment | PAAR:00-PVAR | 10/31/2019 | 10/31/2019 | COOPER UNIVERSITY HOSPITAL |  |  | P5 - Nurses Station |  | MIRIAM ZIEGLER |  |  |  | 10/31/2019 | 10/31/2019 |  |  |  |  | 10/31/2019 | 10/31/2019
|  | GE HEALTHCARE | PRN 50-M+ | RECORDER, CHART | A1967655 |  | Kelemen |  |  | 10/31/2019 |  | 10/31/24 |  |  | NO | YES |  |  |  |  | GE MEDICAL SYSTEMS 30146335 A1967655 |  |  | Active |  | 99:99:99:99:99:99 | [5 empty] | COOPER UNIVERSITY HOSPITAL |  |  | OPERATING ROOM K10 | [5 empty] | 10/31/2019 | 10/31/2019 |  |  |  |  | 10/31/2019 | 10/31/2019
|  | GE HEALTHCARE | PRN 50-M+ | RECORDER, CHART | A1967654 |  | Kelemen |  |  | 10/31/2019 |  | 10/31/24 |  |  | NO | YES |  |  |  |  | GE MEDICAL SYSTEMS 30146329 A1967654 |  |  | Active |  | 99:99:99:99:99:99 | [5 empty] | COOPER UNIVERSITY HOSPITAL |  |  | OPERATING ROOM K12 | [5 empty] | 10/31/2019 | 10/31/2019 |  |  |  |  | 10/31/2019 | 10/31/2019
|  | GE HEALTHCARE | PRN 50-M+ | RECORDER, CHART | A1967728 |  | Kelemen |  |  | 10/31/2019 |  | 10/31/24 |  |  | NO | YES |  |  |  |  | GE MEDICAL SYSTEMS 30146323 A1967728 |  |  | Active |  | 99:99:99:99:99:99 | [5 empty] | COOPER UNIVERSITY HOSPITAL |  |  | ROOM K9 | [5 empty] | 10/31/2019 | 10/31/2019 |  |  |  |  | 10/31/2019 | 10/31/2019
|  | GE HEALTHCARE | PRN 50-M+ | RECORDER, CHART | A1967729 |  | Kelemen |  |  | 10/31/2019 |  | 10/31/24 |  |  | NO | YES |  |  |  |  | GE MEDICAL SYSTEMS 30146311 A1967729 |  |  | Active |  | 99:99:99:99:99:99 | [5 empty] | COOPER UNIVERSITY HOSPITAL |  |  | ROOM 8 OR KELEMEN | [5 empty] | 10/31/2019 | 10/31/2019 |  |  |  |  | 10/31/2019 | 10/31/2019
|  | GE HEATLHCARE | PRN 50-M+ | RECORDER, CHART | A1993502 |  | Kelemen |  |  | 10/31/2019 |  | 10/31/24 |  |  | NO | YES |  |  |  |  | GE MEDICAL SYSTEMS 30244812 A1993502 |  |  | Active |  | 99:99:99:99:99:99 | [5 empty] | COOPER UNIVERSITY HOSPITAL |  |  | BIOMED | [5 empty] | 10/31/2019 | 10/31/2019 |  |  |  |  | 10/31/2019 | 10/31/2019
|  | HELMER INC. | TCR3 | RECORDER, CHART |  | COOPER CANCER CENTER-COOPER DAY-CHEMO | MD Anderson Cancer Center |  |  | 08/28/2013 |  | 8/28/18 |  |  | NO | YES |  |  |  |  | HELMER INC. 10347569 1011034 |  |  | Active |  | 99:99:99:99:99:99 |  | Equipment | PAAR:00-PVAR | 11/02/2019 |  | COOPER AMBULATORY OFF-SITES |  |  | C3051 - Lab Check In |  | Bonnie Aichroch
|  | GIVEN IMAGING INC. | DR2C | RECORDER, DATA | Not Known | COOPER DIGESTIVE HEALTH-ENDOSCOPY | 501 Fellowship Rd |  |  | 11/01/2016 |  | 11/1/21 |  |  | NO | YES |  |  |  |  | GIVEN IMAGING INC. 30142548 Not Known |  |  | Disposition |  |  |  | Equipment | 1Y:00-MFG | 11/01/2016 | 11/01/2016 | COOPER AMBULATORY OFF-SITES |  |  | SUITE 101 |  | JEANNE GREER |  |  |  | 11/01/2016 | 11/01/2016 |  |  |  |  | 11/01/2016 | 11/01/2016
|  | STORZ | 202055 20 AIDA HD CONNECT | RECORDER, DVD | WT612344-T | OPERATING ROOM - PAVILION | Kelemen |  |  | 01/12/2017 |  | 1/12/22 |  |  | NO | YES |  |  |  |  | STORZ 10769271 WT612344-T |  |  | Active |  | 0C:C4:7A:B3:D6:E9 |  | Equipment | PAAR:00-PVAR | 10/31/2019 |  | COOPER UNIVERSITY HOSPITAL |  |  |  | 0011489035 | DOMINIC VENDETTA | Performance Verification | Closed | Bonnie Aichroth | 04/17/2017 | 04/17/2017 | INCOMING INVENTORY | DEVICE INVENTORIED | A3D7B532-C11F-4878-AD40-00CA2CD6AF45 | Labor | 04/17/2017 | 04/17/2017 | Bonnie Aichroth
|  | STORZ | 202055 20 AIDA HD CONNECT | RECORDER, DVD | US613917-T | OPERATING ROOM - PAVILION | Pavilion |  |  | 12/06/2017 |  | 12/6/22 |  |  | NO | YES |  |  |  |  | STORZ 10725726 US613917-T |  |  | Active |  | 0C:C4:7A:81:48:36 |  | Equipment | PAAR:00-PVAR | 10/31/2019 |  | COOPER UNIVERSITY HOSPITAL |  |  |  | 0012586496 | DOMINIC VENDETTA | Performance Verification | Closed | Josh Harris | 12/27/2017 | 12/27/2017 | INCOMING INVENTORY | DEVICE INVENTORIED | 065B2D87-736B-4377-882B-F00D795FC1BF | Labor | 12/27/2017 | 12/27/2017 | Josh Harris
|  | STORZ | 202055 20 AIDA HD CONNECT | RECORDER, DVD | US613914-T | OPERATING ROOM - PAVILION | Pavilion |  |  | 12/06/2017 |  | 12/6/22 |  |  | NO | YES |  |  |  |  | STORZ 10725718 US613914-T |  |  | Active |  | 0C:C4:7A:B3:D7:62 |  | Equipment | PAAR:00-PVAR | 10/31/2019 |  | COOPER UNIVERSITY HOSPITAL |  |  |  | 0012647438 | DOMINIC VENDETTA | Preventative Maintenance | Closed | Josh Harris | 01/11/2018 | 01/11/2018 | PERFORMANCE ASSURANCE AT INVENTORY | INVENTORIED DEVICE AND ENSURED DEVICE WAS FUNCTIONING PROPERLY. | F5EA8492-E88C-4668-B9C5-017BB136E43F | Labor | 12/06/2017 | 12/06/2017 | Salvatore Bombara
|  | STORZ | 202055 20 AIDA HD CONNECT | RECORDER, DVD | VX604153-T | VOORHEES SURGERY CENTER-OPERATING ROOM | 900 Centennial Blvd | Suite E |  | 09/07/2012 |  | 9/7/17 |  |  | NO | YES |  |  |  |  | STORZ 10347166 VX604153-T |  |  | Active |  | 00:25:90:3A:CD:64 |  | Equipment | PAAR:00-PVAR | 11/01/2019 |  | COOPER AMBULATORY OFF-SITES |  |  | SUITE E | WOT00000000650971 | JENNIFER BOMBARO | Alert | Closed | Kirk Lis | 03/12/2018 | 04/20/2018 | SFT000155 - Karl Storz - OR1, AIDA, SCB control, NEO ? Security Patch for WannaCry Ransomware ? MS17-010 virus | CONTACTED STORZ TECH. SUPPORT JOHN GRAFF . UNIT NOT AFFECTED BECAUSE IT IS NOT CONNECTED TO INTERNET | EXP0248998 | Labor | 03/20/2018 | 03/20/2018 | Kirk Lis
|  | STORZ | 202055 20 AIDA HD CONNECT | RECORDER, DVD | OW605480 | OR - KELEMEN 3 | Kelemen |  |  | 04/08/2013 |  | 4/8/18 |  |  | NO | YES |  |  |  |  | STORZ 10346343 OW605480 |  |  | Active |  | 00:25:90:9A:3E:06 |  | Equipment | PAAR:00-PVAR | 11/01/2019 |  | COOPER UNIVERSITY HOSPITAL |  |  | OR-KELEMEN | WOT00000000650973 | DOMINIC VENDETTA | Alert | Closed | Salvatore Bombara | 03/12/2018 | 04/20/2018 | SFT000155 - Karl Storz - OR1, AIDA, SCB control, NEO ? Security Patch for WannaCry Ransomware ? MS17-010 virus | not affected | EXP0246899 | Labor | 03/19/2018 | 03/19/2018 | Salvatore Bombara
|  | STORZ | 202055 20 AIDA HD CONNECT | RECORDER, DVD | PW605767-T | VOORHEES SURGERY CENTER-OPERATING ROOM | 900 Centennial Blvd | Suite E |  | 09/07/2012 |  | 9/7/17 |  |  | NO | YES |  |  |  |  | STORZ 10345456 PW605767-T |  |  | Active |  | 00:25:90:99:9F:A8 |  | Equipment | PAAR:00-PVAR | 11/02/2019 |  | COOPER AMBULATORY OFF-SITES |  |  | EQUIPMENT STORAGE AREA | 0012057444 | JENNIFER BOMBARO | Repair | Closed | Kirk Lis | 08/23/2017 | 01/19/2018 | CART - THE USB PORT IS BROKEN - OR EQUIPMENT RM | 8/31/2017 10:17:31 AM KALIS (KALIS 8/30/2017 12:00 AM) VERIFIED FRONT USB PORT IS NOT TRANSMITTING DATA. CONTACTED OEM SALES PERSON/TECH. GARY ON ISSUE. 8/31/2017 2:56:23 PM KALIS (KALIS 8/31/2017 12:00 AM) CONFERRED WITH GRANT PERRY ON PART AQUISITION. PART NOT AVAILABLE FOR PURCHASE. GENERATED PO FOR REPAIR. NEED TO CONTACT GRANT WITH PO # TO GET LOANER . 9/8/2017 9:34:39 AM KALIS (KALIS 9/7/2017 12:00 AM) CONFERRED WITH GRANT ON REPAIR OPTIONS. SENT PO# VIA E-MAIL. GRANT OBTAINING LOANER UNIT. HE WILL BRING LOANER TO SITE REMOVE AND SHIP UNIT TO BE REPAIRED TO STORZ 11/16/2017 4:25:18 PM KALIS (KALIS 11/16/2017 12:00 AM) DOCUMENTATION: COMMUNICATED WITH GRANT VIA TEXT AND EMAIL TO CHECK ON EQUIPMENT REPAIR STATUS 11/21/2017 8:33:53 AM KALIS (KALIS 11/20/2017 12:00 AM) EMAILED GRANT PERRY ON UPDATE OF LOANER AND REPAIR STATUS OF UNIT. HIS REPLY WAS THAT FOR 2 1/2 MONTHS A LOANER WAS NOT AVAILABLE???? 12/7/2017 8:20:36 AM KALIS (KALIS 12/6/2017 12:00 AM) REMOVED AND BOXED UNIT TO GO BACK TO OEM. INSTALLED NEW UNIT. REPAIRED DVI OUTPUT CONNECTOR BY STRAIGHTENING BENT PIN, PERFORMED ELECTRIC SAFETY ON LOANER SN# YT612666-T PERFORMED OVP ON LOANER (KALIS 12/7/2017 12:00 AM) DOCUMENTATION 12/7/2017 2:54:56 PM KALIS (KALIS 12/7/2017 12:00 AM) CONTACTED STORZ FOR SHIPPING INFO. 1/9/2018 8:19:08 AM KALIS (KALIS 1/8/2018 12:00 AM) RESEARCHED EQUIPMENT STATUS 1/10/2018 4:31:29 PM KALIS (KALIS 1/10/2018 12:00 AM) TRAVEL TIME (KALIS 1/10/2018 12:00 AM) REMOVED LOANER AND BOXED TO SHIP BACK. INSTALLED REPAIRED UNIT AND TESTED. PERFORMED SCREEN CALIBRATION 1/12/2018 4:22:54 PM KALIS (KALIS 1/12/2018 12:00 AM) BROUGHT UNIT BACK FROM SITE SHIPPED VIA FEDX AT COOPER 1/17/2018 3:50:48 PM KALIS (KALIS 1/17/2018 12:00 AM) CONTACTED OEM FOR SERVICE REPORT 1/19/2018 2:06:45 PM KALIS (KALIS 1/19/2018 12:00 AM) DOCUMENTATION: UPLOADED SERVICE REPORT | 3F45B54F-456C-44D9-94C4-A38B1227DD1F | VS | 01/01/1900 | 01/01/1900 | Sherry Brewer
|  | STORZ | 202055 20 AIDA HD CONNECT | RECORDER, DVD | VX604150-T | VOORHEES SURGERY CENTER-OPERATING ROOM | 900 Centennial Blvd | Suite E |  | 09/07/2012 |  | 9/7/17 |  |  | NO | YES |  |  |  |  | STORZ 10345452 VX604150-T |  |  | Active |  | 00:25:90:3A:65:34 |  | Equipment | PAAR:00-PVAR | 11/02/2019 |  | COOPER AMBULATORY OFF-SITES |  |  | EQUIPMENT STORAGE AREA | WOT00000000650969 | JENNIFER BOMBARO | Alert | Closed | Kirk Lis | 03/12/2018 | 04/20/2018 | SFT000155 - Karl Storz - OR1, AIDA, SCB control, NEO ? Security Patch for WannaCry Ransomware ? MS17-010 virus | CONTACTED STORZ TECH. SUPPORT JOHN GRAFF . UNIT NOT AFFECTED BECAUSE IT IS NOT CONNECTED TO INTERNET | EXP0248945 | Labor | 03/20/2018 | 03/20/2018 | Kirk Lis
|  | STORZ | 202055 20 AIDA HD CONNECT | RECORDER, DVD | RV607453-T | 6017 MAIN ST-PLASTICS | Kelemen |  |  | 06/20/2014 |  | 6/20/19 |  |  | NO | YES |  |  |  |  | STORZ 10345313 RV607453-T |  |  | Active |  | 00:25:90:E6:52:A3 |  | Equipment | PAAR:00-PVAR | 11/02/2019 |  | COOPER AMBULATORY OFF-SITES |  |  | EXAM 6 | WOT00000000650968 | ANNE MAIER | Alert | Closed | Kirk Lis | 03/12/2018 | 04/20/2018 | SFT000155 - Karl Storz - OR1, AIDA, SCB control, NEO ? Security Patch for WannaCry Ransomware ? MS17-010 virus | CONTACTED STORZ TECH.SUPPORT JOHN GRAFF. UNIT IS NOT AFFECTED BECAUSE UNIT IS NOT CONNECTED TO INTERNET | EXP0248907 | Labor | 03/20/2018 | 03/20/2018 | Kirk Lis
|  | STORZ | 202056 20 AIDA HD CONNECT | RECORDER, DVD | UY602659-T | OR - KELEMEN 3 | Pavilion |  |  | 10/19/2011 |  | 10/19/16 |  |  | NO | YES |  |  |  |  | STORZ 10369504 UY602659-T |  |  | Active |  | 00:09:FB:0C:1D:01 |  | Equipment | PAAR:00-PVAR | 11/02/2019 |  | COOPER UNIVERSITY HOSPITAL |  |  | OPERATING ROOM | WOT00000000535365 | DOMINIC VENDETTA | Disposition | Closed | Salvatore Bombara | 02/08/2018 | 05/15/2019 | Bulk Disposition CNL
|  | STORZ | 202056 20 AIDA HD CONNECT | RECORDER, DVD | PY602004-T | OR - KELEMEN 3 | Kelemen |  |  | 04/20/2011 |  | 4/20/16 |  |  | NO | YES |  |  |  |  | STORZ 10368422 PY602004-T |  |  | Active |  | 00:2B:21:97:42:58 |  | Equipment | PAAR:00-PVAR | 11/02/2019 |  | COOPER UNIVERSITY HOSPITAL |  |  | KELEMEN SURGICAL SUITE |  | DOMINIC VENDETTA
|  | STORZ | 202056 20 AIDA HD CONNECT | RECORDER, DVD | TY602512-T | OPERATING ROOM - PAVILION | Pavilion |  |  | 09/06/2011 |  | 9/6/16 |  |  | NO | YES |  |  |  |  | STORZ 10346514 TY602512-T |  |  | Active |  | 11:11:11:11:11:11 |  | Equipment | PAAR:00-PVAR | 11/02/2019 |  | COOPER UNIVERSITY HOSPITAL |  |  | EQUIPMENT STORAGE P316 | WOT00000000650974 | DOMINIC VENDETTA | Alert | Closed | Salvatore Bombara | 03/12/2018 | 04/20/2018 | SFT000155 - Karl Storz - OR1, AIDA, SCB control, NEO ? Security Patch for WannaCry Ransomware ? MS17-010 virus | not affected | EXP0246931 | Labor | 03/19/2018 | 03/19/2018 | Salvatore Bombara
|  | STORZ | STORZ 202045-20 | RECORDER, DVD | DB651267-P | OPERATING ROOM - PAVILION | Kelemen |  |  | 06/28/2015 |  | 6/28/20 |  |  | NO | YES |  |  |  |  | STORZ 10355984 DB651267-P |  |  | Disposition |  | 99:99:99:99:99:99 |  | Equipment | PAAR:00-PVAR | 11/02/2019 |  | COOPER UNIVERSITY HOSPITAL |  |  | CT CONTROL CENTER |  | DOMINIC VENDETTA
|  | STORZ | STORZ 202045-20 | RECORDER, DVD | Not Known | OPERATING ROOM - PAVILION | Pavilion |  |  | 06/28/2015 |  | 6/28/20 |  |  | NO | YES |  |  |  |  | STORZ 10355985 Not Known |  |  | Disposition |  | 99:99:99:99:99:99 |  | Equipment | PAAR:00-PVAR | 11/02/2019 |  | COOPER UNIVERSITY HOSPITAL |  |  | CT CONTROL CENTER |  | DOMINIC VENDETTA
|  | STORZ | STORZ 202045-20 | RECORDER, DVD | VX604149-T | VOORHEES SURGERY CENTER-OPERATING ROOM | 900 Centennial Blvd | Suite E |  | 09/07/2012 |  | 9/7/17 |  |  | NO | YES |  |  |  |  | STORZ 10347174 VX604149-T |  |  | Active |  | 99:99:99:99:99:99 |  | Equipment | PAAR:00-PVAR | 11/02/2019 |  | COOPER AMBULATORY OFF-SITES |  |  | SUITE E | WOT00000002408875 | JENNIFER BOMBARO | Repair | Closed | Kirk Lis | 03/27/2019 | 06/22/2019 | isn't syncing with the tower | RECONFIGURED UNIT. UNIT OPERATING CORRECTLY | EXP2589183 | Labor | 03/27/2019 | 03/27/2019 | Kirk Lis
|  | MED X CHANGE INC | HDMD | RECORDER, VIDEO | HHDMD10120176 | OR - KELEMEN 3 | Kelemen |  |  | 12/04/2015 |  | 12/4/22 |  |  | NO | YES |  |  |  |  | MED X CHANGE INC 10480283 HHDMD10120176 |  |  | Active |  | 00:03:2D:18:01:A7 |  | Equipment | PAAR:00-PVAR | 10/31/2019 |  | COOPER UNIVERSITY HOSPITAL |  |  | OR |  | DOMINIC VENDETTA
|  | MEDICAPTURE | MEDICAP USB200 | RECORDER, VIDEO |  | 127 CHURCH - SURGERY | 127 Church Rd |  |  | 11/19/2014 |  | 11/19/21 |  |  | NO | YES |  |  |  |  | MEDICAPTURE 10365939 2013278 |  |  | Active |  | 99:99:99:99:99:99 |  | Non-medical | PAAR:00-PVAR | 11/02/2019 |  | COOPER AMBULATORY OFF-SITES |  |  | EXAM 5 |  | Carmen Rivera
|  | MEDICAPTURE | MEDICAP USB200 | RECORDER, VIDEO |  | 127 CHURCH - SURGERY | 127 Church Rd |  |  | 11/19/2014 |  | 11/19/21 |  |  | NO | YES |  |  |  |  | MEDICAPTURE 10365942 2013268 |  |  | Active |  | 99:99:99:99:99:99 |  | Non-medical | PAAR:00-PVAR | 11/01/2019 |  | COOPER AMBULATORY OFF-SITES |  |  | EXAM 5 |  | Carmen Rivera
|  | MEDICAPTURE | MEDICAP USB200 | RECORDER, VIDEO |  | VOORHEES SURGERY CENTER-SURGERY DEPT | 6015 Main St |  |  | 01/01/1900 |  |  |  |  | NO | YES |  |  |  |  | MEDICAPTURE 10344807 2013267 |  |  | Active |  | 99:99:99:99:99:99 |  | Non-medical | PAAR:00-PVAR | 11/02/2019 |  | COOPER AMBULATORY OFF-SITES |  |  | SUITE G PROC RM A |  | Theresa Megali
|  | PENTAX MEDICAL | 9310HD | RECORDER, VIDEO | 81567-011 | 6200 MAIN ST-SURGERY | 6200 Main St |  |  | 10/31/2019 |  | 10/31/24 |  |  | NO | YES |  |  |  |  | PENTAX MEDICAL 11200077 81567-011 |  |  | Active |  |  |  | Accessory | PAAR:00-PVAR | 10/31/2019 | 10/31/2019 | COOPER AMBULATORY OFF-SITES |  |  | Performance Verification | WOT00000003697511 | BOBBIE MICKLE | Performance Verification | Completed | Kirk Lis | 10/31/2019 | 10/31/2019 | Performance Verification for PENTAX MEDICAL 11200077 81567-011 | Initial Install of Performance Verification. Device is ready for patient use. |  |  | 10/31/2019 | 10/31/2019
|  | HELMER INC. | HB105 | REFRIGERATOR, BLOOD BANK |  | LAB BLOOD BANK | Kelemen |  |  | 02/02/2012 |  | 2/2/22 |  |  | NO | YES |  |  |  |  | HELMER INC. 10365480 1005991 |  |  | Active |  | 99:99:99:99:99:99 |  | Alarm | 3M:00-MFG | 10/27/2019 | 01/01/2020 | COOPER UNIVERSITY HOSPITAL |  |  | TRAUMA ADMIT |  | Barbara Bayne
|  | HELMER INC. | HB105 | REFRIGERATOR, BLOOD BANK |  | COOPER CANCER CENTER-COOPER DAY-CHEMO | MD Anderson Cancer Center |  |  | 07/13/2013 |  | 7/13/23 |  |  | NO | YES |  |  |  |  | HELMER INC. 10347572 2005695 |  |  | Active |  | 99:99:99:99:99:99 |  | Alarm | 3M:00-MFG | 09/30/2019 | 12/01/2019 | COOPER AMBULATORY OFF-SITES |  |  | ROM C3051 - LAB |  | Bonnie Aichroch
|  | HELMER INC. | IB120 | REFRIGERATOR, BLOOD BANK |  | LAB BLOOD BANK | Pavilion | Basement |  | 01/26/2007 |  | 1/26/17 |  |  | NO | YES |  |  |  |  | HELMER INC. 10367932 974896 |  |  | Disposition |  | 99:99:99:99:99:99 |  | Alarm | 3M:00-MIN 1Y:00-MFG 2Y:00-BAT | 07/31/2019 | 01/01/2020 | COOPER UNIVERSITY HOSPITAL |  |  | BLOOD BANK |  | Barbara Bayne
|  | HELMER INC. | IB120 | REFRIGERATOR, BLOOD BANK |  | LAB BLOOD BANK | Pavilion | Basement |  | 07/22/2009 |  | 7/22/19 |  |  | NO | YES |  |  |  |  | HELMER INC. 10367933 986953 |  |  | Disposition |  | 99:99:99:99:99:99 |  | Alarm | 3M:00-MIN 1Y:00-MFG 2Y:00-BAT | 01/31/2019 | 01/01/2020 | COOPER UNIVERSITY HOSPITAL |  |  | BLOOD BANK |  | Barbara Bayne
|  | HELMER INC. | IB120 | REFRIGERATOR, BLOOD BANK |  | LAB BLOOD BANK | Pavilion | Basement |  | 05/28/2009 |  | 5/28/19 |  |  | NO | YES |  |  |  |  | HELMER INC. 10367934 986485 |  |  | Active |  | 99:99:99:99:99:99 |  | Alarm | 3M:00-MIN 1Y:00-MFG 2Y:00-BAT | 10/18/2019 | 01/01/2020 | COOPER UNIVERSITY HOSPITAL |  |  | BLOOD BANK |  | Barbara Bayne
|  | HELMER INC. | IB245 | REFRIGERATOR, BLOOD BANK |  | LAB BLOOD BANK | Pavilion | Basement |  | 01/26/2007 |  | 1/26/17 |  |  | NO | YES |  |  |  |  | HELMER INC. 10367938 974890 |  |  | Active |  | 99:99:99:99:99:99 |  | Alarm | 3M:00-MIN 1Y:00-MFG 2Y:00-BAT | 10/18/2019 | 01/01/2020 | COOPER UNIVERSITY HOSPITAL |  |  | BLOOD BANK |  | Barbara Bayne
|  | HELMER INC. | IB256 | REFRIGERATOR, BLOOD BANK |  | LAB BLOOD BANK | Pavilion | Basement |  | 02/02/2012 |  | 2/2/22 |  |  | NO | YES |  |  |  |  | HELMER INC. 10367936 99761 |  |  | Active |  | 99:99:99:99:99:99 |  | Alarm | 3M:00-MIN 1Y:00-MFG 2Y:00-BAT | 10/18/2019 | 01/01/2020 | COOPER UNIVERSITY HOSPITAL |  |  | BLOOD BANK |  | Barbara Bayne
|  | HELMER INC. | IB256 | REFRIGERATOR, BLOOD BANK |  | LAB BLOOD BANK | Pavilion | Basement |  | 10/18/2019 |  | 10/18/29 |  |  | NO | YES |  |  |  |  | HELMER INC. 30438008 2051040 |  |  | Active |  |  |  | Alarm | 3M:00-MIN 1Y:00-MFG 2Y:00-BAT | 10/18/2019 | 10/18/2019 | COOPER UNIVERSITY HOSPITAL |  |  | BASEMENT | WOT00000001958328 | Barbara Bayne | Performance Verification | Closed | Gene Amodei | 10/18/2019 | 10/18/2019 | Performance Verification for HELMER INC. 30438008 2051040 | Initial Install of Performance Verification. Device is ready for patient use. |  |  | 10/18/2019 | 10/18/2019
|  | HELMER INC. | IB256 | REFRIGERATOR, BLOOD BANK |  | LAB BLOOD BANK | Pavilion | Basement |  | 06/12/2015 |  | 6/12/25 |  |  | NO | YES |  |  |  |  | HELMER INC. 10348328 2016348 |  |  | Active |  | 99:99:99:99:99:99 |  | Alarm | 3M:00-MIN 1Y:00-MFG 2Y:00-BAT | 10/18/2019 | 01/01/2020 | COOPER UNIVERSITY HOSPITAL |  |  | BLOOD BANK |  | Barbara Bayne
|  | HELMER INC. | IPF125 | REFRIGERATOR, BLOOD BANK |  | LAB BLOOD BANK | Pavilion | BASEMENT |  | 06/28/2017 |  | 6/28/27 |  |  | NO | YES |  |  |  |  | HELMER INC. 10769632 2039295 |  |  | Active |  | 99:99:99:99:99:99 |  | Equipment | 3M:00-MFG 1Y:00-MIN 2Y:00-BAT | 11/01/2019 | 12/01/2019 | COOPER UNIVERSITY HOSPITAL |  |  | p043 | 0011858288 | Barbara Bayne | Repair | Closed | Gene Amodei | 06/28/2017 | 06/29/2017 | BLOOD BANK FREEZER - CHECK AND TAG - TMX | 6/29/2017 2:10:14 PM GRAMODEI inventoried and checkked unit temps Set Temp Recorded Temp 28.8 deg c 27.9 deg c | DCCA8BBD-4B20-47D9-8452-4AE1E236DE1D | Labor | 06/28/2017 | 06/28/2017 | Gene Amodei
|  | HELMER INC. | IPF125 | REFRIGERATOR, BLOOD BANK |  | LAB BLOOD BANK | Pavilion | BASEMENT |  | 07/01/2012 |  | 7/1/22 |  |  | NO | YES |  |  |  |  | HELMER INC. 10367901 2000935 |  |  | Active |  | 99:99:99:99:99:99 |  | Equipment | 3M:00-MFG 1Y:00-MIN 2Y:00-BAT | 11/01/2019 | 12/01/2019 | COOPER UNIVERSITY HOSPITAL |  |  | BLOOD BANK |  | Barbara Bayne
|  | HELMER INC. | IPF125 | REFRIGERATOR, BLOOD BANK |  | LAB BLOOD BANK | Pavilion | BASEMENT |  | 06/06/2014 |  | 6/6/24 |  |  | NO | YES |  |  |  |  | HELMER INC. 10367902 2010613 |  |  | Active |  | 99:99:99:99:99:99 |  | Equipment | 3M:00-MFG 1Y:00-MIN 2Y:00-BAT | 11/01/2019 | 12/01/2019 | COOPER UNIVERSITY HOSPITAL |  |  | BLOOD BANK |  | Barbara Bayne
|  | HELMER INC. | IPF125 | REFRIGERATOR, BLOOD BANK |  | LAB HEMATOLOGY | Pavilion | Basement |  | 04/20/2007 |  | 4/20/17 |  |  | NO | YES |  |  |  |  | HELMER INC. 10367671 975788 |  |  | Active |  | 99:99:99:99:99:99 |  | Equipment | 3M:00-MFG 1Y:00-MIN 2Y:00-BAT | 11/01/2019 | 12/01/2019 | COOPER UNIVERSITY HOSPITAL |  |  | HEMATOLOGY |  | DALE MORRONE
|  | CARDINAL HEALTH | PRO SERIES MR30PASAEE | REFRIGERATOR, LABORATORY | LRG504A27 | LAB CHEMISTRY | Pavilion | BASEMENT |  | 10/31/2019 |  | 10/31/29 |  |  | NO | YES |  |  |  |  | CARDINAL HEALTH 30438011 LRG504A27 |  |  | Active |  | 99:99:99:99:99:99 |  | Alarm | PAAR:00-PVAR | 10/31/2019 | 10/31/2019 | COOPER UNIVERSITY HOSPITAL |  |  |  | WOT00000001200302 | Barbara Snyder | Performance Verification | Closed | Gene Amodei | 10/31/2019 | 10/31/2019 | Performance Verification for 30438011 LRG504A27 | Initial Install of Performance Verification. Device is ready for patient use. |  |  | 10/31/2019 | 10/31/2019
|  | KELVINATOR SCIENTIFIC | BT30RSA | REFRIGERATOR, LABORATORY |  | COOPER CANCER CENTER | 900 Centennial Blvd | Suite M |  | 10/26/2016 |  | 10/26/26 |  |  | NO | YES |  |  |  |  | KELVINATOR SCIENTIFIC 18084 0724121 |  |  | Disposition |  |  |  | Equipment | 1Y:00-MFG | 10/26/2016 | 10/26/2016 | COOPER AMBULATORY OFF-SITES |  |  |  |  | COLLEEN TEGELER |  |  |  | 10/26/2016 | 10/26/2016 |  |  |  |  | 10/26/2016 | 10/26/2016
|  | THERMO FISHER SCIENTIFIC | LRG504A | REFRIGERATOR, LABORATORY |  | LAB HEMATOLOGY | Pavilion | BASEMENT |  | 10/31/2019 |  | 10/31/29 |  |  | NO | YES |  |  |  |  | THERMO FISHER SCIENTIFIC 11207699 1123501501190912 |  |  | Active |  |  |  | Equipment | PAAR:00-PVAR | 10/31/2019 | 10/31/2019 | COOPER UNIVERSITY HOSPITAL |  |  |  | WOT00000004053813 | DALE MORRONE | Performance Verification | Completed | Gene Amodei | 10/31/2019 | 10/31/2019 | Performance Verification for THERMO FISHER SCIENTIFIC 11207699 1123501501190912 | Initial Install of Performance Verification. Device is ready for patient use. |  |  | 10/31/2019 | 10/31/2019
|  | THERMO FISHER SCIENTIFIC | LRG504A | REFRIGERATOR, LABORATORY |  | LAB CHEMISTRY | Pavilion | Basement |  | 10/31/2019 |  | 10/31/29 |  |  | NO | YES |  |  |  |  | THERMO FISHER SCIENTIFIC 11207551 1114616901181019 |  |  | Active |  |  |  | Equipment | PAAR:00-PVAR | 10/31/2019 | 10/31/2019 | COOPER UNIVERSITY HOSPITAL |  |  |  | WOT00000004053555 | Barbara Snyder | Performance Verification | Completed | Gene Amodei | 10/31/2019 | 10/31/2019 | Performance Verification for THERMO FISHER SCIENTIFIC 11207551 1114616901181019 | Initial Install of Performance Verification. Device is ready for patient use. |  |  | 10/31/2019 | 10/31/2019
|  | THERMO FISHER SCIENTIFIC | LRG504A | REFRIGERATOR, LABORATORY |  | LAB CHEMISTRY | Pavilion | Basement |  | 10/31/2019 |  | 10/31/29 |  |  | NO | YES |  |  |  |  | THERMO FISHER SCIENTIFIC 11207550 1114593811811020 |  |  | Active |  |  |  | Equipment | PAAR:00-PVAR | 10/31/2019 | 10/31/2019 | COOPER UNIVERSITY HOSPITAL |  |  |  | WOT00000004053459 | Barbara Snyder | Performance Verification | Completed | Gene Amodei | 10/31/2019 | 10/31/2019 | Performance Verification for THERMO FISHER SCIENTIFIC 11207550 1114593811811020 | Initial Install of Performance Verification. Device is ready for patient use. |  |  | 10/31/2019 | 10/31/2019
|  | THERMO SCIENTIFIC |  | REFRIGERATOR, LABORATORY | T10T-627599-TT | COOPER CENTER FOR SPECIAL DIAGNOSTICS | 401 Haddon Ave |  |  | 07/01/2008 |  | 7/1/18 |  |  | NO | YES |  |  |  |  | THERMO SCIENTIFIC 10365693 T10T-627599-TT |  |  | Active |  | 99:99:99:99:99:99 |  | Equipment | 1Y:00-MFG | 06/14/2019 | 06/01/2020 | COOPER AMBULATORY OFF-SITES |  |  | E+R - Main Lab |  | DR. BARNOWSKY
|  | THERMO SCIENTIFIC |  | REFRIGERATOR, LABORATORY | T10T-627588-TT | COOPER CENTER FOR SPECIAL DIAGNOSTICS | 401 Haddon Ave |  |  | 07/01/2008 |  | 7/1/18 |  |  | NO | YES |  |  |  |  | THERMO SCIENTIFIC 10365694 T10T-627588-TT |  |  | Active |  | 99:99:99:99:99:99 |  | Equipment | 1Y:00-MFG | 06/14/2019 | 06/01/2020 | COOPER AMBULATORY OFF-SITES |  |  | E+R - Main Lab |  | DR. BARNOWSKY
|  | TRUE MANUFACTURING CO. | GDM-35 | REFRIGERATOR, LABORATORY | 1-3793509 | LAB MICROBIOLOGY | Pavilion | Basement |  | 01/01/1900 |  |  |  |  | NO | YES |  |  |  |  | TRUE MANUFACTURING CO. 10369088 1-3793509 |  |  | Active |  | 99:99:99:99:99:99 |  | Equipment | 3M:00-MIN 1Y:00-MFG | 01/05/2019 | 01/01/2020 | COOPER UNIVERSITY HOSPITAL |  |  | MICRO |  | COURTNEY BARRY
|  | REVCO SCIENTIFIC, INC. | RC05000TABA5 | REFRIGERATOR, LABORATORY, COMPACT | XOSD-185417-XD | LAB MICROBIOLOGY | Pavilion | Basement |  | 01/01/1900 |  |  |  |  | NO | YES |  |  |  |  | REVCO SCIENTIFIC, INC. 10367956 XOSD-185417-XD |  |  | Active |  | 99:99:99:99:99:99 |  | Alarm | 1Y:00-MFG | 01/05/2019 | 01/01/2020 | COOPER UNIVERSITY HOSPITAL |  |  | Microbiology in back room |  | COURTNEY BARRY
|  | THERMO SCIENTIFIC | 3566A | REFRIGERATOR, LABORATORY, EXPLOSION PROOF |  | LAB CHEMISTRY | Pavilion | Basement |  | 10/31/2019 |  | 10/31/29 |  |  | NO | YES |  |  |  |  | THERMO SCIENTIFIC 11207653 1123060501190329 |  |  | Active |  |  |  | Equipment | PAAR:00-PVAR | 10/31/2019 | 10/31/2019 | COOPER UNIVERSITY HOSPITAL |  |  |  | WOT00000002531963 | Barbara Snyder | Performance Verification | Completed | Gene Amodei | 10/31/2019 | 10/31/2019 | Performance Verification for THERMO SCIENTIFIC 11207653 1123060501190329 | Initial Install of Performance Verification. Device is ready for patient use. |  |  | 10/31/2019 | 10/31/2019
|  | SUMMIT APPLIANCES | AL-750 | REFRIGERATOR, MEDICAL GRADE, COMPACT | 2013-08-0170 | COOPER CANCER CENTER-COOPER DAY-CHEMO | MD Anderson Cancer Center |  |  | 07/19/2013 |  | 7/19/23 |  |  | NO | YES |  |  |  |  | SUMMIT APPLIANCES 10347574 2013-08-0170 |  |  | Active |  | 99:99:99:99:99:99 |  | Equipment | 1Y:00-MFG | 09/25/2019 | 09/01/2020 | COOPER AMBULATORY OFF-SITES |  |  | ROOM C3051 |  | Bonnie Aichroch
|  | SUMMIT APPLIANCES | AL-750 | REFRIGERATOR, MEDICAL GRADE, COMPACT | 2013-08-0175 | COOPER CANCER CENTER-COOPER DAY-CHEMO | MD Anderson Cancer Center |  |  | 07/19/2013 |  | 7/19/23 |  |  | NO | YES |  |  |  |  | SUMMIT APPLIANCES 10347573 2013-08-0175 |  |  | Active |  | 99:99:99:99:99:99 |  | Equipment | 1Y:00-MFG | 09/25/2019 | 09/01/2020 | COOPER AMBULATORY OFF-SITES |  |  | ROOM C3051 |  | Bonnie Aichroch
|  | OLYMPUS AMERICA, INC. | UCR | REGULATOR, CO2 |  | COOPER DIGESTIVE HEALTH-ENDOSCOPY | 501 Fellowship Road | 1 |  | 03/08/2017 |  | 3/8/22 |  |  | NO | YES |  |  |  |  | OLYMPUS AMERICA, INC. 10769387 7620228 |  |  | Active |  | 99:99:99:99:99:99 |  | Alarm | 1Y:00-MFG | 02/05/2019 | 02/01/2020 | COOPER AMBULATORY OFF-SITES |  |  | PROCEDURE RM 3 | 0011437190 | JEANNE GREER | Performance Verification | Closed | Bonnie Aichroth | 03/29/2017 | 03/29/2017 | INCOMING INVENTORY | DEVICE INVENTORIED | 2D94FD89-C478-46D8-B5D7-80C52E96AEAD | Labor | 03/29/2017 | 03/29/2017 | Bonnie Aichroth
|  | OLYMPUS AMERICA, INC. | UCR | REGULATOR, CO2 |  | SPECIAL TEST | Kelemen |  |  | 03/31/2017 |  | 3/31/22 |  |  | NO | YES |  |  |  |  | OLYMPUS AMERICA, INC. 10725554 7628428 |  |  | Active |  | 99:99:99:99:99:99 |  | Alarm | 1Y:00-MFG | 01/18/2019 | 01/01/2020 | COOPER UNIVERSITY HOSPITAL |  |  |  | 0011496772 | AMY HANNAN | Performance Verification | Closed | Bonnie Aichroth | 04/19/2017 | 04/19/2017 | INCOMING INVENTORY | DEVICE INVENTORIED | A7BE1A4B-8590-4549-8C26-2B98988A538A | Labor | 04/19/2017 | 04/19/2017 | Bonnie Aichroth
|  | OLYMPUS AMERICA, INC. | UCR | REGULATOR, CO2 |  | COOPER DIGESTIVE HEALTH-ENDOSCOPY | 501 fellowship road |  |  | 02/15/2017 |  | 2/15/22 |  |  | NO | YES |  |  |  |  | OLYMPUS AMERICA, INC. 10649961 7620137 |  |  | Active |  | 99:99:99:99:99:99 |  | Alarm | 1Y:00-MFG | 02/05/2019 | 02/01/2020 | COOPER AMBULATORY OFF-SITES |  |  |  | 0011611831 | JEANNE GREER | Preventative Maintenance | Closed | Bonnie Aichroth | 05/04/2017 | 05/04/2017 | PERFORMANCE ASSURANCE AT INVENTORY | INVENTORIED DEVICE AND ENSURED DEVICE WAS FUNCTIONING PROPERLY. | 98E90635-B744-4760-A2DA-9BD5AD052FC4 | Labor | 02/15/2017 | 02/15/2017 | Kirk Lis
|  | OLYMPUS AMERICA, INC. | UCR | REGULATOR, CO2 |  | BRACHFIELD MEDICAL ASSOCIATES-MEDICINE | 218 Sunset Rd |  |  | 07/17/2014 |  | 7/17/19 |  |  | NO | YES |  |  |  |  | OLYMPUS AMERICA, INC. 10367162 7422304 |  |  | Active |  | 99:99:99:99:99:99 |  | Alarm | 1Y:00-MFG | 06/07/2019 | 06/01/2020 | COOPER AMBULATORY OFF-SITES |  |  | ENDOSCOPY PROCEDURE RM |  | CATHY CRAWFORD
|  | OLYMPUS AMERICA, INC. | UCR | REGULATOR, CO2 |  | SPECIAL TEST | Kelemen |  |  | 01/18/2019 |  | 1/18/24 |  |  | NO | YES |  |  |  |  | OLYMPUS AMERICA, INC. 30236288 7620128 |  |  | Active |  | 99:99:99:99:99:99 |  | Alarm | 1Y:00-MFG | 01/18/2019 | 01/18/2019 | COOPER UNIVERSITY HOSPITAL |  |  |  | 0011495691 | AMY HANNAN | Performance Verification | Closed | Bonnie Aichroth | 01/18/2019 | 01/18/2019 | INCOMING INVENTORY | DEVICE INVENTORIED | C518C440-3A4F-43D9-A80C-62563D5397AB | Labor | 01/18/2019 | 01/18/2019 | Bonnie Aichroth
|  | OLYMPUS AMERICA, INC. | UCR | REGULATOR, CO2 |  | COOPER DIGESTIVE HEALTH-ENDOSCOPY | 501 Fellowship Rd |  |  | 07/17/2014 |  | 7/17/19 |  |  | NO | YES |  |  |  |  | OLYMPUS AMERICA, INC. 10347105 7422313 |  |  | Active |  | 99:99:99:99:99:99 |  | Alarm | 1Y:00-MFG | 02/13/2019 | 02/01/2020 | COOPER AMBULATORY OFF-SITES |  |  | FELLOWSHIP ROAD |  | JEANNE GREER
|  | NANOSONICS | TROPHON EPR | REPROCESSOR, TRANSDUCER, ULTRASOUND | 88038-006 | EMERGENCY ROOM | Kelemen |  |  | 10/09/2019 |  | 10/9/34 |  |  | NO | YES |  |  |  |  | NANOSONICS 11222102 88038-006 |  |  | Active |  | 99:99:99:99:99:99 |  | Non-medical | 1Y:00-MFG | 10/09/2019 | 10/09/2019 | COOPER UNIVERSITY HOSPITAL |  |  | Performance Verification | WOT00000001049413 | KAREN GRUBER | Performance Verification | Closed | Richard Jolly | 10/09/2019 | 10/09/2019 | Performance Verification for NANOSONICS 11222102 88038-006 | Initial Install of Performance Verification. Device is ready for patient use. |  |  | 10/09/2019 | 10/09/2019
|  | NANOSONICS | TROPHON EPR | REPROCESSOR, TRANSDUCER, ULTRASOUND | 88023-105 | COOPER CANCER CENTER | MD Anderson Cancer Center |  |  | 05/04/2018 |  | 5/4/33 |  |  | NO | YES |  |  |  |  | NANOSONICS 10752797 88023-105 |  |  | Active |  | 99:99:99:99:99:99 |  | Non-medical | 1Y:00-MFG | 10/09/2019 | 10/01/2020 | COOPER AMBULATORY OFF-SITES |  |  | C1104F | WOT00000000960939 | COLLEEN TEGELER | Repair | Closed | Zhan Kiselev | 05/31/2018 | 07/30/2018 | Tronphon - Not working, says purging, it's been purging for 20 min, tried unplugging and replugging in, still says same thing, no change, date is incorrect too | Called Multiple Times, no answer. Refer to the WOT00000001024839 Duplicate WOT refer to 00000001024839 | EXP0729554 | Labor | 06/12/2018 | 06/12/2018 | Zhan Kiselev
|  | NANOSONICS | TROPHON EPR | REPROCESSOR, TRANSDUCER, ULTRASOUND | 47059-016 | KINGS HIGHWAY-RADIOLOGY | 1103 N Kings Hwy |  |  | 04/14/2015 |  | 4/14/30 |  |  | NO | YES |  |  |  |  | NANOSONICS 10480302 47059-016 |  |  | Active |  | 99:99:99:99:99:99 |  | Non-medical | 1Y:00-MFG | 10/15/2019 | 10/01/2020 | COOPER AMBULATORY OFF-SITES |  |  | 1st Floor, Ultrasound |  | SUZEN SCHAFFER
|  | NANOSONICS | TROPHON EPR | REPROCESSOR, TRANSDUCER, ULTRASOUND | 37046-052 | ANTERPARTUM-INVITRO FERT | Dorrance |  |  | 01/01/1900 |  |  |  |  | NO | YES |  |  |  |  | NANOSONICS 10354898 37046-052 |  |  | Active |  | 99:99:99:99:99:99 |  | Non-medical | 1Y:00-MFG | 10/09/2019 | 10/01/2020 | COOPER UNIVERSITY HOSPITAL |  |  | D6 - Ultrasound Room 2 |  | GRACE SVEINBZORNSSON
|  | NANOSONICS | TROPHON EPR | REPROCESSOR, TRANSDUCER, ULTRASOUND | 19761-051 | EMERGENCY ROOM | Kelemen |  |  | 01/24/2014 |  | 1/24/29 |  |  | NO | YES |  |  |  |  | NANOSONICS 10349343 19761-051 |  |  | Active |  | 99:99:99:99:99:99 |  | Non-medical | 1Y:00-MFG | 10/22/2019 | 10/01/2020 | COOPER UNIVERSITY HOSPITAL |  |  | EMERGENCY DEPARTMENT |  | KAREN GRUBER
|  | NANOSONICS | TROPHON EPR | REPROCESSOR, TRANSDUCER, ULTRASOUND | 37045-049 | 3 COOPER-RADIOLOGY | 3 Cooper |  |  | 05/21/2015 |  | 5/21/30 |  |  | NO | YES |  |  |  |  | NANOSONICS 10348327 37045-049 |  |  | Active |  | 99:99:99:99:99:99 |  | Non-medical | 1Y:00-MFG | 10/09/2019 | 10/01/2020 | COOPER AMBULATORY OFF-SITES |  |  | Suite 100 - Ultrasound Room A |  | JUDY ADIRZONE
|  | NANOSONICS | TROPHON EPR | REPROCESSOR, TRANSDUCER, ULTRASOUND | 37045-044 | PRINCETON-OB/GYN | 10 Forrestal Rd S |  |  | 05/21/2015 |  | 5/21/30 |  |  | NO | YES |  |  |  |  | NANOSONICS 10348321 37045-044 |  |  | Active |  | 99:99:99:99:99:99 |  | Non-medical | 1Y:00-MFG | 10/29/2019 | 10/01/2020 | COOPER AMBULATORY OFF-SITES |  |  | 10 SOUTH FORRESTAL RD. |  | LINDA CARON
|  | NANOSONICS | TROPHON EPR | REPROCESSOR, TRANSDUCER, ULTRASOUND | 37045-046 | 3 COOPER-RADIOLOGY | 3 Cooper |  |  | 01/01/1900 |  |  |  |  | NO | YES |  |  |  |  | NANOSONICS 10348322 37045-046 |  |  | Active |  | 99:99:99:99:99:99 |  | Non-medical | 1Y:00-MFG | 10/09/2019 | 10/01/2020 | COOPER AMBULATORY OFF-SITES |  |  | Suite 100 - Ultrasound Room B |  | JUDY ADIRZONE
|  | NANOSONICS | TROPHON EPR | REPROCESSOR, TRANSDUCER, ULTRASOUND | 37046-051 | VOORHEES SURGERY CENTER-RADIOLOGY | 900 Centennial Blvd | Suite B |  | 01/01/1900 |  |  |  |  | NO | YES |  |  |  |  | NANOSONICS 10348323 37046-051 |  |  | Active |  | 99:99:99:99:99:99 |  | Non-medical | 1Y:00-MFG | 10/09/2019 | 10/01/2020 | COOPER AMBULATORY OFF-SITES |  |  | 900 CENTENNIAL BLVD - SUITE B |  | PAT STIENES
|  | NANOSONICS | TROPHON EPR | REPROCESSOR, TRANSDUCER, ULTRASOUND | 37045-048 | RIPPA CENTER-OB/GYN | 6100 Main St |  |  | 05/21/2015 |  | 5/21/30 |  |  | NO | YES |  |  |  |  | NANOSONICS 10348324 37045-048 |  |  | Active |  | 99:99:99:99:99:99 |  | Non-medical | 1Y:00-MFG | 10/09/2019 | 10/01/2020 | COOPER AMBULATORY OFF-SITES |  |  | 6100 Main St - Ultrasound Rm 1 |  | PATRICIA HUFF
|  | NANOSONICS | TROPHON EPR | REPROCESSOR, TRANSDUCER, ULTRASOUND | 37045-045 | VOORHEES SURGERY CENTER-RADIOLOGY | 900 Centennial Blvd | Suite B |  | 05/21/2015 |  | 5/21/30 |  |  | NO | YES |  |  |  |  | NANOSONICS 10348326 37045-045 |  |  | Active |  | 99:99:99:99:99:99 |  | Non-medical | 1Y:00-MFG | 10/09/2019 | 10/01/2020 | COOPER AMBULATORY OFF-SITES |  |  | SUITE B RM. 178 |  | PAT STIENES
|  | NANOSONICS | TROPHON EPR | REPROCESSOR, TRANSDUCER, ULTRASOUND | 37045-042 | ANTERPARTUM-INVITRO FERT | Dorrance |  |  | 01/01/1900 |  |  |  |  | NO | YES |  |  |  |  | NANOSONICS 10348317 37045-042 |  |  | Active |  | 99:99:99:99:99:99 |  | Non-medical | 1Y:00-MFG | 10/09/2019 | 10/01/2020 | COOPER UNIVERSITY HOSPITAL |  |  | D6 - Ultrasound Room 1 |  | GRACE SVEINBZORNSSON
|  | NANOSONICS | TROPHON EPR | REPROCESSOR, TRANSDUCER, ULTRASOUND | 37045-052 | RIPPA CENTER-OB/GYN | 6100 Main St |  |  | 05/21/2015 |  | 5/21/30 |  |  | NO | YES |  |  |  |  | NANOSONICS 10348319 37045-052 |  |  | Active |  | 99:99:99:99:99:99 |  | Non-medical | 1Y:00-MFG | 10/09/2019 | 10/01/2020 | COOPER AMBULATORY OFF-SITES |  |  | 6100 Main St - Procedure Rm 151 |  | PATRICIA HUFF
|  | NANOSONICS | TROPHON EPR | REPROCESSOR, TRANSDUCER, ULTRASOUND | 37045-043 | ULTRASOUND | Kelemen | Basement |  | 01/01/1900 |  |  |  |  | NO | YES |  |  |  |  | NANOSONICS 10348320 37045-043 |  |  | Active |  | 99:99:99:99:99:99 |  | Non-medical | 1Y:00-MFG | 10/22/2019 | 10/01/2020 | COOPER UNIVERSITY HOSPITAL |  |  | DIAGNOSTIC RADIOLOGY - B20 |  | Tracy Saldutti
|  | NANOSONICS | TROPHON EPR | REPROCESSOR, TRANSDUCER, ULTRASOUND | 37045-051 | WILLINGBORO COOPER UNIVERSITY PHYSICIANS | 651 John F Kennedy Way |  |  | 05/21/2015 |  | 5/21/30 |  |  | NO | YES |  |  |  |  | NANOSONICS 10348316 37045-051 |  |  | Active |  | 99:99:99:99:99:99 |  | Non-medical | 1Y:00-MFG | 10/15/2019 | 10/01/2020 | COOPER AMBULATORY OFF-SITES |  |  | 651 JFK Way |  | PATTY LEWIS
|  | NATUS NEUROLOGY INCORPORATED |  | REVIEW STATION | GL4V7X2 | NEUROLOGY/EEG | Kelemen |  |  | 11/11/2019 |  | 11/11/26 |  |  | NO | YES |  |  |  |  | NATUS NEUROLOGY INCORPORATED 11200128 GL4V7X2 |  |  | Active |  |  |  | Non-medical | PAAR:00-PVAR | 11/11/2019 | 11/11/2019 | COOPER UNIVERSITY HOSPITAL |  |  | 2ND FL KELERMAN READING ROOM | WOT00000004287487 | Debbie Hughes | Repair | Open | Michael Youch | 11/11/2019 | 11/11/2019 | Monitoring screen - not recording error message | Tech support was contacted and helped to reset system to clear error and remotely adjust the room camera to correct color distortion. needs customer entitlement to close wot. | EXP4687561 | Labor | 11/11/2019 | 11/11/2019 | Michael Youch
|  | NATUS NEUROLOGY INCORPORATED |  | REVIEW STATION | GL1T7X2 | NEUROLOGY/EEG | Kelemen |  |  | 11/11/2019 |  | 11/11/26 |  |  | NO | YES |  |  |  |  | NATUS NEUROLOGY INCORPORATED 11200127 GL1T7X2 |  |  | Active |  |  |  | Non-medical | PAAR:00-PVAR | 11/11/2019 | 11/11/2019 | COOPER UNIVERSITY HOSPITAL |  |  | 2ND FL KELERMAN READING ROOM | WOT00000004297601 | Debbie Hughes | Repair | Closed | Kirk Lis | 11/11/2019 | 11/11/2019 | EEG long term monitoring machine - getting error message | CONTACTED IT DEPT. SER. TICKET # INC0083715 . IT IS RECTIFYING ISSUE. CHECK ON READING STATION. UNIT OPERATING CORRECTLY. CONFERRED WITH DEBBIE ON IT SOLUTION. IT DEPT. DID NOT GIVE FEED BACK ON SOLUTION/ RESOLUTION. | EXP4758393 | Labor | 11/11/2019 | 11/11/2019 | Kirk Lis
|  | NATUS NEUROLOGY INCORPORATED |  | REVIEW STATION | 1MNL7X2 | NEUROLOGY/EEG | Kelemen |  |  | 11/11/2019 |  | 11/11/26 |  |  | NO | YES |  |  |  |  | NATUS NEUROLOGY INCORPORATED 11200124 1MNL7X2 |  |  | Active |  |  |  | Non-medical | PAAR:00-PVAR | 11/11/2019 | 11/11/2019 | COOPER UNIVERSITY HOSPITAL |  |  |  | WOT00000004299149 | Debbie Hughes | Performance Verification | Completed | Kirk Lis | 11/11/2019 | 11/11/2019 | Performance Verification for NATUS NEUROLOGY INCORPORATED 11200124 1MNL7X2 | Initial Install of Performance Verification. Device is ready for patient use. |  |  | 11/11/2019 | 11/11/2019
|  | NATUS NEUROLOGY INCORPORATED |  | REVIEW STATION | 1MPL7X2 | NEUROLOGY/EEG | Kelemen |  |  | 11/11/2019 |  | 11/11/26 |  |  | NO | YES |  |  |  |  | NATUS NEUROLOGY INCORPORATED 11200126 1MPL7X2 |  |  | Active |  |  |  | Non-medical | PAAR:00-PVAR | 11/11/2019 | 11/11/2019 | COOPER UNIVERSITY HOSPITAL |  |  | 2ND FL KELERMAN READING ROOM | WOT00000004299269 | Debbie Hughes | Performance Verification | Completed | Kirk Lis | 11/11/2019 | 11/11/2019 | Performance Verification for NATUS NEUROLOGY INCORPORATED 11200126 1MPL7X2 | Initial Install of Performance Verification. Device is ready for patient use. |  |  | 11/11/2019 | 11/11/2019
|  | NATUS NEUROLOGY INCORPORATED |  | REVIEW STATION | GL2W7X2 | NEUROLOGY/EEG | Kelemen |  |  | 11/11/2019 |  | 11/11/26 |  |  | NO | YES |  |  |  |  | NATUS NEUROLOGY INCORPORATED 11200125 GL2W7X2 |  |  | Active |  |  |  | Non-medical | PAAR:00-PVAR | 11/11/2019 | 11/11/2019 | COOPER UNIVERSITY HOSPITAL |  |  | PAV 056 | WOT00000004299223 | Debbie Hughes | Performance Verification | Completed | Kirk Lis | 11/11/2019 | 11/11/2019 | Performance Verification for NATUS NEUROLOGY INCORPORATED 11200125 GL2W7X2 | Initial Install of Performance Verification. Device is ready for patient use. |  |  | 11/11/2019 | 11/11/2019
|  | NATUS NEUROLOGY INCORPORATED |  | REVIEW STATION | 7XWK7X2 | NEUROLOGY/EEG | Kelemen |  |  | 11/11/2019 |  | 11/11/26 |  |  | NO | YES |  |  |  |  | NATUS NEUROLOGY INCORPORATED 11200123 7XWK7X2 |  |  | Active |  |  |  | Non-medical | PAAR:00-PVAR | 11/11/2019 | 11/11/2019 | COOPER UNIVERSITY HOSPITAL |  |  | 2ND FL KELERMAN READING ROOM | WOT00000004299061 | Debbie Hughes | Performance Verification | Completed | Kirk Lis | 11/11/2019 | 11/11/2019 | Performance Verification for NATUS NEUROLOGY INCORPORATED 11200135 7XWK7X2 | Initial Install of Performance Verification. Device is ready for patient use. |  |  | 11/11/2019 | 11/11/2019
|  | PENTAX MEDICAL | FNL-10S | RHINOLARYNGOSCOPE | A61143 |  | 6200 Main St | [7 empty] | NO | YES
|  | STORZ | 11101RP2 | RHINOLARYNGOSCOPE |  | VOORHEES SURGERY CENTER-RADIATION/ONC | 900 Centennial Blvd | Suite D |  | 10/31/2019 |  | 10/31/22 |  |  | NO | YES |  |  |  |  | STORZ 2212995 2212995 |  |  | Active |  |  |  | Equipment | PAAR:00-PVAR | 10/31/2019 | 10/31/2019 | COOPER AMBULATORY OFF-SITES |  |  | RAD ONC - SUITE D | WOT00000003514845 | COLLEEN TEGELER | Performance Verification | Closed | Kenneth Krips | 10/31/2019 | 10/31/2019 | Performance Verification for STORZ 2212995 2212995 | Initial Install of Performance Verification. Device is ready for patient use. |  |  | 10/31/2019 | 10/31/2019
|  | STORZ | 11101RP2 | RHINOLARYNGOSCOPE |  | COOPER CANCER CENTER-MULTIDISCIPLINARY CLINIC | 900 Centennial Blvd | Suite D |  | 10/31/2019 |  | 10/31/22 |  |  | NO | YES |  |  |  |  | STORZ 2195241 2195241 |  |  | Active |  |  |  | Equipment | PAAR:00-PVAR | 10/31/2019 | 10/31/2019 | COOPER AMBULATORY OFF-SITES |  |  | 2 COOPER - MD ANDERSON | WOT00000003515223 | ROXANNE BERGER | Performance Verification | Closed | Kenneth Krips | 10/31/2019 | 10/31/2019 | Performance Verification for STORZ 2195241 2195241 | Initial Install of Performance Verification. Device is ready for patient use. |  |  | 10/31/2019 | 10/31/2019
|  | STORZ | 11101RP2 | RHINOLARYNGOSCOPE |  | 6200 MAIN ST-SURGERY | 6200 Main St |  |  | 10/31/2019 |  | 10/31/22 |  |  | NO | YES |  |  |  |  | STORZ 2157429 2157429 |  |  | Active |  | 99:99:99:99:99:99 |  | Equipment | PAAR:00-PVAR | 10/31/2019 | 10/31/2019 | COOPER AMBULATORY OFF-SITES |  |  | 6200 MAIN STREET |  | BOBBIE MICKLE |  |  |  | 10/31/2019 | 10/31/2019 |  |  |  |  | 10/31/2019 | 10/31/2019
|  | STORZ | 11101RP2 | RHINOLARYNGOSCOPE |  |  | 2 Plaza Dr | [7 empty] | NO | YES
|  | STORZ | 11101RP2 | RHINOLARYNGOSCOPE |  |  | 2 Plaza Dr | [7 empty] | NO | YES
|  | STORZ | 11101RP2 | RHINOLARYNGOSCOPE |  |  | 6200 Main St | [7 empty] | NO | YES
|  | STORZ | 11101RP2 | RHINOLARYNGOSCOPE |  |  | 6200 Main St | [7 empty] | NO | YES
|  | STORZ | 11101SK2 | RHINOLARYNGOSCOPE |  | 6200 MAIN ST-SURGERY | 6200 Main St |  |  | 10/31/2019 |  | 10/31/22 |  |  | NO | YES |  |  |  |  | STORZ 2236833 Not Known |  |  | Active |  | 99:99:99:99:99:99 |  | Equipment | PAAR:00-PVAR | 10/31/2019 | 10/31/2019 | COOPER AMBULATORY OFF-SITES |  |  | 6200 MAIN STREET | 0012142947 | BOBBIE MICKLE | Preventative Maintenance | Closed | Kirk Lis | 10/31/2019 | 10/31/2019 | PERFORMANCE ASSURANCE AT INVENTORY | INVENTORIED DEVICE AND ENSURED DEVICE WAS FUNCTIONING PROPERLY. | D6372623-F3E9-4030-BBD5-AACF0E8D2B3A | Labor | 10/31/2019 | 10/31/2019 | Kirk Lis
|  | STORZ | 11101SK2 | RHINOLARYNGOSCOPE |  | 6200 MAIN ST-SURGERY | 6200 Main St |  |  | 10/31/2019 |  | 10/31/22 |  |  | NO | YES |  |  |  |  | STORZ 2195096 2195096 |  |  | Active |  | 99:99:99:99:99:99 |  | Equipment | PAAR:00-PVAR | 10/31/2019 | 10/31/2019 | COOPER AMBULATORY OFF-SITES |  |  |  | 0011639562 | BOBBIE MICKLE | Performance Verification | Closed | Bonnie Aichroth | 10/31/2019 | 10/31/2019 | INCOMING INVENTORY | DEVICE INVENTORIED | AD783377-9DB2-4F0B-8B53-8AF139102C88 | Labor | 10/31/2019 | 10/31/2019 | Bonnie Aichroth
|  | STORZ | 11101SK2 | RHINOLARYNGOSCOPE |  |  | 2 Plaza Dr | [7 empty] | NO | YES
|  | OLYMPUS AMERICA, INC. | ENF-V2 | RHINOLARYNGOSCOPE, FLEXIBLE |  | 3 COOPER - SURGERY DEPARTMENT | 6200 Main St |  |  | 11/02/2019 |  | 11/2/22 |  |  | NO | YES |  |  |  |  | OLYMPUS AMERICA, INC. 2731446 2731446 |  |  | Active | VISERA/2731446 | 99:99:99:99:99:99 |  | Equipment | PAAR:00-PVAR | 11/02/2019 | 11/02/2019 | COOPER AMBULATORY OFF-SITES |  |  | Suite 403 - Scope Closet |  | ANNE MAIER |  |  |  | 11/02/2019 | 11/02/2019 |  |  |  |  | 11/02/2019 | 11/02/2019
|  | PENTAX MEDICAL | FNL-7RP3 | RHINOLARYNGOSCOPE, FLEXIBLE | G112153 |  | 6200 Main St | [7 empty] | NO | YES
|  | PENTAX MEDICAL | VNL8-J10 | RHINOLARYNGOSCOPE, FLEXIBLE | N110064 | 6200 MAIN ST-SURGERY | 6200 Main St |  |  | 10/31/2019 |  | 10/31/22 |  |  | NO | YES |  |  |  |  | PENTAX MEDICAL 11200076 N110064 |  |  | Active |  |  |  | Equipment | PAAR:00-PVAR | 10/31/2019 | 10/31/2019 | COOPER AMBULATORY OFF-SITES |  |  | Performance Verification | WOT00000003697098 | BOBBIE MICKLE | Performance Verification | Completed | Kirk Lis | 10/31/2019 | 10/31/2019 | Performance Verification for PENTAX MEDICAL 11200076 N110064 | Initial Install of Performance Verification. Device is ready for patient use. |  |  | 10/31/2019 | 10/31/2019
|  | PENTAX MEDICAL | VNL8-J10 | RHINOLARYNGOSCOPE, FLEXIBLE | N110429 | 6200 MAIN ST-SURGERY | 6200 Main St |  |  | 10/31/2019 |  | 10/31/22 |  |  | NO | YES |  |  |  |  | PENTAX MEDICAL 11200072 N110429 |  |  | Active |  |  |  | Equipment | PAAR:00-PVAR | 10/31/2019 | 10/31/2019 | COOPER AMBULATORY OFF-SITES |  |  | Performance Verification | WOT00000003695924 | BOBBIE MICKLE | Performance Verification | Completed | Kirk Lis | 10/31/2019 | 10/31/2019 | Performance Verification for PENTAX MEDICAL 11200072 N110429 | Initial Install of Performance Verification. Device is ready for patient use. |  |  | 10/31/2019 | 10/31/2019
|  | CARDINAL HEALTH EMS/ALLEGIANCE | CHM2100 | ROCKER, TEST TUBE |  | COOPER CENTER FOR SPECIAL DIAGNOSTICS | 401 Haddon Ave |  |  | 10/31/2019 |  | 10/31/24 |  |  | NO | YES |  |  |  |  | CARDINAL HEALTH EMS/ALLEGIANCE 11207536 17120468 |  |  | Active |  | 99:99:99:99:99:99 |  | Equipment | PAAR:00-PVAR | 10/31/2019 | 10/31/2019 | COOPER AMBULATORY OFF-SITES |  |  | E+R - Main Lab | WOT00000001471298 | DR. BARNOWSKY | Performance Verification | Closed | Gene Amodei | 10/31/2019 | 10/31/2019 | Performance Verification for CARDINAL HEALTH EMS/ALLEGIANCE 11207536 17120468 | Initial Install of Performance Verification. Device is ready for patient use. |  |  | 10/31/2019 | 10/31/2019
|  | UNITED PRODUCTS | TTR-200 | ROCKER, TEST TUBE | T1009101153 | LAB HEMATOLOGY | Pavilion | Basement |  | 01/21/2011 |  | 1/21/16 |  |  | NO | YES |  |  |  |  | UNITED PRODUCTS & INSTRUMENTS, INC. 10367679 T1009101153 |  |  | Active |  | 99:99:99:99:99:99 |  | Equipment | 1Y:00-MFG | 03/09/2019 | 03/01/2020 | COOPER UNIVERSITY HOSPITAL |  |  | HEMATOLOGY |  | DALE MORRONE
|  | SURGIPATH MEDICAL | 04-NS3 | SAW, AUTOPSY | CCS00046 | LAB HISTOLOGY | Pavilion | Basement |  | 06/22/2012 |  |  |  |  | NO | YES |  |  |  |  | SURGIPATH MEDICAL 10369533 CCS00046 |  |  | Active |  | 99:99:99:99:99:99 |  | Equipment | 1Y:00-MFG | 03/20/2019 | 03/01/2020 | COOPER UNIVERSITY HOSPITAL |  |  |  |  | DALE MORRONE
|  | THERMO SCIENTIFIC |  | SAW, AUTOPSY |  | LAB HISTOLOGY | Pavilion | Basement |  | 05/10/2012 |  |  |  |  | NO | YES |  |  |  |  | THERMO SCIENTIFIC 10366631 4742 |  |  | Active |  | 99:99:99:99:99:99 |  | Equipment | 1Y:00-MFG | 09/30/2019 | 09/01/2020 | COOPER UNIVERSITY HOSPITAL |  |  |  |  | DALE MORRONE
|  | STRYKER CORP. |  | SAW, CAST | 52721-54 | VOORHEES ORTHOPEDICS | 901 Centennial Blvd | Building 1 |  | 01/01/1900 |  |  |  |  | NO | YES |  |  |  |  | STRYKER CORP. 10356921 52721-54 |  |  | Active |  | 99:99:99:99:99:99 |  | Equipment | 1Y:00-MFG | 02/13/2019 | 02/01/2020 | COOPER AMBULATORY OFF-SITES |  |  | DME-RM1011 CLOSET |  | CAROL STRANTON
|  | STRYKER CORP. |  | SAW, CAST | NOT KNOWN | 3 COOPER - SURGERY DEPARTMENT | 3 Cooper |  |  | 08/03/2015 |  | 8/3/25 |  |  | NO | YES |  |  |  |  | STRYKER CORP. 10349195 NOT KNOWN |  |  | Active |  | 99:99:99:99:99:99 |  | Equipment | PAAR:00-PVAR | 10/31/2019 |  | COOPER AMBULATORY OFF-SITES |  |  | Suite 403 - Back Closet |  | ANNE MAIER
|  | STRYKER CORP. |  | SAW, CAST |  | 401 KINGS HIGHWAY - ORTHOPEDICS | 401 Kings Hwy South |  |  | 01/01/2005 |  | 1/1/15 |  |  | NO | YES |  |  |  |  | STRYKER CORP. 10346120 0206505843 |  |  | Active |  | 99:99:99:99:99:99 |  | Equipment | PAAR:00-PVAR | 11/02/2019 |  | COOPER AMBULATORY OFF-SITES |  |  | EQUIPMENT STORAGE |  | HELEN BOYLE
|  | STRYKER CORP. |  | SAW, CAST |  | VOORHEES ORTHOPEDICS | 901 Centennial Blvd | Building 1 |  | 01/01/1900 |  |  |  |  | NO | YES |  |  |  |  | STRYKER CORP. 10356922 91110263 |  |  | Active |  | 99:99:99:99:99:99 |  | Equipment | PAAR:00-PVAR | 11/02/2019 |  | COOPER AMBULATORY OFF-SITES |  |  | bdlg 2 ORTHO PACS/DIC RM |  | CAROL STRANTON
|  | STRYKER CORP. |  | SAW, CAST |  | CHERRY HILL BONE AND JOINT | 1878 Marlton Pike East |  |  | 10/31/2019 |  | 10/31/29 |  |  | NO | YES |  |  |  |  | STRYKER CORP. 30149594 12485 |  |  | Active |  | 99:99:99:99:99:99 |  | Equipment | PAAR:00-PVAR | 10/31/2019 | 10/31/2019 | COOPER AMBULATORY OFF-SITES |  |  |  |  | CASSANDRA RIVERA |  |  |  | 10/31/2019 | 10/31/2019 |  |  |  |  | 10/31/2019 | 10/31/2019
|  | STRYKER CORP. |  | SAW, CAST | R5090 | 401 KINGS HIGHWAY - ORTHOPEDICS | 401 Kings Hwy South |  |  | 01/01/1900 |  |  |  |  | NO | YES |  |  |  |  | STRYKER CORP. 10346107 R5090 |  |  | Active |  | 99:99:99:99:99:99 |  | Equipment | PAAR:00-PVAR | 11/02/2019 |  | COOPER AMBULATORY OFF-SITES |  |  | EQUIPMENT ROOM | 0012500019 | HELEN BOYLE | Repair | Closed | Kirk Lis | 12/12/2017 | 01/11/2018 | CAST CUTTER VACUUM - MOTOR BURNT OUT - 401 KINGS ORTHO EQUIP ROOM | 12/13/2017 1:54:20 PM KALIS (KALIS 12/13/2017 12:00 AM) TRAVEL TIME (KALIS 12/13/2017 12:00 AM) ANALYZED UNIT. TRACED PROBLEM TO DEFECTIVE ON/ OFF SWITCH 12/19/2017 10:38:21 AM KALIS (KALIS 12/19/2017 12:00 AM) RESEARCHED REPAIR OPTIONS. MADE OUT PO REQUEST 12/29/2017 3:35:58 PM KALIS (KALIS 12/29/2017 12:00 AM) OK'D ESTIMATE FOR REPAIR VIA E-MAIL 1/9/2018 8:37:38 AM KALIS (KALIS 1/9/2018 12:00 AM) DOCUMENTATION UPLOADED SERVICE REPORT 1/11/2018 1:54:09 PM KALIS (KALIS 1/10/2018 12:00 AM) TRAVEL TIME (KALIS 1/10/2018 12:00 AM) INSTALLED CAST AND PERFORMED OVP 1/11/2018 1:54:51 PM KALIS (KALIS 1/11/2018 12:00 AM) DOCUMENTATION | 34FA8855-174D-44D9-8E5F-4BFB65B7EE36 | Labor | 01/10/2018 | 01/10/2018 | Kirk Lis
|  | STRYKER CORP. | 9003-210 | SAW, CAST | I2II8538 | BONE & JOINT NEWTOWN SQUARE | 3740 West Chester Pike |  |  | 07/29/2009 |  | 7/29/19 |  |  | NO | YES |  |  |  |  | STRYKER CORP. 10349316 8H82 |  |  | Active |  | 99:99:99:99:99:99 |  | Equipment | PAAR:00-PVAR | 10/31/2019 |  | COOPER AMBULATORY OFF-SITES |  |  | NEWTOWN SQUARE |  | IVETTE ORTOLAZA
|  | STRYKER CORP. | 9003-210 | SAW, CAST | 8H82 |  | 3740 West Chester Pike | [7 empty] | NO | YES
|  | STRYKER CORP. |  | SAW, CAST |  | SICKLERVILLE-URGENT CARE | 318 S White Horse Pike |  |  | 10/31/2019 |  | 10/31/29 |  |  | NO | YES |  |  |  |  | STRYKER CORP. 25310 1330900259 |  |  | Active |  | 99:99:99:99:99:99 |  | Equipment | PAAR:00-PVAR | 10/31/2019 | 10/31/2019 | COOPER AMBULATORY OFF-SITES |  |  | URGENT CARE |  | DR. BENDESKY |  |  |  | 10/31/2019 | 10/31/2019 |  |  |  |  | 10/31/2019 | 10/31/2019
|  | STRYKER CORP. |  | SAW, CAST |  | COOPER HAND CENTER AT CHERRY HILL | 1878 Marlton Pike East |  |  | 05/18/2017 |  | 5/18/27 |  |  | NO | YES |  |  |  |  | STRYKER CORP. 10732053 1534300289 |  |  | Active |  | 99:99:99:99:99:99 |  | Equipment | PAAR:00-PVAR | 10/31/2019 |  | COOPER AMBULATORY OFF-SITES |  |  |  | 0012403421 | ALLISON SHARP | Performance Verification | Closed | Josh Harris | 11/14/2017 | 11/14/2017 | INCOMING INVENTORY | DEVICE INVENTORIED | 0804692A-D70F-4304-B55E-60E90EF09E91 | Labor | 11/14/2017 | 11/14/2017 | Josh Harris
|  | STRYKER CORP. |  | SAW, CAST |  | WILLINGBORO COOPER UNIVERSITY PHYSICIANS | 651 John F Kennedy Way |  |  | 05/26/2010 |  | 5/26/20 |  |  | NO | YES |  |  |  |  | STRYKER CORP. 10367114 1014800039 |  |  | Active |  | 99:99:99:99:99:99 |  | Equipment | PAAR:00-PVAR | 11/02/2019 |  | COOPER AMBULATORY OFF-SITES |  |  | INT MED RM 117 SUPPLY |  | PATTY LEWIS
|  | STRYKER CORP. |  | SAW, CAST |  | 3 COOPER - SURGERY DEPARTMENT | Pavilion |  |  | 10/31/2019 |  | 10/31/29 |  |  | NO | YES |  |  |  |  | STRYKER CORP. 30225123 1809900159 |  |  | Active |  |  |  | Equipment | PAAR:00-PVAR | 10/31/2019 | 10/31/2019 | COOPER AMBULATORY OFF-SITES |  |  | Performance Verification | WOT00000001960162 | ANNE MAIER | Performance Verification | Closed | Stephen Zubrzycki | 10/31/2019 | 10/31/2019 | Performance Verification for STRYKER CORP. 30225123 1809900159 | Initial Install of Performance Verification. Device is ready for patient use. |  |  | 10/31/2019 | 10/31/2019
|  | STRYKER CORP. |  | SAW, CAST |  | OR - KELEMEN 3 | Kelemen |  |  | 10/31/2019 |  | 10/31/29 |  |  | NO | YES |  |  |  |  | STRYKER CORP. 30142199 01020383 |  |  | Active |  | 99:99:99:99:99:99 |  | Equipment | PAAR:00-PVAR | 10/31/2019 | 10/31/2019 | COOPER UNIVERSITY HOSPITAL |  |  | Kel OR |  | DOMINIC VENDETTA |  |  |  | 10/31/2019 | 10/31/2019 |  |  |  |  | 10/31/2019 | 10/31/2019
|  | METTLER ELECTRONICS | AE100 | SCALE, ANALYTICAL | J87801 | LAB CHEMISTRY | Pavilion | Basement |  | 01/01/1999 |  |  |  |  | NO | YES |  |  |  |  | METTLER ELECTRONICS 10360264 J87801 |  |  | Active |  | 99:99:99:99:99:99 |  | Equipment | 1Y:00-MFG | 03/20/2019 | 03/01/2020 | COOPER UNIVERSITY HOSPITAL |  |  | CHEMISTRY LAB |  | Barbara Snyder
|  | OHAUS CORP. | ADVENTURER PRO | SCALE, ANALYTICAL |  | COOPER CENTER FOR SPECIAL DIAGNOSTICS | 401 Haddon Ave |  |  | 07/01/2008 |  |  |  |  | NO | YES |  |  |  |  | OHAUS CORP. 10365675 8029201009 |  |  | Active |  | 99:99:99:99:99:99 |  | Equipment | 1Y:00-MFG | 06/18/2019 | 06/01/2020 | COOPER AMBULATORY OFF-SITES |  |  | E+R - Main Lab |  | DR. BARNOWSKY
|  | OHAUS CORP. | SCOUT PRO | SCALE, ANALYTICAL |  | BIOMEDICAL | Kelemen |  |  | 01/30/2019 |  |  |  |  | NO | YES |  |  |  |  | OHAUS CORP. 30212669 7131080156 |  |  | Active |  | 99:99:99:99:99:99 |  | Equipment | 1Y:00-VEN | 01/30/2019 | 01/30/2019 | COOPER UNIVERSITY HOSPITAL |  |  | Josh's Bench | 0012506268 | Bonnie Aichroch | Performance Verification | Closed | Josh Harris | 01/30/2019 | 01/30/2019 | INCOMING INVENTORY | DEVICE INVENTORIED | E9DA86A4-0D99-4099-ADDC-DBEE19C32259 | Labor | 01/30/2019 | 01/30/2019 | Josh Harris
|  | SARTORIUS | CP64 | SCALE, ANALYTICAL |  | LAB BLOOD BANK | Pavilion | BASEMENT |  | 02/02/2009 |  |  |  |  | NO | YES |  |  |  |  | SARTORIUS 10369074 17654111 |  |  | Active |  | 99:99:99:99:99:99 |  | Equipment | 1Y:00-MFG | 01/17/2019 | 01/01/2020 | COOPER UNIVERSITY HOSPITAL |  |  | BASEMENT blood bank |  | Barbara Bayne
|  | RPS SPECIALTY PRODUCTS | RPS-401 | SENSOR, ULTRASONIC | 401-0011158 | CHERRY HILL PHYSICAL THERAPY | 1101 N Kings Hwy |  |  | 01/01/1900 |  |  |  |  | NO | YES |  |  |  |  | RPS SPECIALTY PRODUCTS 10366086 401-0011158 |  |  | Active |  | 99:99:99:99:99:99 |  | Equipment | PAAR:00-PVAR | 11/02/2019 |  | COOPER AMBULATORY OFF-SITES |  |  | EXERCISE ROOM |  | COURTNEY BUDD
|  | GE HEALTHCARE | APEXPRO | SERVER, TELEMETRY | Rts11143110ga |  | Kelemen | [7 empty] | NO | YES
|  | GE HEALTHCARE | APEXPRO | SERVER, TELEMETRY | rts11173137ga | KELEMEN 8 PCU | Kelemen |  |  | 01/01/1900 |  |  |  |  | NO | YES |  |  |  |  | GE MEDICAL SYSTEMS 10369034 rts11173137ga |  |  | Disposition |  | 99:99:99:99:99:99 |  | Equipment | PAAR:00-PVAR | 11/01/2019 |  | COOPER UNIVERSITY HOSPITAL |  |  | 8TH FLOOR CLOSET | WOT00000000533740 | BYRON WELLS | Disposition | Closed | Michael Youch | 02/08/2018 | 05/16/2019 | Bulk Disposition CNL | Dispositioned Dispositioned from Work Order Task WOT00000002202803 CEID: 10369034 | EXP2945737 | Labor | 05/16/2019 | 05/16/2019 | Michael Youch
|  | GE HEALTHCARE | APEXPRO | SERVER, TELEMETRY | rts09452500ga | KELEMEN 8 PCU | Kelemen |  |  | 01/01/1900 |  |  |  |  | NO | YES |  |  |  |  | GE MEDICAL SYSTEMS 10369033 rts09452500ga |  |  | Disposition |  | 99:99:99:99:99:99 |  | Equipment | PAAR:00-PVAR | 11/02/2019 |  | COOPER UNIVERSITY HOSPITAL |  |  | 8TH FLOOR CLOSET | WOT00000000533735 | BYRON WELLS | Disposition | Closed | Michael Youch | 02/08/2018 | 05/22/2019 | Bulk Disposition CNL | Equipment was lost by department and was replaced. Dispositioned from Work Order Task WOT00000002202796 CEID: 10369033 | EXP2981537 | Labor | 05/22/2019 | 05/22/2019 | Michael Youch
|  | GE HEALTHCARE | APEXPRO | SERVER, TELEMETRY | K3TS1814G | KELEMEN 8 PCU | Kelemen |  |  | 01/01/1900 |  |  |  |  | NO | YES |  |  |  |  | GE MEDICAL SYSTEMS 10369032 k3ts1y4g |  |  | Disposition |  | 99:99:99:99:99:99 |  | Equipment | PAAR:00-PVAR | 11/02/2019 |  | COOPER UNIVERSITY HOSPITAL |  |  | 8TH FLOOR CLOSET | WOT00000000527198 | BYRON WELLS | Disposition | Closed | Michael Youch | 02/08/2018 | 05/16/2019 | Bulk Disposition CNL | Dispositioned Dispositioned from Work Order Task WOT00000002202789 CEID: 10369032 | EXP2945726 | Labor | 05/16/2019 | 05/16/2019 | Michael Youch
|  | GE HEALTHCARE | APEXPRO | SERVER, TELEMETRY | b2ts0773g | KELEMEN 8 PCU | Kelemen |  |  | 01/01/1900 |  |  |  |  | NO | YES |  |  |  |  | GE MEDICAL SYSTEMS 10369030 b2ts0773g |  |  | Disposition |  | 99:99:99:99:99:99 |  | Equipment | PAAR:00-PVAR | 11/02/2019 |  | COOPER UNIVERSITY HOSPITAL |  |  | 8TH FLOOR CLOSET | WOT00000000522085 | BYRON WELLS | Disposition | Closed | Michael Youch | 02/08/2018 | 05/16/2019 | Bulk Disposition CNL | Dispositioned Dispositioned from Work Order Task WOT00000000522085 CEID: 10369030 | EXP2945642 | Labor | 05/16/2019 | 05/16/2019 | Michael Youch
|  | GE HEALTHCARE | APEXPRO | SERVER, TELEMETRY | K0TS0088GP | KELEMEN 8 PCU | Kelemen |  |  | 11/01/2000 |  | 11/1/05 |  |  | NO | YES |  |  |  |  | GE MEDICAL SYSTEMS 10369028 K0TS0088GP |  |  | Disposition |  | 99:99:99:99:99:99 |  | Equipment | PAAR:00-PVAR | 11/01/2019 |  | COOPER UNIVERSITY HOSPITAL |  |  | PCU | WOT00000000527166 | BYRON WELLS | Disposition | Closed | Michael Youch | 02/08/2018 | 05/16/2019 | Bulk Disposition CNL | Dispositioned Dispositioned from Work Order Task WOT00000002202763 CEID: 10369028 | EXP2945631 | Labor | 05/16/2019 | 05/16/2019 | Michael Youch
|  | GE HEALTHCARE | APEXPRO | SERVER, TELEMETRY | k3ts1813g | KELEMEN 8 PCU | Kelemen |  |  | 01/01/1900 |  |  |  |  | NO | YES |  |  |  |  | GE MEDICAL SYSTEMS 10369031 k3ts1813g |  |  | Disposition |  | 99:99:99:99:99:99 |  | Equipment | PAAR:00-PVAR | 11/01/2019 |  | COOPER UNIVERSITY HOSPITAL |  |  | 8TH FLOOR CLOSET |  | BYRON WELLS
|  | GE HEALTHCARE | APEXPRO | SERVER, TELEMETRY | K0TS0076GP | KELEMEN 8 PCU | Kelemen |  |  | 11/01/2000 |  | 11/1/05 |  |  | NO | YES |  |  |  |  | GE MEDICAL SYSTEMS 10369029 K0TS0076GP |  |  | Disposition |  | 99:99:99:99:99:99 |  | Equipment | PAAR:00-PVAR | 11/02/2019 |  | COOPER UNIVERSITY HOSPITAL |  |  | PCU | WOT00000000527165 | BYRON WELLS | Disposition | Closed | Michael Youch | 02/08/2018 | 05/22/2019 | Bulk Disposition CNL | Equipment was lost by department and was replaced. Dispositioned from Work Order Task WOT00000000527165 CEID: 10369029 | EXP2981525 | Labor | 05/22/2019 | 05/22/2019 | Michael Youch
|  | GE HEALTHCARE | APEXPRO | SERVER, TELEMETRY | rts07071479ga | KELEMEN 8 PCU | Kelemen |  |  | 01/01/1900 |  |  |  |  | NO | YES |  |  |  |  | GE MEDICAL SYSTEMS 10369026 rts07071479ga |  |  | Disposition |  | 99:99:99:99:99:99 |  | Equipment | PAAR:00-PVAR | 11/02/2019 |  | COOPER UNIVERSITY HOSPITAL |  |  | 8TH FLOOR CLOSET | WOT00000000533733 | BYRON WELLS | Disposition | Closed | Michael Youch | 02/08/2018 | 05/16/2019 | Bulk Disposition CNL | Dispositioned Dispositioned from Work Order Task WOT00000000533733 CEID: 10369026 | EXP2945607 | Labor | 05/16/2019 | 05/16/2019 | Michael Youch
|  | GE HEALTHCARE | APEXPRO | SERVER, TELEMETRY | RTS07071480GA | KELEMEN 8 PCU | Kelemen |  |  | 01/01/1900 |  |  |  |  | NO | YES |  |  |  |  | GE MEDICAL SYSTEMS 10369027 RTS07071480GA |  |  | Active |  | 11:11:11:11:11:11 |  | Non-medical | PAAR:00-PVAR | 11/01/2019 |  | COOPER UNIVERSITY HOSPITAL |  |  | 8TH FLOOR CLOSET | WOT00000000533734 | BYRON WELLS | Disposition | Closed | Michael Youch | 02/08/2018 | 05/13/2019 | Bulk Disposition CNL
|  | GE HEALTHCARE | APEXPRO | SERVER, TELEMETRY | RTS09452537GA | BIOMEDICAL | Pavilion |  |  | 01/01/1900 |  |  |  |  | NO | YES |  |  |  |  | GE MEDICAL SYSTEMS 10347626 RTS09452537GA |  |  | Active |  | 11:11:11:11:11:11 |  | Non-medical | PAAR:00-PVAR | 11/02/2019 |  | COOPER UNIVERSITY HOSPITAL |  |  | 7TH FLOOR PAVILION IDF | WOT00000000533736 | Bonnie Aichroch | Disposition | Closed | Michael Youch | 02/08/2018 | 05/14/2019 | Bulk Disposition CNL
|  | GE HEALTHCARE | APEXPRO | SERVER, TELEMETRY | RTS10182692GA | BIOMEDICAL | Pavilion |  |  | 05/13/2010 |  | 5/13/15 |  |  | NO | YES |  |  |  |  | GE MEDICAL SYSTEMS 10347627 RTS10182692GA |  |  | Active |  | 11:11:11:11:11:11 |  | Non-medical | PAAR:00-PVAR | 11/02/2019 |  | COOPER UNIVERSITY HOSPITAL |  |  | 784 PAVILION | WOT00000000533737 | Bonnie Aichroch | Disposition | Closed | Michael Youch | 02/08/2018 | 05/14/2019 | Bulk Disposition CNL
|  | GE HEALTHCARE | APEXPRO | SERVER, TELEMETRY | RTS07071478GA | BIOMEDICAL | Pavilion |  |  | 01/01/1900 |  |  |  |  | NO | YES |  |  |  |  | GE MEDICAL SYSTEMS 10347628 RTS07071478GA |  |  | Active |  | 11:11:11:11:11:11 |  | Non-medical | PAAR:00-PVAR | 11/01/2019 |  | COOPER UNIVERSITY HOSPITAL |  |  | 7TH FLOOR PAVILION | WOT00000000533732 | Bonnie Aichroch | Disposition | Closed | Michael Youch | 02/08/2018 | 05/14/2019 | Bulk Disposition CNL
|  | GE HEALTHCARE | APEXPRO | SERVER, TELEMETRY | RTS14064421GA | BIOMEDICAL | Pavilion |  |  | 01/01/1900 |  |  |  |  | NO | YES |  |  |  |  | GE MEDICAL SYSTEMS 10347623 RTS14064421GA |  |  | Disposition |  | 99:99:99:99:99:99 |  | Equipment | PAAR:00-PVAR | 11/02/2019 |  | COOPER UNIVERSITY HOSPITAL |  |  | P5 STORAGE RM | WOT00000000533743 | Bonnie Aichroch | Disposition | Closed | Michael Youch | 02/08/2018 | 05/16/2019 | Bulk Disposition CNL | Dispositioned Dispositioned from Work Order Task WOT00000002200561 CEID: 10347623 | EXP2944696 | Labor | 05/16/2019 | 05/16/2019 | Michael Youch
|  | GE HEALTHCARE | APEXPRO | SERVER, TELEMETRY | RTS14064417GA | BIOMEDICAL | Pavilion |  |  | 01/01/1900 |  |  |  |  | NO | YES |  |  |  |  | GE MEDICAL SYSTEMS 10347621 RTS14064417GA |  |  | Disposition |  | 99:99:99:99:99:99 |  | Equipment | PAAR:00-PVAR | 11/01/2019 |  | COOPER UNIVERSITY HOSPITAL |  |  | P5 STORAGE RM | WOT00000000533742 | Bonnie Aichroch | Disposition | Closed | Michael Youch | 02/08/2018 | 05/16/2019 | Bulk Disposition CNL | Dispositioned Dispositioned from Work Order Task WOT00000000533742 CEID: 10347621 | EXP2944684 | Labor | 05/16/2019 | 05/16/2019 | Michael Youch
|  | GE HEALTHCARE | APEXPRO | SERVER, TELEMETRY | RTS14034393GA | BIOMEDICAL | Pavilion |  |  | 01/01/1900 |  |  |  |  | NO | YES |  |  |  |  | GE MEDICAL SYSTEMS 10347619 RTS14034393GA |  |  | Disposition |  | 99:99:99:99:99:99 |  | Equipment | PAAR:00-PVAR | 11/02/2019 |  | COOPER UNIVERSITY HOSPITAL |  |  | P5 STORAGE RM |  | Bonnie Aichroch
|  | GE HEALTHCARE | APEXPRO | SERVER, TELEMETRY | RTS14234570GA | BIOMEDICAL | Pavilion |  |  | 01/01/1900 |  |  |  |  | NO | YES |  |  |  |  | GE MEDICAL SYSTEMS 10347617 RTS14234570GA |  |  | Disposition |  | 99:99:99:99:99:99 |  | Equipment | PAAR:00-PVAR | 11/02/2019 |  | COOPER UNIVERSITY HOSPITAL |  |  | P5 STORAGE RM | WOT00000000533744 | Bonnie Aichroch | Disposition | Closed | Michael Youch | 02/08/2018 | 05/16/2019 | Bulk Disposition CNL | incomplete Dispositioned from Work Order Task WOT00000002200528 CEID: 10347617 | EXP2944636 | Labor | 05/16/2019 | 05/16/2019 | Michael Youch
|  | GE HEALTHCARE | CARESCAPE | SERVER, TELEMETRY | 09470672ga | KELEMEN 8 PCU | Kelemen |  |  | 01/01/1900 |  |  |  |  | NO | YES |  |  |  |  | GE MEDICAL SYSTEMS 10369025 09470672ga |  |  | Active |  | 00:D0:C9:B2:B9:85 |  | Equipment | PAAR:00-PVAR | 11/02/2019 |  | COOPER UNIVERSITY HOSPITAL |  |  | 8TH FLOOR CLOSET | WOT00000000506899 | BYRON WELLS | Disposition | Closed | Michael Youch | 02/08/2018 | 05/16/2019 | Bulk Disposition CNL
|  | GE HEALTHCARE | CARESCAPE | SERVER, TELEMETRY | SEE11071060GA | CDU - CLINICAL DECISION UNIT-9 KELEMEN | Kelemen |  |  | 03/21/2011 |  |  |  |  | NO | YES |  |  |  |  | GE MEDICAL SYSTEMS 10369023 SEE11071060GA |  |  | Active |  | 00:D0:C9:C2:E2:CA |  | Equipment | 1Y:00-MFG | 05/21/2019 | 05/01/2020 | COOPER UNIVERSITY HOSPITAL |  |  |  |  | KAREN GRUBER
|  | GE HEALTHCARE | CARESCAPE | SERVER, TELEMETRY | SEE13501463GA | BIOMEDICAL | Pavilion |  |  | 12/17/2013 |  | 12/17/18 |  |  | NO | YES |  |  |  |  | GE MEDICAL SYSTEMS 10347624 SEE13501463GA |  |  | Disposition |  | 00:D0:C9:EC:5C:9B |  | Equipment | PAAR:00-PVAR | 11/02/2019 |  | COOPER UNIVERSITY HOSPITAL |  |  | P5 STORAGE RM | WOT00000000534135 | Bonnie Aichroch | Disposition | Closed | Michael Youch | 02/08/2018 | 05/17/2019 | Bulk Disposition CNL | dis-positioned Dispositioned from Work Order Task WOT00000000534135 CEID: 10347624 | EXP2949095 | Labor | 05/13/2019 | 05/13/2019 | Michael Youch
|  | GE HEALTHCARE | CARESCAPE | SERVER, TELEMETRY | SEE09470668GA | NEURO/ORTHO/MEDSURG/7 PAV | Pavilion |  |  | 11/26/2009 |  | 11/26/14 |  |  | NO | YES |  |  |  |  | GE MEDICAL SYSTEMS 10347631 SEE09470668GA |  |  | Active |  | 00:D0:C9:B2:B9:79 |  | Equipment | PAAR:00-PVAR | 11/01/2019 |  | COOPER UNIVERSITY HOSPITAL |  |  | 7TH FLOOR PAVILION | WOT00000000534122 | Pam Young | Disposition | Closed | Gene Amodei | 02/08/2018 | 05/24/2019 | Bulk Disposition CNL
|  | GE HEALTHCARE | CARESCAPE | SERVER, TELEMETRY | SEE10260195GA | NEURO/ORTHO/MEDSURG/7 PAV | Pavilion |  |  | 07/02/2010 |  | 7/2/15 |  |  | NO | YES |  |  |  |  | GE MEDICAL SYSTEMS 10347629 SEE10260195GA |  |  | Active |  | 00:D0:C9:B8:A5:C7 |  | Equipment | PAAR:00-PVAR | 11/02/2019 |  | COOPER UNIVERSITY HOSPITAL |  |  | P784 | WOT00000000534125 | Pam Young | Disposition | Closed | Michael Youch | 02/08/2018 | 05/14/2019 | Bulk Disposition CNL
|  | GE HEALTHCARE | CARESCAPE | SERVER, TELEMETRY | SEE13280908GA | NEURO/ORTHO/MEDSURG/7 PAV | Pavilion |  |  | 07/16/2013 |  | 7/16/18 |  |  | NO | YES |  |  |  |  | GE MEDICAL SYSTEMS 10347630 SEE13280908GA |  |  | Active |  | 00:D0:C9:DB:9E:A0 |  | Equipment | PAAR:00-PVAR | 11/02/2019 |  | COOPER UNIVERSITY HOSPITAL |  |  | 7 PAVILION | WOT00000000534128 | Pam Young | Disposition | Closed | Michael Youch | 02/08/2018 | 05/14/2019 | Bulk Disposition CNL
|  | GE HEALTHCARE | CARESCAPE | SERVER, TELEMETRY | SEE13501475GA | BIOMEDICAL | Pavilion |  |  | 12/17/2013 |  | 12/17/18 |  |  | NO | YES |  |  |  |  | GE MEDICAL SYSTEMS 10347622 SEE13501475GA |  |  | Disposition |  | 00:D0:C9:Ec:5C:F0 |  | Equipment | PAAR:00-PVAR | 11/02/2019 |  | COOPER UNIVERSITY HOSPITAL |  |  | P5 STORAGE RM | WOT00000000534136 | Bonnie Aichroch | Disposition | Closed | Michael Youch | 02/08/2018 | 05/17/2019 | Bulk Disposition CNL | dis-positioned Dispositioned from Work Order Task WOT00000000534136 CEID: 10347622 | EXP2949091 | Labor | 05/13/2019 | 05/13/2019 | Michael Youch
|  | GE HEALTHCARE | CARESCAPE | SERVER, TELEMETRY | SEE13501460GA | BIOMEDICAL | Pavilion |  |  | 12/17/2013 |  | 12/17/18 |  |  | NO | YES |  |  |  |  | GE MEDICAL SYSTEMS 10347620 SEE13501460GA |  |  | Disposition |  | 00:D0:C9:EC:5C:81 |  | Equipment | PAAR:00-PVAR | 11/02/2019 |  | COOPER UNIVERSITY HOSPITAL |  |  | P5 STORAGE RM | WOT00000000534134 | Bonnie Aichroch | Disposition | Closed | Michael Youch | 02/08/2018 | 05/22/2019 | Bulk Disposition CNL | replaced when tele system was updated Dispositioned from Work Order Task WOT00000002200544 CEID: 10347620 | EXP2981548 | Labor | 05/22/2019 | 05/22/2019 | Michael Youch
|  | GE HEALTHCARE | CARESCAPE | SERVER, TELEMETRY | SEE13501479GA | BIOMEDICAL | Pavilion |  |  | 12/17/2013 |  | 12/17/18 |  |  | NO | YES |  |  |  |  | GE MEDICAL SYSTEMS 10347618 SEE13501479GA |  |  | Disposition |  | 00:D0:C9:EC:5C:ED |  | Equipment | PAAR:00-PVAR | 11/02/2019 |  | COOPER UNIVERSITY HOSPITAL |  |  | P5 STORAGE RM | WOT00000000534138 | Bonnie Aichroch | Disposition | Closed | Michael Youch | 02/08/2018 | 05/17/2019 | Bulk Disposition CNL | dis-positioned Dispositioned from Work Order Task WOT00000000534138 CEID: 10347618 | EXP2949084 | Labor | 05/13/2019 | 05/13/2019 | Michael Youch
|  | GE HEALTHCARE | CARESCAPE | SERVER, TELEMETRY | SEE13280914GA | KELEMEN 8 PCU | Kelemen |  |  | 11/02/2019 |  | 11/2/24 |  |  | NO | YES |  |  |  |  | GE MEDICAL SYSTEMS 30144953 SEE13280914GA |  |  | Active |  | 00:D0:C9:DC:67:16 |  | Equipment | PAAR:00-PVAR | 11/02/2019 | 11/02/2019 | COOPER UNIVERSITY HOSPITAL |  |  | PCU HOLDING CLOSET | WOT00000000534130 | BYRON WELLS | Disposition | Closed | Michael Youch | 11/02/2019 | 11/02/2019 | Bulk Disposition CNL |  |  |  | 11/02/2019 | 11/02/2019
|  | GE HEALTHCARE | CARESCAPE | SERVER, TELEMETRY | SEE13280920GA | PACU KELEMEN | Kelemen |  |  | 11/02/2019 |  | 11/2/24 |  |  | NO | YES |  |  |  |  | GE MEDICAL SYSTEMS 30144952 SEE13280920GA |  |  | Active |  | 00:D0:C9:DC:3E:DA |  | Equipment | PAAR:00-PVAR | 11/02/2019 | 11/02/2019 | COOPER UNIVERSITY HOSPITAL |  |  | PCU HOLDING CLOSET | WOT00000000534133 | FRANK OBRIEN | Disposition | Closed | Richard Jolly | 11/02/2019 | 11/02/2019 | Bulk Disposition CNL |  |  |  | 11/02/2019 | 11/02/2019
|  | GE HEALTHCARE | CARESCAPE | SERVER, TELEMETRY | SEE13280910GA | KELEMEN 8 PCU | Kelemen |  |  | 11/02/2019 |  | 11/2/24 |  |  | NO | YES |  |  |  |  | GE MEDICAL SYSTEMS 30144947 SEE13280910GA |  |  | Active |  | 00:D0:C9:DB:A4:0C |  | Equipment | PAAR:00-PVAR | 11/02/2019 | 11/02/2019 | COOPER UNIVERSITY HOSPITAL |  |  | PCU | 0012135260 | BYRON WELLS | Repair | Closed | Stephen Zubrzycki | 11/02/2019 | 11/02/2019 | SERVER - NEEDS MOTHERBOARD - TMX | 9/5/2017 12:37:21 PM SJZUBRZYCKI (RCJOLLY 9/5/2017 12:00 AM) ANALYZED UNIT. VERIFIED WITH MATT FROM GE THAT IT NEEDED A FLASH CARD. SWAPPED WITH SPARE CIC AND VPO (SJZUBRZYCKI 9/5/2017 12:00 AM) ANALYZED UNIT. VERIFIED WITH MATT FROM GE THAT IT NEEDED A FLASH CARD. SWAPPED WITH SPARE CIC AND VPO | 4D6AACBB-2F54-42DC-8B60-A64BA8C3B8A4 | Labor | 11/02/2019 | 11/02/2019 | Richard Jolly
|  | GE HEALTHCARE | CARESCAPE | SERVER, TELEMETRY | SEE13280909GA | KELEMEN 8 PCU | Kelemen |  |  | 11/02/2019 |  | 11/2/24 |  |  | NO | YES |  |  |  |  | GE MEDICAL SYSTEMS 30144949 SEE13280909GA |  |  | Active |  | 00:D0:C9:DC:D3:98 |  | Equipment | PAAR:00-PVAR | 11/02/2019 | 11/02/2019 | COOPER UNIVERSITY HOSPITAL |  |  | backup in Rich's office |  | BYRON WELLS |  |  |  | 11/02/2019 | 11/02/2019 |  |  |  |  | 11/02/2019 | 11/02/2019
|  | GE HEALTHCARE | CARESCAPE | SERVER, TELEMETRY | SEE13280916GA | KELEMEN 8 PCU | Kelemen |  |  | 11/02/2019 |  | 11/2/24 |  |  | NO | YES |  |  |  |  | GE MEDICAL SYSTEMS 30144948 SEE13280916GA |  |  | Active |  | 00:D0:C9:DC:66:FF |  | Equipment | PAAR:00-PVAR | 11/02/2019 | 11/02/2019 | COOPER UNIVERSITY HOSPITAL |  |  | PCU HOLDING CLOSET | WOT00000000534132 | BYRON WELLS | Disposition | Closed | Michael Youch | 11/02/2019 | 11/02/2019 | Bulk Disposition CNL |  |  |  | 11/02/2019 | 11/02/2019
|  | GE HEALTHCARE | CARESCAPE | SERVER, TELEMETRY | SEE13280915GA | PACU KELEMEN | Kelemen |  |  | 11/01/2019 |  | 11/1/24 |  |  | NO | YES |  |  |  |  | GE MEDICAL SYSTEMS 30144945 SEE13280915GA |  |  | Active |  | 00:D0:C9:DC:3C:70 |  | Equipment | PAAR:00-PVAR | 11/01/2019 | 11/01/2019 | COOPER UNIVERSITY HOSPITAL |  |  | PCU HOLDING CLOSET | WOT00000000534131 | FRANK OBRIEN | Disposition | Closed | Richard Jolly | 11/01/2019 | 11/01/2019 | Bulk Disposition CNL |  |  |  | 11/01/2019 | 11/01/2019
|  | GE HEALTHCARE | CARESCAPE | SERVER, TELEMETRY | SEE13280911GA | KELEMEN 8 PCU | Kelemen |  |  | 11/02/2019 |  | 11/2/24 |  |  | NO | YES |  |  |  |  | GE MEDICAL SYSTEMS 30144946 SEE13280911GA |  |  | Active |  | 00:D0:C9:DC:3C:6A |  | Equipment | PAAR:00-PVAR | 11/02/2019 | 11/02/2019 | COOPER UNIVERSITY HOSPITAL |  |  | PCU | WOT00000000534129 | BYRON WELLS | Disposition | Closed | Michael Youch | 11/02/2019 | 11/02/2019 | Bulk Disposition CNL |  |  |  | 11/02/2019 | 11/02/2019
|  | GE HEALTHCARE | CARESCAPE | SERVER, TELEMETRY | SEE11071032GA | CARDIAC CATH LAB | Kelemen |  |  | 11/01/2019 |  | 11/1/24 |  |  | NO | YES |  |  |  |  | GE MEDICAL SYSTEMS 30144944 SEE11071032GA |  |  | Active |  | 00:D0:C9:C5:BE:AE |  | Equipment | PAAR:00-PVAR | 11/01/2019 | 11/01/2019 | COOPER UNIVERSITY HOSPITAL |  |  | K884 - Telemetry Closet | WOT00000000534127 | LINDA BEAN | Disposition | Closed | Stephen Zubrzycki | 11/01/2019 | 11/01/2019 | Bulk Disposition CNL |  |  |  | 11/01/2019 | 11/01/2019
|  | GE HEALTHCARE | CARESCAPE | SERVER, TELEMETRY | SEE13280907GA |  | Kelemen | [7 empty] | NO | YES
|  | INTUTIVE SURGICAL | DA VINCI SI | SIDE SYSTEM | SH0177 |  | Kelemen | [6 empty] | SYSTEM COMPONENT | NO | YES | Asset Tag 10367367
|  | OLYMPUS AMERICA, INC. | OSF-V60 | SIGMOIDOSCOPE, FLEXIBLE |  |  | 6015 Main St | [7 empty] | NO | YES
|  | OLYMPUS AMERICA, INC. | SIF-Q180 | SIGMOIDOSCOPE, FLEXIBLE |  | SPECIAL TEST |  |  | Serial Number Report | 10/31/2019 |  |  |  |  | NO | YES |  |  |  |  | OLYMPUS AMERICA, INC. 2522716 2522716 |  |  | Active |  | 99:99:99:99:99:99 |  | Equipment | PAAR:00-PVAR | 10/31/2019 | 10/31/2019 | COOPER UNIVERSITY HOSPITAL |  |  |  |  | AMY HANNAN |  |  |  | 10/31/2019 | 10/31/2019 |  |  |  |  | 10/31/2019 | 10/31/2019
|  | OLYMPUS AMERICA, INC. | PCF-S | SIGMOIDOSCOPE, FLEXIBLE, PEDIATRIC |  |  | 6015 Main St | [7 empty] | NO | YES
|  | OLYMPUS AMERICA, INC. | PCF-S | SIGMOIDOSCOPE, FLEXIBLE, PEDIATRIC |  |  | 6015 Main St | [7 empty] | NO | YES
|  | EDWARDS LIFESCIENCE | TRUCAL | SIMULATOR |  | BIOMEDICAL | Kelemen | Basement |  | 01/29/2019 |  |  |  |  | NO | YES |  |  |  |  | EDWARDS LIFESCIENCE 30142061 005584 |  |  | Active |  | 99:99:99:99:99:99 |  | Test Equipment | 1Y:00-VEN | 01/29/2019 | 01/29/2019 | COOPER UNIVERSITY HOSPITAL |  |  | BIOMED |  | Bonnie Aichroch |  |  |  | 01/29/2019 | 01/29/2019 |  |  |  |  | 01/29/2019 | 01/29/2019
|  | PRONK TECHNOLOGIES INC. | OX-SIM | SIMULATOR, HEART RATE | OX3550-OX | BIOMEDICAL | Kelemen |  |  | 01/30/2019 |  |  |  |  | NO | YES |  |  |  |  | PRONK TECHNOLOGIES INC. 468510 OX3550-OX |  |  | Active |  | 99:99:99:99:99:99 |  | Test Equipment | 1Y:00-VEN | 01/30/2019 | 01/30/2019 | COOPER UNIVERSITY HOSPITAL |  |  |  | 0011050020 | Bonnie Aichroch | Performance Verification | Closed | Bonnie Aichroth | 01/30/2019 | 01/30/2019 | INCOMING INVENTORY | DEVICE INVENTORIED | 1E021137-F831-4FD3-AF10-364D06F81967 | Labor | 01/30/2019 | 01/30/2019 | Bonnie Aichroth
|  | PRONK TECHNOLOGIES INC. | SIMCUBE SC-5 | SIMULATOR, NIBP | 7030-SC5 | BIOMEDICAL | Kelemen |  |  | 01/30/2019 |  |  |  |  | NO | YES |  |  |  |  | PRONK TECHNOLOGIES INC. 491075 7030-SC5 |  |  | Active |  | 99:99:99:99:99:99 |  | Test Equipment | 1Y:00-VEN | 01/30/2019 | 01/30/2019 | COOPER UNIVERSITY HOSPITAL |  |  |  |  | Bonnie Aichroch |  |  |  | 01/30/2019 | 01/30/2019 |  |  |  |  | 01/30/2019 | 01/30/2019
|  | DNI NEVADA | CUFFLINK | SIMULATOR, PATIENT |  | BIOMEDICAL | Kelemen |  |  | 07/07/2004 |  |  |  |  | NO | YES |  |  |  |  | DNI NEVADA 10366458 3826 |  |  | Active |  | 99:99:99:99:99:99 |  | Test Equipment | 1Y:00-VEN | 01/30/2019 | 01/01/2020 | COOPER UNIVERSITY HOSPITAL |  |  |  |  | Bonnie Aichroch
|  | FLUKE BIOMEDICAL CORPORATION | MPS450 | SIMULATOR, PATIENT |  | BIOMEDICAL | Pavilion |  |  | 06/10/2015 |  | 6/10/20 |  |  | NO | YES |  |  |  |  | FLUKE BIOMEDICAL CORPORATION 10752714 168602 |  |  | Active |  | 99:99:99:99:99:99 |  | Test Equipment | 1Y:00-VEN | 01/29/2019 | 01/01/2020 | COOPER UNIVERSITY HOSPITAL |  |  |  | 0011049996 | Bonnie Aichroch | Performance Verification | Closed | Bonnie Aichroth | 01/12/2017 | 01/12/2017 | INCOMING INVENTORY | DEVICE INVENTORIED | 9844FEBE-FA31-4CB3-A71D-1E06231DD6CA | Labor | 01/12/2017 | 01/12/2017 | Bonnie Aichroth
|  | FLUKE BIOMEDICAL CORPORATION | PS420 | SIMULATOR, PATIENT |  | BIOMEDICAL | Kelemen |  |  | 01/29/2019 |  | 1/29/24 |  |  | NO | YES |  |  |  |  | FLUKE BIOMEDICAL CORPORATION 30142153 1264026 |  |  | Active |  | 99:99:99:99:99:99 |  | Test Equipment | 1Y:00-VEN | 01/29/2019 | 01/29/2019 | COOPER UNIVERSITY HOSPITAL |  |  | BIOMED |  | Bonnie Aichroch |  |  |  | 01/29/2019 | 01/29/2019 |  |  |  |  | 01/29/2019 | 01/29/2019
|  | TAYLOR INST. | 20-12 | SLUSH MACHINE | H3123593 |  | Pavilion | [7 empty] | NO | YES
|  | PCI MEDICAL INC | G25-E | SOAK STATION |  | BUNKER HILL-SURGERY | 2 Plaza Dr |  |  | 02/08/2013 |  |  |  |  | NO | YES |  |  |  |  | PCI MEDICAL INC 10366879 35971 |  |  | Active |  | 99:99:99:99:99:99 |  | Equipment | PAAR:00-PVAR | 10/31/2019 |  | COOPER AMBULATORY OFF-SITES |  |  | CLEAN UTILITY |  | ANNE MAIER
|  | PCI MEDICAL INC | GUS G10VPL | SOAK STATION |  | BURLINGTON OB/GYN | 1900 Mount Holly Rd |  |  | 01/01/1900 |  |  |  |  | NO | YES |  |  |  |  | PCI MEDICAL INC 10366248 21467 |  |  | Active |  | 99:99:99:99:99:99 |  | Equipment | PAAR:00-PVAR | 11/02/2019 |  | COOPER AMBULATORY OFF-SITES |  |  | EXAM 6 |  | Carey Myers
|  | PCI MEDICAL INC | GUS G10VPL | SOAK STATION |  | BURLINGTON OB/GYN | 1900 Mount Holly Rd |  |  | 08/16/2006 |  |  |  |  | NO | YES |  |  |  |  | PCI MEDICAL INC 10366242 23149 |  |  | Active |  | 99:99:99:99:99:99 |  | Equipment | PAAR:00-PVAR | 11/02/2019 |  | COOPER AMBULATORY OFF-SITES |  |  | EXAM 5 |  | Carey Myers
|  | PCI MEDICAL INC | GUS-G25 | SOAK STATION | 120-40509 | BRACHFIELD MEDICAL ASSOCIATES-MEDICINE | 218 Sunset Rd |  |  | 11/15/2017 |  |  |  |  | NO | YES |  |  |  |  | PCI MEDICAL INC 10732193 120-40509 |  |  | Active |  | 99:99:99:99:99:99 |  | Equipment | PAAR:00-PVAR | 10/31/2019 |  | COOPER AMBULATORY OFF-SITES |  |  |  | 0012587761 | CATHY CRAWFORD | Performance Verification | Closed | Josh Harris | 12/27/2017 | 12/27/2017 | INCOMING INVENTORY | DEVICE INVENTORIED | 739E29F1-9C59-4975-806A-BAFA560B4C86 | Labor | 12/27/2017 | 12/27/2017 | Josh Harris
|  | PCI MEDICAL INC | GUS-G25 | SOAK STATION |  | 127 CHURCH - SURGERY | 127 Church Rd |  |  | 04/02/2013 |  |  |  |  | NO | YES |  |  |  |  | PCI MEDICAL INC 10365926 38762 |  |  | Active |  | 99:99:99:99:99:99 |  | Equipment | 1Y:00-MFG | 06/05/2019 | 06/01/2020 | COOPER AMBULATORY OFF-SITES |  |  | Clean room |  | Carmen Rivera
|  | THERMO FISHER SCIENTIFIC | GENESYS 20 | SPECTROPHOTOMETER | 3SG9252027 | LAB CHEMISTRY | Pavilion | Basement |  | 09/08/2001 |  |  |  |  | NO | YES |  |  |  |  | THERMO FISHER SCIENTIFIC 10360270 3SG9252027 |  |  | Active |  | 99:99:99:99:99:99 |  | Equipment | 1Y:00-MFG | 09/30/2019 | 09/01/2020 | COOPER UNIVERSITY HOSPITAL |  |  | 1ST |  | Barbara Snyder
|  | FERRARIS MEDICAL | KOKO DIGIDOSER | SPIROMETER | 2006LB0540 | BRACHFIELD MEDICAL ASSOCIATES-MEDICINE | 218 Sunset Rd |  |  | 01/29/2007 |  |  |  |  | NO | YES |  |  |  |  | FERRARIS MEDICAL 10367012 2006LB0540 |  |  | Active |  | 99:99:99:99:99:99 |  | Equipment | 1Y:00-MFG | 06/07/2019 | 06/01/2020 | COOPER AMBULATORY OFF-SITES |  |  | RECOVERY NURSES AREA |  | CATHY CRAWFORD
|  | QUINTRON INSTRUMENT CO | BREATHTRACKER DP | SPIROMETER |  | 3 COOPER-PEDIATRICS | 3 Cooper |  |  | 01/01/1900 |  |  |  |  | NO | YES |  |  |  |  | QUINTRON INSTRUMENT CO 10345645 10109 |  |  | Active |  | 99:99:99:99:99:99 |  | Equipment | 1Y:00-MFG | 11/01/2019 | 11/01/2020 | COOPER AMBULATORY OFF-SITES |  |  | Suite 200 - Exam 201-A |  | MAUREEN OBRIEN
|  | VITALOGRAPH, INC. | PNEUMOTRAC 6800 | SPIROMETER |  | VOORHEES PEDIATRICS | 6400 Main St |  |  | 04/19/2016 |  | 4/19/24 |  |  | NO | YES |  |  |  |  | VITALOGRAPH, INC. 10480375 11599 |  |  | Active |  | B0:5A:DA:3B:50:5D |  | Equipment | 1Y:00-MFG | 04/03/2019 | 04/01/2020 | COOPER AMBULATORY OFF-SITES |  |  |  |  | MAUREEN OBRIEN
|  | BAYER CORP DIAGNOSTIC DIV | HEMATEK 2000 | STAINER, SLIDE |  | LAB HEMATOLOGY | Pavilion | Basement |  | 01/01/1900 |  |  |  |  | NO | YES |  |  |  |  | BAYER CORP DIAGNOSTIC DIV 10366624 110349 |  |  | Active |  | 99:99:99:99:99:99 |  | Equipment | 1Y:00-MFG | 03/21/2019 | 03/01/2020 | COOPER UNIVERSITY HOSPITAL |  |  |  |  | DALE MORRONE
|  | BIOMERIEUX VITEK, INC. | PREVI COLOR GRAM | STAINER, SLIDE |  | LAB MICROBIOLOGY | Pavilion | Basement |  | 10/16/2019 |  | 10/16/26 |  |  | NO | YES |  |  |  |  | BIOMERIEUX VITEK, INC. 30438070 414292161229 |  |  | Active |  |  |  | Equipment | 1Y:00-MFG | 10/16/2019 | 10/16/2019 | COOPER UNIVERSITY HOSPITAL |  |  |  | WOT00000004053201 | COURTNEY BARRY | Performance Verification | Completed | Gene Amodei | 10/16/2019 | 10/16/2019 | Performance Verification for BIOMERIEUX VITEK, INC. 30438070 414292161229 | Initial Install of Performance Verification. Device is ready for patient use. |  |  | 10/16/2019 | 10/16/2019
|  | HARDY DIAGNOSTICS | QUICK SLIDE PLUS II | STAINER, SLIDE |  | VOORHEES SURGERY CENTER-HEM/ONC | Pavilion | Basement |  | 07/13/2013 |  | 7/13/20 |  |  | NO | YES |  |  |  |  | GG & B TECHNOLOGY 10347568 618 |  |  | Disposition |  |  |  | Equipment | 1Y:00-MFG | 04/13/2017 | 04/01/2020 | COOPER AMBULATORY OFF-SITES |  |  | SUITE M |  | MEGAN MCCAFFERTY
|  | SIEMENS HEALTHCARE DIAGNOSTICS | HEMATEK 3000 | STAINER, SLIDE |  |  | Kelemen |  |  | 12/04/2017 |  | 12/4/24 |  |  | NO | YES |  |  |  |  | SIEMENS HEALTHCARE DIAGNOSTICS 10732433 472542 |  |  | Active |  | 99:99:99:99:99:99 |  | Equipment | 1Y:00-MFG | 03/09/2019 | 03/01/2020 | COOPER UNIVERSITY HOSPITAL |  |  |  | 0012651280 | DALE MORRONE | Preventative Maintenance | Closed | Josh Harris | 01/12/2018 | 01/12/2018 | PERFORMANCE ASSURANCE AT INVENTORY | INVENTORIED DEVICE AND ENSURED DEVICE WAS FUNCTIONING PROPERLY. | 18A3EACE-488C-412B-AE81-3BB88D8D89C8 | Labor | 12/04/2017 | 12/04/2017 | Gene Amodei
|  | SIEMENS HEALTHCARE DIAGNOSTICS | HEMATEK 3000 | STAINER, SLIDE |  | VOORHEES SURGERY CENTER-HEM/ONC | 900 Centennial Blvd | Suite M |  | 02/07/2017 |  | 2/7/24 |  |  | NO | YES |  |  |  |  | SIEMENS HEALTHCARE DIAGNOSTICS 10649958 461940 |  |  | Active |  | 99:99:99:99:99:99 |  | Equipment | 1Y:00-MFG | 04/19/2019 | 04/01/2020 | COOPER AMBULATORY OFF-SITES |  |  | SUITE M LAB | 0011614829 | MEGAN MCCAFFERTY | Performance Verification | Closed | Bonnie Aichroth | 05/05/2017 | 05/05/2017 | INCOMING INVENTORY | DEVICE INVENTORIED | 4C501D79-1004-4FBA-B270-1EBFCA0ED43E | Labor | 05/05/2017 | 05/05/2017 | Bonnie Aichroth
|  | SIEMENS HEALTHCARE DIAGNOSTICS | HEMATEK 3000 | STAINER, SLIDE |  | COOPER CANCER CENTER-COOPER DAY-CHEMO | MD Anderson Cancer Center |  |  | 12/15/2015 |  | 12/15/22 |  |  | NO | YES |  |  |  |  | SIEMENS HEALTHCARE DIAGNOSTICS 10480266 351600 |  |  | Active |  | 99:99:99:99:99:99 |  | Equipment | 1Y:00-MFG | 09/30/2019 | 09/01/2020 | COOPER AMBULATORY OFF-SITES |  |  | ROOM C3051 |  | Bonnie Aichroch
|  | THERMO FISHER SCIENTIFIC | GEMINI AS | STAINER, SLIDE | GT1054U1409 | LAB CYTOLOGY | Kelemen | BASEMENT |  | 01/01/2015 |  |  |  |  | NO | YES |  |  |  |  | THERMO FISHER SCIENTIFIC 10368043 GT1054U1409 |  |  | Active |  | 99:99:99:99:99:99 |  | Equipment | 6M:00-RPLC 1Y:00-MFG 3Y:00-BAT | 09/20/2019 | 03/01/2020 | COOPER UNIVERSITY HOSPITAL |  |  | CYTOLOGY |  | DALE MORRONE
|  | VENTANA MEDICAL SYSTEMS | BENCHMARK | STAINER, SLIDE |  | LAB HISTOLOGY | Pavilion | Basement |  | 09/27/2013 |  | 9/27/20 |  |  | NO | YES |  |  |  |  | VENTANA MEDICAL SYSTEMS 10368011 5110376 |  |  | Active |  | 99:99:99:99:99:99 |  | Equipment | 1Y:00-MFG | 05/29/2019 | 05/01/2020 | COOPER UNIVERSITY HOSPITAL |  |  | HISTOLOGY |  | DALE MORRONE
|  | VENTANA MEDICAL SYSTEMS | BENCHMARK ULTRA | STAINER, SLIDE |  | LAB HISTOLOGY | Pavilion | Basement |  | 09/26/2014 |  | 9/26/21 |  |  | NO | YES |  |  |  |  | VENTANA MEDICAL SYSTEMS 10368016 312289 |  |  | Active |  | 99:99:99:99:99:99 |  | Equipment | 1Y:00-MFG | 06/13/2019 | 07/01/2020 | COOPER UNIVERSITY HOSPITAL |  |  | HISTOLOGY |  | DALE MORRONE
|  | VENTANA MEDICAL SYSTEMS | BENCHMARK ULTRA | STAINER, SLIDE |  | LAB HISTOLOGY | Pavilion | Basement |  | 02/26/2019 |  | 2/26/26 |  |  | NO | YES |  |  |  |  | VENTANA MEDICAL SYSTEMS 30142074 314217 |  |  | Active |  | 99:99:99:99:99:99 |  | Equipment | 1Y:00-MFG | 02/26/2019 | 02/26/2019 | COOPER UNIVERSITY HOSPITAL |  |  |  |  | DALE MORRONE |  |  |  | 02/26/2019 | 02/26/2019 |  |  |  |  | 02/26/2019 | 02/26/2019
|  | VENTANA MEDICAL SYSTEMS | BENCHMARK ULTRA | STAINER, SLIDE |  | LAB HISTOLOGY | Pavilion | Basement |  | 02/26/2019 |  | 2/26/26 |  |  | NO | YES |  |  |  |  | VENTANA MEDICAL SYSTEMS 30142073 314246 |  |  | Active |  | 99:99:99:99:99:99 |  | Equipment | 1Y:00-MFG | 02/26/2019 | 02/26/2019 | COOPER UNIVERSITY HOSPITAL |  |  |  |  | DALE MORRONE |  |  |  | 02/26/2019 | 02/26/2019 |  |  |  |  | 02/26/2019 | 02/26/2019
|  | VENTANA MEDICAL SYSTEMS | SYMPHONY | STAINER, SLIDE |  | LAB HISTOLOGY | Kelemen | Basement |  | 02/20/2012 |  | 2/20/19 |  |  | NO | YES |  |  |  |  | VENTANA MEDICAL SYSTEMS 10368013 390194 |  |  | Active |  | 99:99:99:99:99:99 |  | Equipment | 1Y:00-MFG | 05/29/2019 | 05/01/2020 | COOPER UNIVERSITY HOSPITAL |  |  | P043 - HISTOLOGY |  | DALE MORRONE
|  | VENTANA MEDICAL SYSTEMS | SYMPHONY | STAINER, SLIDE |  | LAB HISTOLOGY | Pavilion | BASEMENT |  | 09/25/2013 |  | 9/25/20 |  |  | NO | YES |  |  |  |  | VENTANA MEDICAL SYSTEMS 10368010 390316 |  |  | Active |  | 99:99:99:99:99:99 |  | Equipment | 1Y:00-MFG | 05/29/2019 | 05/01/2020 | COOPER UNIVERSITY HOSPITAL |  |  | HISTOLOGY |  | DALE MORRONE
|  | 3M HEALTHCARE | ATTEST 490 AUTO-READER | STERILIZATION PROCESS INDICATOR |  | BUNKER HILL-SURGERY | 2 Plaza Dr |  |  | 10/31/2019 |  | 10/31/29 |  |  | NO | YES |  |  |  |  | 3M HEALTHCARE 11208043 120517 |  |  | Active |  |  |  | Equipment | PAAR:00-PVAR | 10/31/2019 | 10/31/2019 | COOPER AMBULATORY OFF-SITES |  |  | Clean room | WOT00000002496151 | ANNE MAIER | Performance Verification | Closed | Michael Youch | 10/31/2019 | 10/31/2019 | CEID Record Completion for 3M HEALTHCARE 11208043 120517 | new equipment check and documentation | EXP2710999 | Labor | 10/31/2019 | 10/31/2019 | Michael Youch
|  | 3M HEALTHCARE | ATTEST 490 AUTO-READER | STERILIZATION PROCESS INDICATOR |  | COOPER DIGESTIVE HEALTH-ENDOSCOPY | 501 Fellowship Rd |  |  | 10/31/2019 |  | 10/31/29 |  |  | NO | YES |  |  |  |  | 3M HEALTHCARE 11200016 120639 |  |  | Active |  |  |  | Equipment | PAAR:00-PVAR | 10/31/2019 | 10/31/2019 | COOPER AMBULATORY OFF-SITES |  |  | STERIZER RM. | WOT00000002350489 | JEANNE GREER | Service Request | Closed | Kirk Lis | 10/31/2019 | 10/31/2019 | New Incubator for a Sterilizer - Needs checked, tagged | INVENTORIED NEW EQUIPMENT | EXP2471234 | Labor | 10/31/2019 | 10/31/2019 | Kirk Lis
|  | 3M HEALTHCARE | ATTEST 490 AUTO-READER | STERILIZATION PROCESS INDICATOR |  | BURLINGTON OB/GYN | 1900 Mount Holly Rd |  |  | 10/31/2019 |  | 10/31/29 |  |  | NO | YES |  |  |  |  | 3M HEALTHCARE 11200008 120499 |  |  | Active |  |  |  | Equipment | PAAR:00-PVAR | 10/31/2019 | 10/31/2019 | COOPER AMBULATORY OFF-SITES |  |  | Performance Verification | WOT00000002108181 | Carey Myers | Service Request | Closed | Kirk Lis | 10/31/2019 | 10/31/2019 | Test Dual Auto Reader- Needs checked, tagged, and installed | INVENTORY NEW EQUIPMENT | EXP2208742 | Labor | 10/31/2019 | 10/31/2019 | Kirk Lis
|  | 3M HEALTHCARE | ATTEST 490 AUTO-READER | STERILIZATION PROCESS INDICATOR |  | VOORHEES SURGERY CENTER-OPERATING ROOM | 900 Centennial Blvd | Suite E |  | 12/28/2017 |  | 12/28/27 |  |  | NO | YES |  |  |  |  | 3M HEALTHCARE 10732231 115058 |  |  | Active |  | 99:99:99:99:99:99 |  | Equipment | PAAR:00-PVAR | 10/31/2019 |  | COOPER AMBULATORY OFF-SITES |  |  |  | 0012740450 | JENNIFER BOMBARO | Performance Verification | Closed | Josh Harris | 01/30/2018 | 01/30/2018 | INCOMING INVENTORY | DEVICE INVENTORIED | AC163612-DBFB-4F40-B199-3708CDA9CA95 | Labor | 01/30/2018 | 01/30/2018 | Josh Harris
|  | 3M HEALTHCARE | ATTEST 490 AUTO-READER | STERILIZATION PROCESS INDICATOR |  | CENTRAL STERILE PROCESSING | Kelemen |  |  | 08/18/2017 |  | 8/18/27 |  |  | NO | YES |  |  |  |  | 3M HEALTHCARE 10725046 106441 |  |  | Active |  | 99:99:99:99:99:99 |  | Equipment | PAAR:00-PVAR | 10/31/2019 |  | COOPER UNIVERSITY HOSPITAL |  |  | KOR 1/2 | 0012052765 | GINA GAROZZO | Preventative Maintenance | Closed | Stephen Zubrzycki | 08/21/2017 | 08/21/2017 | PERFORMANCE ASSURANCE AT INVENTORY | INVENTORIED DEVICE AND ENSURED DEVICE WAS FUNCTIONING PROPERLY. | 2D78CD3A-809B-4DE6-8F4F-877FEFBB3398 | Labor | 08/18/2017 | 08/18/2017 | Stephen Zubrzycki
|  | 3M HEALTHCARE | ATTEST 490 AUTO-READER | STERILIZATION PROCESS INDICATOR |  | BUNKER HILL-OB/GYN | 4 Plaza Dr |  |  | 10/31/2019 |  | 10/31/29 |  |  | NO | YES |  |  |  |  | 3M HEALTHCARE 30244827 120502 |  |  | Active |  |  |  | Equipment | PAAR:00-PVAR | 10/31/2019 | 10/31/2019 | COOPER AMBULATORY OFF-SITES |  |  | Clean room | WOT00000002497963 | LISA POTTS | Performance Verification | Closed | Michael Youch | 10/31/2019 | 10/31/2019 | CEID Record Completion for 3M HEALTHCARE 30244827 120502 | new equipment inventory | EXP2710993 | Labor | 10/31/2019 | 10/31/2019 | Michael Youch
|  | ASP (ADVANCED STERILIZATION PRODUCTS) | STERRAD 100NX | STERILIZER, GAS PLASMA |  | CENTRAL STERILE PROCESSING | Pavilion | BASEMENT |  | 09/25/2013 |  | 9/25/25 |  |  | NO | YES |  |  |  |  | ASP (ADVANCED STERILIZATION PRODUCTS) 10347699 1041130281 |  |  | Active |  | 00:00:00:00:00:00 |  | High Risk | 6M:00-MFG | 05/20/2019 | 05/01/2020 | COOPER UNIVERSITY HOSPITAL |  |  | CSP #8 |  | GINA GAROZZO
|  | ASP (ADVANCED STERILIZATION PRODUCTS) | STERRAD 100S | STERILIZER, GAS PLASMA |  |  | Pavilion | BASEMENT | [6 empty] | NO | YES
|  | ASP (ADVANCED STERILIZATION PRODUCTS) | STERRAD NX | STERILIZER, GAS PLASMA |  | VOORHEES SURGERY CENTER-OPERATING ROOM | 900 Centennial Blvd | Suite E |  | 12/29/2010 |  | 12/29/22 |  |  | NO | YES |  |  |  |  | ASP (ADVANCED STERILIZATION PRODUCTS) 10348024 33102109 |  |  | Active |  | 00:00:00:00:00:00 |  | High Risk | 1Y:00-MFG | 09/27/2019 | 09/01/2020 | COOPER AMBULATORY OFF-SITES |  |  | CLEAN PROCESSING |  | JENNIFER BOMBARO
|  | ASP (ADVANCED STERILIZATION PRODUCTS) | STERRAD NX | STERILIZER, GAS PLASMA |  | VOORHEES SURGERY CENTER-OPERATING ROOM | 900 Centennial Blvd | Suite E |  | 12/29/2010 |  | 12/29/22 |  |  | NO | YES |  |  |  |  | ASP (ADVANCED STERILIZATION PRODUCTS) 10348022 33102077 |  |  | Active |  | 00:00:00:00:00:00 |  | High Risk | 1Y:00-MFG | 09/30/2019 | 09/01/2020 | COOPER AMBULATORY OFF-SITES |  |  | CLEAN PROCESSING |  | JENNIFER BOMBARO
|  | ASP (ADVANCED STERILIZATION PRODUCTS) | STERRAD NX | STERILIZER, GAS PLASMA |  | CENTRAL STERILE PROCESSING | Pavilion | BASEMENT |  | 02/02/2011 |  | 2/2/23 |  |  | NO | YES |  |  |  |  | ASP (ADVANCED STERILIZATION PRODUCTS) 10347700 0033102175 |  |  | Active |  | 00:00:00:00:00:00 |  | High Risk | 1Y:00-MFG | 05/21/2019 | 05/01/2020 | COOPER UNIVERSITY HOSPITAL |  |  | CSP #9 |  | GINA GAROZZO
|  | BELIMED INC | 9-6-18 HS1 | STERILIZER, STEAM, FLOOR |  | CENTRAL STERILE PROCESSING | Pavilion | Basement |  | 10/22/2019 |  | 10/22/34 |  |  | NO | YES |  |  |  |  | BELIMED INC 11187621 10117 |  |  | Active | 10347710, 11187547 | 99:99:99:99:99:99 |  | High Risk | 3M:00-MFG | 10/22/2019 | 10/22/2019 | COOPER UNIVERSITY HOSPITAL |  |  | CSP #3 (2019) |  | GINA GAROZZO |  |  |  | 10/22/2019 | 10/22/2019 |  |  |  |  | 10/22/2019 | 10/22/2019
|  | BELIMED INC | 9-6-18 HS1 | STERILIZER, STEAM, FLOOR |  | CENTRAL STERILE PROCESSING | Pavilion | Basement |  | 10/01/2019 |  | 10/1/34 |  |  | NO | YES |  |  |  |  | BELIMED INC 11187620 10493 |  |  | Active | 10347712, 11187546 | 99:99:99:99:99:99 |  | High Risk | 3M:00-MFG | 10/01/2019 | 10/01/2019 | COOPER UNIVERSITY HOSPITAL |  |  | CSP #2 (2017) |  | GINA GAROZZO |  |  |  | 10/01/2019 | 10/01/2019 |  |  |  |  | 10/01/2019 | 10/01/2019
|  | BELIMED INC | 9-6-18 HS1 | STERILIZER, STEAM, FLOOR |  | CENTRAL STERILE PROCESSING | Pavilion | Basement |  | 10/01/2019 |  | 10/1/34 |  |  | NO | YES |  |  |  |  | BELIMED INC 11187619 11146 |  |  | Active | 10347711, 11187545 | 99:99:99:99:99:99 |  | High Risk | 3M:00-MFG | 10/01/2019 | 10/01/2019 | COOPER UNIVERSITY HOSPITAL |  |  | CSP #1 (2018) |  | GINA GAROZZO |  |  |  | 10/01/2019 | 10/01/2019 |  |  |  |  | 10/01/2019 | 10/01/2019
|  | GETINGE/CASTLE, INC. | 433HC | STERILIZER, STEAM, FLOOR | URA058396 | VOORHEES SURGERY CENTER-OPERATING ROOM | 900 Centennial Blvd | Suite E |  | 09/17/2019 |  | 9/17/34 |  |  | NO | YES |  |  |  |  | GETINGE/CASTLE, INC. 11221513 URA058396 |  |  | Active |  | 99:99:99:99:99:99 |  | High Risk | 6M:00-MFG | 09/17/2019 | 09/17/2019 | COOPER AMBULATORY OFF-SITES |  |  | Voorhees OR - #4 |  | JENNIFER BOMBARO |  |  |  | 09/17/2019 | 09/17/2019 |  |  |  |  | 09/17/2019 | 09/17/2019
|  | GETINGE/CASTLE, INC. | 433HC | STERILIZER, STEAM, FLOOR | URA013595 | VOORHEES SURGERY CENTER-OPERATING ROOM | 900 Centennial Blvd | Suite E |  | 02/16/2013 |  | 2/16/28 |  |  | NO | YES |  |  |  |  | GETINGE/CASTLE, INC. 10725238 URA013595 |  |  | Active | 10346035, 10725205 | 99:99:99:99:99:99 |  | High Risk | 6M:00-MFG | 09/27/2019 | 03/01/2020 | COOPER AMBULATORY OFF-SITES |  |  | Voorhees OR - #3 |  | JENNIFER BOMBARO
|  | GETINGE/CASTLE, INC. | 433HC | STERILIZER, STEAM, FLOOR | 07K08055 | CENTRAL STERILE PROCESSING | Pavilion | BASEMENT |  | 11/17/2008 |  | 11/17/23 |  |  | NO | YES |  |  |  |  | GETINGE/CASTLE, INC. 10649894 07K08055 |  |  | Active |  | 99:99:99:99:99:99 |  | High Risk | 6M:00-MFG | 10/02/2019 | 03/01/2020 | COOPER UNIVERSITY HOSPITAL |  |  | CSP #5 |  | GINA GAROZZO
|  | GETINGE/CASTLE, INC. | 433HC | STERILIZER, STEAM, FLOOR | 04K05510 | OR - KELEMEN 3 | Kelemen |  |  | 09/08/2005 |  | 9/8/20 |  |  | NO | YES |  |  |  |  | GETINGE/CASTLE, INC. 10367210 04K05510 |  |  | Active |  | 99:99:99:99:99:99 |  | High Risk | 6M:00-MFG | 09/09/2019 | 03/01/2020 | COOPER UNIVERSITY HOSPITAL |  |  | KOR 1&2 (#6) |  | DOMINIC VENDETTA
|  | GETINGE/CASTLE, INC. | 433HC | STERILIZER, STEAM, FLOOR | 08A08194 | CENTRAL STERILE PROCESSING | Pavilion | BASEMENT |  | 11/17/2008 |  | 11/17/23 |  |  | NO | YES |  |  |  |  | GETINGE/CASTLE, INC. 10347698 08A08194 |  |  | Active |  | 99:99:99:99:99:99 |  | High Risk | 6M:00-MFG | 09/30/2019 | 03/01/2020 | COOPER UNIVERSITY HOSPITAL |  |  | CSP #4 |  | GINA GAROZZO
|  | GETINGE/CASTLE, INC. | 433HC | STERILIZER, STEAM, FLOOR | 02KO3465 | OR - KELEMEN 3 | Kelemen |  |  | 01/01/1992 |  | 1/1/07 |  |  | NO | YES |  |  |  |  | GETINGE/CASTLE, INC. 10346351 02KO3465 |  |  | Active |  | 99:99:99:99:99:99 |  | High Risk | 6M:00-MFG | 09/05/2019 | 03/01/2020 | COOPER UNIVERSITY HOSPITAL |  |  | KOR 5&6 |  | DOMINIC VENDETTA
|  | GETINGE/CASTLE, INC. | 433HC | STERILIZER, STEAM, FLOOR | 08A08203 | OPERATING ROOM - PAVILION | Pavilion |  |  | 12/01/2008 |  | 12/1/23 |  |  | NO | YES |  |  |  |  | GETINGE/CASTLE, INC. 10346294 08A08203 |  |  | Active |  | 99:99:99:99:99:99 |  | High Risk | 6M:00-MFG | 09/18/2019 | 03/01/2020 | COOPER UNIVERSITY HOSPITAL |  |  | POR - Core |  | DOMINIC VENDETTA
|  | GETINGE/CASTLE, INC. | 433HC-E | STERILIZER, STEAM, FLOOR | URA012847 | OR - KELEMEN 3 | Kelemen |  |  | 10/02/2012 |  | 10/2/27 |  |  | NO | YES |  |  |  |  | GETINGE/CASTLE, INC. 10368237 URA012847 |  |  | Active |  | 99:99:99:99:99:99 |  | High Risk | 6M:00-MFG | 09/18/2019 | 03/01/2020 | COOPER UNIVERSITY HOSPITAL |  |  | KOR 3&4 |  | DOMINIC VENDETTA
|  | GETINGE/CASTLE, INC. | 433HC-E | STERILIZER, STEAM, FLOOR | URA051344 | COOPER CANCER CENTER-MULTIDISCIPLINARY CLINIC | MD Anderson Cancer Center |  |  | 10/09/2013 |  | 10/9/28 |  |  | NO | YES |  |  |  |  | GETINGE/CASTLE, INC. 10355363 URA051344 |  |  | Disposition |  | 99:99:99:99:99:99 |  | High Risk | 6M:00-MFG | 03/28/2019 | 03/01/2020 | COOPER AMBULATORY OFF-SITES |  |  | CLEAN UTILITY |  | ROXANNE BERGER
|  | GETINGE/CASTLE, INC. | 522HC | STERILIZER, STEAM, FLOOR | 04K05419 | CENTRAL STERILE PROCESSING | Pavilion | BASEMENT |  | 10/10/2006 |  | 10/10/21 |  |  | NO | YES |  |  |  |  | GETINGE/CASTLE, INC. 10347693 04K05419 |  |  | Active |  | 99:99:99:99:99:99 |  | High Risk | 6M:00-MFG | 09/30/2019 | 03/01/2020 | COOPER UNIVERSITY HOSPITAL |  |  | CSP #10 |  | GINA GAROZZO
|  | GETINGE/CASTLE, INC. | 533HC | STERILIZER, STEAM, FLOOR | BAA089210 | VOORHEES SURGERY CENTER-OPERATING ROOM | 900 Centennial Blvd | Suite E |  | 09/17/2019 |  |  |  |  | NO | YES |  |  |  |  | GETINGE/CASTLE, INC. 11187557 BAA089210 |  |  | Active |  |  |  | High Risk | 6M:00-MFG | 09/17/2019 | 09/17/2019 | COOPER AMBULATORY OFF-SITES |  |  | Voorhees OR - #2 | WOT00000002521412 | JENNIFER BOMBARO | Performance Verification | Closed | Stephen Zubrzycki | 09/17/2019 | 09/17/2019 | Performance Verification for GETINGE/CASTLE, INC. 11187557 BAA089210 | Initial Install of Performance Verification. Device is ready for patient use. |  |  | 09/17/2019 | 09/17/2019
|  | GETINGE/CASTLE, INC. | 533HC | STERILIZER, STEAM, FLOOR | 11A00623 | VOORHEES SURGERY CENTER-OPERATING ROOM | 900 Centennial Blvd | Suite E |  | 06/02/2011 |  |  |  |  | NO | YES |  |  |  |  | GETINGE/CASTLE, INC. 10348021 11A00623 |  |  | Active |  | 99:99:99:99:99:99 |  | High Risk | 6M:00-MFG | 09/27/2019 | 03/01/2020 | COOPER AMBULATORY OFF-SITES |  |  | Voorhees OR - #1 |  | JENNIFER BOMBARO
|  | GETINGE/CASTLE, INC. | 833HC-E | STERILIZER, STEAM, FLOOR | BAA083751 |  | Pavilion | Basement | [6 empty] | NO | YES
|  | TUTTNAUER USA CO. LTD. | 3870EA | STERILIZER, STEAM, TABLE TOP |  | 6200 MAIN ST-SURGERY | 6200 Main Street |  |  | 09/10/2013 |  |  |  |  | NO | YES |  |  |  |  | TUTTNAUER USA CO. LTD. 10345824 13050054 |  |  | Active |  | 99:99:99:99:99:99 |  | High Risk | 6M:00-FIL 1Y:00-MFG | 10/29/2019 | 04/01/2020 | COOPER AMBULATORY OFF-SITES |  |  | 6200 Main St. - ENT - Room 120 |  | BOBBIE MICKLE
|  | MIDMARK CORP. | M11 | STERILIZER, STEAM, TABLETOP | V2133872 | MARLTON-DERMATOLOGY | 10000 Sagemore Dr - Marlton |  |  | 10/24/2019 |  | 10/24/31 |  |  | NO | YES |  |  |  |  | RITTER 11200114 V2133872 |  |  | Active |  |  |  | High Risk | 6M:00-MFG | 10/24/2019 | 10/24/2019 | COOPER AMBULATORY OFF-SITES |  |  | Performance Verification | WOT00000004094370 | MICHELE CANALE | Service Request | Closed | Kirk Lis | 10/24/2019 | 10/24/2019 | New autoclave; safety check | INVENTORIED NEW EQUIPMENT. | EXP4539191 | Labor | 10/24/2019 | 10/24/2019 | Kirk Lis
|  | MIDMARK CORP. | M11 | STERILIZER, STEAM, TABLETOP | V1840506 | MULTI SPECIALTY CARE AT MARLTON | 701 NJ-73 |  |  | 05/30/2019 |  | 5/30/31 |  |  | NO | YES |  |  |  |  | RITTER 10480174 V1840506 |  |  | Active |  |  |  | High Risk | 6M:00-MFG | 08/19/2019 | 02/01/2020 | COOPER AMBULATORY OFF-SITES |  |  | MARLTON | WOT00000002755553 | SUSAN MAKO | Performance Verification | Closed | Kirk Lis | 05/30/2019 | 06/29/2019 | Performance Verification for RITTER 10480174 V1840506 | Initial Install of Performance Verification. Device is ready for patient use.
|  | MIDMARK CORP. | M11 | STERILIZER, STEAM, TABLETOP | V1842458 | SICKLERVILLE SURGERY CENTER | 6012 Main St |  |  | 05/03/2017 |  | 5/3/29 |  |  | NO | YES |  |  |  |  | MIDMARK CORP. 10480178 V1842458 |  |  | Active |  | 99:99:99:99:99:99 |  | High Risk | 1Y:00-MFG | 05/30/2019 | 05/01/2020 | COOPER AMBULATORY OFF-SITES |  |  |  | 0011786116 | Leslie Harrop | Performance Verification | Closed | Bonnie Aichroth | 06/22/2017 | 06/22/2017 | INCOMING INVENTORY | DEVICE INVENTORIED | E4EE2B50-6B37-4E9C-9DF5-B574E0FB0544 | Labor | 06/22/2017 | 06/22/2017 | Bonnie Aichroth
|  | MIDMARK CORP. | M11 | STERILIZER, STEAM, TABLETOP | V1223053 | MARLTON-DERMATOLOGY | 10000 Sagemore Dr - Marlton |  |  | 03/27/2012 |  | 3/27/24 |  |  | NO | YES |  |  |  |  | RITTER 10366127 V1223053 |  |  | Active |  | 99:99:99:99:99:99 |  | High Risk | 1Y:00-MFG | 05/10/2019 | 05/01/2020 | COOPER AMBULATORY OFF-SITES |  |  | Clean Area |  | MICHELE CANALE
|  | MIDMARK CORP. | M11-001 | STERILIZER, STEAM, TABLETOP |  | BUNKER HILL-OB/GYN | 4 Plaza Dr |  |  | 04/19/2006 |  | 4/19/18 |  |  | NO | YES |  |  |  |  | RITTER 10366592 1234 |  |  | Active |  | 99:99:99:99:99:99 |  | High Risk | 1Y:00-MFG | 11/01/2019 | 11/01/2020 | COOPER AMBULATORY OFF-SITES |  |  |  | 0011509935 | LISA POTTS | Repair | Closed | Michael Youch | 04/25/2017 | 05/03/2017 | STERILIZER - WATER IN DOOR AFTER CYCLE - TMX | 5/3/2017 1:51:59 PM MDYOUCH (MDYOUCH 5/3/2017 9:00 AM) REPLACED GASKET/SEAL, VERIFIED, RTS. | 331E6943-6559-4F5F-B782-A572219EF57C | Parts | 01/01/1900 | 01/01/1900 | Michael Youch
|  | MIDMARK CORP. | M11-001 | STERILIZER, STEAM, TABLETOP | ES004064 | BURLINGTON OB/GYN | 1900 Mount Holly Rd |  |  | 01/01/1900 |  |  |  |  | NO | YES |  |  |  |  | RITTER 10346184 ES004064 |  |  | Active |  | 99:99:99:99:99:99 |  | High Risk | 1Y:00-MFG | 09/19/2019 | 09/01/2020 | COOPER AMBULATORY OFF-SITES |  |  |  |  | Carey Myers
|  | MIDMARK CORP. | M11-022 | STERILIZER, STEAM, TABLETOP | V1413124 | RIPPA CENTER-OB/GYN | 6100 Main St |  |  | 05/22/2019 |  | 5/22/31 |  |  | NO | YES |  |  |  |  | RITTER 210337362 V1413124 |  |  | Active |  | 99:99:99:99:99:99 |  | High Risk | 1Y:00-MFG | 05/22/2019 | 05/22/2019 | COOPER AMBULATORY OFF-SITES |  |  | OB/GYN RIPPA CENTER |  | PATRICIA HUFF |  |  |  | 05/22/2019 | 05/22/2019 |  |  |  |  | 05/22/2019 | 05/22/2019
|  | MIDMARK CORP. | M11-022 | STERILIZER, STEAM, TABLETOP | V185695 | VOORHEES SURGERY CENTER-SURGERY DEPT | 6015 Main St |  |  | 12/21/2005 |  | 12/21/17 |  |  | NO | YES |  |  |  |  | RITTER 10365893 V185695 |  |  | Active |  | 99:99:99:99:99:99 |  | High Risk | 1Y:00-MFG | 06/12/2019 | 06/01/2020 | COOPER AMBULATORY OFF-SITES |  |  | Clean Room - 142 |  | Theresa Megali
|  | MIDMARK CORP. | M11-022 | STERILIZER, STEAM, TABLETOP | V304385 | COOPER DIGESTIVE HEALTH-ENDOSCOPY | 501 Fellowship Rd |  |  | 02/26/2008 |  | 2/26/20 |  |  | NO | YES |  |  |  |  | RITTER 10347159 V304385 |  |  | Active |  | 99:99:99:99:99:99 |  | High Risk | 1Y:00-MFG | 02/07/2019 | 02/01/2020 | COOPER AMBULATORY OFF-SITES |  |  | SCOPE CLEANING PHASE 2 ROOM |  | JEANNE GREER
|  | MIDMARK CORP. | M9 | STERILIZER, STEAM, TABLETOP | V1449941 | BURLINGTON OB/GYN | Kelemen |  |  | 12/12/2017 |  | 12/12/29 |  |  | NO | YES |  |  |  |  | RITTER 10366594 V1449941 |  |  | Active |  | 99:99:99:99:99:99 |  | High Risk | 1Y:00-MFG | 08/19/2019 | 08/01/2020 | COOPER AMBULATORY OFF-SITES |  |  | CONTACT PHYLIS LIBERRI | 0012498192 | Carey Myers | Repair | Closed | Kirk Lis | 12/11/2017 | 12/13/2017 | AUTOCLAVE - LEAKING FROM THE BOTTOM, MAKES A LOUD SOUND WHEN CLEANING ITSELF - BURLINGTON OBGYN LAB | 12/13/2017 10:59:21 AM KALIS (KALIS 12/12/2017 12:00 AM) CONFERRED WITH MA ON PROBLEM. PERFORMED OVP UNIT OPERATING CORRECTLY (KALIS 12/13/2017 12:00 AM) DOCUMENTATION | BF9B0801-C9B7-4579-BFA2-443C9699C422 | Labor | 12/12/2017 | 12/12/2017 | Kirk Lis
|  | MIDMARK CORP. | M9 | STERILIZER, STEAM, TABLETOP | U52538 | KINGS HIGHWAY - OB/GYN | 1103 N Kings Hwy |  |  | 11/04/2005 |  | 11/4/17 |  |  | NO | YES |  |  |  |  | RITTER 10366328 U52538 |  |  | Active |  | 99:99:99:99:99:99 |  | High Risk | 1Y:00-MFG | 01/03/2019 | 01/01/2020 | COOPER AMBULATORY OFF-SITES |  |  | OB/GYN |  | DONNA ONEILL
|  | MIDMARK CORP. | M9 | STERILIZER, STEAM, TABLETOP | V1188467 | VOORHEES SURGERY CENTER - GYN/ONCOLOGY | Kelemen |  |  | 02/02/2012 |  | 2/2/24 |  |  | NO | YES |  |  |  |  | RITTER 10348050 V1188467 |  |  | Disposition |  |  |  | High Risk | 6M:00-MFG | 07/30/2015 | 04/01/2020 | COOPER AMBULATORY OFF-SITES |  |  | SUITE L STORAGE |  | SUE MALTMAN
|  | TUTTNAUER USA CO. LTD. | 3870EA | STERILIZER, STEAM, TABLETOP |  | BUNKER HILL-ORAL SURGERY | 2 Plaza Dr |  |  | 07/01/2016 |  |  |  |  | NO | YES |  |  |  |  | TUTTNAUER USA CO. LTD. 10480172 15111210 |  |  | Active |  | 99:99:99:99:99:99 |  | High Risk | 6M:00-FIL 1Y:00-MFG | 09/05/2019 | 03/01/2020 | COOPER AMBULATORY OFF-SITES |  |  | Clean room | 0011053338 | BARBARA DIPINTO | Preventative Maintenance | Closed | Michael Youch | 01/13/2017 | 01/13/2017 | PERFORMANCE ASSURANCE AT INVENTORY | INVENTORIED DEVICE AND ENSURED DEVICE WAS FUNCTIONING PROPERLY. | 782A69A1-6EC4-446E-B304-49AA14B25DB3 | Labor | 07/01/2016 | 07/01/2016 | Michael Youch
|  | MICROPACE | STIMLAB | STIMULATOR, CARDIAC | C235 | CARDIAC CATH LAB | Kelemen |  |  | 01/01/2014 |  |  |  |  | NO | YES |  |  |  |  | MICROPACE 10369220 C235 |  |  | Active |  | 99:99:99:99:99:99 |  | High Risk | 1Y:00-MFG | 05/30/2019 | 05/01/2020 | COOPER UNIVERSITY HOSPITAL |  |  | CCL - EP2 |  | LINDA BEAN
|  | MICROPACE | STIMULUS EPS320 | STIMULATOR, CARDIAC |  | CARDIAC CATH LAB | Kelemen |  |  | 05/30/2019 |  |  |  |  | NO | YES |  |  |  |  | MICROPACE 11221518 4084 |  |  | Active |  | 99:99:99:99:99:99 |  | Life Support | 6M:00-MFG | 05/30/2019 | 05/30/2019 | COOPER UNIVERSITY HOSPITAL |  |  | CCL - Lab 4 Control Room | WOT00000000943487 | LINDA BEAN | Performance Verification | Closed | Stephen Zubrzycki | 05/30/2019 | 05/30/2019 | Performance Verification for MICROPACE 11221518 4084 | Initial Install of Performance Verification. Device is ready for patient use. |  |  | 05/30/2019 | 05/30/2019
|  | MICROPACE | STIMULUS EPS320 | STIMULATOR, CARDIAC |  | CARDIAC CATH LAB | Kelemen |  |  | 11/20/2017 |  |  |  |  | NO | YES |  |  |  |  | MICROPACE 10368376 2570 |  |  | Active |  | 99:99:99:99:99:99 |  | Life Support | 6M:00-MFG | 05/30/2019 | 05/01/2020 | COOPER UNIVERSITY HOSPITAL |  |  | CCL - EP2 | 0012587786 | LINDA BEAN | Preventative Maintenance | Closed | Josh Harris | 12/27/2017 | 12/27/2017 | PERFORMANCE ASSURANCE AT INVENTORY | INVENTORIED DEVICE AND ENSURED DEVICE WAS FUNCTIONING PROPERLY. | 09350191-F0CE-42B7-A9ED-530CEEB6D5BD | Labor | 11/20/2017 | 11/20/2017 | Stephen Zubrzycki
|  | BLOOM ELECTROPHYSIOLOGY | DTU-215B | STIMULATOR, ELECTROPHYSIOLOGY | 9943-1117-002 | SAME DAY OR-2ND FL PAVILION | Kelemen |  |  | 10/31/2019 |  | 10/31/29 |  |  | NO | YES |  |  |  |  | BLOOM ELECTROPHYSIOLOGY 11208054 9943-1117-002 |  |  | Active |  | 99:99:99:99:99:99 |  | Equipment | PAAR:00-PVAR | 10/31/2019 | 10/31/2019 | COOPER UNIVERSITY HOSPITAL |  |  | SD8 - Control Room | WOT00000001018513 | JOE DRUCTOR | Performance Verification | Closed | Zhan Kiselev | 10/31/2019 | 10/31/2019 | Performance Verification for FISCHER IMAGING 11208054 9943-1117-002 | Initial Install of Performance Verification. Device is ready for patient use. |  |  | 10/31/2019 | 10/31/2019
|  | BLOOM ELECTROPHYSIOLOGY | DTU-215B | STIMULATOR, ELECTROPHYSIOLOGY | 9943-1010-001 | CARDIAC CATH LAB | Kelemen |  |  | 02/24/2011 |  | 2/24/21 |  |  | NO | YES |  |  |  |  | BLOOM ELECTROPHYSIOLOGY 10367876 9943-1010-001 |  |  | Active |  | 99:99:99:99:99:99 |  | Equipment | PAAR:00-PVAR | 10/31/2019 |  | COOPER UNIVERSITY HOSPITAL |  |  | CCL - EP1 Control Room |  | LINDA BEAN
|  | NICOLET BIOMEDICAL, INC. |  | STIMULATOR, VISUAL | IV071709 | NEUROLOGY/EEG | Kelemen |  |  | 06/22/2011 |  |  |  |  | NO | YES |  |  |  |  | NICOLET BIOMEDICAL, INC. 10368659 IV071709 |  |  | Active |  | 11:11:11:11:11:11 |  | Equipment | 1Y:00-MFG | 06/14/2019 | 06/01/2020 | COOPER UNIVERSITY HOSPITAL |  |  | HALWAY |  | Debbie Hughes
|  | FISHER SCIENTIFIC INTERNATIONAL | ISOTEMP | STIRRER | C1890120207453 | LAB HEMATOLOGY | Pavilion | BASEMENT |  | 05/11/2012 |  | 5/11/22 |  |  | NO | YES |  |  |  |  | FISHER SCIENTIFIC INTERNATIONAL 10366625 C1890120207453 |  |  | Active |  | 99:99:99:99:99:99 |  | Equipment | 1Y:00-MFG | 03/09/2019 | 03/01/2020 | COOPER UNIVERSITY HOSPITAL |  |  | HEMATOLOGY - P058 |  | DALE MORRONE
|  | STRYKER CORP. | SURGISTOOL II | STOOL, SURGEON |  | OR - KELEMEN 3 | Kelemen |  |  | 01/05/2018 |  |  |  |  | NO | YES |  |  |  |  | STRYKER CORP. 10732478 1305044300 |  |  | Active |  | 99:99:99:99:99:99 |  | Equipment | PAAR:00-PVAR | 10/31/2019 |  | COOPER UNIVERSITY HOSPITAL |  |  |  | 0012604666 | DOMINIC VENDETTA | Repair | Closed | Salvatore Bombara | 01/05/2018 | 01/18/2018 | STOOL - LEAKING HYDROLOGIC FLUID - TMX | 1/5/2018 10:44:15 AM SXBOMBARA (SXBOMBARA 1/5/2018 12:00 AM) RETRIEVED UNIT FOR EVAL. CONFIRMED ERROR. ORDERED REPLACEMENT HYDRAULIC (TJBURHART 1/5/2018 12:00 AM) RETRIEVED UNIT FOR EVAL. CONFIRMED ERROR. ORDERED REPLACEMENT HYDRAULIC 1/18/2018 1:57:11 PM SXBOMBARA (SXBOMBARA 1/18/2018 12:00 AM) RECEIVED PARTS. INSTALLED TESTED AND PASSED FULL FUNCTIONAL CHECK. RETURNED UNIT TO SERVICE. (TJBURHART 1/18/2018 12:00 AM) RECEIVED PARTS. INSTALLED TESTED AND PASSED FULL FUNCTIONAL CHECK. RETURNED UNIT TO SERVICE. | 800412CB-DE9F-425E-BC26-65BABB542D68 | Labor | 01/05/2018 | 01/05/2018 | Salvatore Bombara
|  | HUNTLEIGH HEALTHCARE, INC. | LIFEGUARD 50 | STRETCHER |  | 3 COOPER-PEDIATRICS | 3 Cooper |  |  | 01/01/1900 |  |  |  |  | NO | YES |  |  |  |  | HUNTLEIGH HEALTHCARE, INC. 10345652 185671 |  |  | Active |  | 99:99:99:99:99:99 |  | Equipment | 1Y:00-MFG | 11/01/2019 | 11/01/2020 | COOPER AMBULATORY OFF-SITES |  |  | Suite 200 - Exam 202 | WOT00000000690943 | MAUREEN OBRIEN | Preventative Maintenance | Closed | Stephen Zubrzycki | 04/01/2018 | 05/21/2018 | PM: Procedure: 00-MFG Frequency: 1Y | VPO of head section, side rails, hydraulic jacks, brakes, steering, mattress. All passed | EXP0338208 | Labor | 04/06/2018 | 04/06/2018 | Stephen Zubrzycki
|  | MOPEC | JA600 | STRETCHER, MORGUE | JA600606010 | BIOMEDICAL | Kelemen | Basement |  | 11/01/2019 |  | 11/1/29 |  |  | NO | YES |  |  |  |  | MOPEC 50006361 JA600606010 |  |  | Active |  | 99:99:99:99:99:99 |  | Equipment | PAAR:00-PVAR | 11/01/2019 | 11/01/2019 | COOPER UNIVERSITY HOSPITAL |  |  | MORGUE |  | Bonnie Aichroch |  |  |  | 11/01/2019 | 11/01/2019 |  |  |  |  | 11/01/2019 | 11/01/2019
|  | GENDRON | 1000MR-124 | STRETCHER, MR COMPATIBLE | Not Known | MRI | Kelemen | Basement |  | 07/01/2015 |  |  |  |  | NO | YES |  |  |  |  | GENDRON 10349161 Not Known |  |  | Active |  | 99:99:99:99:99:99 |  | Equipment | 1Y:00-MFG | 04/12/2019 | 04/01/2020 | COOPER UNIVERSITY HOSPITAL |  |  |  |  | ELLIOT VASQUEZ
|  | HILL-ROM INC. | GPS 886 | STRETCHER, TRANSPORT | 886-24A60-M | BRACHFIELD MEDICAL ASSOCIATES-MEDICINE | 218 Sunset Rd |  |  | 09/01/1993 |  |  |  |  | NO | YES |  |  |  |  | HILL-ROM INC. 10367057 886-24A60-M |  |  | Active |  | 99:99:99:99:99:99 |  | Equipment | PAAR:00-PVAR | 11/01/2019 |  | COOPER AMBULATORY OFF-SITES |  |  | C109 |  | CATHY CRAWFORD
|  | HILL-ROM INC. | P8000 | STRETCHER, TRANSPORT | N339AQ0141 | PATIENT TRANSPORT | Kelemen | BASEMENT |  | 04/15/2019 |  | 4/15/29 |  |  | NO | YES |  |  |  |  | HILL-ROM INC. 50006359 N339AQ0141 |  |  | Active |  | 99:99:99:99:99:99 |  | Equipment | 1Y:00-MFG | 04/15/2019 | 04/15/2019 | COOPER UNIVERSITY HOSPITAL |  |  | B16 | WOT00000000488163 | Bonnie Aichroch | Preventative Maintenance | Closed | Tom Burhart | 04/15/2019 | 04/15/2019 | PM: Procedure: 00-MFG Frequency: 1Y | Regulatory Approved As Not Needed - CMPLRSQM0005750 |  |  | 04/15/2019 | 04/15/2019
|  | HILL-ROM INC. | TRANSTAR | STRETCHER, TRANSPORT | h093an6140 | BUNKER HILL-SURGERY | 2 Plaza Dr |  |  | 01/01/1900 |  |  |  |  | NO | YES |  |  |  |  | HILL-ROM INC. 10366891 h093an6140 |  |  | Active |  | 99:99:99:99:99:99 |  | Equipment | PAAR:00-PVAR | 11/02/2019 |  | COOPER AMBULATORY OFF-SITES |  |  | Podiatry EXAM 3 |  | ANNE MAIER
|  | HILL-ROM INC. | TRANSTAR | STRETCHER, TRANSPORT | f091an7529 | VOORHEES SURGERY CENTER-SURGERY DEPT | 6015 Main Street |  |  | 01/01/1900 |  |  |  |  | NO | YES |  |  |  |  | HILL-ROM INC. 10344872 f091an7529 |  |  | Active |  | 99:99:99:99:99:99 |  | Equipment | 1Y:00-MFG | 04/12/2019 | 04/01/2020 | COOPER AMBULATORY OFF-SITES |  |  | 6015 Main - Exam 12 | WOT00000000690898 | Theresa Megali | Preventative Maintenance | Closed | Kirk Lis | 04/01/2018 | 05/21/2018 | PM: Procedure: 00-MFG Frequency: 1Y | PERFORMED PM | EXP0448108 | Labor | 04/25/2018 | 04/25/2018 | Kirk Lis
|  | STERIS CORPORATION | HAUSTED APC150 | STRETCHER, TRANSPORT |  | 3 COOPER-GAMMA KNIFE | 3 Cooper |  |  | 01/01/1900 |  |  |  |  | NO | YES |  |  |  |  | STERIS CORPORATION 10345514 0431707153 |  |  | Active |  | 99:99:99:99:99:99 |  | Equipment | PAAR:00-PVAR | 11/02/2019 |  | COOPER AMBULATORY OFF-SITES |  |  | SUITE 180 - EXAM 191 |  | ANNE BEXTON
|  | STERIS CORPORATION | HAUSTED APC150 | STRETCHER, TRANSPORT |  | 3 COOPER-GAMMA KNIFE | 3 Cooper |  |  | 01/01/1900 |  |  |  |  | NO | YES |  |  |  |  | STERIS CORPORATION 10345513 0425607059 |  |  | Active |  | 99:99:99:99:99:99 |  | Equipment | PAAR:00-PVAR | 11/02/2019 |  | COOPER AMBULATORY OFF-SITES |  |  | SUITE 180 - EXAM 192 |  | ANNE BEXTON
|  | STERIS CORPORATION | HAUSTED APC150 | STRETCHER, TRANSPORT |  | 3 COOPER-GAMMA KNIFE | 3 Cooper |  |  | 01/01/1900 |  |  |  |  | NO | YES |  |  |  |  | STERIS CORPORATION 10345512 0425607062 |  |  | Active |  | 99:99:99:99:99:99 |  | Equipment | PAAR:00-PVAR | 11/02/2019 |  | COOPER AMBULATORY OFF-SITES |  |  | SUITE 180 - EXAM 193 |  | ANNE BEXTON
|  | STRYKER CORP. | PRIME 1115 BIG WHEEL | STRETCHER, TRANSPORT |  | PATIENT TRANSPORT | Pavilion |  |  | 04/10/2019 |  | 4/10/29 |  |  | NO | YES |  |  |  |  | STRYKER CORP. 50006412 0804099253 |  |  | Active |  | 99:99:99:99:99:99 |  | Equipment | 1Y:00-MFG | 04/10/2019 | 04/10/2019 | COOPER UNIVERSITY HOSPITAL |  |  | p2 storage | WOT00000000488176 | Bonnie Aichroch | Preventative Maintenance | Closed | Tom Burhart | 04/10/2019 | 04/10/2019 | PM: Procedure: 00-MFG Frequency: 1Y | Regulatory Approved As Not Needed - CMPLRSQM0005761 |  |  | 04/10/2019 | 04/10/2019
|  | STRYKER CORP. | PRIME 1115 BIG WHEEL | STRETCHER, TRANSPORT |  | PATIENT TRANSPORT | Kelemen |  |  | 04/10/2019 |  | 4/10/29 |  |  | NO | YES |  |  |  |  | STRYKER CORP. 50006408 1405032265 |  |  | Active |  | 99:99:99:99:99:99 |  | Equipment | 1Y:00-MFG | 04/10/2019 | 04/10/2019 | COOPER UNIVERSITY HOSPITAL |  |  | SPECIAL TEST | 0012564858 | Bonnie Aichroch | Preventative Maintenance | Closed | Tom Burhart | 04/10/2019 | 04/10/2019 | Performance Assurance: 00-MFG | 1/23/2018 1:54:14 PM KETRINKLE Work order updated 1/23/2018 2:01:02 PM KETRINKLE AFTER REVIEW, THE REGULATORY DEPARTMENT HAS DETERMINED THAT THIS PM WORK ORDER IS TRULY NOT NEEDED IN ORDER TO REMAIN COMPLIANT. WORK ORDER CLOSED AS NOT NEEDED. CMPLREQ0003763 | 353C1387-3B7D-41AB-8090-8EBCA80148C7 | Labor | 04/10/2019 | 04/10/2019 | Kate Trinkle
|  | STRYKER CORP. |  | STRETCHER, TRANSPORT |  | PATIENT TRANSPORT | Kelemen | BASEMENT |  | 04/15/2019 |  | 4/15/29 |  |  | NO | YES |  |  |  |  | STRYKER CORP. 50006393 04080672228 |  |  | Active |  | 99:99:99:99:99:99 |  | Equipment | 1Y:00-MFG | 04/15/2019 | 04/15/2019 | COOPER UNIVERSITY HOSPITAL |  |  | RADIOLOGY |  | Bonnie Aichroch |  |  |  | 04/15/2019 | 04/15/2019 |  |  |  |  | 04/15/2019 | 04/15/2019
|  | STRYKER CORP. |  | STRETCHER, TRANSPORT |  | PATIENT TRANSPORT | Kelemen |  |  | 04/10/2019 |  | 4/10/29 |  |  | NO | YES |  |  |  |  | STRYKER CORP. 50006464 1304040566 |  |  | Active |  | 99:99:99:99:99:99 |  | Equipment | 1Y:00-MFG | 04/10/2019 | 04/10/2019 | COOPER UNIVERSITY HOSPITAL |  |  | BASEMENT | 0012564839 | Bonnie Aichroch | Preventative Maintenance | Closed | Tom Burhart | 04/10/2019 | 04/10/2019 | Performance Assurance: 00-MFG | 1/23/2018 2:08:12 PM KETRINKLE Work order updated 1/23/2018 2:13:23 PM KETRINKLE AFTER REVIEW, THE REGULATORY DEPARTMENT HAS DETERMINED THAT THIS PM WORK ORDER IS TRULY NOT NEEDED IN ORDER TO REMAIN COMPLIANT. WORK ORDER CLOSED AS NOT NEEDED. CMPLREQ0003763 | 07FFC7AF-EE1B-4782-8685-B075D9034952 | Labor | 04/10/2019 | 04/10/2019 | Kate Trinkle
|  | STRYKER CORP. |  | STRETCHER, TRANSPORT |  | PATIENT TRANSPORT | Kelemen |  |  | 04/03/2019 |  | 4/3/29 |  |  | NO | YES |  |  |  |  | STRYKER CORP. 50006436 090532495 |  |  | Active |  | 99:99:99:99:99:99 |  | Equipment | 1Y:00-MFG | 04/03/2019 | 04/03/2019 | COOPER UNIVERSITY HOSPITAL |  |  | p2 storage | 0012609200 | Bonnie Aichroch | Repair | Closed | Tom Burhart | 04/03/2019 | 04/03/2019 | STRETCHER - BREAK IN MATTRESS - SPECIAL TESTING BEHIND BACK DOORS OF KELEMEN | 1/8/2018 10:28:59 AM TJBURHART (TJBURHART 1/8/2018 12:00 AM) RELOCATED TO THE BED SHOP. CONFIRMED THE MATTRESS COVER NEEDED TO BE REPLACE. SEVERAL CUTS. WENT TO TRANSPORT OFFICE AND WENT THROUGH THE EXTRA MATTRESS. SECURE VELCRO ON THE NEW MATTRESS. UNIT IS WORKING PROPERLY. OVP-RTS | D6B89B55-B274-4468-9C89-D1BD2FD7E8A6 | Parts | 04/03/2019 | 04/03/2019 | Tom Burhart
|  | STRYKER CORP. |  | STRETCHER, TRANSPORT |  | PATIENT TRANSPORT | Kelemen |  |  | 12/01/2010 |  | 12/1/20 |  |  | NO | YES |  |  |  |  | STRYKER CORP. 10364776 1012033496 |  |  | Active |  | 99:99:99:99:99:99 | [5 empty] | COOPER UNIVERSITY HOSPITAL |  |  | ER | 0012595385 |  | Repair | Closed | Tom Burhart | 01/02/2018 | 01/02/2018 | STRETCHER - BRAKES NOT WORKING - RADIOLOGY OUTSIDE ELEVATORS PAVILLION | 1/2/2018 11:03:17 AM TJBURHART (TJBURHART 1/2/2018 12:00 AM) FOUND AND RELOCATED TO THE BED SHOP. THE SIDE BRAKES WERE NOT WORKING BECAUSE THE PIN BROKE IN THE FOOT PEDAL. REMOVED THE REMAINS OF THE PIN. INSTALLED NEW PIN. TESTED AND WORKING PROPERLY. OVP-RTS | 66746A94-B147-4C76-8BC2-06CC5CDEC8A9 | Labor | 01/02/2018 | 01/02/2018 | Tom Burhart
|  | STRYKER CORP. |  | STRETCHER, TRANSPORT |  | PATIENT TRANSPORT | Kelemen | Basement |  | 01/01/1900 |  |  |  |  | NO | YES |  |  |  |  | STRYKER CORP. 10355444 Not Known |  |  | Active |  | 99:99:99:99:99:99 |  | Equipment | 1Y:00-MFG | 04/11/2019 | 04/01/2020 | COOPER UNIVERSITY HOSPITAL |  |  | P5 STORAGE RM | 0012564877 | Bonnie Aichroch | Preventative Maintenance | Closed | Tom Burhart | 01/01/2018 | 01/23/2018 | Performance Assurance: 00-MFG | 1/23/2018 1:55:16 PM KETRINKLE Work order updated 1/23/2018 2:02:01 PM KETRINKLE AFTER REVIEW, THE REGULATORY DEPARTMENT HAS DETERMINED THAT THIS PM WORK ORDER IS TRULY NOT NEEDED IN ORDER TO REMAIN COMPLIANT. WORK ORDER CLOSED AS NOT NEEDED. CMPLREQ0003763 | AF018291-3572-4496-B087-A1428F182D97 | Labor | 01/22/2018 | 01/22/2018 | Kate Trinkle
|  | STRYKER CORP. |  | STRETCHER, TRANSPORT | 0909-033253 | PATIENT TRANSPORT | Kelemen |  |  | 10/31/2019 |  | 10/31/29 |  |  | NO | YES |  |  |  |  | STRYKER CORP. 50035912 0909-033253 |  |  | Active |  | 99:99:99:99:99:99 |  | Equipment | PAAR:00-PVAR | 10/31/2019 | 10/31/2019 | COOPER UNIVERSITY HOSPITAL |  |  |  | 0012677857 | Bonnie Aichroch | Performance Verification | Closed | Josh Harris | 10/31/2019 | 10/31/2019 | INCOMING INVENTORY | DEVICE INVENTORIED | 2F4859A8-0DE0-41C4-B50A-1ED7ED50035D | Labor | 10/31/2019 | 10/31/2019 | Josh Harris
|  | STRYKER CORP. |  | STRETCHER, TRANSPORT |  | PATIENT TRANSPORT | Kelemen | BASEMENT |  | 04/09/2019 |  | 4/9/29 |  |  | NO | YES |  |  |  |  | STRYKER CORP. 50010968 09090332545 |  |  | Active |  | 99:99:99:99:99:99 |  | Equipment | 1Y:00-MFG | 04/09/2019 | 04/09/2019 | COOPER UNIVERSITY HOSPITAL |  |  | P5 STORAGE RM | 0012564875 | Bonnie Aichroch | Preventative Maintenance | Closed | Tom Burhart | 04/09/2019 | 04/09/2019 | Performance Assurance: 00-MFG | 1/23/2018 1:55:12 PM KETRINKLE Work order updated 1/23/2018 2:01:58 PM KETRINKLE AFTER REVIEW, THE REGULATORY DEPARTMENT HAS DETERMINED THAT THIS PM WORK ORDER IS TRULY NOT NEEDED IN ORDER TO REMAIN COMPLIANT. WORK ORDER CLOSED AS NOT NEEDED. CMPLREQ0003763 | 26B8CB62-1C22-43DA-A04A-59810AA02A96 | Labor | 04/09/2019 | 04/09/2019 | Kate Trinkle
|  | STRYKER CORP. |  | STRETCHER, TRANSPORT |  | PATIENT TRANSPORT | Kelemen |  |  | 04/10/2019 |  | 4/10/29 |  |  | NO | YES |  |  |  |  | STRYKER CORP. 50010795 090933755 |  |  | Active |  | 99:99:99:99:99:99 |  | Equipment | 1Y:00-MFG | 04/10/2019 | 04/10/2019 | COOPER UNIVERSITY HOSPITAL |  |  | PCU ELEVATORS |  | Bonnie Aichroch |  |  |  | 04/10/2019 | 04/10/2019 |  |  |  |  | 04/10/2019 | 04/10/2019
|  | STRYKER CORP. | 1061 GYNNIE | STRETCHER, TRANSPORT |  | PATIENT TRANSPORT | Dorrance |  |  | 04/19/2019 |  | 4/19/29 |  |  | NO | YES |  |  |  |  | STRYKER CORP. 50036196 0008034757 |  |  | Active |  | 99:99:99:99:99:99 |  | Equipment | 1Y:00-MFG | 04/19/2019 | 04/19/2019 | COOPER UNIVERSITY HOSPITAL |  |  | Bed Storage, does not move |  | Bonnie Aichroch |  |  |  | 04/19/2019 | 04/19/2019 |  |  |  |  | 04/19/2019 | 04/19/2019
|  | STRYKER CORP. | 1061 GYNNIE | STRETCHER, TRANSPORT |  | PATIENT TRANSPORT | Kelemen | BASEMENT |  | 04/11/2019 |  | 4/11/29 |  |  | NO | YES |  |  |  |  | STRYKER CORP. 50036015 0107030476 |  |  | Active |  | 99:99:99:99:99:99 |  | Equipment | 1Y:00-MFG | 04/11/2019 | 04/11/2019 | COOPER UNIVERSITY HOSPITAL |  |  | MOVES |  | Bonnie Aichroch |  |  |  | 04/11/2019 | 04/11/2019 |  |  |  |  | 04/11/2019 | 04/11/2019
|  | STRYKER CORP. | 1061 GYNNIE | STRETCHER, TRANSPORT |  | CINNAMINSON URGENT CARE | 195 US-130 |  |  | 05/12/2017 |  | 5/12/27 |  |  | NO | YES |  |  |  |  | STRYKER CORP. 10732065 1703032284 |  |  | Active |  | 99:99:99:99:99:99 |  | Equipment | PAAR:00-PVAR | 10/31/2019 |  | COOPER AMBULATORY OFF-SITES |  |  |  | 0011656751 | MELISSA PORTOBANCO | Preventative Maintenance | Closed | Bonnie Aichroth | 05/23/2017 | 05/23/2017 | PERFORMANCE ASSURANCE AT INVENTORY | INVENTORIED DEVICE AND ENSURED DEVICE WAS FUNCTIONING PROPERLY. | B76860BA-6166-4998-BD78-4EAD5C9075B0 | Labor | 05/12/2017 | 05/12/2017 | Richard Jolly
|  | STRYKER CORP. | 1061 GYNNIE | STRETCHER, TRANSPORT |  | PATIENT TRANSPORT | Dorrance |  |  | 04/09/2019 |  | 4/9/29 |  |  | NO | YES |  |  |  |  | STRYKER CORP. 50006444 0211044369 |  |  | Active |  | 99:99:99:99:99:99 |  | Equipment | 1Y:00-MFG | 04/09/2019 | 04/09/2019 | COOPER UNIVERSITY HOSPITAL |  |  | p2 storage |  | Bonnie Aichroch |  |  |  | 04/09/2019 | 04/09/2019 |  |  |  |  | 04/09/2019 | 04/09/2019
|  | STRYKER CORP. | 1061 GYNNIE | STRETCHER, TRANSPORT |  | PATIENT TRANSPORT | Pavilion |  |  | 04/15/2019 |  | 4/15/29 |  |  | NO | YES |  |  |  |  | STRYKER CORP. 50006442 0906031023 |  |  | Active |  | 99:99:99:99:99:99 |  | Equipment | 1Y:00-MFG | 04/15/2019 | 04/15/2019 | COOPER UNIVERSITY HOSPITAL |  |  | RM604 | WOT00000000488187 | Bonnie Aichroch | Preventative Maintenance | Closed | Tom Burhart | 04/15/2019 | 04/15/2019 | PM: Procedure: 00-MFG Frequency: 1Y | Regulatory Approved As Not Needed - CMPLRSQM0005779 |  |  | 04/15/2019 | 04/15/2019
|  | STRYKER CORP. | 1061 GYNNIE | STRETCHER, TRANSPORT | 0705 089244 | PATIENT TRANSPORT | 1103 N Kings Hwy |  |  | 03/29/2019 |  | 3/29/29 |  |  | NO | YES |  |  |  |  | STRYKER CORP. 50006362 0705 089244 |  |  | Disposition |  | 99:99:99:99:99:99 |  | Equipment | 1Y:00-MFG | 03/29/2019 | 03/29/2019 | COOPER UNIVERSITY HOSPITAL |  |  | BASEMENT |  | Bonnie Aichroch |  |  |  | 03/29/2019 | 03/29/2019 |  |  |  |  | 03/29/2019 | 03/29/2019
|  | STRYKER CORP. | 1061 GYNNIE | STRETCHER, TRANSPORT |  | PATIENT TRANSPORT | Kelemen |  |  | 04/11/2019 |  | 4/11/29 |  |  | NO | YES |  |  |  |  | STRYKER CORP. 50006349 0408062093 |  |  | Active |  | 99:99:99:99:99:99 |  | Equipment | 1Y:00-MFG | 04/11/2019 | 04/11/2019 | COOPER UNIVERSITY HOSPITAL |  |  | travles | 0011744082 | Bonnie Aichroch | Repair | Closed | Josh Harris | 04/11/2019 | 04/11/2019 | STRETCHER - FOOT BRAKE BROKEN - 1ST FL NEAR STRETCHER HALL | 6/9/2017 7:32:48 AM JXHARRIS (JXHARRIS 6/9/2017 12:00 AM) PIN THAT HOLDS FOOT PEDAL IN PLACE SNAPPED. REMOVED OLD PIN PIECE. REPLACED FOOT PEDAL AND PIN. VPO. RTS. | D8296CB3-DD45-4D0C-8D23-DC69AA26D3AB | Labor | 04/11/2019 | 04/11/2019 | Josh Harris
|  | STRYKER CORP. | 1061 GYNNIE | STRETCHER, TRANSPORT |  | PATIENT TRANSPORT | Kelemen | Basement |  | 04/15/2019 |  | 4/15/29 |  |  | NO | YES |  |  |  |  | STRYKER CORP. 50006256 0408082094 |  |  | Active |  | 99:99:99:99:99:99 |  | Equipment | 1Y:00-MFG | 04/15/2019 | 04/15/2019 | COOPER UNIVERSITY HOSPITAL |  |  | p2 storage |  | Bonnie Aichroch |  |  |  | 04/15/2019 | 04/15/2019 |  |  |  |  | 04/15/2019 | 04/15/2019
|  | STRYKER CORP. | 1061 GYNNIE | STRETCHER, TRANSPORT |  |  | Dorrance | [7 empty] | NO | YES
|  | STRYKER CORP. | 1061 GYNNIE | STRETCHER, TRANSPORT |  | 3 COOPER-RADIOLOGY | 3 Cooper |  |  | 06/08/2015 |  | 6/8/25 |  |  | NO | YES |  |  |  |  | STRYKER CORP. 10369422 1505041815 |  |  | Active |  | 99:99:99:99:99:99 |  | Equipment | 1Y:00-MFG | 11/01/2019 | 11/01/2020 | COOPER AMBULATORY OFF-SITES |  |  | Suite 100 - Ultrasound B |  | JUDY ADIRZONE
|  | STRYKER CORP. | 1061 GYNNIE | STRETCHER, TRANSPORT | 1310-042188 | AUDUBON URGENT CARE | 318 S White Horse Pike |  |  | 08/26/2013 |  | 8/26/23 |  |  | NO | YES |  |  |  |  | STRYKER CORP. 10365745 1310-042188 |  |  | Active |  | 99:99:99:99:99:99 |  | Equipment | PAAR:00-PVAR | 11/02/2019 |  | COOPER AMBULATORY OFF-SITES |  |  | Procedure Room 106 |  | MELISSA PORTOBANCO
|  | STRYKER CORP. | 1061 GYNNIE | STRETCHER, TRANSPORT |  | PATIENT TRANSPORT | Dorrance |  |  | 01/01/1900 |  |  |  |  | NO | YES |  |  |  |  | STRYKER CORP. 10364793 0107031280 |  |  | Active |  | 99:99:99:99:99:99 |  | Equipment | 1Y:00-MFG | 04/09/2019 | 04/01/2020 | COOPER UNIVERSITY HOSPITAL |  |  | mfcu dorrance 5 | WOT00000000536859 | Bonnie Aichroch | Disposition | Closed | Tom Burhart | 02/09/2018 | 05/14/2019 | Bulk Disposition CNL | Notification sent to technician and manager that this CEID has been marked as Could Not Locate (CNL). 33% SLA Warning: Notification sent to technician and manager that this CEID has been marked as Could Not Locate (CNL) for 30 days. 66% SLA Warning: Notification sent to technician and manager that this CEID has been marked as Could Not Locate (CNL) for 60 days. 99% SLA Warning: Notification sent to technician and manager that this CEID has been marked as Could Not Locate (CNL) for 90 days.
|  | STRYKER CORP. | 1061 GYNNIE | STRETCHER, TRANSPORT |  | VOORHEES SURGERY CENTER-RADIOLOGY | 900 Centennial Blvd | Suite B |  | 04/01/2013 |  | 4/1/23 |  |  | NO | YES |  |  |  |  | STRYKER CORP. 10356966 1304044395 |  |  | Active |  | 99:99:99:99:99:99 |  | Equipment | 1Y:00-MFG | 04/12/2019 | 04/01/2020 | COOPER AMBULATORY OFF-SITES |  |  | Suite B - Ultrasound C | WOT00000000691468 | PAT STIENES | Preventative Maintenance | Closed | Stephen Zubrzycki | 04/01/2018 | 05/21/2018 | PM: Procedure: 00-MFG Frequency: 1Y | VPO of head section, side rails, hydraulic jacks, brakes, steering, mattress. All passed | EXP0336040 | Labor | 04/06/2018 | 04/06/2018 | Stephen Zubrzycki
|  | STRYKER CORP. | 1061 GYNNIE | STRETCHER, TRANSPORT |  | VOORHEES SURGERY CENTER-RADIOLOGY | 900 Centennial Blvd | Suite B |  | 08/01/2011 |  | 8/1/21 |  |  | NO | YES |  |  |  |  | STRYKER CORP. 10356876 1108033642 |  |  | Active |  | 99:99:99:99:99:99 |  | Equipment | 1Y:00-MFG | 04/12/2019 | 04/01/2020 | COOPER AMBULATORY OFF-SITES |  |  | Suite B - Ultrasound A | WOT00000000560671 | PAT STIENES | Repair | Closed | Kirk Lis | 02/26/2018 | 07/30/2018 | Stretcher - facing side of bed with pedals to elevate bed is making loud noise, plastic piece underneath is loose | analyzed unit. reseated top cover performed ovp. informed staff of units status | EXP0187687 | Labor | 03/01/2018 | 03/01/2018 | Kirk Lis
|  | STRYKER CORP. | 1061 GYNNIE | STRETCHER, TRANSPORT |  | VOORHEES SURGERY CENTER-RADIOLOGY | 900 Centennial Blvd | Suite B |  | 01/01/2007 |  | 1/1/17 |  |  | NO | YES |  |  |  |  | STRYKER CORP. 10356875 0701090710 |  |  | Active |  | 99:99:99:99:99:99 |  | Equipment | 1Y:00-MFG | 04/12/2019 | 04/01/2020 | COOPER AMBULATORY OFF-SITES |  |  | Suite B - Ultrasound B | WOT00000000691455 | PAT STIENES | Preventative Maintenance | Closed | Stephen Zubrzycki | 04/01/2018 | 05/21/2018 | PM: Procedure: 00-MFG Frequency: 1Y | VPO of head section, side rails, hydraulic jacks, brakes, steering, mattress. All passed | EXP0336094 | Labor | 04/06/2018 | 04/06/2018 | Stephen Zubrzycki
|  | STRYKER CORP. | 1061 GYNNIE | STRETCHER, TRANSPORT |  | PATIENT TRANSPORT | Kelemen | BASEMENT |  | 04/16/2014 |  | 4/16/24 |  |  | NO | YES |  |  |  |  | STRYKER CORP. 10355033 1405034442 |  |  | Active |  | 99:99:99:99:99:99 |  | Equipment | 1Y:00-MFG | 04/15/2019 | 04/01/2020 | COOPER UNIVERSITY HOSPITAL |  |  | Ultrasound Basement Hallway | 0012564874 | Bonnie Aichroch | Preventative Maintenance | Closed | Tom Burhart | 01/01/2018 | 01/23/2018 | Performance Assurance: 00-MFG | 1/23/2018 1:55:08 PM KETRINKLE Work order updated 1/23/2018 2:01:54 PM KETRINKLE AFTER REVIEW, THE REGULATORY DEPARTMENT HAS DETERMINED THAT THIS PM WORK ORDER IS TRULY NOT NEEDED IN ORDER TO REMAIN COMPLIANT. WORK ORDER CLOSED AS NOT NEEDED. CMPLREQ0003763 | D55F5C9D-302F-4CA5-9142-E811D7540C88 | Labor | 01/22/2018 | 01/22/2018 | Kate Trinkle
|  | STRYKER CORP. | 1061 GYNNIE | STRETCHER, TRANSPORT |  | PATIENT TRANSPORT | Dorrance |  |  | 05/14/2014 |  | 5/14/24 |  |  | NO | YES |  |  |  |  | STRYKER CORP. 10355032 0907031126 |  |  | Active |  | 99:99:99:99:99:99 |  | Equipment | 1Y:00-MFG | 04/09/2019 | 04/01/2020 | COOPER UNIVERSITY HOSPITAL |  |  | D605 | 0011657912 | Bonnie Aichroch | Repair | Closed | Stephen Zubrzycki | 05/23/2017 | 06/02/2017 | STRETCHER - LEAKING HYDRAULIC FLUID - L&D TRAIGE RM 604 | 5/23/2017 3:10:55 PM TJBURHART (TJBURHART 5/23/2017 12:00 AM) ANALYZED THE UNIT. THE STRETCHER WORKS PROPERLY. SAW THE FLUID, ASKED THE STAFF TO SWITCH IT OUT AND RED TAG. 6/2/2017 1:19:21 PM SJZUBRZYCKI (SJZUBRZYCKI 6/2/2017 12:00 AM) CNL UNIT. I CHECKED UP IN L+D, TRIAGE, DOWN BY TRANSPORT, P2 AND BED STORAGE AREA. | 3DDE1084-5417-49B1-B097-8A80F033863D | Labor | 06/02/2017 | 06/02/2017 | Stephen Zubrzycki
|  | STRYKER CORP. | 1061 GYNNIE | STRETCHER, TRANSPORT |  | 3 COOPER-RADIOLOGY | 3 Cooper |  |  | 05/01/2007 |  | 5/1/17 |  |  | NO | YES |  |  |  |  | STRYKER CORP. 10345980 0705089352 |  |  | Active |  | 99:99:99:99:99:99 |  | Equipment | 1Y:00-MFG | 11/01/2019 | 11/01/2020 | COOPER AMBULATORY OFF-SITES |  |  | Suite 100 - Ultrasound A | WOT00000000690955 | JUDY ADIRZONE | Preventative Maintenance | Closed | Stephen Zubrzycki | 04/01/2018 | 05/21/2018 | PM: Procedure: 00-MFG Frequency: 1Y | VPO of head section, side rails, hydraulic jacks, brakes, steering, mattress. All passed | EXP0338282 | Labor | 04/06/2018 | 04/06/2018 | Stephen Zubrzycki
|  | STRYKER CORP. | 1061 GYNNIE | STRETCHER, TRANSPORT |  | RIPPA CENTER-OB/GYN | 6100 Main St |  |  | 06/01/2012 |  | 6/1/22 |  |  | NO | YES |  |  |  |  | STRYKER CORP. 10315914 1206035577 |  |  | Active |  | 99:99:99:99:99:99 |  | Equipment | PAAR:00-PVAR | 11/02/2019 |  | COOPER AMBULATORY OFF-SITES |  |  | ULTRASOUND 1 |  | PATRICIA HUFF
|  | STRYKER CORP. | M-SERIES 1015 | STRETCHER, TRANSPORT |  | PATIENT TRANSPORT | Kelemen |  |  | 04/11/2019 |  | 4/11/26 |  |  | NO | YES |  |  |  |  | STRYKER CORP. 50036189 0501071766 |  |  | Active |  | 99:99:99:99:99:99 |  | Equipment | 1Y:00-MFG | 04/11/2019 | 04/11/2019 | COOPER UNIVERSITY HOSPITAL |  |  | MOVES |  | Bonnie Aichroch |  |  |  | 04/11/2019 | 04/11/2019 |  |  |  |  | 04/11/2019 | 04/11/2019
|  | STRYKER CORP. | M-SERIES 1015 | STRETCHER, TRANSPORT |  | PATIENT TRANSPORT | Kelemen | Basement |  | 04/15/2019 |  | 4/15/26 |  |  | NO | YES |  |  |  |  | STRYKER CORP. 50035909 0509071165 |  |  | Active | 50006435, 50035910 | 99:99:99:99:99:99 |  | Equipment | 1Y:00-MFG | 04/15/2019 | 04/15/2019 | COOPER UNIVERSITY HOSPITAL |  |  | ER | 0012391867 | Bonnie Aichroch | Repair | Closed | Tom Burhart | 04/15/2019 | 04/15/2019 | STRETCHER - HEAD WONT GO DOWN - KELEMEN 3RD FLR HALLWAY | 11/8/2017 11:53:28 AM TJBURHART (TJBURHART 11/8/2017 12:00 AM) RELOCATED TO BED SHOP. TOOK THE COVER OFF TO GAIN ACCESS TO THE CONTROLS FOR THE HEAD. ALL CONNECTIONS WERE WORKING. FOLLOW THE HYDRAULIC LINE TO THE MIDDLE OF THE STRECHER. FOUND THE CONNECTION WAS OUT OF THE END. RECONNECT THE LINE. TESTED AND WORKING PROPERLY. OVP-RTS | 9D346101-470D-4376-8345-C1AB9D4A69DF | Labor | 04/15/2019 | 04/15/2019 | Tom Burhart
|  | STRYKER CORP. | M-SERIES 1015 | STRETCHER, TRANSPORT |  | PATIENT TRANSPORT | Kelemen |  |  | 04/09/2019 |  | 4/9/26 |  |  | NO | YES |  |  |  |  | STRYKER CORP. 50035904 080710917 |  |  | Active |  | 99:99:99:99:99:99 |  | Equipment | 1Y:00-MFG | 04/09/2019 | 04/09/2019 | COOPER UNIVERSITY HOSPITAL |  |  |  | 0012501085 | Bonnie Aichroch | Performance Verification | Closed | Josh Harris | 04/09/2019 | 04/09/2019 | INCOMING INVENTORY | DEVICE INVENTORIED | 4FA2C0EE-4CB5-4B61-A9B9-724D0EAF5B1F | Labor | 04/09/2019 | 04/09/2019 | Josh Harris
|  | STRYKER CORP. | M-SERIES 1015 | STRETCHER, TRANSPORT |  | PATIENT TRANSPORT | Pavilion |  |  | 04/03/2019 |  | 4/3/26 |  |  | NO | YES |  |  |  |  | STRYKER CORP. 50035760 0501071769 |  |  | Active |  | 99:99:99:99:99:99 |  | Equipment | 1Y:00-MFG | 04/03/2019 | 04/03/2019 | COOPER UNIVERSITY HOSPITAL |  |  |  |  | Bonnie Aichroch |  |  |  | 04/03/2019 | 04/03/2019 |  |  |  |  | 04/03/2019 | 04/03/2019
|  | STRYKER CORP. | M-SERIES 1015 | STRETCHER, TRANSPORT |  | PATIENT TRANSPORT | Kelemen |  |  | 03/29/2019 |  | 3/29/29 |  |  | NO | YES |  |  |  |  | STRYKER CORP. 50035756 090633377 |  |  | Disposition |  | 99:99:99:99:99:99 |  | Equipment | 1Y:00-MFG | 03/29/2019 | 03/29/2019 | COOPER UNIVERSITY HOSPITAL |  |  | EMERGENCY DEPARTMENT |  | Bonnie Aichroch |  |  |  | 03/29/2019 | 03/29/2019 |  |  |  |  | 03/29/2019 | 03/29/2019
|  | STRYKER CORP. | M-SERIES 1015 | STRETCHER, TRANSPORT |  |  | Pavilion |  |  | 04/03/2019 |  | 4/3/29 |  |  | NO | YES |  |  |  |  | STRYKER CORP. 50010936 0906033375 |  |  | Active |  | 99:99:99:99:99:99 | [5 empty] | COOPER UNIVERSITY HOSPITAL |  |  | p2 storage | 0011505640 |  | Repair | Closed | Zhan Kiselev | 04/03/2019 | 04/03/2019 | STRETCHER - WILL NOT RAISE - 3RD FL KELEMEN HALLWAY |  | 94C80F77-78CA-4F7B-8841-97BE5AF93FFE | Labor | 04/03/2019 | 04/03/2019 | Josh Harris
|  | STRYKER CORP. | M-SERIES 1015 | STRETCHER, TRANSPORT |  | PATIENT TRANSPORT | Pavilion |  |  | 04/02/2019 |  | 4/2/26 |  |  | NO | YES |  |  |  |  | STRYKER CORP. 50010845 0509071163 |  |  | Active |  | 99:99:99:99:99:99 |  | Equipment | 1Y:00-MFG | 04/02/2019 | 04/02/2019 | COOPER UNIVERSITY HOSPITAL |  |  | ER-PEDS |  | Bonnie Aichroch |  |  |  | 04/02/2019 | 04/02/2019 |  |  |  |  | 04/02/2019 | 04/02/2019
|  | STRYKER CORP. | M-SERIES 1015 | STRETCHER, TRANSPORT |  | PATIENT TRANSPORT | Kelemen |  |  | 04/11/2019 |  | 4/11/26 |  |  | NO | YES |  |  |  |  | STRYKER CORP. 50010799 0807100914 |  |  | Active |  | 99:99:99:99:99:99 |  | Equipment | 1Y:00-MFG | 04/11/2019 | 04/11/2019 | COOPER UNIVERSITY HOSPITAL |  |  | s10 | WOT00000000488317 | Bonnie Aichroch | Preventative Maintenance | Closed | Tom Burhart | 04/11/2019 | 04/11/2019 | PM: Procedure: 00-MFG Frequency: 1Y | Regulatory Approved As Not Needed - CMPLRSQM0005745 |  |  | 04/11/2019 | 04/11/2019
|  | STRYKER CORP. | M-SERIES 1015 | STRETCHER, TRANSPORT |  | PATIENT TRANSPORT | Kelemen | Basement |  | 04/15/2019 |  | 4/15/29 |  |  | NO | YES |  |  |  |  | STRYKER CORP. 50010782 0501071764 |  |  | Active |  | 99:99:99:99:99:99 |  | Equipment | 1Y:00-MFG | 04/15/2019 | 04/15/2019 | COOPER UNIVERSITY HOSPITAL |  |  | KELEMEN-3 | 0011232984 | Bonnie Aichroch | Repair | Closed | Josh Harris | 04/15/2019 | 04/15/2019 | STRETCHER - GAS CYLINDER FAULTY - TMX | 2/22/2017 12:18:43 PM JXHARRIS (JXHARRIS 2/22/2017 12:00 AM) REPLACED GAS CYLINDER. VPO. RTS. | 3D6BC96D-4580-4C36-B040-790CEDE66C66 | Parts | 04/15/2019 | 04/15/2019 | Josh Harris
|  | STRYKER CORP. | M-SERIES 1015 | STRETCHER, TRANSPORT |  | BRACHFIELD MEDICAL ASSOCIATES-MEDICINE | 218 Sunset Rd |  |  | 07/29/2019 |  | 7/29/26 |  |  | NO | YES |  |  |  |  | STRYKER CORP. 50010771 0906033373 |  |  | Active |  | 99:99:99:99:99:99 |  | Equipment | 1Y:00-MFG | 07/29/2019 | 07/29/2019 | COOPER AMBULATORY OFF-SITES |  |  | GI Suite |  | CATHY CRAWFORD |  |  |  | 07/29/2019 | 07/29/2019 |  |  |  |  | 07/29/2019 | 07/29/2019
|  | STRYKER CORP. | M-SERIES 1015 | STRETCHER, TRANSPORT |  |  | Kelemen |  |  | 04/03/2019 |  | 4/3/26 |  |  | NO | YES |  |  |  |  | STRYKER CORP. 50010763 0807100913 |  |  | Active |  | 99:99:99:99:99:99 |  | Equipment | 1Y:00-MFG | 04/03/2019 | 04/03/2019 | COOPER UNIVERSITY HOSPITAL |  |  | DIALYSIS |  | Bonnie Aichroch |  |  |  | 04/03/2019 | 04/03/2019 |  |  |  |  | 04/03/2019 | 04/03/2019
|  | STRYKER CORP. | M-SERIES 1015 | STRETCHER, TRANSPORT |  |  | Pavilion |  |  | 04/18/2019 |  | 4/18/29 |  |  | NO | YES |  |  |  |  | STRYKER CORP. 50006472 1007035015 |  |  | Active |  | 99:99:99:99:99:99 | [5 empty] | COOPER UNIVERSITY HOSPITAL |  |  | BASEMENT | 0011232980 |  | Repair | Closed | Josh Harris | 04/18/2019 | 04/18/2019 | STRETCHER - GAS CYLINDER FAULTY - TMX |  | B4FCBD56-C299-4F82-B6EC-EEA070D4DE0B | Parts | 04/18/2019 | 04/18/2019 | Josh Harris
|  | STRYKER CORP. | M-SERIES 1015 | STRETCHER, TRANSPORT |  | PATIENT TRANSPORT | Kelemen | BASEMENT |  | 04/03/2019 |  | 4/3/26 |  |  | NO | YES |  |  |  |  | STRYKER CORP. 50006453 1007035017 |  |  | Active |  | 99:99:99:99:99:99 |  | Equipment | 1Y:00-MFG | 04/03/2019 | 04/03/2019 | COOPER UNIVERSITY HOSPITAL |  |  | BASEMENT | 0011065926 | Bonnie Aichroch | Repair | Closed | Josh Harris | 04/03/2019 | 04/03/2019 | STRETCHER - BROKEN TOP RAIL AND SPINDLE LATCH - TMX | 1/18/2017 3:19:09 PM JXHARRIS (JXHARRIS 1/18/2017 12:00 AM) REPLACED LEFT SPINDLE LATCH & LEFT TOP RAIL. VPO. RTS. | BE007194-3089-4110-A0C3-DB17F5AF52CE | Parts | 04/03/2019 | 04/03/2019 | Josh Harris
|  | STRYKER CORP. | M-SERIES 1015 | STRETCHER, TRANSPORT |  |  | Pavilion |  |  | 04/03/2019 |  | 4/3/29 |  |  | NO | YES |  |  |  |  | STRYKER CORP. 50006443 0906033371 |  |  | Active |  | 99:99:99:99:99:99 | [5 empty] | COOPER UNIVERSITY HOSPITAL |  |  | MOVES | WOT00000000488188 |  | Preventative Maintenance | Closed | Tom Burhart | 04/03/2019 | 04/03/2019 | PM: Procedure: 00-MFG Frequency: 1Y |  |  |  | 04/03/2019 | 04/03/2019
|  | STRYKER CORP. | M-SERIES 1015 | STRETCHER, TRANSPORT |  | PATIENT TRANSPORT | Kelemen |  |  | 04/11/2019 |  | 4/11/26 |  |  | NO | YES |  |  |  |  | STRYKER CORP. 50006415 0501071772 |  |  | Active |  | 99:99:99:99:99:99 |  | Equipment | 1Y:00-MFG | 04/11/2019 | 04/11/2019 | COOPER UNIVERSITY HOSPITAL |  |  | p2 storage | WOT00000000488178 | Bonnie Aichroch | Preventative Maintenance | Closed | Tom Burhart | 04/11/2019 | 04/11/2019 | PM: Procedure: 00-MFG Frequency: 1Y | Regulatory Approved As Not Needed - CMPLRSQM0005763 |  |  | 04/11/2019 | 04/11/2019
|  | STRYKER CORP. | M-SERIES 1015 | STRETCHER, TRANSPORT |  | PATIENT TRANSPORT | Kelemen | BASEMENT |  | 04/11/2019 |  | 4/11/29 |  |  | NO | YES |  |  |  |  | STRYKER CORP. 50006411 0906033374 |  |  | Active |  | 99:99:99:99:99:99 |  | Equipment | 1Y:00-MFG | 04/11/2019 | 04/11/2019 | COOPER UNIVERSITY HOSPITAL |  |  | SPECIAL TEST |  | Bonnie Aichroch |  |  |  | 04/11/2019 | 04/11/2019 |  |  |  |  | 04/11/2019 | 04/11/2019
|  | STRYKER CORP. | M-SERIES 1015 | STRETCHER, TRANSPORT |  | PATIENT TRANSPORT | Kelemen |  |  | 04/02/2019 |  | 4/2/26 |  |  | NO | YES |  |  |  |  | STRYKER CORP. 50006405 0906033376 |  |  | Active |  | 99:99:99:99:99:99 |  | Equipment | 1Y:00-MFG | 04/02/2019 | 04/02/2019 | COOPER UNIVERSITY HOSPITAL |  |  | p2 storage |  | Bonnie Aichroch |  |  |  | 04/02/2019 | 04/02/2019 |  |  |  |  | 04/02/2019 | 04/02/2019
|  | STRYKER CORP. | M-SERIES 1015 | STRETCHER, TRANSPORT |  | PATIENT TRANSPORT | Kelemen |  |  | 04/03/2019 |  | 4/3/26 |  |  | NO | YES |  |  |  |  | STRYKER CORP. 50006404 0905032497 |  |  | Active |  | 99:99:99:99:99:99 |  | Equipment | 1Y:00-MFG | 04/03/2019 | 04/03/2019 | COOPER UNIVERSITY HOSPITAL |  |  | MOVES | 0012264116 | Bonnie Aichroch | Repair | Closed | Tom Burhart | 04/03/2019 | 04/03/2019 | STRETCHER - BROKEN LEFT SIDE RAIL - TMX | 10/4/2017 12:29:44 PM TJBURHART (TJBURHART 10/4/2017 12:00 AM) HAD A BROKEN LEFT SIDERAIL, REMOVED THE OLD RAIL AND INSTALLED NEW RAIL. OVP-RTS | 413CDB3A-6993-4CD7-AAA5-EDE433E71584 | Labor | 04/03/2019 | 04/03/2019 | Tom Burhart
|  | STRYKER CORP. | M-SERIES 1015 | STRETCHER, TRANSPORT |  | PATIENT TRANSPORT | Kelemen |  |  | 04/11/2019 |  | 4/11/26 |  |  | NO | YES |  |  |  |  | STRYKER CORP. 50006398 1007035133 |  |  | Active |  | 99:99:99:99:99:99 |  | Equipment | 1Y:00-MFG | 04/11/2019 | 04/11/2019 | COOPER UNIVERSITY HOSPITAL |  |  | Travels | WOT00000000488170 | Bonnie Aichroch | Preventative Maintenance | Closed | Tom Burhart | 04/11/2019 | 04/11/2019 | PM: Procedure: 00-MFG Frequency: 1Y | Regulatory Approved As Not Needed - CMPLRSQM0005800 |  |  | 04/11/2019 | 04/11/2019
|  | STRYKER CORP. | M-SERIES 1015 | STRETCHER, TRANSPORT |  | PATIENT TRANSPORT | Kelemen |  |  | 01/01/1900 |  |  |  |  | NO | YES |  |  |  |  | STRYKER CORP. 10368314 0807100916 |  |  | Active |  | 99:99:99:99:99:99 |  | Equipment | 1Y:00-MFG | 04/11/2019 | 04/01/2020 | COOPER UNIVERSITY HOSPITAL |  |  | Kel 9 back elevator | WOT00000000467782 | Bonnie Aichroch | Preventative Maintenance | Closed | Tom Burhart | 02/01/2018 | 05/11/2018 | PM: Procedure: 00-MFG Frequency: 1Y | Regulatory Approved As Not Needed - CMPLRSQM0005706
|  | STRYKER CORP. | M-SERIES 1015 | STRETCHER, TRANSPORT |  |  | Kelemen | [7 empty] | NO | YES
|  | STRYKER CORP. | M-SERIES 1015 | STRETCHER, TRANSPORT |  |  | Kelemen | [7 empty] | NO | YES
|  | STRYKER CORP. | M-SERIES 1015 | STRETCHER, TRANSPORT |  | PATIENT TRANSPORT | Kelemen |  |  | 01/01/1900 |  |  |  |  | NO | YES |  |  |  |  | STRYKER CORP. 10356196 0906033378 |  |  | Active |  | 99:99:99:99:99:99 |  | Equipment | 1Y:00-MFG | 04/15/2019 | 04/01/2020 | COOPER UNIVERSITY HOSPITAL |  |  | HOLDING-BED 22 | WOT00000000467224 | Bonnie Aichroch | Preventative Maintenance | Closed | Tom Burhart | 02/01/2018 | 05/11/2018 | PM: Procedure: 00-MFG Frequency: 1Y | Regulatory Approved As Not Needed - CMPLRSQM0005741
|  | STRYKER CORP. | PRIME 1105 5TH WHEEL | STRETCHER, TRANSPORT |  | PATIENT TRANSPORT | Kelemen |  |  | 04/11/2019 |  | 4/11/29 |  |  | NO | YES |  |  |  |  | STRYKER CORP. 50036121 1012033497 |  |  | Active |  | 99:99:99:99:99:99 |  | Equipment | 1Y:00-MFG | 04/11/2019 | 04/11/2019 | COOPER UNIVERSITY HOSPITAL |  |  |  | 0012318437 | Bonnie Aichroch | Repair | Closed | Salvatore Bombara | 04/11/2019 | 04/11/2019 | STETCHER - SIDE BRAKE BROKE - 9TH FL KELEMAN HALLWAY | 10/24/2017 2:45:43 PM SXBOMBARA (SXBOMBARA 10/24/2017 12:00 AM) RETRIEVED STRETCHER FOR EVAL 10/25/2017 8:44:43 AM SXBOMBARA (SXBOMBARA 10/25/2017 12:00 AM) CONFIRMED ERROR. REPAIRED CENTER FOOT BRAKE. RETURNED TO SERVICE. (SJZUBRZYCKI 10/25/2017 12:00 AM) CONFIRMED ERROR. REPAIRED CENTER FOOT BRAKE. RETURNED TO SERVICE. | FCEFB0BC-991E-4E5E-A9C6-7F8ACFA6F45F | Labor | 04/11/2019 | 04/11/2019 | Salvatore Bombara
|  | STRYKER CORP. | PRIME 1105 5TH WHEEL | STRETCHER, TRANSPORT |  |  | Kelemen | [7 empty] | NO | YES
|  | STRYKER CORP. | PRIME 1105 5TH WHEEL | STRETCHER, TRANSPORT |  | PATIENT TRANSPORT | Kelemen |  |  | 04/15/2019 |  | 4/15/29 |  |  | NO | YES |  |  |  |  | STRYKER CORP. 50036034 13040585 |  |  | Active |  | 99:99:99:99:99:99 |  | Equipment | 1Y:00-MFG | 04/15/2019 | 04/15/2019 | COOPER UNIVERSITY HOSPITAL |  |  | travels |  | Bonnie Aichroch |  |  |  | 04/15/2019 | 04/15/2019 |  |  |  |  | 04/15/2019 | 04/15/2019
|  | STRYKER CORP. | PRIME 1105 5TH WHEEL | STRETCHER, TRANSPORT |  | PATIENT TRANSPORT | Kelemen |  |  | 04/11/2019 |  | 4/11/29 |  |  | NO | YES |  |  |  |  | STRYKER CORP. 50036017 1304040571 |  |  | Active |  | 99:99:99:99:99:99 |  | Equipment | 1Y:00-MFG | 04/11/2019 | 04/11/2019 | COOPER UNIVERSITY HOSPITAL |  |  | TRANSPORT |  | Bonnie Aichroch |  |  |  | 04/11/2019 | 04/11/2019 |  |  |  |  | 04/11/2019 | 04/11/2019
|  | STRYKER CORP. | PRIME 1105 5TH WHEEL | STRETCHER, TRANSPORT |  | PATIENT TRANSPORT | Kelemen |  |  | 04/15/2019 |  | 4/15/29 |  |  | NO | YES |  |  |  |  | STRYKER CORP. 50035908 1304-040582880 |  |  | Active |  | 99:99:99:99:99:99 |  | Equipment | 1Y:00-MFG | 04/15/2019 | 04/15/2019 | COOPER UNIVERSITY HOSPITAL |  |  |  | 0012526923 | Bonnie Aichroch | Preventative Maintenance | Closed | Josh Harris | 04/15/2019 | 04/15/2019 | PERFORMANCE ASSURANCE AT INVENTORY | INVENTORIED DEVICE AND ENSURED DEVICE WAS FUNCTIONING PROPERLY. | F4506A9C-5798-4B34-B66F-47B12D61E166 | Labor | 04/15/2019 | 04/15/2019 | Tom Burhart
|  | STRYKER CORP. | PRIME 1105 5TH WHEEL | STRETCHER, TRANSPORT |  | PATIENT TRANSPORT | Kelemen |  |  | 04/10/2019 |  | 4/10/29 |  |  | NO | YES |  |  |  |  | STRYKER CORP. 50035907 1304040562 |  |  | Active | 50006445, 50W35907 | 99:99:99:99:99:99 |  | Equipment | 1Y:00-MFG | 04/10/2019 | 04/10/2019 | COOPER UNIVERSITY HOSPITAL |  |  | ER | 0012396330 | Bonnie Aichroch | Repair | Closed | Josh Harris | 04/10/2019 | 04/10/2019 | STRETCHER - BRAKES BROKEN - B6 BY PAVILION ELEVATORS | 11/10/2017 9:55:02 AM TJBURHART (TJBURHART 11/10/2017 12:00 AM) SEARCHED AND FOUND THE SCTRECHER. WAS MOVED AFTER THE CALL WAS PLACED. RELOCATED TO BED SHOP. THE SIDE BRAKES WERE NOT WORKING. OPEN TO THE CONTROLS AND THE PIN WAS OUT FOR THE SIDE CONTROLS. INSTALLED THE PIN. BRAKES ARE WORKING PROPERLY. OVP-RTS | 67E822E0-0334-4A45-B056-9A0B8D225F07 | Labor | 04/10/2019 | 04/10/2019 | Tom Burhart
|  | STRYKER CORP. | PRIME 1105 5TH WHEEL | STRETCHER, TRANSPORT |  | VOORHEES SURGERY CENTER-OPERATING ROOM | 900 Centennial Blvd | Suite E |  | 10/31/2019 |  | 10/31/29 |  |  | NO | YES |  |  |  |  | STRYKER CORP. 50035888 2017006100291 |  |  | Active |  | 99:99:99:99:99:99 |  | Equipment | PAAR:00-PVAR | 10/31/2019 | 10/31/2019 | COOPER AMBULATORY OFF-SITES |  |  | Suite E - Moves | 0012501197 | JENNIFER BOMBARO | Performance Verification | Closed | Josh Harris | 10/31/2019 | 10/31/2019 | INCOMING INVENTORY | DEVICE INVENTORIED | E570156B-0649-43CD-9F90-87DF0FDB7ECE | Labor | 10/31/2019 | 10/31/2019 | Josh Harris
|  | STRYKER CORP. | PRIME 1105 5TH WHEEL | STRETCHER, TRANSPORT |  | VOORHEES SURGERY CENTER-OPERATING ROOM | 900 Centennial Blvd | Suite E |  | 10/31/2019 |  | 10/31/29 |  |  | NO | YES |  |  |  |  | STRYKER CORP. 50035886 2017006100296 |  |  | Active |  | 99:99:99:99:99:99 |  | Equipment | PAAR:00-PVAR | 10/31/2019 | 10/31/2019 | COOPER AMBULATORY OFF-SITES |  |  | Suite E - Moves | 0012501188 | JENNIFER BOMBARO | Performance Verification | Closed | Josh Harris | 10/31/2019 | 10/31/2019 | INCOMING INVENTORY | DEVICE INVENTORIED | 8BBF6586-B5D7-443D-945D-C308E3951135 | Labor | 10/31/2019 | 10/31/2019 | Josh Harris
|  | STRYKER CORP. | PRIME 1105 5TH WHEEL | STRETCHER, TRANSPORT |  | VOORHEES SURGERY CENTER-OPERATING ROOM | 900 Centennial Blvd | Suite E |  | 10/31/2019 |  | 10/31/29 |  |  | NO | YES |  |  |  |  | STRYKER CORP. 50035885 2017006100298 |  |  | Active |  | 99:99:99:99:99:99 |  | Equipment | PAAR:00-PVAR | 10/31/2019 | 10/31/2019 | COOPER AMBULATORY OFF-SITES |  |  | Suite E - Moves | 0012501184 | JENNIFER BOMBARO | Performance Verification | Closed | Josh Harris | 10/31/2019 | 10/31/2019 | INCOMING INVENTORY | DEVICE INVENTORIED | 7E3CB9DD-CD0D-4D56-B535-F64317D3E149 | Labor | 10/31/2019 | 10/31/2019 | Josh Harris
|  | STRYKER CORP. | PRIME 1105 5TH WHEEL | STRETCHER, TRANSPORT |  | VOORHEES SURGERY CENTER-OPERATING ROOM | 900 Centennial Blvd | Suite E |  | 10/31/2019 |  | 10/31/29 |  |  | NO | YES |  |  |  |  | STRYKER CORP. 50035884 2017006100292 |  |  | Active |  | 99:99:99:99:99:99 |  | Equipment | PAAR:00-PVAR | 10/31/2019 | 10/31/2019 | COOPER AMBULATORY OFF-SITES |  |  | Suite E - Moves | 0012501181 | JENNIFER BOMBARO | Preventative Maintenance | Closed | Josh Harris | 10/31/2019 | 10/31/2019 | PERFORMANCE ASSURANCE AT INVENTORY | INVENTORIED DEVICE AND ENSURED DEVICE WAS FUNCTIONING PROPERLY. | C6745B1F-04F3-41F8-B1A1-21E3226BD5C3 | Labor | 10/31/2019 | 10/31/2019 | Kirk Lis
|  | STRYKER CORP. | PRIME 1105 5TH WHEEL | STRETCHER, TRANSPORT |  | VOORHEES SURGERY CENTER-OPERATING ROOM | 900 Centennial Blvd | Suite E |  | 10/31/2019 |  | 10/31/29 |  |  | NO | YES |  |  |  |  | STRYKER CORP. 50035883 2017006100294 |  |  | Active |  | 99:99:99:99:99:99 |  | Equipment | PAAR:00-PVAR | 10/31/2019 | 10/31/2019 | COOPER AMBULATORY OFF-SITES |  |  | Suite E - Moves | 0012501172 | JENNIFER BOMBARO | Performance Verification | Closed | Josh Harris | 10/31/2019 | 10/31/2019 | INCOMING INVENTORY | DEVICE INVENTORIED | E728A8D7-380D-447B-8E9A-7138276AE3F2 | Labor | 10/31/2019 | 10/31/2019 | Josh Harris
|  | STRYKER CORP. | PRIME 1105 5TH WHEEL | STRETCHER, TRANSPORT |  | VOORHEES SURGERY CENTER-OPERATING ROOM | 900 Centennial Blvd | Suite E |  | 10/31/2019 |  | 10/31/29 |  |  | NO | YES |  |  |  |  | STRYKER CORP. 50035882 2017006100293 |  |  | Active |  | 99:99:99:99:99:99 |  | Equipment | PAAR:00-PVAR | 10/31/2019 | 10/31/2019 | COOPER AMBULATORY OFF-SITES |  |  | Suite E - Moves | 0012501166 | JENNIFER BOMBARO | Preventative Maintenance | Closed | Josh Harris | 10/31/2019 | 10/31/2019 | PERFORMANCE ASSURANCE AT INVENTORY | INVENTORIED DEVICE AND ENSURED DEVICE WAS FUNCTIONING PROPERLY. | B1A23722-704D-40EF-A383-81DECFBF7B07 | Labor | 10/31/2019 | 10/31/2019 | Kirk Lis
|  | STRYKER CORP. | PRIME 1105 5TH WHEEL | STRETCHER, TRANSPORT |  | VOORHEES SURGERY CENTER-OPERATING ROOM | 900 Centennial Blvd | Suite E |  | 10/31/2019 |  | 10/31/29 |  |  | NO | YES |  |  |  |  | STRYKER CORP. 50035881 2017006100297 |  |  | Active |  | 99:99:99:99:99:99 |  | Equipment | PAAR:00-PVAR | 10/31/2019 | 10/31/2019 | COOPER AMBULATORY OFF-SITES |  |  | Suite E - Moves | 0012501162 | JENNIFER BOMBARO | Preventative Maintenance | Closed | Josh Harris | 10/31/2019 | 10/31/2019 | PERFORMANCE ASSURANCE AT INVENTORY | INVENTORIED DEVICE AND ENSURED DEVICE WAS FUNCTIONING PROPERLY. | 41175AFC-2657-43D1-AD0D-2D438AAAFA4C | Labor | 10/31/2019 | 10/31/2019 | Kirk Lis
|  | STRYKER CORP. | PRIME 1105 5TH WHEEL | STRETCHER, TRANSPORT |  | VOORHEES SURGERY CENTER-OPERATING ROOM | 900 Centennial Blvd | Suite E |  | 10/31/2019 |  | 10/31/29 |  |  | NO | YES |  |  |  |  | STRYKER CORP. 50035880 2017006100295 |  |  | Active |  | 99:99:99:99:99:99 |  | Equipment | PAAR:00-PVAR | 10/31/2019 | 10/31/2019 | COOPER AMBULATORY OFF-SITES |  |  | Suite E - Moves | 0012501159 | JENNIFER BOMBARO | Performance Verification | Closed | Josh Harris | 10/31/2019 | 10/31/2019 | INCOMING INVENTORY | DEVICE INVENTORIED | 177038B6-F30F-40E7-91D1-29AD62D05D01 | Labor | 10/31/2019 | 10/31/2019 | Josh Harris
|  | STRYKER CORP. | PRIME 1105 5TH WHEEL | STRETCHER, TRANSPORT |  |  | Kelemen |  |  | 04/11/2019 |  | 4/11/29 |  |  | NO | YES |  |  |  |  | STRYKER CORP. 50035758 1304040575 |  |  | Active |  | 99:99:99:99:99:99 | [5 empty] | COOPER UNIVERSITY HOSPITAL |  |  | TRAVELS | 0011740922 |  | Preventative Maintenance | Closed | Bonnie Aichroth | 04/11/2019 | 04/11/2019 | PERFORMANCE ASSURANCE AT INVENTORY |  | EB4B4257-E92C-4AFB-AB8D-4F172C4D2CFC | Labor | 04/11/2019 | 04/11/2019 | Josh Harris
|  | STRYKER CORP. | PRIME 1105 5TH WHEEL | STRETCHER, TRANSPORT |  |  | Pavilion | 7 |  | 04/03/2019 |  | 4/3/29 |  |  | NO | YES |  |  |  |  | STRYKER CORP. 50010980 1304040570 |  |  | Active |  | 99:99:99:99:99:99 | [5 empty] | COOPER UNIVERSITY HOSPITAL |  |  | CCU | [5 empty] | 04/03/2019 | 04/03/2019 |  |  |  |  | 04/03/2019 | 04/03/2019
|  | STRYKER CORP. | PRIME 1105 5TH WHEEL | STRETCHER, TRANSPORT |  |  | Kelemen | BASEMENT | [6 empty] | NO | YES
|  | STRYKER CORP. | PRIME 1105 5TH WHEEL | STRETCHER, TRANSPORT |  | PATIENT TRANSPORT | Kelemen |  |  | 04/12/2019 |  | 4/12/29 |  |  | NO | YES |  |  |  |  | STRYKER CORP. 50010957 1304040584 |  |  | Active |  | 99:99:99:99:99:99 |  | Equipment | 1Y:00-MFG | 04/12/2019 | 04/12/2019 | COOPER UNIVERSITY HOSPITAL |  |  | BASEMENT |  | Bonnie Aichroch |  |  |  | 04/12/2019 | 04/12/2019 |  |  |  |  | 04/12/2019 | 04/12/2019
|  | STRYKER CORP. | PRIME 1105 5TH WHEEL | STRETCHER, TRANSPORT |  | PATIENT TRANSPORT | Kelemen | Basement |  | 04/11/2019 |  | 4/11/29 |  |  | NO | YES |  |  |  |  | STRYKER CORP. 50010945 1304040586 |  |  | Active |  | 99:99:99:99:99:99 |  | Equipment | 1Y:00-MFG | 04/11/2019 | 04/11/2019 | COOPER UNIVERSITY HOSPITAL |  |  | P5 STORAGE RM | 0012564849 | Bonnie Aichroch | Preventative Maintenance | Closed | Tom Burhart | 04/11/2019 | 04/11/2019 | Performance Assurance: 00-MFG | 1/23/2018 2:08:36 PM KETRINKLE Work order updated 1/23/2018 2:13:51 PM KETRINKLE AFTER REVIEW, THE REGULATORY DEPARTMENT HAS DETERMINED THAT THIS PM WORK ORDER IS TRULY NOT NEEDED IN ORDER TO REMAIN COMPLIANT. WORK ORDER CLOSED AS NOT NEEDED. CMPLREQ0003763 | 4F4FD40C-4CCA-498F-AA22-D35E2D439216 | Labor | 04/11/2019 | 04/11/2019 | Kate Trinkle
|  | STRYKER CORP. | PRIME 1105 5TH WHEEL | STRETCHER, TRANSPORT |  |  | Pavilion |  |  | 04/11/2019 |  | 4/11/29 |  |  | NO | YES |  |  |  |  | STRYKER CORP. 50010805 1304040579 |  |  | Active |  | 99:99:99:99:99:99 | [5 empty] | COOPER UNIVERSITY HOSPITAL |  |  | MOVES | 0011495873 |  | Repair | Closed | Josh Harris | 04/11/2019 | 04/11/2019 | STRETCHER - DECENT JACK BROKEN - TMX |  | CC3EE1C0-E8B1-41E5-B33C-B76AA313CE6F | Parts | 04/11/2019 | 04/11/2019 | Josh Harris
|  | STRYKER CORP. | PRIME 1105 5TH WHEEL | STRETCHER, TRANSPORT |  | PATIENT TRANSPORT | Pavilion |  |  | 04/11/2019 |  | 4/11/29 |  |  | NO | YES |  |  |  |  | STRYKER CORP. 50010801 1012033495 |  |  | Active |  | 99:99:99:99:99:99 |  | Equipment | 1Y:00-MFG | 04/11/2019 | 04/11/2019 | COOPER UNIVERSITY HOSPITAL |  |  | PATIENT TRANSPORT |  | Bonnie Aichroch |  |  |  | 04/11/2019 | 04/11/2019 |  |  |  |  | 04/11/2019 | 04/11/2019
|  | STRYKER CORP. | PRIME 1105 5TH WHEEL | STRETCHER, TRANSPORT |  | PATIENT TRANSPORT | Kelemen |  |  | 04/11/2019 |  | 4/11/29 |  |  | NO | YES |  |  |  |  | STRYKER CORP. 50010791 1012033494 |  |  | Active |  | 99:99:99:99:99:99 |  | Equipment | 1Y:00-MFG | 04/11/2019 | 04/11/2019 | COOPER UNIVERSITY HOSPITAL |  |  | PATIENT TRANSPORT |  | Bonnie Aichroch |  |  |  | 04/11/2019 | 04/11/2019 |  |  |  |  | 04/11/2019 | 04/11/2019
|  | STRYKER CORP. | PRIME 1105 5TH WHEEL | STRETCHER, TRANSPORT |  | PATIENT TRANSPORT | Kelemen |  |  | 04/03/2019 |  | 4/3/29 |  |  | NO | YES |  |  |  |  | STRYKER CORP. 50010765 1304040580 |  |  | Active |  | 99:99:99:99:99:99 |  | Equipment | 1Y:00-MFG | 04/03/2019 | 04/03/2019 | COOPER UNIVERSITY HOSPITAL |  |  | SPU/5N | 0012564845 | Bonnie Aichroch | Preventative Maintenance | Closed | Tom Burhart | 04/03/2019 | 04/03/2019 | Performance Assurance: 00-MFG | 1/23/2018 2:08:27 PM KETRINKLE Work order updated 1/23/2018 2:13:41 PM KETRINKLE AFTER REVIEW, THE REGULATORY DEPARTMENT HAS DETERMINED THAT THIS PM WORK ORDER IS TRULY NOT NEEDED IN ORDER TO REMAIN COMPLIANT. WORK ORDER CLOSED AS NOT NEEDED. CMPLREQ0003763 | 21666D58-197B-49A0-987E-31E8ED973B85 | Labor | 04/03/2019 | 04/03/2019 | Kate Trinkle
|  | STRYKER CORP. | PRIME 1105 5TH WHEEL | STRETCHER, TRANSPORT |  |  | Kelemen |  |  | 04/15/2019 |  | 4/15/29 |  |  | NO | YES |  |  |  |  | STRYKER CORP. 50006499 1304040588 |  |  | Active |  | 99:99:99:99:99:99 | [5 empty] | COOPER UNIVERSITY HOSPITAL |  |  | PAV OR | [5 empty] | 04/15/2019 | 04/15/2019 |  |  |  |  | 04/15/2019 | 04/15/2019
|  | STRYKER CORP. | PRIME 1105 5TH WHEEL | STRETCHER, TRANSPORT |  | COOPER DIGESTIVE HEALTH-ENDOSCOPY | 501 Fellowship Rd |  |  | 11/02/2019 |  | 11/2/29 |  |  | NO | YES |  |  |  |  | STRYKER CORP. 50006498 1304040564 |  |  | Active |  | 99:99:99:99:99:99 |  | Equipment | PAAR:00-PVAR | 11/02/2019 | 11/02/2019 | COOPER AMBULATORY OFF-SITES |  |  | GI Center Holding Area |  | JEANNE GREER |  |  |  | 11/02/2019 | 11/02/2019 |  |  |  |  | 11/02/2019 | 11/02/2019
|  | STRYKER CORP. | PRIME 1105 5TH WHEEL | STRETCHER, TRANSPORT |  | PATIENT TRANSPORT | Pavilion |  |  | 04/01/2019 |  | 4/1/29 |  |  | NO | YES |  |  |  |  | STRYKER CORP. 50006495 1304040590 |  |  | Active |  | 99:99:99:99:99:99 |  | Equipment | 1Y:00-MFG | 04/01/2019 | 04/01/2019 | COOPER UNIVERSITY HOSPITAL |  |  | ER |  | Bonnie Aichroch |  |  |  | 04/01/2019 | 04/01/2019 |  |  |  |  | 04/01/2019 | 04/01/2019
|  | STRYKER CORP. | PRIME 1105 5TH WHEEL | STRETCHER, TRANSPORT |  | PATIENT TRANSPORT | Pavilion |  |  | 04/11/2019 |  | 4/11/29 |  |  | NO | YES |  |  |  |  | STRYKER CORP. 50006468 1012033500 |  |  | Active |  | 99:99:99:99:99:99 |  | Equipment | 1Y:00-MFG | 04/11/2019 | 04/11/2019 | COOPER UNIVERSITY HOSPITAL |  |  | CAT SCAN HOLDING AREA | 0011225390 | Bonnie Aichroch | Repair | Closed | Josh Harris | 04/11/2019 | 04/11/2019 | STRETCHER - SIDE RAIL BROKEN - 10TH FLR KELEMEN HALLWAY | 2/21/2017 3:25:09 PM JXHARRIS (JXHARRIS 2/21/2017 12:00 AM) REPLACED LATCH SPINDLE SUBASSEMBLY. VPO. RTS. | 08BC3688-8C51-470E-8DDF-F3C86901AF09 | Parts | 04/11/2019 | 04/11/2019 | Josh Harris
|  | STRYKER CORP. | PRIME 1105 5TH WHEEL | STRETCHER, TRANSPORT |  | PATIENT TRANSPORT | Kelemen |  |  | 04/11/2019 |  | 4/11/29 |  |  | NO | YES |  |  |  |  | STRYKER CORP. 50006467 1405032257 |  |  | Active |  | 99:99:99:99:99:99 |  | Equipment | 1Y:00-MFG | 04/11/2019 | 04/11/2019 | COOPER UNIVERSITY HOSPITAL |  |  | X RAY HALLWAY | 0012046166 | Bonnie Aichroch | Repair | Closed | Tom Burhart | 04/11/2019 | 04/11/2019 | STRETCHER - WILL NOT RAISE - TMX | 8/17/2017 3:29:52 PM TJBURHART (TJBURHART 8/17/2017 12:00 AM) FOUND ON THE FLOOR WITH RED TAG, RELOCATED TO BED SHOP. TESTED THE STRETCHER WITH WEIGHTS AND MYSELF. ALL GOING UP. CND. OVP RETURN TO SERVICE. | 77F5095E-447B-4CFA-94A7-34605CBF7D76 | Labor | 04/11/2019 | 04/11/2019 | Tom Burhart
|  | STRYKER CORP. | PRIME 1105 5TH WHEEL | STRETCHER, TRANSPORT |  | PATIENT TRANSPORT | Kelemen |  |  | 04/01/2019 |  | 4/1/29 |  |  | NO | YES |  |  |  |  | STRYKER CORP. 50006466 1405032268 |  |  | Active |  | 99:99:99:99:99:99 |  | Equipment | 1Y:00-MFG | 04/01/2019 | 04/01/2019 | COOPER UNIVERSITY HOSPITAL |  |  | ANGIOGRAPHY HOLDING | 0012564860 | Bonnie Aichroch | Preventative Maintenance | Closed | Tom Burhart | 04/01/2019 | 04/01/2019 | Performance Assurance: 00-MFG | 1/23/2018 1:54:20 PM KETRINKLE Work order updated 1/23/2018 2:01:10 PM KETRINKLE AFTER REVIEW, THE REGULATORY DEPARTMENT HAS DETERMINED THAT THIS PM WORK ORDER IS TRULY NOT NEEDED IN ORDER TO REMAIN COMPLIANT. WORK ORDER CLOSED AS NOT NEEDED. CMPLREQ0003763 | 8E77820A-8EC9-433F-8ED5-B36DD5B75BAC | Labor | 04/01/2019 | 04/01/2019 | Kate Trinkle
|  | STRYKER CORP. | PRIME 1105 5TH WHEEL | STRETCHER, TRANSPORT |  | PATIENT TRANSPORT | Kelemen |  |  | 04/10/2019 |  | 4/10/29 |  |  | NO | YES |  |  |  |  | STRYKER CORP. 50006463 1405032303 |  |  | Active |  | 99:99:99:99:99:99 |  | Equipment | 1Y:00-MFG | 04/10/2019 | 04/10/2019 | COOPER UNIVERSITY HOSPITAL |  |  | SCU BED 41 | 0012564870 | Bonnie Aichroch | Preventative Maintenance | Closed | Tom Burhart | 04/10/2019 | 04/10/2019 | Performance Assurance: 00-MFG | 1/23/2018 1:54:54 PM KETRINKLE Work order updated 1/23/2018 2:01:42 PM KETRINKLE AFTER REVIEW, THE REGULATORY DEPARTMENT HAS DETERMINED THAT THIS PM WORK ORDER IS TRULY NOT NEEDED IN ORDER TO REMAIN COMPLIANT. WORK ORDER CLOSED AS NOT NEEDED. CMPLREQ0003763 | 6BC7519C-FF0F-40B9-874F-68B43FE6097A | Labor | 04/10/2019 | 04/10/2019 | Kate Trinkle
|  | STRYKER CORP. | PRIME 1105 5TH WHEEL | STRETCHER, TRANSPORT |  | PATIENT TRANSPORT | Kelemen |  |  | 04/10/2019 |  | 4/10/29 |  |  | NO | YES |  |  |  |  | STRYKER CORP. 50006462 1012033492 |  |  | Active |  | 99:99:99:99:99:99 |  | Equipment | 1Y:00-MFG | 04/10/2019 | 04/10/2019 | COOPER UNIVERSITY HOSPITAL |  |  | kelemen 6 |  | Bonnie Aichroch |  |  |  | 04/10/2019 | 04/10/2019 |  |  |  |  | 04/10/2019 | 04/10/2019
|  | STRYKER CORP. | PRIME 1105 5TH WHEEL | STRETCHER, TRANSPORT |  | PATIENT TRANSPORT | Pavilion |  |  | 04/11/2019 |  | 4/11/29 |  |  | NO | YES |  |  |  |  | STRYKER CORP. 50006447 1304040578 |  |  | Active |  | 99:99:99:99:99:99 |  | Equipment | 1Y:00-MFG | 04/11/2019 | 04/11/2019 | COOPER UNIVERSITY HOSPITAL |  |  | p2 storage |  | Bonnie Aichroch |  |  |  | 04/11/2019 | 04/11/2019 |  |  |  |  | 04/11/2019 | 04/11/2019
|  | STRYKER CORP. | PRIME 1105 5TH WHEEL | STRETCHER, TRANSPORT |  | PATIENT TRANSPORT | Kelemen | BASEMENT |  | 04/11/2019 |  | 4/11/29 |  |  | NO | YES |  |  |  |  | STRYKER CORP. 50006446 1304040567 |  |  | Active |  | 99:99:99:99:99:99 |  | Equipment | 1Y:00-MFG | 04/11/2019 | 04/11/2019 | COOPER UNIVERSITY HOSPITAL |  |  | ER |  | Bonnie Aichroch |  |  |  | 04/11/2019 | 04/11/2019 |  |  |  |  | 04/11/2019 | 04/11/2019
|  | STRYKER CORP. | PRIME 1105 5TH WHEEL | STRETCHER, TRANSPORT |  |  | Pavilion |  |  | 04/15/2019 |  | 4/15/29 |  |  | NO | YES |  |  |  |  | STRYKER CORP. 50006441 1304040568 |  |  | Active |  | 99:99:99:99:99:99 | [5 empty] | COOPER UNIVERSITY HOSPITAL |  |  | ER | 0012287090 |  | Repair | Closed | Josh Harris | 04/15/2019 | 04/15/2019 | STRETCHER - MISSING BRAKE PEDAL - KELEMEN BASEMENT |  | 4AD812B7-4247-4FE8-B1FD-C663C597C8DF | Labor | 04/15/2019 | 04/15/2019 | Tom Burhart
|  | STRYKER CORP. | PRIME 1105 5TH WHEEL | STRETCHER, TRANSPORT |  |  | Pavilion |  |  | 04/11/2019 |  | 4/11/29 |  |  | NO | YES |  |  |  |  | STRYKER CORP. 50006440 11258-242 |  |  | Active |  | 99:99:99:99:99:99 | [5 empty] | COOPER UNIVERSITY HOSPITAL |  |  | ER | [5 empty] | 04/11/2019 | 04/11/2019 |  |  |  |  | 04/11/2019 | 04/11/2019
|  | STRYKER CORP. | PRIME 1105 5TH WHEEL | STRETCHER, TRANSPORT |  | PATIENT TRANSPORT | Kelemen |  |  | 04/03/2019 |  | 4/3/29 |  |  | NO | YES |  |  |  |  | STRYKER CORP. 50006429 1405032262 |  |  | Active |  | 99:99:99:99:99:99 |  | Equipment | 1Y:00-MFG | 04/03/2019 | 04/03/2019 | COOPER UNIVERSITY HOSPITAL |  |  |  |  | Bonnie Aichroch |  |  |  | 04/03/2019 | 04/03/2019 |  |  |  |  | 04/03/2019 | 04/03/2019
|  | STRYKER CORP. | PRIME 1105 5TH WHEEL | STRETCHER, TRANSPORT |  | PATIENT TRANSPORT | Pavilion |  |  | 04/15/2019 |  | 4/15/29 |  |  | NO | YES |  |  |  |  | STRYKER CORP. 50006417 1304040563 |  |  | Active |  | 99:99:99:99:99:99 |  | Equipment | 1Y:00-MFG | 04/15/2019 | 04/15/2019 | COOPER UNIVERSITY HOSPITAL |  |  | PACU HALLWAY | 0011241164 | Bonnie Aichroch | Repair | Closed | Josh Harris | 04/15/2019 | 04/15/2019 | STRETCHER - STEERING PEDAL LOOSE - TMX | 2/24/2017 11:03:13 AM JXHARRIS (JXHARRIS 2/24/2017 12:00 AM) REPLACED ROLL PIN THAT HOLDS PEDAL IN PLACE. VPO. RTS. | 50574E95-8C09-4546-AC74-D14171CBB212 | Labor | 04/15/2019 | 04/15/2019 | Josh Harris
|  | STRYKER CORP. | PRIME 1105 5TH WHEEL | STRETCHER, TRANSPORT |  |  | Kelemen |  |  | 04/03/2019 |  | 4/3/29 |  |  | NO | YES |  |  |  |  | STRYKER CORP. 50006414 13040405654 |  |  | Active |  | 99:99:99:99:99:99 | [5 empty] | COOPER UNIVERSITY HOSPITAL |  |  | HALLWAY | WOT00000000488177 |  | Preventative Maintenance | Closed | Tom Burhart | 04/03/2019 | 04/03/2019 | PM: Procedure: 00-MFG Frequency: 1Y |  |  |  | 04/03/2019 | 04/03/2019
|  | STRYKER CORP. | PRIME 1105 5TH WHEEL | STRETCHER, TRANSPORT |  |  | Pavilion | 7 |  | 04/01/2019 |  | 4/1/29 |  |  | NO | YES |  |  |  |  | STRYKER CORP. 50006413 1304040581 |  |  | Active |  | 99:99:99:99:99:99 | [5 empty] | COOPER UNIVERSITY HOSPITAL |  |  | BASEMENT | 0012267808 |  | Repair | Closed | Josh Harris | 04/01/2019 | 04/01/2019 | STRETCHER - BROKEN BRAKE - BSMT |  | D4E0362E-2E89-44D9-A2E0-FD8C667EBC40 | Labor | 04/01/2019 | 04/01/2019 | Tom Burhart
|  | STRYKER CORP. | PRIME 1105 5TH WHEEL | STRETCHER, TRANSPORT |  | PATIENT TRANSPORT | Kelemen |  |  | 04/11/2019 |  | 4/11/29 |  |  | NO | YES |  |  |  |  | STRYKER CORP. 50006410 1304040576 |  |  | Active |  | 99:99:99:99:99:99 |  | Equipment | 1Y:00-MFG | 04/11/2019 | 04/11/2019 | COOPER UNIVERSITY HOSPITAL |  |  | MOVES | 0012564843 | Bonnie Aichroch | Preventative Maintenance | Closed | Tom Burhart | 04/11/2019 | 04/11/2019 | Performance Assurance: 00-MFG | 1/23/2018 2:08:22 PM KETRINKLE Work order updated 1/23/2018 2:13:35 PM KETRINKLE AFTER REVIEW, THE REGULATORY DEPARTMENT HAS DETERMINED THAT THIS PM WORK ORDER IS TRULY NOT NEEDED IN ORDER TO REMAIN COMPLIANT. WORK ORDER CLOSED AS NOT NEEDED. CMPLREQ0003763 | D17AAFB3-2E67-4C8E-A397-AC67EBAB6036 | Labor | 04/11/2019 | 04/11/2019 | Kate Trinkle
|  | STRYKER CORP. | PRIME 1105 5TH WHEEL | STRETCHER, TRANSPORT | 1304 040561 | PATIENT TRANSPORT | Pavilion | Basement |  | 04/10/2019 |  | 4/10/29 |  |  | NO | YES |  |  |  |  | STRYKER CORP. 50006395 1304 040561 |  |  | Active |  | 99:99:99:99:99:99 |  | Equipment | 1Y:00-MFG | 04/10/2019 | 04/10/2019 | COOPER UNIVERSITY HOSPITAL |  |  | p2 storage | WOT00000000488168 | Bonnie Aichroch | Preventative Maintenance | Closed | Tom Burhart | 04/10/2019 | 04/10/2019 | PM: Procedure: 00-MFG Frequency: 1Y | Regulatory Approved As Not Needed - CMPLRSQM0005798 |  |  | 04/10/2019 | 04/10/2019
|  | STRYKER CORP. | PRIME 1105 5TH WHEEL | STRETCHER, TRANSPORT |  | PATIENT TRANSPORT | Kelemen |  |  | 12/01/2010 |  | 12/1/20 |  |  | NO | YES |  |  |  |  | STRYKER CORP. 10369263 1012033493 |  |  | Active |  | 99:99:99:99:99:99 |  | Equipment | 1Y:00-MFG | 04/11/2019 | 04/01/2020 | COOPER UNIVERSITY HOSPITAL |  |  | PATIENT TRANSPORT |  | Bonnie Aichroch
|  | STRYKER CORP. | PRIME 1105 5TH WHEEL | STRETCHER, TRANSPORT |  | PATIENT TRANSPORT | Kelemen |  |  | 12/01/2010 |  | 12/1/20 |  |  | NO | YES |  |  |  |  | STRYKER CORP. 10369250 1012033491 |  |  | Active |  | 99:99:99:99:99:99 |  | Equipment | 1Y:00-MFG | 04/11/2019 | 04/01/2020 | COOPER UNIVERSITY HOSPITAL |  |  | PATIENT TRANSPORT | 0012564831 | Bonnie Aichroch | Preventative Maintenance | Closed | Tom Burhart | 01/01/2018 | 01/23/2018 | Performance Assurance: 00-MFG | 1/23/2018 2:07:52 PM KETRINKLE Work order updated 1/23/2018 2:13:03 PM KETRINKLE AFTER REVIEW, THE REGULATORY DEPARTMENT HAS DETERMINED THAT THIS PM WORK ORDER IS TRULY NOT NEEDED IN ORDER TO REMAIN COMPLIANT. WORK ORDER CLOSED AS NOT NEEDED. CMPLREQ0003763 | 4A7655E2-C680-4DDD-8C93-FFD6B5104F7E | Labor | 01/22/2018 | 01/22/2018 | Kate Trinkle
|  | STRYKER CORP. | PRIME 1105 5TH WHEEL | STRETCHER, TRANSPORT |  | PATIENT TRANSPORT | Kelemen |  |  | 03/22/2013 |  | 3/22/23 |  |  | NO | YES |  |  |  |  | STRYKER CORP. 10369098 1304040577 |  |  | Active |  | 99:99:99:99:99:99 |  | Equipment | 1Y:00-MFG | 04/10/2019 | 04/01/2020 | COOPER UNIVERSITY HOSPITAL |  |  | PD ER | WOT00000000467893 | Bonnie Aichroch | Preventative Maintenance | Closed | Tom Burhart | 02/01/2018 | 05/11/2018 | PM: Procedure: 00-MFG Frequency: 1Y | Regulatory Approved As Not Needed - CMPLRSQM0005805
|  | STRYKER CORP. | PRIME 1105 5TH WHEEL | STRETCHER, TRANSPORT |  | PATIENT TRANSPORT | Kelemen | BASEMENT |  | 12/01/2010 |  | 12/1/20 |  |  | NO | YES |  |  |  |  | STRYKER CORP. 10368482 1012033498 |  |  | Active |  | 99:99:99:99:99:99 |  | Equipment | 1Y:00-MFG | 04/03/2019 | 04/01/2020 | COOPER UNIVERSITY HOSPITAL |  |  | HALLWAY | 0012564835 | Bonnie Aichroch | Preventative Maintenance | Closed | Tom Burhart | 01/01/2018 | 01/23/2018 | Performance Assurance: 00-MFG | 1/23/2018 2:08:02 PM KETRINKLE Work order updated 1/23/2018 2:13:13 PM KETRINKLE AFTER REVIEW, THE REGULATORY DEPARTMENT HAS DETERMINED THAT THIS PM WORK ORDER IS TRULY NOT NEEDED IN ORDER TO REMAIN COMPLIANT. WORK ORDER CLOSED AS NOT NEEDED. CMPLREQ0003763 | 059F727A-09C9-44CE-A36F-BE08D28060E1 | Labor | 01/22/2018 | 01/22/2018 | Kate Trinkle
|  | STRYKER CORP. | PRIME 1105 5TH WHEEL | STRETCHER, TRANSPORT |  |  | Kelemen | Basement |  | 03/22/2013 |  | 3/22/23 |  |  | NO | YES |  |  |  |  | STRYKER CORP. 10365482 1304040583 |  |  | Active |  | 99:99:99:99:99:99 | [5 empty] | COOPER UNIVERSITY HOSPITAL |  |  | BASEMENT
|  | STRYKER CORP. | PRIME 1105 5TH WHEEL | STRETCHER, TRANSPORT |  |  | Pavilion | [7 empty] | NO | YES
|  | STRYKER CORP. | PRIME 1115 BIG WHEEL | STRETCHER, TRANSPORT |  | PATIENT TRANSPORT | Kelemen |  |  | 04/11/2019 |  | 4/11/29 |  |  | NO | YES |  |  |  |  | STRYKER CORP. 30126034 1405032281 |  |  | Active |  | 99:99:99:99:99:99 |  | Equipment | 1Y:00-MFG | 04/11/2019 | 04/11/2019 | COOPER UNIVERSITY HOSPITAL |  |  |  |  | Bonnie Aichroch |  |  |  | 04/11/2019 | 04/11/2019 |  |  |  |  | 04/11/2019 | 04/11/2019
|  | STRYKER CORP. | PRIME 1115 BIG WHEEL | STRETCHER, TRANSPORT |  |  | Kelemen | [7 empty] | NO | YES
|  | STRYKER CORP. | PRIME 1115 BIG WHEEL | STRETCHER, TRANSPORT |  | PATIENT TRANSPORT | Kelemen | BASEMENT |  | 04/03/2019 |  | 4/3/29 |  |  | NO | YES |  |  |  |  | STRYKER CORP. 50036190 1405032275 |  |  | Active |  | 99:99:99:99:99:99 |  | Equipment | 1Y:00-MFG | 04/03/2019 | 04/03/2019 | COOPER UNIVERSITY HOSPITAL |  |  | ER |  | Bonnie Aichroch |  |  |  | 04/03/2019 | 04/03/2019 |  |  |  |  | 04/03/2019 | 04/03/2019
|  | STRYKER CORP. | PRIME 1115 BIG WHEEL | STRETCHER, TRANSPORT |  | PATIENT TRANSPORT | Kelemen |  |  | 04/09/2019 |  | 4/9/29 |  |  | NO | YES |  |  |  |  | STRYKER CORP. 50036069 1405032276 |  |  | Active |  | 99:99:99:99:99:99 |  | Equipment | 1Y:00-MFG | 04/09/2019 | 04/09/2019 | COOPER UNIVERSITY HOSPITAL |  |  | p2 storage |  | Bonnie Aichroch |  |  |  | 04/09/2019 | 04/09/2019 |  |  |  |  | 04/09/2019 | 04/09/2019
|  | STRYKER CORP. | PRIME 1115 BIG WHEEL | STRETCHER, TRANSPORT |  |  | Pavilion | [7 empty] | NO | YES
|  | STRYKER CORP. | PRIME 1115 BIG WHEEL | STRETCHER, TRANSPORT |  | PATIENT TRANSPORT | Pavilion |  |  | 04/01/2019 |  | 4/1/29 |  |  | NO | YES |  |  |  |  | STRYKER CORP. 50036104 1607039134 |  |  | Active |  | 99:99:99:99:99:99 |  | Equipment | 1Y:00-MFG | 04/01/2019 | 04/01/2019 | COOPER UNIVERSITY HOSPITAL |  |  | PACU |  | Bonnie Aichroch |  |  |  | 04/01/2019 | 04/01/2019 |  |  |  |  | 04/01/2019 | 04/01/2019
|  | STRYKER CORP. | PRIME 1115 BIG WHEEL | STRETCHER, TRANSPORT |  | PATIENT TRANSPORT | Kelemen |  |  | 04/01/2019 |  | 4/1/29 |  |  | NO | YES |  |  |  |  | STRYKER CORP. 50036105 1607039136 |  |  | Active |  | 99:99:99:99:99:99 |  | Equipment | 1Y:00-MFG | 04/01/2019 | 04/01/2019 | COOPER UNIVERSITY HOSPITAL |  |  | PACU |  | Bonnie Aichroch |  |  |  | 04/01/2019 | 04/01/2019 |  |  |  |  | 04/01/2019 | 04/01/2019
|  | STRYKER CORP. | PRIME 1115 BIG WHEEL | STRETCHER, TRANSPORT |  | PATIENT TRANSPORT | Pavilion |  |  | 04/15/2019 |  | 4/15/29 |  |  | NO | YES |  |  |  |  | STRYKER CORP. 50036103 1607039132 |  |  | Active |  | 99:99:99:99:99:99 |  | Equipment | 1Y:00-MFG | 04/15/2019 | 04/15/2019 | COOPER UNIVERSITY HOSPITAL |  |  | PACU |  | Bonnie Aichroch |  |  |  | 04/15/2019 | 04/15/2019 |  |  |  |  | 04/15/2019 | 04/15/2019
|  | STRYKER CORP. | PRIME 1115 BIG WHEEL | STRETCHER, TRANSPORT |  | PATIENT TRANSPORT | Pavilion |  |  | 04/03/2019 |  | 4/3/29 |  |  | NO | YES |  |  |  |  | STRYKER CORP. 50036099 1607039133 |  |  | Active |  | 99:99:99:99:99:99 |  | Equipment | 1Y:00-MFG | 04/03/2019 | 04/03/2019 | COOPER UNIVERSITY HOSPITAL |  |  | PACU |  | Bonnie Aichroch |  |  |  | 04/03/2019 | 04/03/2019 |  |  |  |  | 04/03/2019 | 04/03/2019
|  | STRYKER CORP. | PRIME 1115 BIG WHEEL | STRETCHER, TRANSPORT |  | PATIENT TRANSPORT | Kelemen |  |  | 04/11/2019 |  | 4/11/29 |  |  | NO | YES |  |  |  |  | STRYKER CORP. 50036100 1607039131 |  |  | Active |  | 99:99:99:99:99:99 |  | Equipment | 1Y:00-MFG | 04/11/2019 | 04/11/2019 | COOPER UNIVERSITY HOSPITAL |  |  | PACU |  | Bonnie Aichroch |  |  |  | 04/11/2019 | 04/11/2019 |  |  |  |  | 04/11/2019 | 04/11/2019
|  | STRYKER CORP. | PRIME 1115 BIG WHEEL | STRETCHER, TRANSPORT |  | PATIENT TRANSPORT | Kelemen |  |  | 04/11/2019 |  | 4/11/29 |  |  | NO | YES |  |  |  |  | STRYKER CORP. 50036101 1607039135 |  |  | Active |  | 99:99:99:99:99:99 |  | Equipment | 1Y:00-MFG | 04/11/2019 | 04/11/2019 | COOPER UNIVERSITY HOSPITAL |  |  | PACU |  | Bonnie Aichroch |  |  |  | 04/11/2019 | 04/11/2019 |  |  |  |  | 04/11/2019 | 04/11/2019
|  | STRYKER CORP. | PRIME 1115 BIG WHEEL | STRETCHER, TRANSPORT |  | PATIENT TRANSPORT | Kelemen |  |  | 04/15/2019 |  | 4/15/29 |  |  | NO | YES |  |  |  |  | STRYKER CORP. 50036102 1607039137 |  |  | Active |  | 99:99:99:99:99:99 |  | Equipment | 1Y:00-MFG | 04/15/2019 | 04/15/2019 | COOPER UNIVERSITY HOSPITAL |  |  | PACU |  | Bonnie Aichroch |  |  |  | 04/15/2019 | 04/15/2019 |  |  |  |  | 04/15/2019 | 04/15/2019
|  | STRYKER CORP. | PRIME 1115 BIG WHEEL | STRETCHER, TRANSPORT |  | PATIENT TRANSPORT | Kelemen |  |  | 10/31/2019 |  | 10/31/29 |  |  | NO | YES |  |  |  |  | STRYKER CORP. 50035935 2017006703074 |  |  | Active |  | 99:99:99:99:99:99 |  | Equipment | PAAR:00-PVAR | 10/31/2019 | 10/31/2019 | COOPER UNIVERSITY HOSPITAL |  |  | P2 OR | WOT00000000564412 | Bonnie Aichroch | Performance Verification | Closed | Tom Burhart | 10/31/2019 | 10/31/2019 | Performance Verification for STRYKER CORP. 50035935 2017006703074 | Initial Install of Performance Verification. Device is ready for patient use. |  |  | 10/31/2019 | 10/31/2019
|  | STRYKER CORP. | PRIME 1115 BIG WHEEL | STRETCHER, TRANSPORT |  | PATIENT TRANSPORT | Kelemen |  |  | 10/31/2019 |  | 10/31/29 |  |  | NO | YES |  |  |  |  | STRYKER CORP. 50035936 2017006703090 |  |  | Active |  | 99:99:99:99:99:99 |  | Equipment | PAAR:00-PVAR | 10/31/2019 | 10/31/2019 | COOPER UNIVERSITY HOSPITAL |  |  | P2 OR | WOT00000000564423 | Bonnie Aichroch | Performance Verification | Closed | Tom Burhart | 10/31/2019 | 10/31/2019 | Performance Verification for STRYKER CORP. 50035936 2017006703090 | Initial Install of Performance Verification. Device is ready for patient use. |  |  | 10/31/2019 | 10/31/2019
|  | STRYKER CORP. | PRIME 1115 BIG WHEEL | STRETCHER, TRANSPORT |  | PATIENT TRANSPORT | Kelemen |  |  | 10/31/2019 |  | 10/31/29 |  |  | NO | YES |  |  |  |  | STRYKER CORP. 50035934 2017006703094 |  |  | Active |  | 99:99:99:99:99:99 |  | Equipment | PAAR:00-PVAR | 10/31/2019 | 10/31/2019 | COOPER UNIVERSITY HOSPITAL |  |  | p2 or | WOT00000000564401 | Bonnie Aichroch | Performance Verification | Closed | Tom Burhart | 10/31/2019 | 10/31/2019 | Performance Verification for STRYKER CORP. 50035934 2017006703094 | Initial Install of Performance Verification. Device is ready for patient use. |  |  | 10/31/2019 | 10/31/2019
|  | STRYKER CORP. | PRIME 1115 BIG WHEEL | STRETCHER, TRANSPORT |  | PATIENT TRANSPORT | Pavilion |  |  | 10/31/2019 |  | 10/31/29 |  |  | NO | YES |  |  |  |  | STRYKER CORP. 50035930 2017006703083 |  |  | Active |  | 99:99:99:99:99:99 |  | Equipment | PAAR:00-PVAR | 10/31/2019 | 10/31/2019 | COOPER UNIVERSITY HOSPITAL |  |  | P2 OR | WOT00000000564345 | Bonnie Aichroch | Performance Verification | Closed | Tom Burhart | 10/31/2019 | 10/31/2019 | Performance Verification for STRYKER CORP. 50035930 2017006703083 | Initial Install of Performance Verification. Device is ready for patient use. |  |  | 10/31/2019 | 10/31/2019
|  | STRYKER CORP. | PRIME 1115 BIG WHEEL | STRETCHER, TRANSPORT |  | PATIENT TRANSPORT | Pavilion |  |  | 10/31/2019 |  | 10/31/29 |  |  | NO | YES |  |  |  |  | STRYKER CORP. 50035932 2017006703073 |  |  | Active |  | 99:99:99:99:99:99 |  | Equipment | PAAR:00-PVAR | 10/31/2019 | 10/31/2019 | COOPER UNIVERSITY HOSPITAL |  |  | P2 OR | WOT00000000564371 | Bonnie Aichroch | Performance Verification | Closed | Tom Burhart | 10/31/2019 | 10/31/2019 | Performance Verification for STRYKER CORP. 50035932 2017006703073 | Initial Install of Performance Verification. Device is ready for patient use. |  |  | 10/31/2019 | 10/31/2019
|  | STRYKER CORP. | PRIME 1115 BIG WHEEL | STRETCHER, TRANSPORT |  | PATIENT TRANSPORT | Pavilion |  |  | 10/31/2019 |  | 10/31/29 |  |  | NO | YES |  |  |  |  | STRYKER CORP. 50035933 2017006703093 |  |  | Active |  | 99:99:99:99:99:99 |  | Equipment | PAAR:00-PVAR | 10/31/2019 | 10/31/2019 | COOPER UNIVERSITY HOSPITAL |  |  | P2 OR | WOT00000000564393 | Bonnie Aichroch | Performance Verification | Closed | Tom Burhart | 10/31/2019 | 10/31/2019 | Performance Verification for STRYKER CORP. 50035933 2017006703093 | Initial Install of Performance Verification. Device is ready for patient use. |  |  | 10/31/2019 | 10/31/2019
|  | STRYKER CORP. | PRIME 1115 BIG WHEEL | STRETCHER, TRANSPORT |  | PATIENT TRANSPORT | Pavilion |  |  | 10/31/2019 |  | 10/31/29 |  |  | NO | YES |  |  |  |  | STRYKER CORP. 50035931 2017006703084 |  |  | Active |  | 99:99:99:99:99:99 |  | Equipment | PAAR:00-PVAR | 10/31/2019 | 10/31/2019 | COOPER UNIVERSITY HOSPITAL |  |  | P2 OR | WOT00000000564353 | Bonnie Aichroch | Performance Verification | Closed | Tom Burhart | 10/31/2019 | 10/31/2019 | Performance Verification for STRYKER CORP. 50035931 2017006703084 | Initial Install of Performance Verification. Device is ready for patient use. |  |  | 10/31/2019 | 10/31/2019
|  | STRYKER CORP. | PRIME 1115 BIG WHEEL | STRETCHER, TRANSPORT |  | PATIENT TRANSPORT | Pavilion |  |  | 10/31/2019 |  | 10/31/29 |  |  | NO | YES |  |  |  |  | STRYKER CORP. 50035929 2017006703075 |  |  | Active |  | 99:99:99:99:99:99 |  | Equipment | PAAR:00-PVAR | 10/31/2019 | 10/31/2019 | COOPER UNIVERSITY HOSPITAL |  |  | P2 OR | WOT00000000564332 | Bonnie Aichroch | Performance Verification | Closed | Tom Burhart | 10/31/2019 | 10/31/2019 | Performance Verification for STRYKER CORP. 50035929 2017006703075 | Initial Install of Performance Verification. Device is ready for patient use. |  |  | 10/31/2019 | 10/31/2019
|  | STRYKER CORP. | PRIME 1115 BIG WHEEL | STRETCHER, TRANSPORT |  | PATIENT TRANSPORT | Pavilion |  |  | 10/31/2019 |  | 10/31/29 |  |  | NO | YES |  |  |  |  | STRYKER CORP. 50035928 2017006703079 |  |  | Active |  | 99:99:99:99:99:99 |  | Equipment | PAAR:00-PVAR | 10/31/2019 | 10/31/2019 | COOPER UNIVERSITY HOSPITAL |  |  | P2 OR | WOT00000000564327 | Bonnie Aichroch | Performance Verification | Closed | Tom Burhart | 10/31/2019 | 10/31/2019 | Performance Verification for STRYKER CORP. 50035928 2017006703079 | Initial Install of Performance Verification. Device is ready for patient use. |  |  | 10/31/2019 | 10/31/2019
|  | STRYKER CORP. | PRIME 1115 BIG WHEEL | STRETCHER, TRANSPORT |  | PATIENT TRANSPORT | Pavilion |  |  | 10/31/2019 |  | 10/31/29 |  |  | NO | YES |  |  |  |  | STRYKER CORP. 50035927 20170067081 |  |  | Active |  | 99:99:99:99:99:99 |  | Equipment | PAAR:00-PVAR | 10/31/2019 | 10/31/2019 | COOPER UNIVERSITY HOSPITAL |  |  | P2 OR | WOT00000000564321 | Bonnie Aichroch | Performance Verification | Closed | Tom Burhart | 10/31/2019 | 10/31/2019 | Performance Verification for STRYKER CORP. 50035927 20170067081 | Initial Install of Performance Verification. Device is ready for patient use. |  |  | 10/31/2019 | 10/31/2019
|  | STRYKER CORP. | PRIME 1115 BIG WHEEL | STRETCHER, TRANSPORT |  | PATIENT TRANSPORT | Kelemen |  |  | 10/31/2019 |  | 10/31/29 |  |  | NO | YES |  |  |  |  | STRYKER CORP. 50035924 2017006703089 |  |  | Active |  | 99:99:99:99:99:99 |  | Equipment | PAAR:00-PVAR | 10/31/2019 | 10/31/2019 | COOPER UNIVERSITY HOSPITAL |  |  | P2 OR | WOT00000000564286 | Bonnie Aichroch | Performance Verification | Closed | Tom Burhart | 10/31/2019 | 10/31/2019 | Performance Verification for STRYKER CORP. 50035924 2017006703089 | Initial Install of Performance Verification. Device is ready for patient use. |  |  | 10/31/2019 | 10/31/2019
|  | STRYKER CORP. | PRIME 1115 BIG WHEEL | STRETCHER, TRANSPORT |  | PATIENT TRANSPORT | Kelemen |  |  | 10/31/2019 |  | 10/31/29 |  |  | NO | YES |  |  |  |  | STRYKER CORP. 50035926 2017006703087 |  |  | Active |  | 99:99:99:99:99:99 |  | Equipment | PAAR:00-PVAR | 10/31/2019 | 10/31/2019 | COOPER UNIVERSITY HOSPITAL |  |  | P2 OR | WOT00000000564310 | Bonnie Aichroch | Performance Verification | Closed | Tom Burhart | 10/31/2019 | 10/31/2019 | Performance Verification for STRYKER CORP. 50035926 2017006703087 | Initial Install of Performance Verification. Device is ready for patient use. |  |  | 10/31/2019 | 10/31/2019
|  | STRYKER CORP. | PRIME 1115 BIG WHEEL | STRETCHER, TRANSPORT |  | PATIENT TRANSPORT | Kelemen |  |  | 10/31/2019 |  | 10/31/29 |  |  | NO | YES |  |  |  |  | STRYKER CORP. 50035925 2017006703076 |  |  | Active |  | 99:99:99:99:99:99 |  | Equipment | PAAR:00-PVAR | 10/31/2019 | 10/31/2019 | COOPER UNIVERSITY HOSPITAL |  |  | P2 OR | WOT00000000564296 | Bonnie Aichroch | Performance Verification | Closed | Tom Burhart | 10/31/2019 | 10/31/2019 | Performance Verification for STRYKER CORP. 50035925 2017006703076 | Initial Install of Performance Verification. Device is ready for patient use. |  |  | 10/31/2019 | 10/31/2019
|  | STRYKER CORP. | PRIME 1115 BIG WHEEL | STRETCHER, TRANSPORT |  | PATIENT TRANSPORT | Pavilion |  |  | 10/31/2019 |  | 10/31/29 |  |  | NO | YES |  |  |  |  | STRYKER CORP. 50035922 2017006703092 |  |  | Active |  | 99:99:99:99:99:99 |  | Equipment | PAAR:00-PVAR | 10/31/2019 | 10/31/2019 | COOPER UNIVERSITY HOSPITAL |  |  | P2 OR | WOT00000000564268 | Bonnie Aichroch | Performance Verification | Closed | Tom Burhart | 10/31/2019 | 10/31/2019 | Performance Verification for STRYKER CORP. 50035922 2017006703092 | Initial Install of Performance Verification. Device is ready for patient use. |  |  | 10/31/2019 | 10/31/2019
|  | STRYKER CORP. | PRIME 1115 BIG WHEEL | STRETCHER, TRANSPORT |  | PATIENT TRANSPORT | Kelemen |  |  | 10/31/2019 |  | 10/31/29 |  |  | NO | YES |  |  |  |  | STRYKER CORP. 50035923 2017006703085 |  |  | Active |  | 99:99:99:99:99:99 |  | Equipment | PAAR:00-PVAR | 10/31/2019 | 10/31/2019 | COOPER UNIVERSITY HOSPITAL |  |  | P2 OR | WOT00000000564276 | Bonnie Aichroch | Performance Verification | Closed | Tom Burhart | 10/31/2019 | 10/31/2019 | Performance Verification for STRYKER CORP. 50035923 2017006703085 | Initial Install of Performance Verification. Device is ready for patient use. |  |  | 10/31/2019 | 10/31/2019
|  | STRYKER CORP. | PRIME 1115 BIG WHEEL | STRETCHER, TRANSPORT |  | PATIENT TRANSPORT | Kelemen |  |  | 10/31/2019 |  | 10/31/29 |  |  | NO | YES |  |  |  |  | STRYKER CORP. 50035920 2017006703080 |  |  | Active |  | 99:99:99:99:99:99 |  | Equipment | PAAR:00-PVAR | 10/31/2019 | 10/31/2019 | COOPER UNIVERSITY HOSPITAL |  |  | P2 OR | WOT00000000564252 | Bonnie Aichroch | Performance Verification | Closed | Tom Burhart | 10/31/2019 | 10/31/2019 | Performance Verification for STRYKER CORP. 50035920 2017006703080 | Initial Install of Performance Verification. Device is ready for patient use. |  |  | 10/31/2019 | 10/31/2019
|  | STRYKER CORP. | PRIME 1115 BIG WHEEL | STRETCHER, TRANSPORT |  | PATIENT TRANSPORT | Kelemen |  |  | 10/31/2019 |  | 10/31/29 |  |  | NO | YES |  |  |  |  | STRYKER CORP. 50035921 2017006703072 |  |  | Active |  | 99:99:99:99:99:99 |  | Equipment | PAAR:00-PVAR | 10/31/2019 | 10/31/2019 | COOPER UNIVERSITY HOSPITAL |  |  | P2 OR | WOT00000000564262 | Bonnie Aichroch | Performance Verification | Closed | Tom Burhart | 10/31/2019 | 10/31/2019 | Performance Verification for STRYKER CORP. 50035921 2017006703072 | Initial Install of Performance Verification. Device is ready for patient use. |  |  | 10/31/2019 | 10/31/2019
|  | STRYKER CORP. | PRIME 1115 BIG WHEEL | STRETCHER, TRANSPORT |  | PATIENT TRANSPORT | Pavilion | 2 |  | 10/31/2019 |  | 10/31/29 |  |  | NO | YES |  |  |  |  | STRYKER CORP. 50035919 2017006703078 |  |  | Active |  | 99:99:99:99:99:99 |  | Equipment | PAAR:00-PVAR | 10/31/2019 | 10/31/2019 | COOPER UNIVERSITY HOSPITAL |  |  | P2 OR | WOT00000000564244 | Bonnie Aichroch | Performance Verification | Closed | Tom Burhart | 10/31/2019 | 10/31/2019 | Performance Verification for STRYKER CORP. 50035919 2017006703078 | Initial Install of Performance Verification. Device is ready for patient use. |  |  | 10/31/2019 | 10/31/2019
|  | STRYKER CORP. | PRIME 1115 BIG WHEEL | STRETCHER, TRANSPORT |  | PATIENT TRANSPORT | Pavilion |  |  | 10/31/2019 |  | 10/31/29 |  |  | NO | YES |  |  |  |  | STRYKER CORP. 50035918 2017006703077 |  |  | Active |  | 99:99:99:99:99:99 |  | Equipment | PAAR:00-PVAR | 10/31/2019 | 10/31/2019 | COOPER UNIVERSITY HOSPITAL |  |  | P2 OR | WOT00000000564231 | Bonnie Aichroch | Performance Verification | Closed | Tom Burhart | 10/31/2019 | 10/31/2019 | Performance Verification for STRYKER CORP. 50035918 2017006703077 | Initial Install of Performance Verification. Device is ready for patient use. |  |  | 10/31/2019 | 10/31/2019
|  | STRYKER CORP. | PRIME 1115 BIG WHEEL | STRETCHER, TRANSPORT |  | PATIENT TRANSPORT | Kelemen |  |  | 10/31/2019 |  | 10/31/29 |  |  | NO | YES |  |  |  |  | STRYKER CORP. 50035917 2017006703086 |  |  | Active |  | 99:99:99:99:99:99 |  | Equipment | PAAR:00-PVAR | 10/31/2019 | 10/31/2019 | COOPER UNIVERSITY HOSPITAL |  |  | P2 OR | WOT00000000564223 | Bonnie Aichroch | Performance Verification | Closed | Tom Burhart | 10/31/2019 | 10/31/2019 | Performance Verification for STRYKER CORP. 50035917 2017006703086 | Initial Install of Performance Verification. Device is ready for patient use. |  |  | 10/31/2019 | 10/31/2019
|  | STRYKER CORP. | PRIME 1115 BIG WHEEL | STRETCHER, TRANSPORT |  | PATIENT TRANSPORT | Pavilion | 2 |  | 10/31/2019 |  | 10/31/29 |  |  | NO | YES |  |  |  |  | STRYKER CORP. 50035916 2017006703091 |  |  | Active |  | 99:99:99:99:99:99 |  | Equipment | PAAR:00-PVAR | 10/31/2019 | 10/31/2019 | COOPER UNIVERSITY HOSPITAL |  |  | P2 OR | WOT00000000564212 | Bonnie Aichroch | Performance Verification | Closed | Tom Burhart | 10/31/2019 | 10/31/2019 | Performance Verification for STRYKER CORP. 50035916 2017006703091 | Initial Install of Performance Verification. Device is ready for patient use. |  |  | 10/31/2019 | 10/31/2019
|  | STRYKER CORP. | PRIME 1115 BIG WHEEL | STRETCHER, TRANSPORT |  | PATIENT TRANSPORT | Kelemen |  |  | 10/31/2019 |  | 10/31/29 |  |  | NO | YES |  |  |  |  | STRYKER CORP. 50035915 2017006703088 |  |  | Active |  | 99:99:99:99:99:99 |  | Equipment | PAAR:00-PVAR | 10/31/2019 | 10/31/2019 | COOPER UNIVERSITY HOSPITAL |  |  | P2 OR | WOT00000000564200 | Bonnie Aichroch | Performance Verification | Closed | Tom Burhart | 10/31/2019 | 10/31/2019 | Performance Verification for STRYKER CORP. 50035915 2017006703088 | Initial Install of Performance Verification. Device is ready for patient use. |  |  | 10/31/2019 | 10/31/2019
|  | STRYKER CORP. | PRIME 1115 BIG WHEEL | STRETCHER, TRANSPORT |  | PATIENT TRANSPORT | Kelemen |  |  | 10/31/2019 |  | 10/31/29 |  |  | NO | YES |  |  |  |  | STRYKER CORP. 50035914 2017006703071 |  |  | Active |  | 99:99:99:99:99:99 |  | Equipment | PAAR:00-PVAR | 10/31/2019 | 10/31/2019 | COOPER UNIVERSITY HOSPITAL |  |  |  | WOT00000000564194 | Bonnie Aichroch | Performance Verification | Closed | Tom Burhart | 10/31/2019 | 10/31/2019 | Performance Verification for STRYKER CORP. 50035914 2017006703071 | Initial Install of Performance Verification. Device is ready for patient use. |  |  | 10/31/2019 | 10/31/2019
|  | STRYKER CORP. | PRIME 1115 BIG WHEEL | STRETCHER, TRANSPORT |  | PATIENT TRANSPORT | Kelemen |  |  | 10/31/2019 |  | 10/31/29 |  |  | NO | YES |  |  |  |  | STRYKER CORP. 50035913 20170006703082 |  |  | Active |  | 99:99:99:99:99:99 |  | Equipment | PAAR:00-PVAR | 10/31/2019 | 10/31/2019 | COOPER UNIVERSITY HOSPITAL |  |  | P2 OR | WOT00000000564167 | Bonnie Aichroch | Performance Verification | Closed | Tom Burhart | 10/31/2019 | 10/31/2019 | Performance Verification for STRYKER CORP. 50035913 20170006703082 | Initial Install of Performance Verification. Device is ready for patient use. |  |  | 10/31/2019 | 10/31/2019
|  | STRYKER CORP. | PRIME 1115 BIG WHEEL | STRETCHER, TRANSPORT |  | PATIENT TRANSPORT | Kelemen |  |  | 10/31/2019 |  | 10/31/29 |  |  | NO | YES |  |  |  |  | STRYKER CORP. 50035893 1405032283 |  |  | Active |  | 99:99:99:99:99:99 |  | Equipment | PAAR:00-PVAR | 10/31/2019 | 10/31/2019 | COOPER UNIVERSITY HOSPITAL |  |  |  | 0012501127 | Bonnie Aichroch | Preventative Maintenance | Closed | Josh Harris | 10/31/2019 | 10/31/2019 | PERFORMANCE ASSURANCE AT INVENTORY | INVENTORIED DEVICE AND ENSURED DEVICE WAS FUNCTIONING PROPERLY. | 4CAC6441-27FB-4322-96BB-B8E55532967F | Labor | 10/31/2019 | 10/31/2019 | Tom Burhart
|  | STRYKER CORP. | PRIME 1115 BIG WHEEL | STRETCHER, TRANSPORT |  | VOORHEES SURGERY CENTER-OPERATING ROOM | 900 Centennial Blvd | Suite E |  | 10/31/2019 |  | 10/31/29 |  |  | NO | YES |  |  |  |  | STRYKER CORP. 50035890 2017006701468 |  |  | Active |  | 99:99:99:99:99:99 |  | Equipment | PAAR:00-PVAR | 10/31/2019 | 10/31/2019 | COOPER AMBULATORY OFF-SITES |  |  | Suite E - Moves | WOT00000000764191 | JENNIFER BOMBARO | Performance Verification | Closed | Stephen Zubrzycki | 10/31/2019 | 10/31/2019 | Performance Verification for STRYKER CORP. 50035890 2017006701468 | Initial Install of Performance Verification. Device is ready for patient use. |  |  | 10/31/2019 | 10/31/2019
|  | STRYKER CORP. | PRIME 1115 BIG WHEEL | STRETCHER, TRANSPORT |  | VOORHEES SURGERY CENTER-OPERATING ROOM | 900 Centennial Blvd | Suite E |  | 10/31/2019 |  | 10/31/29 |  |  | NO | YES |  |  |  |  | STRYKER CORP. 50035889 2017006701469 |  |  | Active |  | 99:99:99:99:99:99 |  | Equipment | PAAR:00-PVAR | 10/31/2019 | 10/31/2019 | COOPER AMBULATORY OFF-SITES |  |  | Suite E - Moves | 0012501203 | JENNIFER BOMBARO | Performance Verification | Closed | Josh Harris | 10/31/2019 | 10/31/2019 | INCOMING INVENTORY | DEVICE INVENTORIED | 87362492-7C23-455A-92CA-BB936E2CF155 | Labor | 10/31/2019 | 10/31/2019 | Josh Harris
|  | STRYKER CORP. | PRIME 1115 BIG WHEEL | STRETCHER, TRANSPORT |  |  | Kelemen | [7 empty] | NO | YES
|  | STRYKER CORP. | PRIME 1115 BIG WHEEL | STRETCHER, TRANSPORT |  |  | Kelemen |  |  | 04/02/2019 |  | 4/2/29 |  |  | NO | YES |  |  |  |  | STRYKER CORP. 50035767 1702034591 |  |  | Active |  | 99:99:99:99:99:99 | [5 empty] | COOPER UNIVERSITY HOSPITAL |  |  |  | 0011740303 |  | Preventative Maintenance | Closed | Bonnie Aichroth | 04/02/2019 | 04/02/2019 | PERFORMANCE ASSURANCE AT INVENTORY |  | E5CA1F72-16E3-402D-A353-150E755AB27F | Labor | 04/02/2019 | 04/02/2019 | Josh Harris
|  | STRYKER CORP. | PRIME 1115 BIG WHEEL | STRETCHER, TRANSPORT |  |  | Pavilion | 7 |  | 04/01/2019 |  | 4/1/29 |  |  | NO | YES |  |  |  |  | STRYKER CORP. 50035765 1702034595 |  |  | Active |  | 99:99:99:99:99:99 | [5 empty] | COOPER UNIVERSITY HOSPITAL |  |  |  | 0011740290 |  | Performance Verification | Closed | Bonnie Aichroth | 04/01/2019 | 04/01/2019 | INCOMING INVENTORY |  | D54243F3-31E2-4923-96BB-7755F1BF5672 | Labor | 04/01/2019 | 04/01/2019 | Bonnie Aichroth
|  | STRYKER CORP. | PRIME 1115 BIG WHEEL | STRETCHER, TRANSPORT |  | OPERATING ROOM - PAVILION | Kelemen |  |  | 04/10/2019 |  | 4/10/29 |  |  | NO | YES |  |  |  |  | STRYKER CORP. 50035764 1702034593 |  |  | Active |  | 99:99:99:99:99:99 |  | Equipment | 1Y:00-MFG | 04/10/2019 | 04/10/2019 | COOPER UNIVERSITY HOSPITAL |  |  |  | 0011740287 | DOMINIC VENDETTA | Performance Verification | Closed | Bonnie Aichroth | 04/10/2019 | 04/10/2019 | INCOMING INVENTORY | DEVICE INVENTORIED | 41A7741F-162B-49A8-82B7-3AA2F8468882 | Labor | 04/10/2019 | 04/10/2019 | Bonnie Aichroth
|  | STRYKER CORP. | PRIME 1115 BIG WHEEL | STRETCHER, TRANSPORT |  |  | Kelemen |  |  | 04/03/2019 |  | 4/3/29 |  |  | NO | YES |  |  |  |  | STRYKER CORP. 50035763 1702034594 |  |  | Active |  | 99:99:99:99:99:99 | [5 empty] | COOPER UNIVERSITY HOSPITAL |  |  |  | 0011740281 |  | Performance Verification | Closed | Bonnie Aichroth | 04/03/2019 | 04/03/2019 | INCOMING INVENTORY |  | A74C02C7-D8DF-4E10-9C2F-3EAFD11A037E | Labor | 04/03/2019 | 04/03/2019 | Bonnie Aichroth
|  | STRYKER CORP. | PRIME 1115 BIG WHEEL | STRETCHER, TRANSPORT |  | OPERATING ROOM - PAVILION | Kelemen |  |  | 04/15/2019 |  | 4/15/29 |  |  | NO | YES |  |  |  |  | STRYKER CORP. 50035762 1702034596 |  |  | Active |  | 99:99:99:99:99:99 |  | Equipment | 1Y:00-MFG | 04/15/2019 | 04/15/2019 | COOPER UNIVERSITY HOSPITAL |  |  |  | 0011740277 | DOMINIC VENDETTA | Performance Verification | Closed | Bonnie Aichroth | 04/15/2019 | 04/15/2019 | INCOMING INVENTORY | DEVICE INVENTORIED | 3B005F59-3F75-4FC7-AD0D-92A38552FE8C | Labor | 04/15/2019 | 04/15/2019 | Bonnie Aichroth
|  | STRYKER CORP. | PRIME 1115 BIG WHEEL | STRETCHER, TRANSPORT |  | PATIENT TRANSPORT | Kelemen | Basement |  | 04/03/2019 |  | 4/3/29 |  |  | NO | YES |  |  |  |  | STRYKER CORP. 50035751 1405032254 |  |  | Active |  | 99:99:99:99:99:99 |  | Equipment | 1Y:00-MFG | 04/03/2019 | 04/03/2019 | COOPER UNIVERSITY HOSPITAL |  |  |  |  | Bonnie Aichroch |  |  |  | 04/03/2019 | 04/03/2019 |  |  |  |  | 04/03/2019 | 04/03/2019
|  | STRYKER CORP. | PRIME 1115 BIG WHEEL | STRETCHER, TRANSPORT |  |  | Kelemen |  |  | 06/10/2015 |  | 6/10/25 |  |  | NO | YES |  |  |  |  | STRYKER CORP. 10732450 1405-032267 |  |  | Active |  | 99:99:99:99:99:99 | [5 empty] | COOPER UNIVERSITY HOSPITAL |  |  |  | 0012493520 |  | Performance Verification | Closed | Josh Harris | 12/08/2017 | 12/08/2017 | INCOMING INVENTORY |  | 6BC7A4BE-C8FA-4687-8DA2-36EA57B41440 | Labor | 12/08/2017 | 12/08/2017 | Josh Harris
|  | STRYKER CORP. | PRIME 1115 BIG WHEEL | STRETCHER, TRANSPORT |  |  | Kelemen |  |  | 04/03/2019 |  | 4/3/29 |  |  | NO | YES |  |  |  |  | STRYKER CORP. 50010846 1405032282 |  |  | Active |  | 99:99:99:99:99:99 | [5 empty] | COOPER UNIVERSITY HOSPITAL |  |  | HALLWAY | 0011241166 |  | Repair | Closed | Josh Harris | 04/03/2019 | 04/03/2019 | STRETCHER - HANDLE ON HEAD BROKEN - TMX |  | 055F61E7-267B-4714-9DEA-26E958FF5C94 | Labor | 04/03/2019 | 04/03/2019 | Josh Harris
|  | STRYKER CORP. | PRIME 1115 BIG WHEEL | STRETCHER, TRANSPORT |  | PATIENT TRANSPORT | Kelemen |  |  | 04/03/2019 |  | 4/3/29 |  |  | NO | YES |  |  |  |  | STRYKER CORP. 50010804 1405032305 |  |  | Active |  | 99:99:99:99:99:99 |  | Equipment | 1Y:00-MFG | 04/03/2019 | 04/03/2019 | COOPER UNIVERSITY HOSPITAL |  |  | SPU/5N | 0012564871 | Bonnie Aichroch | Preventative Maintenance | Closed | Tom Burhart | 04/03/2019 | 04/03/2019 | Performance Assurance: 00-MFG | 1/23/2018 1:54:57 PM KETRINKLE Work order updated 1/23/2018 2:01:44 PM KETRINKLE AFTER REVIEW, THE REGULATORY DEPARTMENT HAS DETERMINED THAT THIS PM WORK ORDER IS TRULY NOT NEEDED IN ORDER TO REMAIN COMPLIANT. WORK ORDER CLOSED AS NOT NEEDED. CMPLREQ0003763 | CE3B2A43-7BA7-447F-B73A-2EC441190020 | Labor | 04/03/2019 | 04/03/2019 | Kate Trinkle
|  | STRYKER CORP. | PRIME 1115 BIG WHEEL | STRETCHER, TRANSPORT |  | PATIENT TRANSPORT | Pavilion |  |  | 04/10/2019 |  | 4/10/29 |  |  | NO | YES |  |  |  |  | STRYKER CORP. 50010803 1405032280 |  |  | Active |  | 99:99:99:99:99:99 |  | Equipment | 1Y:00-MFG | 04/10/2019 | 04/10/2019 | COOPER UNIVERSITY HOSPITAL |  |  | OR-KELLEMEN | 0012564862 | Bonnie Aichroch | Preventative Maintenance | Closed | Tom Burhart | 04/10/2019 | 04/10/2019 | Performance Assurance: 00-MFG | 1/23/2018 1:54:26 PM KETRINKLE Work order updated 1/23/2018 2:01:16 PM KETRINKLE AFTER REVIEW, THE REGULATORY DEPARTMENT HAS DETERMINED THAT THIS PM WORK ORDER IS TRULY NOT NEEDED IN ORDER TO REMAIN COMPLIANT. WORK ORDER CLOSED AS NOT NEEDED. CMPLREQ0003763 | 5B458BFC-7501-40A7-A475-1DF61301CD43 | Labor | 04/10/2019 | 04/10/2019 | Kate Trinkle
|  | STRYKER CORP. | PRIME 1115 BIG WHEEL | STRETCHER, TRANSPORT |  | PATIENT TRANSPORT | Kelemen |  |  | 04/03/2019 |  | 4/3/29 |  |  | NO | YES |  |  |  |  | STRYKER CORP. 50010800 1405032258 |  |  | Active |  | 99:99:99:99:99:99 |  | Equipment | 1Y:00-MFG | 04/03/2019 | 04/03/2019 | COOPER UNIVERSITY HOSPITAL |  |  | SDS - 3 KELEMEN |  | Bonnie Aichroch |  |  |  | 04/03/2019 | 04/03/2019 |  |  |  |  | 04/03/2019 | 04/03/2019
|  | STRYKER CORP. | PRIME 1115 BIG WHEEL | STRETCHER, TRANSPORT |  | PATIENT TRANSPORT | Kelemen |  |  | 04/09/2019 |  | 4/9/29 |  |  | NO | YES |  |  |  |  | STRYKER CORP. 50010797 1405031473 |  |  | Active |  | 99:99:99:99:99:99 |  | Equipment | 1Y:00-MFG | 04/09/2019 | 04/09/2019 | COOPER UNIVERSITY HOSPITAL |  |  | TRAUMA ADMIT |  | Bonnie Aichroch |  |  |  | 04/09/2019 | 04/09/2019 |  |  |  |  | 04/09/2019 | 04/09/2019
|  | STRYKER CORP. | PRIME 1115 BIG WHEEL | STRETCHER, TRANSPORT |  | PATIENT TRANSPORT | Kelemen |  |  | 04/09/2019 |  | 4/9/29 |  |  | NO | YES |  |  |  |  | STRYKER CORP. 50010796 1405031476 |  |  | Active |  | 99:99:99:99:99:99 |  | Equipment | 1Y:00-MFG | 04/09/2019 | 04/09/2019 | COOPER UNIVERSITY HOSPITAL |  |  | TRAUMA ADMIT |  | Bonnie Aichroch |  |  |  | 04/09/2019 | 04/09/2019 |  |  |  |  | 04/09/2019 | 04/09/2019
|  | STRYKER CORP. | PRIME 1115 BIG WHEEL | STRETCHER, TRANSPORT |  |  | Pavilion |  |  | 04/18/2019 |  | 4/18/29 |  |  | NO | YES |  |  |  |  | STRYKER CORP. 50010792 1405032260 |  |  | Active |  | 99:99:99:99:99:99 | [5 empty] | COOPER UNIVERSITY HOSPITAL |  |  | kelemen 8 | 0012323034 |  | Repair | Closed | Stephen Zubrzycki | 04/18/2019 | 04/18/2019 | STRETCHER - BROKEN SIDE RAIL - 1ST FLR BACK ELEVATORS |  | 0A11B4C4-D259-4ADF-B1D3-E466EBB7F56A | Labor | 04/18/2019 | 04/18/2019 | Stephen Zubrzycki
|  | STRYKER CORP. | PRIME 1115 BIG WHEEL | STRETCHER, TRANSPORT |  | PATIENT TRANSPORT | Kelemen |  |  | 04/18/2019 |  | 4/18/29 |  |  | NO | YES |  |  |  |  | STRYKER CORP. 50010781 1405032252 |  |  | Active |  | 99:99:99:99:99:99 |  | Equipment | 1Y:00-MFG | 04/18/2019 | 04/18/2019 | COOPER UNIVERSITY HOSPITAL |  |  | KELEMEN 9th floor | 0012564852 | Bonnie Aichroch | Preventative Maintenance | Closed | Tom Burhart | 04/18/2019 | 04/18/2019 | Performance Assurance: 00-MFG | 1/23/2018 2:08:43 PM KETRINKLE Work order updated 1/23/2018 2:13:59 PM KETRINKLE AFTER REVIEW, THE REGULATORY DEPARTMENT HAS DETERMINED THAT THIS PM WORK ORDER IS TRULY NOT NEEDED IN ORDER TO REMAIN COMPLIANT. WORK ORDER CLOSED AS NOT NEEDED. CMPLREQ0003763 | C7206861-1161-42FD-8F55-9ABD74E6EE23 | Labor | 04/18/2019 | 04/18/2019 | Kate Trinkle
|  | STRYKER CORP. | PRIME 1115 BIG WHEEL | STRETCHER, TRANSPORT |  | PATIENT TRANSPORT | Kelemen | BASEMENT |  | 04/09/2019 |  | 4/9/29 |  |  | NO | YES |  |  |  |  | STRYKER CORP. 50006497 1405032304 |  |  | Active |  | 99:99:99:99:99:99 |  | Equipment | 1Y:00-MFG | 04/09/2019 | 04/09/2019 | COOPER UNIVERSITY HOSPITAL |  |  | ER | WOT00000000488210 | Bonnie Aichroch | Preventative Maintenance | Closed | Tom Burhart | 04/09/2019 | 04/09/2019 | PM: Procedure: 00-MFG Frequency: 1Y | Regulatory Approved As Not Needed - CMPLRSQM0005784 |  |  | 04/09/2019 | 04/09/2019
|  | STRYKER CORP. | PRIME 1115 BIG WHEEL | STRETCHER, TRANSPORT |  | PATIENT TRANSPORT | Kelemen |  |  | 11/02/2019 |  | 11/2/29 |  |  | NO | YES |  |  |  |  | STRYKER CORP. 50006496 1405032289 |  |  | Active |  | 99:99:99:99:99:99 |  | Equipment | PAAR:00-PVAR | 11/02/2019 | 11/02/2019 | COOPER UNIVERSITY HOSPITAL |  |  | ER | WOT00000000488209 | Bonnie Aichroch | Preventative Maintenance | Closed | Tom Burhart | 11/02/2019 | 11/02/2019 | PM: Procedure: 00-MFG Frequency: 1Y | Regulatory Approved As Not Needed - CMPLRSQM0005783 |  |  | 11/02/2019 | 11/02/2019
|  | STRYKER CORP. | PRIME 1115 BIG WHEEL | STRETCHER, TRANSPORT |  | PATIENT TRANSPORT | Kelemen |  |  | 04/11/2019 |  | 4/11/29 |  |  | NO | YES |  |  |  |  | STRYKER CORP. 50006492 1405032277 |  |  | Active |  | 99:99:99:99:99:99 |  | Equipment | 1Y:00-MFG | 04/11/2019 | 04/11/2019 | COOPER UNIVERSITY HOSPITAL |  |  | ER | WOT00000000488206 | Bonnie Aichroch | Preventative Maintenance | Closed | Tom Burhart | 04/11/2019 | 04/11/2019 | PM: Procedure: 00-MFG Frequency: 1Y | Regulatory Approved As Not Needed - CMPLRSQM0005788 |  |  | 04/11/2019 | 04/11/2019
|  | STRYKER CORP. | PRIME 1115 BIG WHEEL | STRETCHER, TRANSPORT |  | COOPER CANCER CENTER | MD Anderson Cancer Center |  |  | 04/15/2019 |  | 4/15/29 |  |  | NO | YES |  |  |  |  | STRYKER CORP. 50006475 1307041639 |  |  | Active |  | 99:99:99:99:99:99 |  | Equipment | 1Y:00-MFG | 04/15/2019 | 04/15/2019 | COOPER AMBULATORY OFF-SITES |  |  | Rad/Onc - Holding | WOT00000000705851 | COLLEEN TEGELER | Preventative Maintenance | Closed | Stephen Zubrzycki | 04/15/2019 | 04/15/2019 | PM: Procedure: 00-MFG Frequency: 1Y | VPO of head section, side rails, hydraulic jacks, brakes, steering, mattress. All passed | EXP0338320 | Labor | 04/15/2019 | 04/15/2019 | Stephen Zubrzycki
|  | STRYKER CORP. | PRIME 1115 BIG WHEEL | STRETCHER, TRANSPORT |  |  | MD Anderson Cancer Center | [7 empty] | NO | YES
|  | STRYKER CORP. | PRIME 1115 BIG WHEEL | STRETCHER, TRANSPORT |  |  | Kelemen |  |  | 04/03/2019 |  | 4/3/29 |  |  | NO | YES |  |  |  |  | STRYKER CORP. 50006465 1405032307 |  |  | Active |  | 99:99:99:99:99:99 | [5 empty] | COOPER UNIVERSITY HOSPITAL |  |  | Transport - Moves | 0012564872 |  | Preventative Maintenance | Closed | Tom Burhart | 04/03/2019 | 04/03/2019 | Performance Assurance: 00-MFG |  | AC9931EF-AC8B-4FE8-87BC-941ADE9C3950 | Labor | 04/03/2019 | 04/03/2019 | Kate Trinkle
|  | STRYKER CORP. | PRIME 1115 BIG WHEEL | STRETCHER, TRANSPORT |  |  | Pavilion |  |  | 04/03/2019 |  | 4/3/29 |  |  | NO | YES |  |  |  |  | STRYKER CORP. 50006456 1405032270 |  |  | Active |  | 99:99:99:99:99:99 | [5 empty] | COOPER UNIVERSITY HOSPITAL |  |  | HOLDING AREA INTER RAD | 0012564861 |  | Preventative Maintenance | Closed | Tom Burhart | 04/03/2019 | 04/03/2019 | Performance Assurance: 00-MFG |  | 2894B85D-2272-444D-9008-07E48AD262E8 | Labor | 04/03/2019 | 04/03/2019 | Kate Trinkle
|  | STRYKER CORP. | PRIME 1115 BIG WHEEL | STRETCHER, TRANSPORT |  | PATIENT TRANSPORT | Kelemen |  |  | 04/11/2019 |  | 4/11/29 |  |  | NO | YES |  |  |  |  | STRYKER CORP. 50006455 1405032272 |  |  | Active |  | 99:99:99:99:99:99 |  | Equipment | 1Y:00-MFG | 04/11/2019 | 04/11/2019 | COOPER UNIVERSITY HOSPITAL |  |  | ER |  | Bonnie Aichroch |  |  |  | 04/11/2019 | 04/11/2019 |  |  |  |  | 04/11/2019 | 04/11/2019
|  | STRYKER CORP. | PRIME 1115 BIG WHEEL | STRETCHER, TRANSPORT |  | PATIENT TRANSPORT | Kelemen |  |  | 04/11/2019 |  | 4/11/29 |  |  | NO | YES |  |  |  |  | STRYKER CORP. 50006454 1405032279 |  |  | Active |  | 99:99:99:99:99:99 |  | Equipment | 1Y:00-MFG | 04/11/2019 | 04/11/2019 | COOPER UNIVERSITY HOSPITAL |  |  | ER | WOT00000000488198 | Bonnie Aichroch | Preventative Maintenance | Closed | Tom Burhart | 04/11/2019 | 04/11/2019 | PM: Procedure: 00-MFG Frequency: 1Y | Regulatory Approved As Not Needed - CMPLRSQM0005737 |  |  | 04/11/2019 | 04/11/2019
|  | STRYKER CORP. | PRIME 1115 BIG WHEEL | STRETCHER, TRANSPORT |  | PATIENT TRANSPORT | Kelemen |  |  | 04/02/2019 |  | 4/2/29 |  |  | NO | YES |  |  |  |  | STRYKER CORP. 50006452 1405032294 |  |  | Active |  | 99:99:99:99:99:99 |  | Equipment | 1Y:00-MFG | 04/02/2019 | 04/02/2019 | COOPER UNIVERSITY HOSPITAL |  |  | ER | WOT00000000488196 | Bonnie Aichroch | Preventative Maintenance | Closed | Tom Burhart | 04/02/2019 | 04/02/2019 | PM: Procedure: 00-MFG Frequency: 1Y | Regulatory Approved As Not Needed - CMPLRSQM0005735 |  |  | 04/02/2019 | 04/02/2019
|  | STRYKER CORP. | PRIME 1115 BIG WHEEL | STRETCHER, TRANSPORT |  | PATIENT TRANSPORT | Kelemen |  |  | 04/02/2019 |  | 4/2/29 |  |  | NO | YES |  |  |  |  | STRYKER CORP. 50006450 1405032301 |  |  | Active |  | 99:99:99:99:99:99 |  | Equipment | 1Y:00-MFG | 04/02/2019 | 04/02/2019 | COOPER UNIVERSITY HOSPITAL |  |  | Peds Rescutation | WOT00000000488194 | Bonnie Aichroch | Preventative Maintenance | Closed | Tom Burhart | 04/02/2019 | 04/02/2019 | PM: Procedure: 00-MFG Frequency: 1Y | Regulatory Approved As Not Needed - CMPLRSQM0005733 |  |  | 04/02/2019 | 04/02/2019
|  | STRYKER CORP. | PRIME 1115 BIG WHEEL | STRETCHER, TRANSPORT |  | PATIENT TRANSPORT | Kelemen |  |  | 04/01/2019 |  | 4/1/29 |  |  | NO | YES |  |  |  |  | STRYKER CORP. 50006448 1406031598 |  |  | Active |  | 99:99:99:99:99:99 |  | Equipment | 1Y:00-MFG | 04/01/2019 | 04/01/2019 | COOPER UNIVERSITY HOSPITAL |  |  | TRANSPORT | WOT00000000488192 | Bonnie Aichroch | Preventative Maintenance | Closed | Tom Burhart | 04/01/2019 | 04/01/2019 | PM: Procedure: 00-MFG Frequency: 1Y | Regulatory Approved As Not Needed - CMPLRSQM0005731 |  |  | 04/01/2019 | 04/01/2019
|  | STRYKER CORP. | PRIME 1115 BIG WHEEL | STRETCHER, TRANSPORT |  | PATIENT TRANSPORT | Pavilion |  |  | 04/01/2019 |  | 4/1/29 |  |  | NO | YES |  |  |  |  | STRYKER CORP. 50006449 1405032302 |  |  | Active |  | 99:99:99:99:99:99 |  | Equipment | 1Y:00-MFG | 04/01/2019 | 04/01/2019 | COOPER UNIVERSITY HOSPITAL |  |  | PED ER | 0012564869 | Bonnie Aichroch | Preventative Maintenance | Closed | Tom Burhart | 04/01/2019 | 04/01/2019 | Performance Assurance: 00-MFG | 1/23/2018 1:54:50 PM KETRINKLE Work order updated 1/23/2018 2:01:39 PM KETRINKLE AFTER REVIEW, THE REGULATORY DEPARTMENT HAS DETERMINED THAT THIS PM WORK ORDER IS TRULY NOT NEEDED IN ORDER TO REMAIN COMPLIANT. WORK ORDER CLOSED AS NOT NEEDED. CMPLREQ0003763 | A4E894FA-4819-4BA8-B0D4-059C0DCE7684 | Labor | 04/01/2019 | 04/01/2019 | Kate Trinkle
|  | STRYKER CORP. | PRIME 1115 BIG WHEEL | STRETCHER, TRANSPORT |  | PATIENT TRANSPORT | Kelemen | BASEMENT |  | 04/09/2019 |  | 4/9/29 |  |  | NO | YES |  |  |  |  | STRYKER CORP. 50006439 1405032296 |  |  | Active |  | 99:99:99:99:99:99 |  | Equipment | 1Y:00-MFG | 04/09/2019 | 04/09/2019 | COOPER UNIVERSITY HOSPITAL |  |  | ER | WOT00000000488184 | Bonnie Aichroch | Preventative Maintenance | Closed | Tom Burhart | 04/09/2019 | 04/09/2019 | PM: Procedure: 00-MFG Frequency: 1Y | Regulatory Approved As Not Needed - CMPLRSQM0005716 |  |  | 04/09/2019 | 04/09/2019
|  | STRYKER CORP. | PRIME 1115 BIG WHEEL | STRETCHER, TRANSPORT |  | PATIENT TRANSPORT | Kelemen |  |  | 04/10/2019 |  | 4/10/29 |  |  | NO | YES |  |  |  |  | STRYKER CORP. 50006437 1405032287- |  |  | Active |  | 99:99:99:99:99:99 |  | Equipment | 1Y:00-MFG | 04/10/2019 | 04/10/2019 | COOPER UNIVERSITY HOSPITAL |  |  | ER |  | Bonnie Aichroch |  |  |  | 04/10/2019 | 04/10/2019 |  |  |  |  | 04/10/2019 | 04/10/2019
|  | STRYKER CORP. | PRIME 1115 BIG WHEEL | STRETCHER, TRANSPORT |  | PATIENT TRANSPORT | Kelemen |  |  | 04/09/2019 |  | 4/9/29 |  |  | NO | YES |  |  |  |  | STRYKER CORP. 50006433 1405031474 |  |  | Active |  | 99:99:99:99:99:99 |  | Equipment | 1Y:00-MFG | 04/09/2019 | 04/09/2019 | COOPER UNIVERSITY HOSPITAL |  |  | TRAUMA ADMIT |  | Bonnie Aichroch |  |  |  | 04/09/2019 | 04/09/2019 |  |  |  |  | 04/09/2019 | 04/09/2019
|  | STRYKER CORP. | PRIME 1115 BIG WHEEL | STRETCHER, TRANSPORT |  | PATIENT TRANSPORT | Kelemen |  |  | 04/11/2019 |  | 4/11/29 |  |  | NO | YES |  |  |  |  | STRYKER CORP. 50006406 1405032251 |  |  | Active |  | 99:99:99:99:99:99 |  | Equipment | 1Y:00-MFG | 04/11/2019 | 04/11/2019 | COOPER UNIVERSITY HOSPITAL |  |  | HALLWAY 7S |  | Bonnie Aichroch |  |  |  | 04/11/2019 | 04/11/2019 |  |  |  |  | 04/11/2019 | 04/11/2019
|  | STRYKER CORP. | PRIME 1115 BIG WHEEL | STRETCHER, TRANSPORT |  |  | Kelemen |  |  | 04/17/2019 |  | 4/17/29 |  |  | NO | YES |  |  |  |  | STRYKER CORP. 50006396 1406032273 |  |  | Active |  | 99:99:99:99:99:99 | [5 empty] | COOPER UNIVERSITY HOSPITAL |  |  | p2 storage | [5 empty] | 04/17/2019 | 04/17/2019 |  |  |  |  | 04/17/2019 | 04/17/2019
|  | STRYKER CORP. | PRIME 1115 BIG WHEEL | STRETCHER, TRANSPORT |  | COOPER CANCER CENTER | MD Anderson Cancer Center |  |  | 04/15/2019 |  | 4/15/29 |  |  | NO | YES |  |  |  |  | STRYKER CORP. 50006389 1307041640 |  |  | Active |  | 99:99:99:99:99:99 |  | Equipment | 1Y:00-MFG | 04/15/2019 | 04/15/2019 | COOPER AMBULATORY OFF-SITES |  |  | Rad/Onc - Holding | WOT00000000705799 | COLLEEN TEGELER | Preventative Maintenance | Closed | Stephen Zubrzycki | 04/15/2019 | 04/15/2019 | PM: Procedure: 00-MFG Frequency: 1Y | VPO of head section, side rails, hydraulic jacks, brakes, steering, mattress. All passed | EXP0338346 | Labor | 04/15/2019 | 04/15/2019 | Stephen Zubrzycki
|  | STRYKER CORP. | PRIME 1115 BIG WHEEL | STRETCHER, TRANSPORT |  | PATIENT TRANSPORT | Kelemen |  |  | 04/03/2019 |  | 4/3/29 |  |  | NO | YES |  |  |  |  | STRYKER CORP. 50006257 1405032298 |  |  | Active |  | 99:99:99:99:99:99 |  | Equipment | 1Y:00-MFG | 04/03/2019 | 04/03/2019 | COOPER UNIVERSITY HOSPITAL |  |  | P5 STORAGE RM | 0012564868 | Bonnie Aichroch | Preventative Maintenance | Closed | Tom Burhart | 04/03/2019 | 04/03/2019 | Performance Assurance: 00-MFG | 1/23/2018 1:54:47 PM KETRINKLE Work order updated 1/23/2018 2:01:36 PM KETRINKLE AFTER REVIEW, THE REGULATORY DEPARTMENT HAS DETERMINED THAT THIS PM WORK ORDER IS TRULY NOT NEEDED IN ORDER TO REMAIN COMPLIANT. WORK ORDER CLOSED AS NOT NEEDED. CMPLREQ0003763 | 18FA47B1-EEE2-4A8E-8864-A197319DE7E3 | Labor | 04/03/2019 | 04/03/2019 | Kate Trinkle
|  | STRYKER CORP. | PRIME 1115 BIG WHEEL | STRETCHER, TRANSPORT |  | PATIENT TRANSPORT | Kelemen |  |  | 04/11/2019 |  | 4/11/29 |  |  | NO | YES |  |  |  |  | STRYKER CORP. 50006351 1405032285 |  |  | Active |  | 99:99:99:99:99:99 |  | Equipment | 1Y:00-MFG | 04/11/2019 | 04/11/2019 | COOPER UNIVERSITY HOSPITAL |  |  | P5 STORAGE RM |  | Bonnie Aichroch |  |  |  | 04/11/2019 | 04/11/2019 |  |  |  |  | 04/11/2019 | 04/11/2019
|  | STRYKER CORP. | PRIME 1115 BIG WHEEL | STRETCHER, TRANSPORT |  | PATIENT TRANSPORT | Kelemen |  |  | 04/09/2019 |  | 4/9/29 |  |  | NO | YES |  |  |  |  | STRYKER CORP. 50006258 1405032253 |  |  | Active |  | 99:99:99:99:99:99 |  | Equipment | 1Y:00-MFG | 04/09/2019 | 04/09/2019 | COOPER UNIVERSITY HOSPITAL |  |  | basement- Stress Test | 0012564853 | Bonnie Aichroch | Preventative Maintenance | Closed | Tom Burhart | 04/09/2019 | 04/09/2019 | Performance Assurance: 00-MFG | 1/23/2018 2:08:46 PM KETRINKLE Work order updated 1/23/2018 2:14:02 PM KETRINKLE AFTER REVIEW, THE REGULATORY DEPARTMENT HAS DETERMINED THAT THIS PM WORK ORDER IS TRULY NOT NEEDED IN ORDER TO REMAIN COMPLIANT. WORK ORDER CLOSED AS NOT NEEDED. CMPLREQ0003763 | 027C83F1-DBCB-4DC3-921E-734EBF4E8F34 | Labor | 04/09/2019 | 04/09/2019 | Kate Trinkle
|  | STRYKER CORP. | PRIME 1115 BIG WHEEL | STRETCHER, TRANSPORT |  | PATIENT TRANSPORT | Kelemen |  |  | 04/10/2019 |  | 4/10/29 |  |  | NO | YES |  |  |  |  | STRYKER CORP. 50005234 1405031599 |  |  | Active |  | 99:99:99:99:99:99 |  | Equipment | 1Y:00-MFG | 04/10/2019 | 04/10/2019 | COOPER UNIVERSITY HOSPITAL |  |  | pavilion 8 | WOT00000000488140 | Bonnie Aichroch | Preventative Maintenance | Closed | Tom Burhart | 04/10/2019 | 04/10/2019 | PM: Procedure: 00-MFG Frequency: 1Y | Regulatory Approved As Not Needed - CMPLRSQM0005726 |  |  | 04/10/2019 | 04/10/2019
|  | STRYKER CORP. | PRIME 1115 BIG WHEEL | STRETCHER, TRANSPORT |  | PATIENT TRANSPORT | Kelemen |  |  | 04/01/2019 |  | 4/1/29 |  |  | NO | YES |  |  |  |  | STRYKER CORP. 50005235 1405031600 |  |  | Active |  | 99:99:99:99:99:99 |  | Equipment | 1Y:00-MFG | 04/01/2019 | 04/01/2019 | COOPER UNIVERSITY HOSPITAL |  |  | 8 PAVILION | WOT00000000488141 | Bonnie Aichroch | Preventative Maintenance | Closed | Tom Burhart | 04/01/2019 | 04/01/2019 | PM: Procedure: 00-MFG Frequency: 1Y | Regulatory Approved As Not Needed - CMPLRSQM0005727 |  |  | 04/01/2019 | 04/01/2019
|  | STRYKER CORP. | PRIME 1115 BIG WHEEL | STRETCHER, TRANSPORT |  | COOPER DIGESTIVE HEALTH-ENDOSCOPY | 501 Fellowship Rd |  |  | 04/16/2014 |  | 4/16/24 |  |  | NO | YES |  |  |  |  | STRYKER CORP. 10368933 1405032271 |  |  | Active |  | 99:99:99:99:99:99 |  | Equipment | 1Y:00-MFG | 04/19/2019 | 02/01/2020 | COOPER AMBULATORY OFF-SITES |  |  | GCI Center Holding Area |  | JEANNE GREER
|  | STRYKER CORP. | PRIME 1115 BIG WHEEL | STRETCHER, TRANSPORT |  | PATIENT TRANSPORT | Kelemen |  |  | 04/16/2014 |  | 4/16/24 |  |  | NO | YES |  |  |  |  | STRYKER CORP. 10368346 1405032290 |  |  | Active |  | 99:99:99:99:99:99 |  | Equipment | 1Y:00-MFG | 04/11/2019 | 04/01/2020 | COOPER UNIVERSITY HOSPITAL |  |  | OR HALL |  | Bonnie Aichroch
|  | STRYKER CORP. | PRIME 1115 BIG WHEEL | STRETCHER, TRANSPORT |  | COOPER CANCER CENTER | MD Anderson Cancer Center |  |  | 07/17/2013 |  | 7/17/23 |  |  | NO | YES |  |  |  |  | STRYKER CORP. 10365548 1307041636 |  |  | Active |  | 99:99:99:99:99:99 |  | Equipment | 1Y:00-MFG | 04/15/2019 | 04/01/2020 | COOPER AMBULATORY OFF-SITES |  |  | Rad/Onc - Near C1062 | WOT00000000691709 | COLLEEN TEGELER | Preventative Maintenance | Closed | Stephen Zubrzycki | 04/01/2018 | 05/21/2018 | PM: Procedure: 00-MFG Frequency: 1Y | VPO of head section, side rails, hydraulic jacks, brakes, steering, mattress. All passed | EXP0338531 | Labor | 04/06/2018 | 04/06/2018 | Stephen Zubrzycki
|  | STRYKER CORP. | PRIME 1115 BIG WHEEL | STRETCHER, TRANSPORT |  | COOPER CANCER CENTER | MD Anderson Cancer Center |  |  | 07/17/2013 |  | 7/17/23 |  |  | NO | YES |  |  |  |  | STRYKER CORP. 10365545 1307041637 |  |  | Active |  | 99:99:99:99:99:99 |  | Equipment | 1Y:00-MFG | 04/15/2019 | 04/01/2020 | COOPER AMBULATORY OFF-SITES |  |  | Rad/Onc - Holding | WOT00000000691708 | COLLEEN TEGELER | Preventative Maintenance | Closed | Stephen Zubrzycki | 04/01/2018 | 05/21/2018 | PM: Procedure: 00-MFG Frequency: 1Y | VPO of head section, side rails, hydraulic jacks, brakes, steering, mattress. All passed | EXP0338492 | Labor | 04/06/2018 | 04/06/2018 | Stephen Zubrzycki
|  | STRYKER CORP. | PRIME 1115 BIG WHEEL | STRETCHER, TRANSPORT |  | PATIENT TRANSPORT | Kelemen |  |  | 04/16/2014 |  | 4/16/24 |  |  | NO | YES |  |  |  |  | STRYKER CORP. 10365442 1405031477 |  |  | Active |  | 99:99:99:99:99:99 |  | Equipment | 1Y:00-MFG | 04/09/2019 | 04/01/2020 | COOPER UNIVERSITY HOSPITAL |  |  | ED TRUMA ROOMS |  | Bonnie Aichroch
|  | STRYKER CORP. | PRIME 1115 BIG WHEEL | STRETCHER, TRANSPORT |  | PATIENT TRANSPORT | Kelemen |  |  | 04/16/2014 |  | 4/16/24 |  |  | NO | YES |  |  |  |  | STRYKER CORP. 10365429 1405031475 |  |  | Active |  | 99:99:99:99:99:99 |  | Equipment | 1Y:00-MFG | 04/09/2019 | 04/01/2020 | COOPER UNIVERSITY HOSPITAL |  |  | TRAUMA ADMIT | 0011600000 | Bonnie Aichroch | Repair | Closed | Josh Harris | 05/01/2017 | 05/03/2017 | STRETCHER - BRAKES AREN'T WORKING - TRAUMA ADMITTING, IN FRONT OF NURSE'S STATION | 5/3/2017 8:17:33 AM JXHARRIS (JXHARRIS 5/3/2017 12:00 AM) REPLACED BRAKE PEDAL PIN. VPO. RTS. | 5F692AD8-CED6-4F6D-A9D3-63662FFB4FF1 | Parts | 01/01/1900 | 01/01/1900 | Josh Harris
|  | STRYKER CORP. | PRIME 1115 BIG WHEEL | STRETCHER, TRANSPORT |  | PATIENT TRANSPORT | Kelemen |  |  | 06/26/2015 |  | 6/26/25 |  |  | NO | YES |  |  |  |  | STRYKER CORP. 10355968 1405032292 |  |  | Active |  | 99:99:99:99:99:99 |  | Equipment | 1Y:00-MFG | 04/01/2019 | 04/01/2020 | COOPER UNIVERSITY HOSPITAL |  |  | ER |  | Bonnie Aichroch
|  | STRYKER CORP. | PRIME 1115 BIG WHEEL | STRETCHER, TRANSPORT |  |  | Pavilion | [7 empty] | NO | YES
|  | STRYKER CORP. | PRIME 1125 ZOOM | STRETCHER, TRANSPORT |  | PATIENT TRANSPORT | Dorrance | BASEMENT |  | 04/15/2019 |  | 4/15/29 |  |  | NO | YES |  |  |  |  | STRYKER CORP. 50035802 1703053584 |  |  | Active |  | 99:99:99:99:99:99 |  | Equipment | 1Y:00-MFG | 04/15/2019 | 04/15/2019 | COOPER UNIVERSITY HOSPITAL |  |  |  | 0011448686 | Bonnie Aichroch | Performance Verification | Closed | Bonnie Aichroth | 04/15/2019 | 04/15/2019 | INCOMING INVENTORY | DEVICE INVENTORIED | 27CF9E1E-DE71-431B-BDD1-6225ADE0EAAF | Labor | 04/15/2019 | 04/15/2019 | Bonnie Aichroth
|  | STRYKER CORP. | PRIME 1125 ZOOM | STRETCHER, TRANSPORT | 1507-036549 | MATERNAL FETAL CARE UNIT | Dorrance |  |  | 08/18/2015 |  | 8/18/25 |  |  | NO | YES |  |  |  |  | STRYKER CORP. 10349235 1507-036549 |  |  | Active |  | 99:99:99:99:99:99 |  | Equipment | 1Y:00-MFG | 04/09/2019 | 04/01/2020 | COOPER UNIVERSITY HOSPITAL |  |  | 6 DORRANCER OB TRIAGE |  | JOANNA HORST
|  | TRANSMOTION MEDICAL INC | TMM3B | STRETCHER, TRANSPORT | TMM3-SB0315167876 | RADIOLOGY DIAGNOSTICS | Kelemen | Basement |  | 04/04/2016 |  |  |  |  | NO | YES |  |  |  |  | TRANSMOTION MEDICAL INC 10480299 TMM3-SB0315167876 |  |  | Active |  | 99:99:99:99:99:99 |  | Equipment | PAAR:00-PVAR | 10/31/2019 |  | COOPER UNIVERSITY HOSPITAL |  |  | BASEMENT |  | PAULETTE DUCKREY
|  | SIZEWISE | B SERIES ADVANCED | STRETCHER, TRANSPORT, CHAIR |  | PATIENT TRANSPORT | Pavilion |  |  | 07/01/2012 |  |  |  |  | NO | YES |  |  |  |  | SIZEWISE RENTALS 10355410 224438 |  |  | Active |  | 99:99:99:99:99:99 |  | Equipment | 1Y:00-MFG | 01/11/2019 | 01/01/2020 | COOPER UNIVERSITY HOSPITAL |  |  | 6 Pavilion |  | Bonnie Aichroch
|  | SIZEWISE | B SERIES ADVANCED | STRETCHER, TRANSPORT, CHAIR |  | PATIENT TRANSPORT | Kelemen |  |  | 07/01/2012 |  |  |  |  | NO | YES |  |  |  |  | SIZEWISE RENTALS 10348508 224440 |  |  | Active |  | 99:99:99:99:99:99 |  | Equipment | 1Y:00-MFG | 01/11/2019 | 01/01/2020 | COOPER UNIVERSITY HOSPITAL |  |  | 6 PAVILION |  | Bonnie Aichroch
|  | STRYKER CORP. |  | STRETCHER, TRANSPORT, CHAIR |  | PATIENT TRANSPORT | Kelemen |  |  | 04/11/2019 |  | 4/11/29 |  |  | NO | YES |  |  |  |  | STRYKER CORP. 50010986 0901031081 |  |  | Active |  | 99:99:99:99:99:99 |  | Equipment | 1Y:00-MFG | 04/11/2019 | 04/11/2019 | COOPER UNIVERSITY HOSPITAL |  |  | P5 STORAGE RM | 0012564819 | Bonnie Aichroch | Preventative Maintenance | Closed | Tom Burhart | 04/11/2019 | 04/11/2019 | Performance Assurance: 00-MFG | 1/23/2018 1:53:43 PM KETRINKLE Work order updated 1/23/2018 2:00:26 PM KETRINKLE AFTER REVIEW, THE REGULATORY DEPARTMENT HAS DETERMINED THAT THIS PM WORK ORDER IS TRULY NOT NEEDED IN ORDER TO REMAIN COMPLIANT. WORK ORDER CLOSED AS NOT NEEDED. CMPLREQ0003763 | 4F0468F4-5E59-4D7B-9135-10F78757BAE2 | Labor | 04/11/2019 | 04/11/2019 | Kate Trinkle
|  | STRYKER CORP. |  | STRETCHER, TRANSPORT, CHAIR |  |  | Kelemen | [7 empty] | NO | YES
|  | STRYKER CORP. |  | STRETCHER, TRANSPORT, CHAIR |  |  | Kelemen | [7 empty] | NO | YES
|  | STRYKER CORP. |  | STRETCHER, TRANSPORT, CHAIR |  | PATIENT TRANSPORT | Pavilion |  |  | 04/03/2019 |  | 4/3/29 |  |  | NO | YES |  |  |  |  | STRYKER CORP. 50010764 1303037991 |  |  | Active |  | 99:99:99:99:99:99 |  | Equipment | 1Y:00-MFG | 04/03/2019 | 04/03/2019 | COOPER UNIVERSITY HOSPITAL |  |  | EXAM RM/5N | WOT00000000488307 | Bonnie Aichroch | Preventative Maintenance | Closed | Tom Burhart | 04/03/2019 | 04/03/2019 | PM: Procedure: 00-MFG Frequency: 1Y | Regulatory Approved As Not Needed - CMPLRSQM0005768 |  |  | 04/03/2019 | 04/03/2019
|  | STRYKER CORP. |  | STRETCHER, TRANSPORT, CHAIR | 1310-042621 | PATIENT TRANSPORT | Pavilion |  |  | 04/09/2019 |  | 4/9/29 |  |  | NO | YES |  |  |  |  | STRYKER CORP. 50006356 1310-042621 |  |  | Active |  | 99:99:99:99:99:99 |  | Equipment | 1Y:00-MFG | 04/09/2019 | 04/09/2019 | COOPER UNIVERSITY HOSPITAL |  |  | L | WOT00000000488161 | Bonnie Aichroch | Preventative Maintenance | Closed | Tom Burhart | 04/09/2019 | 04/09/2019 | PM: Procedure: 00-MFG Frequency: 1Y | Regulatory Approved As Not Needed - CMPLRSQM0005802 |  |  | 04/09/2019 | 04/09/2019
|  | STRYKER CORP. |  | STRETCHER, TRANSPORT, CHAIR |  | PATIENT TRANSPORT | Kelemen |  |  | 04/11/2019 |  | 4/11/29 |  |  | NO | YES |  |  |  |  | STRYKER CORP. 50006250 0901031130 |  |  | Active |  | 99:99:99:99:99:99 |  | Equipment | 1Y:00-MFG | 04/11/2019 | 04/11/2019 | COOPER UNIVERSITY HOSPITAL |  |  | P7 | 0012564823 | Bonnie Aichroch | Preventative Maintenance | Closed | Tom Burhart | 04/11/2019 | 04/11/2019 | Performance Assurance: 00-MFG | 1/23/2018 1:53:57 PM KETRINKLE Work order updated 1/23/2018 2:00:42 PM KETRINKLE AFTER REVIEW, THE REGULATORY DEPARTMENT HAS DETERMINED THAT THIS PM WORK ORDER IS TRULY NOT NEEDED IN ORDER TO REMAIN COMPLIANT. WORK ORDER CLOSED AS NOT NEEDED. CMPLREQ0003763 | 37C0B828-8280-40EC-B3C0-FFDAEF20CE8A | Labor | 04/11/2019 | 04/11/2019 | Kate Trinkle
|  | STRYKER CORP. |  | STRETCHER, TRANSPORT, CHAIR |  | PATIENT TRANSPORT | Pavilion | 7 |  | 03/08/2013 |  | 3/8/23 |  |  | NO | YES |  |  |  |  | STRYKER CORP. 10356677 1303037993 |  |  | Active |  | 99:99:99:99:99:99 |  | Equipment | 1Y:00-MFG | 04/10/2019 | 04/01/2020 | COOPER UNIVERSITY HOSPITAL |  |  | MOVES | WOT00000000467246 | Bonnie Aichroch | Preventative Maintenance | Closed | Tom Burhart | 02/01/2018 | 05/11/2018 | PM: Procedure: 00-MFG Frequency: 1Y | Regulatory Approved As Not Needed - CMPLRSQM0005710
|  | STRYKER CORP. |  | STRETCHER, TRANSPORT, CHAIR |  | PATIENT TRANSPORT | Pavilion |  |  | 03/08/2013 |  | 3/8/23 |  |  | NO | YES |  |  |  |  | STRYKER CORP. 10355408 1303037992 |  |  | Disposition |  | 99:99:99:99:99:99 |  | Equipment | 1Y:00-MFG | 03/29/2019 | 04/01/2020 | COOPER UNIVERSITY HOSPITAL |  |  | 9th floor kelemen | 0012564837 | Bonnie Aichroch | Preventative Maintenance | Closed | Tom Burhart | 01/01/2018 | 01/23/2018 | Performance Assurance: 00-MFG | 1/23/2018 2:08:08 PM KETRINKLE Work order updated 1/23/2018 2:13:19 PM KETRINKLE AFTER REVIEW, THE REGULATORY DEPARTMENT HAS DETERMINED THAT THIS PM WORK ORDER IS TRULY NOT NEEDED IN ORDER TO REMAIN COMPLIANT. WORK ORDER CLOSED AS NOT NEEDED. CMPLREQ0003763 | C8DDFDDB-B1C5-45C6-9E09-8AB3B00A35C2 | Labor | 01/22/2018 | 01/22/2018 | Kate Trinkle
|  | TRANSMOTION MEDICAL INC | TMM4 | STRETCHER, TRANSPORT, CHAIR | XWTRB1230168537 | COOPER DIGESTIVE HEALTH-ENDOSCOPY | 501 Fellowship Rd |  |  | 01/25/2017 |  | 1/25/27 |  |  | NO | YES |  |  |  |  | TRANSMOTION MEDICAL INC 10649949 XWTRB1230168537 |  |  | Active |  | 99:99:99:99:99:99 |  | Equipment | PAAR:00-PVAR | 10/31/2019 |  | COOPER AMBULATORY OFF-SITES |  |  | PROCEDURE SIDE | 0011306572 | JEANNE GREER | Performance Verification | Closed | Bonnie Aichroth | 03/01/2017 | 03/01/2017 | INCOMING INVENTORY | DEVICE INVENTORIED | 9EC59F00-A917-430E-8C40-EDFCEB96B35E | Labor | 03/01/2017 | 03/01/2017 | Bonnie Aichroth
|  | TRANSMOTION MEDICAL INC | TMM4 | STRETCHER, TRANSPORT, CHAIR | XWTRB1230168535 | COOPER DIGESTIVE HEALTH-ENDOSCOPY | 501 Fellowship Rd |  |  | 01/25/2017 |  | 1/25/27 |  |  | NO | YES |  |  |  |  | TRANSMOTION MEDICAL INC 10649947 XWTRB1230168535 |  |  | Active |  | 99:99:99:99:99:99 |  | Equipment | PAAR:00-PVAR | 10/31/2019 |  | COOPER AMBULATORY OFF-SITES |  |  | PROCEDURE SIDE | 0011306592 | JEANNE GREER | Preventative Maintenance | Closed | Bonnie Aichroth | 03/01/2017 | 03/01/2017 | PERFORMANCE ASSURANCE AT INVENTORY | INVENTORIED DEVICE AND ENSURED DEVICE WAS FUNCTIONING PROPERLY. | 97E60465-BEB9-40A4-BBAD-BCCC235E0585 | Labor | 01/25/2017 | 01/25/2017 | Kirk Lis
|  | TRANSMOTION MEDICAL INC | TMM4 | STRETCHER, TRANSPORT, CHAIR | XWTRB1230168536 | COOPER DIGESTIVE HEALTH-ENDOSCOPY | 501 Fellowship Rd |  |  | 01/25/2017 |  | 1/25/27 |  |  | NO | YES |  |  |  |  | TRANSMOTION MEDICAL INC 10649948 XWTRB1230168536 |  |  | Active |  | 99:99:99:99:99:99 |  | Equipment | PAAR:00-PVAR | 10/31/2019 |  | COOPER AMBULATORY OFF-SITES |  |  | PROCEDURE SIDE | 0011306588 | JEANNE GREER | Performance Verification | Closed | Bonnie Aichroth | 03/01/2017 | 03/01/2017 | INCOMING INVENTORY | DEVICE INVENTORIED | 39BFE52B-E899-4D59-913B-61CDA23C8947 | Labor | 03/01/2017 | 03/01/2017 | Bonnie Aichroth
|  | TRANSMOTION MEDICAL INC | TMM4 | STRETCHER, TRANSPORT, CHAIR | TMM4-XWTRB1230168534 | COOPER DIGESTIVE HEALTH-ENDOSCOPY | 501 Fellowship Rd |  |  | 01/25/2017 |  | 1/25/27 |  |  | NO | YES |  |  |  |  | TRANSMOTION MEDICAL INC 10649946 TMM4-XWTRB1230168534 |  |  | Active |  | 99:99:99:99:99:99 |  | Equipment | PAAR:00-PVAR | 10/31/2019 |  | COOPER AMBULATORY OFF-SITES |  |  | PROCEDURE SIDE | 0011306604 | JEANNE GREER | Preventative Maintenance | Closed | Bonnie Aichroth | 03/01/2017 | 03/01/2017 | PERFORMANCE ASSURANCE AT INVENTORY | INVENTORIED DEVICE AND ENSURED DEVICE WAS FUNCTIONING PROPERLY. | 14D65842-D69F-49FF-A038-ED6C610B5857 | Labor | 01/25/2017 | 01/25/2017 | Kirk Lis
|  | TRANSMOTION MEDICAL INC | TMM4-XWTB SPECIAL | STRETCHER, TRANSPORT, CHAIR | TMM4-XWTRB04141178689 | COOPER DIGESTIVE HEALTH-ENDOSCOPY | 501 fellowship road |  |  | 04/25/2017 |  | 4/25/27 |  |  | NO | YES |  |  |  |  | TRANSMOTION MEDICAL INC 10769420 TMM4-XWTRB04141178689 |  |  | Active |  | 99:99:99:99:99:99 |  | Equipment | PAAR:00-PVAR | 10/31/2019 |  | COOPER AMBULATORY OFF-SITES |  |  |  | 0011660004 | JEANNE GREER | Preventative Maintenance | Closed | Bonnie Aichroth | 05/24/2017 | 05/24/2017 | PERFORMANCE ASSURANCE AT INVENTORY | INVENTORIED DEVICE AND ENSURED DEVICE WAS FUNCTIONING PROPERLY. | B0C832F3-3081-4FF4-A6C8-91F00990FCE4 | Labor | 04/25/2017 | 04/25/2017 | Kirk Lis
|  | TRANSMOTION MEDICAL INC | TMM4B | STRETCHER, TRANSPORT, CHAIR | TMM4-XWTRB04141178683 | COOPER DIGESTIVE HEALTH-ENDOSCOPY | 501 Fellowship Rd |  |  | 04/25/2017 |  | 4/25/27 |  |  | NO | YES |  |  |  |  | TRANSMOTION MEDICAL INC 10769428 TMM4-XWTRB04141178683 |  |  | Active |  | 99:99:99:99:99:99 |  | Equipment | PAAR:00-PVAR | 10/31/2019 |  | COOPER AMBULATORY OFF-SITES |  |  |  | 0011660068 | JEANNE GREER | Preventative Maintenance | Closed | Bonnie Aichroth | 05/24/2017 | 05/24/2017 | PERFORMANCE ASSURANCE AT INVENTORY | INVENTORIED DEVICE AND ENSURED DEVICE WAS FUNCTIONING PROPERLY. | 7AE06BB3-5EEC-455C-8148-454925DD21C8 | Labor | 04/25/2017 | 04/25/2017 | Kirk Lis
|  | TRANSMOTION MEDICAL INC | TMM4B | STRETCHER, TRANSPORT, CHAIR | TMM4-XWTRB04141178690 | COOPER DIGESTIVE HEALTH-ENDOSCOPY | 501 Fellowship Rd |  |  | 04/25/2017 |  | 4/25/27 |  |  | NO | YES |  |  |  |  | TRANSMOTION MEDICAL INC 10769426 TMM4-XWTRB04141178690 |  |  | Active |  | 99:99:99:99:99:99 |  | Equipment | PAAR:00-PVAR | 10/31/2019 |  | COOPER AMBULATORY OFF-SITES |  |  |  | 0011660046 | JEANNE GREER | Performance Verification | Closed | Bonnie Aichroth | 05/24/2017 | 05/24/2017 | INCOMING INVENTORY | DEVICE INVENTORIED | 1EE565D8-5B81-491E-B089-70E8AC8F02AA | Labor | 05/24/2017 | 05/24/2017 | Bonnie Aichroth
|  | TRANSMOTION MEDICAL INC | TMM4B | STRETCHER, TRANSPORT, CHAIR | TMM4-XWTRB04141178688 | COOPER DIGESTIVE HEALTH-ENDOSCOPY | 501 Fellowship Rd |  |  | 04/25/2017 |  | 4/25/27 |  |  | NO | YES |  |  |  |  | TRANSMOTION MEDICAL INC 10769429 TMM4-XWTRB04141178688 |  |  | Active |  | 99:99:99:99:99:99 |  | Equipment | PAAR:00-PVAR | 10/31/2019 |  | COOPER AMBULATORY OFF-SITES |  |  |  | 0011660072 | JEANNE GREER | Preventative Maintenance | Closed | Bonnie Aichroth | 05/24/2017 | 05/24/2017 | PERFORMANCE ASSURANCE AT INVENTORY | INVENTORIED DEVICE AND ENSURED DEVICE WAS FUNCTIONING PROPERLY. | 90E1CBA1-931F-41B7-BB83-7A72DC259E24 | Labor | 04/25/2017 | 04/25/2017 | Kirk Lis
|  | TRANSMOTION MEDICAL INC | TMM4B | STRETCHER, TRANSPORT, CHAIR | TMM4-XWTRB04141178692 | COOPER DIGESTIVE HEALTH-ENDOSCOPY | 501 Fellowship Rd |  |  | 04/25/2017 |  | 4/25/27 |  |  | NO | YES |  |  |  |  | TRANSMOTION MEDICAL INC 10769427 TMM4-XWTRB04141178692 |  |  | Active |  | 99:99:99:99:99:99 |  | Equipment | PAAR:00-PVAR | 10/31/2019 |  | COOPER AMBULATORY OFF-SITES |  |  |  | 0011660064 | JEANNE GREER | Preventative Maintenance | Closed | Bonnie Aichroth | 05/24/2017 | 05/24/2017 | PERFORMANCE ASSURANCE AT INVENTORY | INVENTORIED DEVICE AND ENSURED DEVICE WAS FUNCTIONING PROPERLY. | 2E2ED486-A79A-48EE-80F6-899A04141CA3 | Labor | 04/25/2017 | 04/25/2017 | Kirk Lis
|  | TRANSMOTION MEDICAL INC | TMM4B | STRETCHER, TRANSPORT, CHAIR | TMM4-XWTRB04141178681 | COOPER DIGESTIVE HEALTH-ENDOSCOPY | 501 Fellowship Rd |  |  | 04/25/2017 |  | 4/25/27 |  |  | NO | YES |  |  |  |  | TRANSMOTION MEDICAL INC 10769425 TMM4-XWTRB04141178681 |  |  | Active |  | 99:99:99:99:99:99 |  | Equipment | PAAR:00-PVAR | 10/31/2019 |  | COOPER AMBULATORY OFF-SITES |  |  |  | 0011660026 | JEANNE GREER | Performance Verification | Closed | Bonnie Aichroth | 05/24/2017 | 05/24/2017 | INCOMING INVENTORY | DEVICE INVENTORIED | 497FFDB3-0AEB-4EF9-B1DD-2EFC600F6C68 | Labor | 05/24/2017 | 05/24/2017 | Bonnie Aichroth
|  | TRANSMOTION MEDICAL INC | TMM4B | STRETCHER, TRANSPORT, CHAIR | TMM4-XWTRB04141178684 | COOPER DIGESTIVE HEALTH-ENDOSCOPY | 501 Fellowship Rd |  |  | 04/25/2017 |  | 4/25/27 |  |  | NO | YES |  |  |  |  | TRANSMOTION MEDICAL INC 10769424 TMM4-XWTRB04141178684 |  |  | Active |  | 99:99:99:99:99:99 |  | Equipment | PAAR:00-PVAR | 10/31/2019 |  | COOPER AMBULATORY OFF-SITES |  |  |  | 0011660019 | JEANNE GREER | Performance Verification | Closed | Bonnie Aichroth | 05/24/2017 | 05/24/2017 | INCOMING INVENTORY | DEVICE INVENTORIED | F1AD34E6-6F89-4D9A-B670-D42712800E21 | Labor | 05/24/2017 | 05/24/2017 | Bonnie Aichroth
|  | TRANSMOTION MEDICAL INC | TMM4B | STRETCHER, TRANSPORT, CHAIR | TMM4-XWTRB04141178682 | COOPER DIGESTIVE HEALTH-ENDOSCOPY | 501 Fellowship Rd |  |  | 04/25/2017 |  | 4/25/27 |  |  | NO | YES |  |  |  |  | TRANSMOTION MEDICAL INC 10769423 TMM4-XWTRB04141178682 |  |  | Active |  | 99:99:99:99:99:99 |  | Equipment | PAAR:00-PVAR | 10/31/2019 |  | COOPER AMBULATORY OFF-SITES |  |  |  | 0011660015 | JEANNE GREER | Performance Verification | Closed | Bonnie Aichroth | 05/24/2017 | 05/24/2017 | INCOMING INVENTORY | DEVICE INVENTORIED | 5C75DCF3-486C-4625-A96B-5C800F37505A | Labor | 05/24/2017 | 05/24/2017 | Bonnie Aichroth
|  | TRANSMOTION MEDICAL INC | TMM4B | STRETCHER, TRANSPORT, CHAIR | TMM4-XWTRB04141178687 | COOPER DIGESTIVE HEALTH-ENDOSCOPY | 501 Fellowship Rd |  |  | 04/25/2017 |  | 4/25/27 |  |  | NO | YES |  |  |  |  | TRANSMOTION MEDICAL INC 10769422 TMM4-XWTRB04141178687 |  |  | Active |  | 99:99:99:99:99:99 |  | Equipment | PAAR:00-PVAR | 10/31/2019 |  | COOPER AMBULATORY OFF-SITES |  |  |  | 0011660012 | JEANNE GREER | Performance Verification | Closed | Bonnie Aichroth | 05/24/2017 | 05/24/2017 | INCOMING INVENTORY | DEVICE INVENTORIED | 088BEB55-24F8-47CF-B148-19302ADAF5D8 | Labor | 05/24/2017 | 05/24/2017 | Bonnie Aichroth
|  | TRANSMOTION MEDICAL INC | TMM4B | STRETCHER, TRANSPORT, CHAIR | TMM4-XWTRB04141178680 | COOPER DIGESTIVE HEALTH-ENDOSCOPY | 501 Fellowship Rd |  |  | 04/25/2017 |  | 4/25/27 |  |  | NO | YES |  |  |  |  | TRANSMOTION MEDICAL INC 10769421 TMM4-XWTRB04141178680 |  |  | Active |  | 99:99:99:99:99:99 |  | Equipment | PAAR:00-PVAR | 10/31/2019 |  | COOPER AMBULATORY OFF-SITES |  |  |  | 0011660008 | JEANNE GREER | Performance Verification | Closed | Bonnie Aichroth | 05/24/2017 | 05/24/2017 | INCOMING INVENTORY | DEVICE INVENTORIED | 25BCA32E-8F6D-45F9-A03E-6906BDF4F735 | Labor | 05/24/2017 | 05/24/2017 | Bonnie Aichroth
|  | TRANSMOTION MEDICAL INC | TMM4B | STRETCHER, TRANSPORT, CHAIR | TMM4-XWTRB04141178685 | COOPER DIGESTIVE HEALTH-ENDOSCOPY | 501 Fellowship Rd |  |  | 04/25/2017 |  | 4/25/27 |  |  | NO | YES |  |  |  |  | TRANSMOTION MEDICAL INC 10732004 TMM4-XWTRB04141178685 |  |  | Active |  | 99:99:99:99:99:99 |  | Equipment | PAAR:00-PVAR | 10/31/2019 |  | COOPER AMBULATORY OFF-SITES |  |  |  | 0011660078 | JEANNE GREER | Performance Verification | Closed | Bonnie Aichroth | 05/24/2017 | 05/24/2017 | INCOMING INVENTORY | DEVICE INVENTORIED | B8F37B39-859C-477D-9CD7-DCD89E3869D7 | Labor | 05/24/2017 | 05/24/2017 | Bonnie Aichroth
|  | TRANSMOTION MEDICAL INC | TMM4B | STRETCHER, TRANSPORT, CHAIR | TMM4-XWTRB04141178691 | COOPER DIGESTIVE HEALTH-ENDOSCOPY | 501 Fellowship Rd |  |  | 04/25/2017 |  | 4/25/27 |  |  | NO | YES |  |  |  |  | TRANSMOTION MEDICAL INC 10732005 TMM4-XWTRB04141178691 |  |  | Active |  | 99:99:99:99:99:99 |  | Equipment | PAAR:00-PVAR | 10/31/2019 |  | COOPER AMBULATORY OFF-SITES |  |  |  | 0011660080 | JEANNE GREER | Performance Verification | Closed | Bonnie Aichroth | 05/24/2017 | 05/24/2017 | INCOMING INVENTORY | DEVICE INVENTORIED | BDBC1F7F-6474-49F5-A2C4-21808B28DBDE | Labor | 05/24/2017 | 05/24/2017 | Bonnie Aichroth
|  | TRANSMOTION MEDICAL INC | TMM4B | STRETCHER, TRANSPORT, CHAIR | TMM4-XWTRB0414178677 | BRACHFIELD MEDICAL ASSOCIATES-MEDICINE | 218 Sunset Rd |  |  | 04/25/2017 |  | 4/25/27 |  |  | NO | YES |  |  |  |  | TRANSMOTION MEDICAL INC 10732009 TMM4-XWTRB0414178677 |  |  | Active |  | 99:99:99:99:99:99 |  | Equipment | PAAR:00-PVAR | 10/31/2019 |  | COOPER AMBULATORY OFF-SITES |  |  |  | 0011660096 | CATHY CRAWFORD | Preventative Maintenance | Closed | Bonnie Aichroth | 05/24/2017 | 05/24/2017 | PERFORMANCE ASSURANCE AT INVENTORY | INVENTORIED DEVICE AND ENSURED DEVICE WAS FUNCTIONING PROPERLY. | F2D02C5E-B369-4CE9-97D7-C74C89D4EDA4 | Labor | 04/27/2017 | 04/27/2017 | Kirk Lis
|  | TRANSMOTION MEDICAL INC | TMM4B | STRETCHER, TRANSPORT, CHAIR | TMM4-XWTRB0414178676 | BRACHFIELD MEDICAL ASSOCIATES-MEDICINE | 501 Fellowship Rd |  |  | 04/25/2017 |  | 4/25/27 |  |  | NO | YES |  |  |  |  | TRANSMOTION MEDICAL INC 10732008 TMM4-XWTRB0414178676 |  |  | Active |  | 99:99:99:99:99:99 |  | Equipment | PAAR:00-PVAR | 10/31/2019 |  | COOPER AMBULATORY OFF-SITES |  |  |  | 0011660087 | CATHY CRAWFORD | Performance Verification | Closed | Bonnie Aichroth | 05/24/2017 | 05/24/2017 | INCOMING INVENTORY | DEVICE INVENTORIED | A5D7918F-F43A-48E3-B632-7528D56E260B | Labor | 05/24/2017 | 05/24/2017 | Bonnie Aichroth
|  | TRANSMOTION MEDICAL INC | TMM4B | STRETCHER, TRANSPORT, CHAIR | TMM4-XWTRB0414178679 | BRACHFIELD MEDICAL ASSOCIATES-MEDICINE | 218 Sunset Rd |  |  | 04/25/2017 |  | 4/25/27 |  |  | NO | YES |  |  |  |  | TRANSMOTION MEDICAL INC 10732007 TMM4-XWTRB0414178679 |  |  | Active |  | 99:99:99:99:99:99 |  | Equipment | PAAR:00-PVAR | 10/31/2019 |  | COOPER AMBULATORY OFF-SITES |  |  |  | 0011660085 | CATHY CRAWFORD | Performance Verification | Closed | Bonnie Aichroth | 05/24/2017 | 05/24/2017 | INCOMING INVENTORY | DEVICE INVENTORIED | 33BCF835-31A7-4629-AD6A-2F7AC9B556C0 | Labor | 05/24/2017 | 05/24/2017 | Bonnie Aichroth
|  | TRANSMOTION MEDICAL INC | TMM4B | STRETCHER, TRANSPORT, CHAIR |  |  | 218 Sunset Rd | [7 empty] | NO | YES
|  | MAGMEDIX | TR-103 | STRETCHER, TRANSPORT, MR COMPATIBLE, BARIATRIC | M00571 | PATIENT TRANSPORT | Kelemen | Basement |  | 04/12/2019 |  |  |  |  | NO | YES |  |  |  |  | MAGMEDIX 50035806 M00571 |  |  | Active |  | 99:99:99:99:99:99 |  | Equipment | 1Y:00-MFG | 04/12/2019 | 04/12/2019 | COOPER UNIVERSITY HOSPITAL |  |  |  | 0011608921 | Bonnie Aichroch | Preventative Maintenance | Closed | Bonnie Aichroth | 04/12/2019 | 04/12/2019 | PERFORMANCE ASSURANCE AT INVENTORY | INVENTORIED DEVICE AND ENSURED DEVICE WAS FUNCTIONING PROPERLY. | 9778106C-DB2A-4DE2-959F-36A53DD1CAE5 | Labor | 04/12/2019 | 04/12/2019 | Josh Harris
|  | STERIS CORPORATION | 4160DOST | STRETCHER, TRANSPORT, PEDIATRIC |  | PATIENT TRANSPORT | Dorrance |  |  | 04/09/2019 |  |  |  |  | NO | YES |  |  |  |  | STERIS CORPORATION 50006370 0401509114 |  |  | Active |  | 99:99:99:99:99:99 |  | Equipment | 1Y:00-MFG | 04/09/2019 | 04/09/2019 | COOPER UNIVERSITY HOSPITAL |  |  | 7th Floor Storage Nicu |  | Bonnie Aichroch |  |  |  | 04/09/2019 | 04/09/2019 |  |  |  |  | 04/09/2019 | 04/09/2019
|  | STRYKER CORP. |  | STRETCHER, TRAUMA |  | PATIENT TRANSPORT | Kelemen | HP |  | 01/01/1900 |  |  |  |  | NO | YES |  |  |  |  | STRYKER CORP. 10368937 0405059234 |  |  | Active |  | 99:99:99:99:99:99 |  | Equipment | 1Y:00-MFG | 04/09/2019 | 04/01/2020 | COOPER UNIVERSITY HOSPITAL |  |  | TRAUMA | WOT00000000467886 | Bonnie Aichroch | Preventative Maintenance | Closed | Tom Burhart | 02/01/2018 | 05/11/2018 | PM: Procedure: 00-MFG Frequency: 1Y | Regulatory Approved As Not Needed - CMPLRSQM0005746
|  | COLE-PALMER INSTRUMENTS | POCKET-STROBE PK2X-N | STROBOSCOPE | 0812-049 |  |  | Biomed vehicle | [6 empty] | NO | YES
|  | ELECTROMATIC EQUIPMENT CO | DS-2000LED-OT | STROBOSCOPE |  | BIOMEDICAL | Kelemen |  |  | 01/29/2019 |  |  |  |  | NO | YES |  |  |  |  | ELECTROMATIC EQUIPMENT CO 30244982 50102 |  |  | Active |  | 99:99:99:99:99:99 |  | Test Equipment | 1Y:00-MFG | 01/29/2019 | 01/29/2019 | COOPER UNIVERSITY HOSPITAL |  |  | Biomed van | 0011038871 | Bonnie Aichroch | Preventative Maintenance | Closed | Bonnie Aichroth | 01/29/2019 | 01/29/2019 | PERFORMANCE ASSURANCE AT INVENTORY | INVENTORIED DEVICE AND ENSURED DEVICE WAS FUNCTIONING PROPERLY. | 4B5DF174-BC09-4883-82F7-AB9CBFD19B70 | Labor | 01/29/2019 | 01/29/2019 | Gene Amodei
|  | VISION SCIENCES | STR-5000 | STROBOSCOPE |  | 6017 MAIN ST-PLASTICS | 6200 Main St |  |  | 06/20/2014 |  |  |  |  | NO | YES |  |  |  |  | VISION SCIENCES 10345805 050231 |  |  | Active |  | 99:99:99:99:99:99 |  | Equipment | PAAR:00-PVAR | 11/02/2019 |  | COOPER AMBULATORY OFF-SITES |  |  | PROCEDURE ROOM C |  | ANNE MAIER
|  | COCHLEAR | OSSCORA | SURGICAL SET |  | OR - KELEMEN 3 | Kelemen |  |  | 10/31/2019 |  |  |  |  | NO | YES |  |  |  |  | COCHLEAR 11239407 80931 |  |  | Active |  | 99:99:99:99:99:99 |  | Equipment | PAAR:00-PVAR | 10/31/2019 | 10/31/2019 | COOPER UNIVERSITY HOSPITAL |  |  | Kel OR | WOT00000001717059 | DOMINIC VENDETTA | Performance Verification | Closed | Salvatore Bombara | 10/31/2019 | 10/31/2019 | Performance Verification for COCHLEAR 11239407 80931 | Initial Install of Performance Verification. Device is ready for patient use. |  |  | 10/31/2019 | 10/31/2019
|  | COCHLEAR | OSSCORA SI-915 | SURGICAL SET |  | VOORHEES SURGERY CENTER-OPERATING ROOM | 900 Centennial Blvd | Suite E |  | 03/06/2017 |  |  |  |  | NO | YES |  |  |  |  | COCHLEAR 10769373 80684 |  |  | Disposition |  | 99:99:99:99:99:99 |  | Equipment | 1Y:00-MFG | 04/26/2019 | 04/01/2020 | COOPER AMBULATORY OFF-SITES |  |  |  | 0011912184 | JENNIFER BOMBARO | Performance Verification | Closed | Bonnie Aichroth | 07/19/2017 | 07/19/2017 | INCOMING INVENTORY | DEVICE INVENTORIED | F5AADC39-2D10-4A3B-B8D1-E2A158E62878 | Labor | 07/19/2017 | 07/19/2017 | Bonnie Aichroth
|  | IKA-WORKS INC | MS 450 | SWIRLER |  | BRACHFIELD MEDICAL ASSOCIATES-MEDICINE | 218 Sunset Rd |  |  | 01/17/2007 |  | 1/17/17 |  |  | NO | YES |  |  |  |  | IKA-WORKS INC 10367033 03198993 |  |  | Active |  | 99:99:99:99:99:99 |  | Equipment | 1Y:00-MFG | 06/13/2019 | 06/01/2020 | COOPER AMBULATORY OFF-SITES |  |  | A109 NURSE OFFICE |  | CATHY CRAWFORD
|  | IKA-WORKS INC | MS 450 | SWIRLER |  | VOORHEES SURGERY CENTER-SLEEP LAB | 900 Centennial Blvd | Suite K |  | 08/21/2008 |  | 8/21/18 |  |  | NO | YES |  |  |  |  | IKA-WORKS INC 10356795 03234107 |  |  | Active |  | 99:99:99:99:99:99 |  | Equipment | 1Y:00-MFG | 04/17/2019 | 04/01/2020 | COOPER AMBULATORY OFF-SITES |  |  | EQUIPMENT STORAGE |  | TARA BELFIORE
|  | IKA-WORKS INC | MS 450 | SWIRLER | 03-18789 | VOORHEES SURGERY CENTER-SLEEP LAB | 900 Centennial Blvd | Suite K |  | 01/01/2001 |  | 1/1/11 |  |  | NO | YES |  |  |  |  | IKA-WORKS INC 10356794 03-18789 |  |  | Active |  | 99:99:99:99:99:99 |  | Equipment | 1Y:00-MFG | 04/19/2019 | 04/01/2020 | COOPER AMBULATORY OFF-SITES |  |  | EQUIPMENT STORAGE |  | TARA BELFIORE
|  | IKA-WORKS INC | MS 450 | SWIRLER |  | VOORHEES PEDIATRICS | 6400 Main St |  |  | 09/02/2010 |  | 9/2/20 |  |  | NO | YES |  |  |  |  | IKA-WORKS INC 10348077 03210692 |  |  | Active |  | 99:99:99:99:99:99 |  | Equipment | 1Y:00-MFG | 04/03/2019 | 04/01/2020 | COOPER AMBULATORY OFF-SITES |  |  | ALLERGY STAFF'S ROOM |  | MAUREEN OBRIEN
|  | IKA-WORKS INC | MS 450 | SWIRLER |  | 3 COOPER - MEDICINE DEPARTMENT | 3 Cooper |  |  | 11/10/2006 |  | 11/10/16 |  |  | NO | YES |  |  |  |  | IKA-WORKS INC 10346935 03198979 |  |  | Active |  | 99:99:99:99:99:99 |  | Equipment | 1Y:00-MFG | 11/01/2019 | 11/01/2020 | COOPER AMBULATORY OFF-SITES |  |  | Suite 215 - Exam 1 |  | NANCY LOUIS
|  | ATRICURE INC. | ASB3 | SWITCH MATRIX | 071112-008 | OR - KELEMEN 3 | Pavilion |  |  | 01/08/2015 |  |  |  |  | NO | YES |  |  |  |  | ATRICURE INC. 10355493 071112-008 |  |  | Active |  | 99:99:99:99:99:99 |  | Equipment | PAAR:00-PVAR | 11/02/2019 |  | COOPER UNIVERSITY HOSPITAL |  |  | OR 6 AND 7 PUMP ROOM | WOT00000002202087 | DOMINIC VENDETTA | Disposition | Closed | Salvatore Bombara | 02/14/2019 | 05/17/2019 | Bulk Disposition CNL
|  | CAREFUSION | 3L | SYRINGE, CALIBRATION |  | PULMONARY LAB | Kelemen |  |  | 11/01/2019 |  |  |  |  | NO | YES |  |  |  |  | CAREFUSION 30244767 95291875 |  |  | Active |  | 99:99:99:99:99:99 |  | Test Equipment | 1Y:00-VEN | 11/01/2019 | 11/01/2019 | COOPER UNIVERSITY HOSPITAL |  |  | ROOM 644 KELEMEN |  | KATHY LOFLAND |  |  |  | 11/01/2019 | 11/01/2019 |  |  |  |  | 11/01/2019 | 11/01/2019
|  | CAREFUSION | 3L | SYRINGE, CALIBRATION |  | VOORHEES SURGERY CENTER-PULMONARY | 900 Centennial Blvd | Suite K |  | 01/01/1900 |  |  |  |  | NO | YES |  |  |  |  | CAREFUSION 10348047 95800514 |  |  | Active |  | 99:99:99:99:99:99 |  | Test Equipment | 1Y:00-VEN | 04/16/2019 | 04/01/2020 | COOPER AMBULATORY OFF-SITES |  |  | PFT ROOM 2 |  | SUSAN PINE
|  | CAREFUSION | 3L | SYRINGE, CALIBRATION |  | VOORHEES SURGERY CENTER-PULMONARY | 900 Centennial Blvd | Suite K |  | 01/01/1900 |  |  |  |  | NO | YES |  |  |  |  | CAREFUSION 10348046 95291917 |  |  | Active |  | 99:99:99:99:99:99 |  | Test Equipment | 1Y:00-VEN | 04/16/2019 | 04/01/2020 | COOPER AMBULATORY OFF-SITES |  |  | PFT ROOM 1 |  | SUSAN PINE
|  | BAXTER BIOSCIENCE | DUPLOSPRAY | SYRINGE, PISTON | 133982-013 | OPERATING ROOM - PAVILION | Kelemen |  |  | 11/24/2015 |  |  |  |  | NO | YES |  |  |  |  | BAXTER BIOSCIENCE 10480282 133982-013 |  |  | Active |  | 99:99:99:99:99:99 |  | Equipment | PAAR:00-PVAR | 11/02/2019 |  | COOPER UNIVERSITY HOSPITAL |  |  | OR |  | DOMINIC VENDETTA
|  | BAXTER BIOSCIENCE | DUPLOSPRAY | SYRINGE, PISTON | 133982-034 | OPERATING ROOM - PAVILION | Pavilion |  |  | 11/24/2015 |  |  |  |  | NO | YES |  |  |  |  | BAXTER BIOSCIENCE 10480281 133982-034 |  |  | Active |  | 99:99:99:99:99:99 |  | Equipment | PAAR:00-PVAR | 10/31/2019 |  | COOPER UNIVERSITY HOSPITAL |  |  | P OR STORAGE |  | DOMINIC VENDETTA
|  | BERKELEY | SYNEVAC SYSTEM 10 | SYSTEM, ABORTION, VACUUM |  | VOORHEES SURGERY CENTER-OPERATING ROOM | 900 Centennial Blvd | Suite E |  | 01/01/1900 |  |  |  |  | NO | YES |  |  |  |  | BERKELEY 10347211 5238 |  |  | Active |  | 99:99:99:99:99:99 |  | Equipment | 1Y:00-MFG | 04/18/2019 | 04/01/2020 | COOPER AMBULATORY OFF-SITES |  |  | VOORHEES-OR |  | JENNIFER BOMBARO
|  | BERKELEY | VC-10 | SYSTEM, ABORTION, VACUUM |  | LABOR & DELIVERY | Dorrance |  |  | 01/08/2018 |  | 1/8/28 |  |  | NO | YES |  |  |  |  | BERKELEY 10732442 814 |  |  | Active |  | 99:99:99:99:99:99 |  | Equipment | 1Y:00-MFG | 11/01/2019 | 11/01/2020 | COOPER UNIVERSITY HOSPITAL |  |  |  | 0012677952 | JOANNA HORST | Preventative Maintenance | Closed | Josh Harris | 01/26/2018 | 01/26/2018 | PERFORMANCE ASSURANCE AT INVENTORY | INVENTORIED DEVICE AND ENSURED DEVICE WAS FUNCTIONING PROPERLY. | 5E225ADC-8DA9-42B2-8ABA-32A7AAADF926 | Labor | 01/08/2018 | 01/08/2018 | Gene Amodei
|  | BERKELEY | VC-10 | SYSTEM, ABORTION, VACUUM | V05G1913 |  | Pavilion |  |  | 02/26/2013 |  | 2/26/23 |  |  | NO | YES |  |  |  |  | HUNTLEIGH HEALTHCARE, INC. 10346370 1300015116 |  |  | Disposition | [7 empty] | COOPER UNIVERSITY HOSPITAL |  |  | PAVILION-3RD CLEAN HOLDING RM
|  | HAEMONETICS CORP. | ORTHOPAT | SYSTEM, AUTOTRANSFUSION | 11L059 | OPERATING ROOM - PAVILION | Kelemen |  |  | 02/03/2012 |  | 2/3/18 |  |  | NO | YES |  |  |  |  | HAEMONETICS CORP. 10367419 11L059 |  |  | Active |  | 99:99:99:99:99:99 |  | High Risk | 6M:00-MFG | 08/29/2019 | 02/01/2020 | COOPER UNIVERSITY HOSPITAL |  |  | Kel OR STORE Rm |  | DOMINIC VENDETTA
|  | HAEMONETICS CORP. | ORTHOPAT | SYSTEM, AUTOTRANSFUSION | 11J052 | OR - KELEMEN 3 | Kelemen |  |  | 08/22/2013 |  | 8/22/19 |  |  | NO | YES |  |  |  |  | HAEMONETICS CORP. 10356168 11J052 |  |  | Active |  | 99:99:99:99:99:99 |  | High Risk | 6M:00-MFG | 08/29/2019 | 02/01/2020 | COOPER UNIVERSITY HOSPITAL |  |  | Kel OR Store Rm |  | DOMINIC VENDETTA
|  | HAEMONETICS CORP. | ORTHOPAT | SYSTEM, AUTOTRANSFUSION | 11F258 | OR - KELEMEN 3 | Kelemen |  |  | 10/17/2012 |  | 10/17/18 |  |  | NO | YES |  |  |  |  | HAEMONETICS CORP. 10356165 11F258 |  |  | Active |  | 99:99:99:99:99:99 |  | High Risk | 6M:00-MFG | 08/29/2019 | 02/01/2020 | COOPER UNIVERSITY HOSPITAL |  |  | Kel OR Store Rm |  | DOMINIC VENDETTA
|  | SORIN GROUP USA, INC. | XTRA | SYSTEM, AUTOTRANSFUSION | BO25124M14 | PERFUSION | Kelemen |  |  | 05/22/2014 |  | 5/22/20 |  |  | NO | YES |  |  |  |  | SORIN GROUP USA, INC. 10368313 BO25124M14 |  |  | Active |  | 99:99:99:99:99:99 |  | High Risk | 1Y:00-MFG | 11/01/2019 | 11/01/2020 | COOPER UNIVERSITY HOSPITAL |  |  | OPERATING ROOM |  | Bonnie Aichroch
|  | SORIN GROUP USA, INC. | XTRA | SYSTEM, AUTOTRANSFUSION | B025115 M14 | PERFUSION | Pavilion |  |  | 05/22/2014 |  |  |  |  | NO | YES |  |  |  |  | SORIN GROUP USA, INC. 10368312 B025115 M14 |  |  | Active |  | 99:99:99:99:99:99 |  | High Risk | 1Y:00-MFG | 11/01/2019 | 11/01/2020 | COOPER UNIVERSITY HOSPITAL |  |  | OPERATING ROOM |  | Bonnie Aichroch
|  | SORIN GROUP USA, INC. | XTRA | SYSTEM, AUTOTRANSFUSION | BO24992L14 | PERFUSION | Pavilion |  |  | 05/22/2014 |  |  |  |  | NO | YES |  |  |  |  | SORIN GROUP USA, INC. 10368311 BO24992L14 |  |  | Active |  | 99:99:99:99:99:99 |  | High Risk | 1Y:00-MFG | 11/01/2019 | 11/01/2020 | COOPER UNIVERSITY HOSPITAL |  |  | OPERATING ROOM |  | Bonnie Aichroch
|  | SORIN GROUP USA, INC. | XTRA | SYSTEM, AUTOTRANSFUSION | B025125M14 | PERFUSION | Kelemen |  |  | 05/22/2014 |  |  |  |  | NO | YES |  |  |  |  | SORIN GROUP USA, INC. 10355451 B025125M14 |  |  | Active |  | 99:99:99:99:99:99 |  | High Risk | 1Y:00-MFG | 11/01/2019 | 11/01/2020 | COOPER UNIVERSITY HOSPITAL |  |  | OR 6 |  | Bonnie Aichroch
|  | SORIN GROUP USA, INC. | XTRA | SYSTEM, AUTOTRANSFUSION | BO24986L14 | PERFUSION | Pavilion |  |  | 05/22/2014 |  |  |  |  | NO | YES |  |  |  |  | SORIN GROUP USA, INC. 10346613 BO24986L14 |  |  | Active |  | 99:99:99:99:99:99 |  | High Risk | 1Y:00-MFG | 11/01/2019 | 11/01/2020 | COOPER UNIVERSITY HOSPITAL |  |  | OR HALLWAY |  | Bonnie Aichroch
|  | INVIVO CORPORATION | URONAV FUSION | SYSTEM, BIOPSY |  | VOORHEES SURGERY CENTER-SURGERY DEPT | 6015 Main Street |  |  | 10/13/2016 |  |  |  |  | NO | YES |  |  |  |  | INVIVO CORPORATION 10505127 000173 |  |  | Active |  | CD:10:10:CE:D0:00 |  | Equipment | 1Y:00-MFG | 04/17/2019 | 04/01/2020 | COOPER AMBULATORY OFF-SITES |  |  | SUITE G | 0011148149 | Theresa Megali | Preventative Maintenance | Closed | Bonnie Aichroth | 01/30/2017 | 01/30/2017 | PERFORMANCE ASSURANCE AT INVENTORY | INVENTORIED DEVICE AND ENSURED DEVICE WAS FUNCTIONING PROPERLY. | E7DCA65F-8E9D-4751-BF14-73B5D72EC379 | Labor | 10/13/2016 | 10/13/2016 | Kirk Lis
|  | HOLOGIC, INC. | ATEC PEARL | SYSTEM, BIOPSY, BREAST, STEREOTACTIC |  | VOORHEES SURGERY CENTER-RADIOLOGY | 900 Centennial Blvd | Suite B |  | 06/08/2011 |  |  |  |  | NO | YES |  |  |  |  | HOLOGIC, INC. 10356897 101447 |  |  | Active |  | 99:99:99:99:99:99 |  | Equipment | 1Y:00-MFG | 04/23/2019 | 04/01/2020 | COOPER AMBULATORY OFF-SITES |  |  | STE B STEREO MAMMO |  | PAT STIENES
|  | HOLOGIC, INC. | ATEC SAPPHIRE | SYSTEM, BIOPSY, BREAST, STEREOTACTIC |  | COOPER CANCER CENTER | MD Anderson Cancer Center |  |  | 09/30/2019 |  |  |  |  | NO | YES |  |  |  |  | HOLOGIC, INC. 11222065 000668 |  |  | Active |  |  |  | Equipment | 1Y:00-ESI 18M:00-MFG | 09/30/2019 | 09/30/2019 | COOPER AMBULATORY OFF-SITES |  |  | 1st floor, Mammo/Ultrasound Rooms | WOT00000002344167 | COLLEEN TEGELER | Performance Verification | Closed | Charles Santomero | 09/30/2019 | 09/30/2019 | Performance Verification for HOLOGIC, INC. 11222065 000668 | Initial Install of Performance Verification. Device is ready for patient use. |  |  | 09/30/2019 | 09/30/2019
|  | HOLOGIC, INC. | ATEC SAPPHIRE | SYSTEM, BIOPSY, BREAST, STEREOTACTIC |  | 3 COOPER-RADIOLOGY | 3 Cooper |  |  | 05/17/2017 |  |  |  |  | NO | YES |  |  |  |  | HOLOGIC, INC. 10505057 202601 |  |  | Active |  | 99:99:99:99:99:99 |  | Equipment | 1Y:00-MFG | 05/23/2019 | 05/01/2020 | COOPER AMBULATORY OFF-SITES |  |  |  | 0011866315 | JUDY ADIRZONE | Performance Verification | Closed | Bonnie Aichroth | 06/30/2017 | 06/30/2017 | INCOMING INVENTORY | DEVICE INVENTORIED | 7DF706D5-4C0E-43E3-9EDF-690F1CF53AE1 | Labor | 06/30/2017 | 06/30/2017 | Bonnie Aichroth
|  | HOLOGIC, INC. | ATEC SAPPHIRE | SYSTEM, BIOPSY, BREAST, STEREOTACTIC |  | VOORHEES SURGERY CENTER-RADIOLOGY | 900 Centennial Blvd | Suite B |  | 06/08/2011 |  |  |  |  | NO | YES |  |  |  |  | HOLOGIC, INC. 10356894 200757 |  |  | Active |  | 99:99:99:99:99:99 |  | Equipment | 1Y:00-MFG | 04/23/2019 | 04/01/2020 | COOPER AMBULATORY OFF-SITES |  |  | Ultrasound Room B |  | PAT STIENES
|  | HOLOGIC, INC. | ATEC SAPPHIRE | SYSTEM, BIOPSY, BREAST, STEREOTACTIC |  | VOORHEES SURGERY CENTER-RADIOLOGY | 900 Centennial Blvd | Suite B |  | 06/10/2015 |  |  |  |  | NO | YES |  |  |  |  | SUROS SURGICAL 10356888 200524 |  |  | Active |  | 99:99:99:99:99:99 |  | Equipment | 1Y:00-MFG | 04/23/2019 | 04/01/2020 | COOPER AMBULATORY OFF-SITES |  |  | MRI Hallway |  | PAT STIENES
|  | HOLOGIC, INC. | ATEC SAPPHIRE | SYSTEM, BIOPSY, BREAST, STEREOTACTIC |  | 3 COOPER-RADIOLOGY | 3 Cooper |  |  | 07/01/2011 |  |  |  |  | NO | YES |  |  |  |  | HOLOGIC, INC. 10345972 201539 |  |  | Active |  | 99:99:99:99:99:99 |  | Equipment | 1Y:00-MFG | 03/29/2019 | 03/01/2020 | COOPER AMBULATORY OFF-SITES |  |  | ULTRASOUND ROOM |  | JUDY ADIRZONE
|  | HOLOGIC, INC. | ATEC SAPPHIRE | SYSTEM, BIOPSY, BREAST, STEREOTACTIC |  | VOORHEES SURGERY CENTER-RADIOLOGY | 900 Centennial Blvd | Suite B |  | 01/08/2007 |  |  |  |  | NO | YES |  |  |  |  | SUROS SURGICAL 10344956 200114 |  |  | Active |  | 99:99:99:99:99:99 |  | Equipment | 1Y:00-MFG | 04/23/2019 | 04/01/2020 | COOPER AMBULATORY OFF-SITES |  |  | STE B HALLWAY BY PET/CT |  | PAT STIENES
|  | BARD, INC., C.R. | FINESSE ULTRA | SYSTEM, BREAST BIOPSY | 900D6061 | VOORHEES SURGERY CENTER-SURGERY DEPT | 6015 Main St |  |  | 11/02/2019 |  |  |  |  | NO | YES |  |  |  |  | BARD, INC., C.R. 30144749 900D6061 |  |  | Active |  | 99:99:99:99:99:99 |  | Equipment | PAAR:00-PVAR | 11/02/2019 | 11/02/2019 | COOPER AMBULATORY OFF-SITES |  |  | CORNER OFFICE NXT TO NURSE 2 |  | Theresa Megali |  |  |  | 11/02/2019 | 11/02/2019 |  |  |  |  | 11/02/2019 | 11/02/2019
|  | BARD, INC., C.R. | FINESSE ULTRA | SYSTEM, BREAST BIOPSY |  | VOORHEES SURGERY CENTER-SURGERY DEPT | 6015 Main St |  |  | 11/02/2019 |  |  |  |  | NO | YES |  |  |  |  | BARD, INC., C.R. 30144748 80002465 |  |  | Active |  | 99:99:99:99:99:99 |  | Equipment | PAAR:00-PVAR | 11/02/2019 | 11/02/2019 | COOPER AMBULATORY OFF-SITES |  |  | CORNER OFFICE NXT TO NURSE 2 |  | Theresa Megali |  |  |  | 11/02/2019 | 11/02/2019 |  |  |  |  | 11/02/2019 | 11/02/2019
|  | BARD, INC., C.R. | FINESSE ULTRA | SYSTEM, BREAST BIOPSY | 900D6072 | VOORHEES SURGERY CENTER-SURGERY DEPT | 6015 Main St |  |  | 11/02/2019 |  |  |  |  | NO | YES |  |  |  |  | BARD, INC., C.R. 30144747 900D6072 |  |  | Active |  | 99:99:99:99:99:99 |  | Equipment | PAAR:00-PVAR | 11/02/2019 | 11/02/2019 | COOPER AMBULATORY OFF-SITES |  |  | CORNER OFFICE NXT TO NURSE 2 |  | Theresa Megali |  |  |  | 11/02/2019 | 11/02/2019 |  |  |  |  | 11/02/2019 | 11/02/2019
|  | STRYKER CORP. | NAVIGATION II 7700-500-000 | SYSTEM, CAMERA |  | OR - KELEMEN 3 | Kelemen |  |  | 09/07/2005 |  |  |  |  | NO | YES |  |  |  |  | STRYKER CORP. 10369518 10068 |  |  | Disposition |  |  |  | Equipment | 1Y:00-MFG | 02/12/2016 | 02/01/2020 | COOPER UNIVERSITY HOSPITAL |  |  | Room 1 |  | DOMINIC VENDETTA
|  | GE HEALTHCARE | CASE | SYSTEM, CARDIAC STRESS | SN215401799SA | BRACHFIELD MEDICAL ASSOCIATES-MEDICINE | 218 Sunset Rd |  |  | 12/03/2015 |  | 12/3/20 |  |  | NO | YES |  |  |  |  | GE MEDICAL SYSTEMS 10480215 SN215401799SA |  |  | Active |  | 00:E0:F4:2F:35:D2 |  | Alarm | 1Y:00-MFG | 06/07/2019 | 06/01/2020 | COOPER AMBULATORY OFF-SITES |  |  | ECHO LAB |  | CATHY CRAWFORD
|  | GE HEALTHCARE | CASE | SYSTEM, CARDIAC STRESS | C3061826S | BRACE ROAD-CARDIOLOGY | 1210 Brace Rd | Heart Institute |  | 05/08/2003 |  | 5/8/08 |  |  | NO | YES |  |  |  |  | GE MEDICAL SYSTEMS 10366004 C3061826S |  |  | Active |  | 151:186:180:75 |  | Alarm | 1Y:00-MFG | 05/06/2019 | 05/01/2020 | COOPER AMBULATORY OFF-SITES |  |  | Testing 3 |  | Beth Mook
|  | GE HEALTHCARE | CASE | SYSTEM, CARDIAC STRESS | SN815404096SA | HEART INSTITUTE | 400 Medical Center Dr |  |  | 12/20/2018 |  | 12/20/23 |  |  | NO | YES |  |  |  |  | GE MEDICAL SYSTEMS 30142990 SN815404096SA |  |  | Active |  | 00:E0:F4:2F:35:4B |  | Alarm | 1Y:00-MFG | 12/20/2018 | 12/20/2018 | COOPER AMBULATORY OFF-SITES |  |  | ECHO ROOM | 0011080799 | KATHRYN COMO | Performance Verification | Closed | Bonnie Aichroth | 12/20/2018 | 12/20/2018 | INCOMING INVENTORY | DEVICE INVENTORIED | 2939FEE9-47D0-422A-AAF3-016899D6B260 | Labor | 12/20/2018 | 12/20/2018 | Bonnie Aichroth
|  | GE HEALTHCARE | CASE 6.73 | SYSTEM, CARDIAC STRESS | STE19410011SA | 3 COOPER-CARDIAC DIAGNOSTIC CENTER | 3 Cooper |  |  | 11/11/2019 |  |  |  |  | NO | YES |  |  |  |  | GE MEDICAL SYSTEMS 11222207 STE19410011SA |  |  | Active |  |  |  | Alarm | 1Y:00-MFG | 11/11/2019 | 11/11/2019 | COOPER AMBULATORY OFF-SITES |  |  | Suite 318 - Stress Test Room | WOT00000004298262 | CARLA TRUELL | Performance Verification | Completed | Stephen Zubrzycki | 11/11/2019 | 11/11/2019 | Performance Verification for GE MEDICAL SYSTEMS 11222207 STE19410011SA | Initial Install of Performance Verification. Device is ready for patient use. |  |  | 11/11/2019 | 11/11/2019
|  | GE HEALTHCARE | CASE 8000 | SYSTEM, CARDIAC STRESS | SNP16260744SA | BRACHFIELD MEDICAL ASSOCIATES-MEDICINE | 218 Sunset Rd |  |  | 07/11/2016 |  |  |  |  | NO | YES |  |  |  |  | GE MEDICAL SYSTEMS 10505087 SNP16260744SA |  |  | Active |  | 00:0B:AB:AF:B4:58 |  | Alarm | 1Y:00-MFG | 06/07/2019 | 06/01/2020 | COOPER AMBULATORY OFF-SITES |  |  | 218 SUNSET BLVD |  | CATHY CRAWFORD
|  | GE HEALTHCARE | CASE SERIES | SYSTEM, CARDIAC STRESS | SN215351644SA | HEART STATION | Kelemen |  |  | 01/29/2016 |  | 1/29/21 |  |  | NO | YES |  |  |  |  | GE MEDICAL SYSTEMS 10369498 SN215351644SA |  |  | Active |  | 00:E0:F4:2F:33:95 |  | Alarm | 1Y:00-MFG | 07/18/2019 | 07/01/2020 | COOPER UNIVERSITY HOSPITAL |  |  |  |  | MARCEL JOHNSON
|  | GE HEALTHCARE | CASE SERIES | SYSTEM, CARDIAC STRESS | SN215351645SA | HEART STATION | Kelemen | BASEMENT |  | 01/29/2016 |  | 1/29/21 |  |  | NO | YES |  |  |  |  | GE MEDICAL SYSTEMS 10369496 SN215351645SA |  |  | Active |  | 00:E0:F4:2F:38:3C |  | Alarm | 1Y:00-MFG | 07/18/2019 | 07/01/2020 | COOPER UNIVERSITY HOSPITAL |  |  | B79 |  | MARCEL JOHNSON
|  | GE HEALTHCARE | CASE SERIES | SYSTEM, CARDIAC STRESS | SKY14160170SA | VOORHEES CARDIOLOGY | 901 Centennial Blvd | Building 2 |  | 03/27/2014 |  | 3/27/19 |  |  | NO | YES |  |  |  |  | GE MEDICAL SYSTEMS 10345274 SKY14160170SA |  |  | Active |  | 00:E0:F4:29:33:B7 |  | Alarm | 1Y:00-MFG | 02/14/2019 | 02/01/2020 | COOPER AMBULATORY OFF-SITES |  |  | STRESS ECHO LAB |  | KATHY COMO
|  | GE HEALTHCARE | CASE V6.7 | SYSTEM, CARDIAC STRESS | SPZ18460002SA | VOORHEES CARDIOLOGY | 901 Centennial Blvd | Building 2 |  | 02/13/2019 |  |  |  |  | NO | YES |  |  |  |  | GE MEDICAL SYSTEMS 11239301 SPZ18460002SA |  |  | Active |  | C4:00:AD:18:E2:DB |  | Alarm | 1Y:00-MFG | 02/13/2019 | 02/13/2019 | COOPER AMBULATORY OFF-SITES |  |  | Performance Verification | WOT00000001811173 | KATHY COMO | Performance Verification | Closed | Kirk Lis | 02/13/2019 | 02/13/2019 | Performance Verification for GE MEDICAL SYSTEMS 11239301 SPZ18460002SA | Initial Install of Performance Verification. Device is ready for patient use. |  |  | 02/13/2019 | 02/13/2019
|  | GE HEALTHCARE | CASE V6.7 | SYSTEM, CARDIAC STRESS | SPZ19150013SA | COOPER BONE & JOINT- GLASSBORO | 221 Victoria Street |  |  | 08/21/2019 |  |  |  |  | NO | YES |  |  |  |  | GE MEDICAL SYSTEMS 11221874 SPZ19150013SA |  |  | Active |  |  |  | Alarm | 1Y:00-MFG | 08/21/2019 | 08/21/2019 | COOPER AMBULATORY OFF-SITES |  |  | GLASSBORO | WOT00000002673942 | COURTNEY BUDD | Performance Verification | Closed | Josh Harris | 08/21/2019 | 08/21/2019 | Performance Verification for GE MEDICAL SYSTEMS 11221874 SPZ19150013SA | Initial Install of Performance Verification. Device is ready for patient use. |  |  | 08/21/2019 | 08/21/2019
|  | GE HEALTHCARE | CASE V6.7 | SYSTEM, CARDIAC STRESS | SPZ1744000SA | BRACE ROAD-CARDIOLOGY | 1210 Brace Rd | Heart Institute |  | 11/10/2017 |  | 11/10/22 |  |  | NO | YES |  |  |  |  | GE MEDICAL SYSTEMS 10732190 SPZ1744000SA |  |  | Active |  | 00:0B:AB:DE:C5:41 |  | Alarm | 1Y:00-MFG | 05/07/2019 | 05/01/2020 | COOPER AMBULATORY OFF-SITES |  |  | STRESS LAB | 0012508755 | Beth Mook | Preventative Maintenance | Closed | Josh Harris | 12/15/2017 | 12/15/2017 | PERFORMANCE ASSURANCE AT INVENTORY | INVENTORIED DEVICE AND ENSURED DEVICE WAS FUNCTIONING PROPERLY. | DC0DC98D-A0A5-428B-B28B-B2C9B9235498 | Labor | 11/10/2017 | 11/10/2017 | Kirk Lis
|  | GE HEALTHCARE | CASE V6.7 | SYSTEM, CARDIAC STRESS | SNP16460006SA | WOODSTOWN - CARDIOLOGY | 66 East Ave |  |  | 12/06/2016 |  | 12/6/21 |  |  | NO | YES |  |  |  |  | GE MEDICAL SYSTEMS 10505015 SNP16460006SA |  |  | Active |  | 00:0B:AB:B9:79:66 |  | Alarm | 1Y:00-MFG | 07/26/2019 | 07/01/2020 | COOPER AMBULATORY OFF-SITES |  |  |  | 0011478040 | SUSAN WHITZELL | Performance Verification | Closed | Bonnie Aichroth | 04/12/2017 | 04/12/2017 | INCOMING INVENTORY | DEVICE INVENTORIED | 1F228997-E624-4CDD-B13B-99DF8A9F659A | Labor | 04/12/2017 | 04/12/2017 | Bonnie Aichroth
|  | PHYSIO-CONTROL CORPORATION | LUCAS 2 | SYSTEM, CHEST COMPRESSION | 3015 F235 |  | 1000 S 10th | Ambulance Garage |  | 10/01/2019 |  |  |  |  | NO | YES |  |  |  |  | PHYSIO-CONTROL CORPORATION 11187554 3015 F235 |  |  | Active |  |  |  | Alarm | 1Y:00-MFG | 10/01/2019 | 10/01/2019 | COOPER UNIVERSITY HOSPITAL |  |  | EMS | WOT00000002003961 | STEVEN HARE | Repair | Closed | Richard Jolly | 10/01/2019 | 10/01/2019 | Lucas Device CPR Compression - Arm is broken, not staying in place, please call with an ETA | this device was sent out to vendor and return repair this device had a broken arm and had to go back to vendor for repair | EXP2335697 | Vendor Labor | 10/01/2019 | 10/01/2019
|  | PHYSIO-CONTROL CORPORATION | LUCAS 2 | SYSTEM, CHEST COMPRESSION |  | EMERGENCY ROOM | Kelemen |  |  | 12/24/2013 |  |  |  |  | NO | YES |  |  |  |  | PHYSIO-CONTROL CORPORATION 10349386 30137761 |  |  | Active |  | 99:99:99:99:99:99 |  | Alarm | 1Y:00-MFG | 02/14/2019 | 02/01/2020 | COOPER UNIVERSITY HOSPITAL |  |  | EMERGENCY DEPARTMENT |  | KAREN GRUBER
|  | REDFIELD CORPORATION | IRC2100 | SYSTEM, COAGULATION, INFRARED |  | VOORHEES SURGERY CENTER-SURGERY DEPT | 6015 Main St |  |  | 01/29/2013 |  |  |  |  | NO | YES |  |  |  |  | REDFIELD CORPORATION 10348057 0102008 |  |  | Active |  | 99:99:99:99:99:99 |  | High Risk | 6M:00-MFG | 10/18/2019 | 04/01/2020 | COOPER AMBULATORY OFF-SITES |  |  | 6015 Main St. - Clean Rm 127 |  | Theresa Megali
|  | ATRICURE INC. | CRYOICE BOX | SYSTEM, CRYOSURGICAL | 37006-05 | OPERATING ROOM - PAVILION | Pavilion |  |  | 08/03/2015 |  | 8/3/25 |  |  | NO | YES |  |  |  |  | ATRICURE INC. 10349327 37006-05 |  |  | Active |  | 99:99:99:99:99:99 |  | Equipment | 1Y:00-MFG | 02/14/2019 | 02/01/2020 | COOPER UNIVERSITY HOSPITAL |  |  | Pav OR Store Rm |  | DOMINIC VENDETTA
|  | COOPERSURGICAL, INC. | FRIGITRONICS CYRO-PLUS 2402 | SYSTEM, CRYOSURGICAL |  | 3 COOPER-WOMENS CARE CENTER | 3 Cooper |  |  | 07/15/2016 |  |  |  |  | NO | YES |  |  |  |  | COOPERSURGICAL, INC. 10480106 101505 |  |  | Active |  | 99:99:99:99:99:99 |  | Equipment | 1Y:00-MFG | 11/01/2019 | 11/01/2020 | COOPER AMBULATORY OFF-SITES |  |  | Suite 300 - Exam 1A |  | BONNIE MANNINO
|  | ERBE USA INC | ERBOKRYO CA | SYSTEM, CRYOSURGICAL | C-1081 | SPECIAL TEST | Kelemen |  |  | 01/25/2019 |  | 1/25/26 |  |  | NO | YES |  |  |  |  | ERBE USA INC 30144923 C-1081 |  |  | Active |  | 99:99:99:99:99:99 |  | Equipment | 1Y:00-MFG | 01/25/2019 | 01/25/2019 | COOPER UNIVERSITY HOSPITAL |  |  | 6 SOUTH |  | AMY HANNAN |  |  |  | 01/25/2019 | 01/25/2019 |  |  |  |  | 01/25/2019 | 01/25/2019
|  | LEISEGANG MEDICAL, INC. | LM-900 | SYSTEM, CRYOSURGICAL |  | BURLINGTON OB/GYN | 1900 Mount Holly Rd |  |  | 08/09/2019 |  |  |  |  | NO | YES |  |  |  |  | LEISEGANG MEDICAL, INC. 30149674 010709 |  |  | Active |  | 99:99:99:99:99:99 |  | Equipment | 1Y:00-MFG | 08/09/2019 | 08/09/2019 | COOPER AMBULATORY OFF-SITES |  |  |  |  | Carey Myers |  |  |  | 08/09/2019 | 08/09/2019 |  |  |  |  | 08/09/2019 | 08/09/2019
|  | MEDTRONIC INC. | CRYOCATH 10000 | SYSTEM, CRYOSURGICAL | N6809 | CARDIAC CATH LAB | Kelemen |  |  | 04/08/2013 |  |  |  |  | NO | YES |  |  |  |  | MEDTRONIC INC. 10369210 N6809 |  |  | Active |  | 99:99:99:99:99:99 |  | Equipment | 1Y:00-MFG | 05/30/2019 | 05/01/2020 | COOPER UNIVERSITY HOSPITAL |  |  | CCL - K432 Storage |  | LINDA BEAN
|  | MEDTRONIC XOMED, INC. | XOMED HYDRODEBRIDER 19-13001 | SYSTEM, DEBRIDER | HC-4447 | VOORHEES SURGERY CENTER-OPERATING ROOM | 900 Centennial Blvd | Suite E |  | 06/01/2014 |  |  |  |  | NO | YES |  |  |  |  | MEDTRONIC XOMED, INC. 10347194 HC-4447 |  |  | Disposition |  |  |  | Equipment | 1Y:00-MFG | 04/14/2017 | 04/01/2020 | COOPER AMBULATORY OFF-SITES |  |  | SUITE E |  | JENNIFER BOMBARO
|  | A-DEC | 2561 DUO | SYSTEM, DENTAL DELIVERY | 13B61657 | 6017 MAIN ST-PLASTICS | 6200 Main st |  |  | 04/19/2013 |  |  |  |  | NO | YES |  |  |  |  | A-DEC 10345777 13B61657 |  |  | Active |  | 99:99:99:99:99:99 |  | Equipment | PAAR:00-PVAR | 11/01/2019 |  | COOPER AMBULATORY OFF-SITES |  |  | ORAL SIDE EXAM 1 | WOT00000001192501 | ANNE MAIER | Repair | Closed | Salvatore Bombara | 07/25/2018 | 11/06/2018 | has no power | Arrived on-site. confirmed error. Worked with tech support. determined unit has no air psi. check compressor. determined unit has power. reset breaking. unit is now working. Lisa Carassai confirmed functional check. Returned unit to service. | EXP0992247 | Labor | 07/25/2018 | 07/25/2018 | Salvatore Bombara
|  | BIO-RAD LABORATORIES | 3000XI | SYSTEM, ELECTROPHORESIS |  |  | Kelemen | [7 empty] | NO | YES | Serial Number 13421
|  | GE HEALTHCARE | CLAB II PLUS 128 CHANNEL | SYSTEM, ELECTROPHYSIOLOGY RECORDING | RXJ17380289TA | SAME DAY OR-2ND FL PAVILION | Kelemen |  |  | 05/30/2019 |  | 5/30/26 |  |  | NO | YES |  |  |  |  | GE MEDICAL SYSTEMS 11221515 RXJ17380289TA |  |  | Active |  | 99:99:99:99:99:99 |  | Equipment | 1Y:00-MFG | 05/30/2019 | 05/30/2019 | COOPER UNIVERSITY HOSPITAL |  |  | SD8 - Top Shelf | WOT00000000624541 | JOE DRUCTOR | Performance Verification | Closed | Salvatore Bombara | 05/30/2019 | 05/30/2019 | Performance Verification for GE MEDICAL SYSTEMS 11239107 2088700-004 | Initial Install of Performance Verification. Device is ready for patient use. |  |  | 05/30/2019 | 05/30/2019
|  | GE HEALTHCARE | CLAB II PLUS 128 CHANNEL | SYSTEM, ELECTROPHYSIOLOGY RECORDING | RXJ18094007TA | SAME DAY OR-2ND FL PAVILION | Kelemen |  |  | 05/30/2019 |  | 5/30/26 |  |  | NO | YES |  |  |  |  | GE MEDICAL SYSTEMS 11187542 RXJ18094007TA |  |  | Active |  | 99:99:99:99:99:99 |  | Equipment | 1Y:00-MFG | 05/30/2019 | 05/30/2019 | COOPER UNIVERSITY HOSPITAL |  |  | P2 - SD8 | WOT00000001750138 | JOE DRUCTOR | Performance Verification | Closed | Stephen Zubrzycki | 05/30/2019 | 05/30/2019 | Performance Verification for GE MEDICAL SYSTEMS 11187542 RXJ18094007TA | Initial Install of Performance Verification. Device is ready for patient use. |  |  | 05/30/2019 | 05/30/2019
|  | GE HEALTHCARE | CLAB II PLUS 128 CHANNEL | SYSTEM, ELECTROPHYSIOLOGY RECORDING | RXJ17390301TA | CARDIAC CATH LAB | Kelemen |  |  | 03/01/2018 |  | 3/1/25 |  |  | NO | YES |  |  |  |  | GE MEDICAL SYSTEMS 10725232 RXJ17390301TA |  |  | Active |  | 99:99:99:99:99:99 |  | Equipment | 1Y:00-MFG | 05/30/2019 | 05/01/2020 | COOPER UNIVERSITY HOSPITAL |  |  | CCL - Lab 4 | WOT00000000558692 | LINDA BEAN | Repair | Closed | Stephen Zubrzycki | 02/23/2018 | 05/25/2018 | Computer - something isnt configured right | Consultation. Their 3 Input Modules for the Cardiolab machine doesn't work in slots 1-8 for A, B and C. This unit is under warranty. Called GE and got Ticket #: 1-229492527986. Talked to GE tech support. Needs the User to call Apps to verify the configuration. Left note for Colleen...she was currently scrubbed in GE Apps technician came out to repair unit under warranty | EXP0212693 | Labor | 03/09/2018 | 03/09/2018 | Stephen Zubrzycki
|  | GE HEALTHCARE | CLAB II PLUS 64 CHANNEL | SYSTEM, ELECTROPHYSIOLOGY RECORDING | D5X52215F | CARDIAC CATH LAB | Kelemen |  |  | 09/05/2006 |  | 9/5/13 |  |  | NO | YES |  |  |  |  | GE MEDICAL SYSTEMS 10368388 D5X52215F |  |  | Active |  | 99:99:99:99:99:99 |  | Equipment | 1Y:00-MFG | 05/30/2019 | 05/01/2020 | COOPER UNIVERSITY HOSPITAL |  |  | CCL - EP2 |  | LINDA BEAN
|  | AARON MEDICAL INDUSTRIES, INC. | AARON 1250-U | SYSTEM, ELECTROSURGICAL | AA4615072 | 6200 MAIN ST-SURGERY | 6200 Main St |  |  | 12/23/2015 |  | 12/23/20 |  |  | NO | YES |  |  |  |  | AARON MEDICAL INDUSTRIES, INC. 10480226 AA4615072 |  |  | Active |  | 99:99:99:99:99:99 |  | High Risk | 6M:00-MFG | 10/18/2019 | 04/01/2020 | COOPER AMBULATORY OFF-SITES |  |  | 6200 Main St. - ENT - Proc C |  | BOBBIE MICKLE
|  | AARON MEDICAL INDUSTRIES, INC. | AARON 1250-U | SYSTEM, ELECTROSURGICAL | AA181013 | VOORHEES SURGERY CENTER-SURGERY DEPT | 6015 Main St |  |  | 05/23/2011 |  | 5/23/16 |  |  | NO | YES |  |  |  |  | AARON MEDICAL INDUSTRIES, INC. 10344824 AA181013 |  |  | Active |  | 99:99:99:99:99:99 |  | High Risk | 6M:00-MFG | 10/18/2019 | 04/01/2020 | COOPER AMBULATORY OFF-SITES |  |  | 6015 Main St. - Proc B Bathroom |  | Theresa Megali
|  | ARTHROCARE CORPORATION | COBLATOR II | SYSTEM, ELECTROSURGICAL | CA0Q000C41 | OR - KELEMEN 3 | Pavilion |  |  | 08/27/2019 |  | 8/27/26 |  |  | NO | YES |  |  |  |  | ARTHROCARE CORPORATION 11239377 CA0Q000C41 |  |  | Active |  | 99:99:99:99:99:99 |  | High Risk | 6M:00-MFG | 08/27/2019 | 08/27/2019 | COOPER UNIVERSITY HOSPITAL |  |  | SD OR Store Rm | WOT00000001326573 | DOMINIC VENDETTA | Performance Verification | Closed | Salvatore Bombara | 08/27/2019 | 08/27/2019 | CEID Record Completion for ARTHROCARE CORPORATION 11239377 CA0Q000C41 | PV Completed | EXP2049090 | Labor | 08/27/2019 | 08/27/2019 | Salvatore Bombara
|  | ARTHROCARE CORPORATION | COBLATOR II | SYSTEM, ELECTROSURGICAL | CA0Q000827 | VOORHEES SURGERY CENTER-OPERATING ROOM | 900 Centennial Blvd | Suite E |  | 02/12/2018 |  | 2/12/25 |  |  | NO | YES |  |  |  |  | ARTHROCARE CORPORATION 10725168 CA0Q000827 |  |  | Active |  | 99:99:99:99:99:99 |  | High Risk | 6M:00-MFG | 10/30/2019 | 04/01/2020 | COOPER AMBULATORY OFF-SITES |  |  | SUITE E | WOT00000000554542 | JENNIFER BOMBARO | Performance Verification | Closed | Kirk Lis | 02/20/2018 | 05/30/2019 | Performance Verification for ARTHROCARE CORPORATION 10725168 CA0Q000827 | Initial Install of Performance Verification. Device is ready for patient use.
|  | ARTHROCARE CORPORATION | COBLATOR II | SYSTEM, ELECTROSURGICAL | C4652 | OR - KELEMEN 3 | Kelemen |  |  | 03/03/2016 |  | 3/3/23 |  |  | NO | YES |  |  |  |  | ARTHROCARE CORPORATION 10480354 C4652 |  |  | Active |  | 99:99:99:99:99:99 |  | High Risk | 6M:00-MFG | 08/27/2019 | 02/01/2020 | COOPER UNIVERSITY HOSPITAL |  |  | SERVICE CONTRACT. Kel OR Store Rm |  | DOMINIC VENDETTA
|  | ARTHROCARE CORPORATION | COBLATOR II | SYSTEM, ELECTROSURGICAL | C6333 | VOORHEES SURGERY CENTER-OPERATING ROOM | 900 Centennial Blvd | Suite E |  | 02/20/2008 |  | 2/20/15 |  |  | NO | YES |  |  |  |  | ARTHROCARE CORPORATION 10347189 C6333 |  |  | Active |  | 99:99:99:99:99:99 |  | High Risk | 6M:00-MFG | 10/30/2019 | 04/01/2020 | COOPER AMBULATORY OFF-SITES |  |  | SUITE E store rm |  | JENNIFER BOMBARO
|  | ARTHROCARE CORPORATION | QUANTUM RF12000 | SYSTEM, ELECTROSURGICAL | B07955 | OR - KELEMEN 3 | Kelemen |  |  | 01/02/2013 |  | 1/2/20 |  |  | NO | YES |  |  |  |  | ARTHROCARE CORPORATION 10368432 B07955 |  |  | Active |  | 99:99:99:99:99:99 |  | High Risk | 6M:00-MFG | 08/29/2019 | 02/01/2020 | COOPER UNIVERSITY HOSPITAL |  |  | K4 |  | DOMINIC VENDETTA
|  | ARTHROCARE CORPORATION | QUANTUM RF12000 | SYSTEM, ELECTROSURGICAL | QR0Q0009T8 |  | Kelemen | [7 empty] | NO | YES | Asset Tag 10732059
|  | ATRICURE INC. | ASU2-115 | SYSTEM, ELECTROSURGICAL | 062512-023 | OR - KELEMEN 3 | Pavilion |  |  | 01/15/2015 |  | 1/15/22 |  |  | NO | YES |  |  |  |  | ATRICURE INC. 10355494 062512-023 |  |  | Active |  | 99:99:99:99:99:99 |  | High Risk | 6M:00-MFG | 08/27/2019 | 02/01/2020 | COOPER UNIVERSITY HOSPITAL |  |  | Pav OR Store Rm |  | DOMINIC VENDETTA
|  | CONMED CORP. | BICAP III | SYSTEM, ELECTROSURGICAL |  |  | 501 Fellowship Rd | [7 empty] | NO | YES
|  | CONMED CORP. | SABRE 180 | SYSTEM, ELECTROSURGICAL | 96CDG008 | MARLTON-DERMATOLOGY | 10000 Sagemore Dr - Marlton |  |  | 05/10/2019 |  | 5/10/24 |  |  | NO | YES |  |  |  |  | CONMED CORP. 30142537 96CDG008 |  |  | Active |  | 99:99:99:99:99:99 |  | High Risk | 6M:00-MFG | 05/10/2019 | 05/10/2019 | COOPER AMBULATORY OFF-SITES |  |  | ELECTRICAL CLOSET |  | MICHELE CANALE |  |  |  | 05/10/2019 | 05/10/2019 |  |  |  |  | 05/10/2019 | 05/10/2019
|  | CONMED CORP. | SYSTEM 7550 | SYSTEM, ELECTROSURGICAL | 09AGV006 | OR - KELEMEN 3 | Pavilion |  |  | 04/10/2009 |  | 4/10/16 |  |  | NO | YES |  |  |  |  | CONMED CORP. 10346338 09AGV006 |  |  | Active |  | 99:99:99:99:99:99 |  | High Risk | 6M:00-MFG | 08/29/2019 | 02/01/2020 | COOPER UNIVERSITY HOSPITAL |  |  | Pav OR Store Rm |  | DOMINIC VENDETTA
|  | CONMED CORP. | SYSTEM 7550 60-7500-120 | SYSTEM, ELECTROSURGICAL | 09AGV005 | OPERATING ROOM - PAVILION | Pavilion |  |  | 04/10/2009 |  | 4/10/16 |  |  | NO | YES |  |  |  |  | CONMED CORP. 10368357 09AGV005 |  |  | Active |  | 99:99:99:99:99:99 |  | High Risk | 6M:00-MFG | 08/22/2019 | 02/01/2020 | COOPER UNIVERSITY HOSPITAL |  |  | OR K Storage |  | DOMINIC VENDETTA
|  | ERBE USA INC | APC 2 | SYSTEM, ELECTROSURGICAL |  | BRACHFIELD MEDICAL ASSOCIATES-MEDICINE | 218 Sunset Rd |  |  | 01/08/2015 |  | 1/8/22 |  |  | NO | YES |  |  |  |  | ERBE USA INC 10367157 11390970 |  |  | Active |  | 99:99:99:99:99:99 |  | High Risk | 6M:00-MFG | 06/07/2019 | 12/01/2019 | COOPER AMBULATORY OFF-SITES |  |  | ENDOSCOPY PROCEDURE RM |  | CATHY CRAWFORD
|  | ERBE USA INC | ICC 200E | SYSTEM, ELECTROSURGICAL | D1254 |  | 900 Centennial Blvd | Suite E | [6 empty] | NO | YES
|  | ERBE USA INC | ICC 200E | SYSTEM, ELECTROSURGICAL | D-2200 | SPECIAL TEST | Kelemen |  |  | 01/01/1900 |  |  |  |  | NO | YES |  |  |  |  | ERBE USA INC 10356123 D-2200 |  |  | Active |  | 99:99:99:99:99:99 |  | High Risk | 6M:00-MFG | 07/15/2019 | 01/01/2020 | COOPER UNIVERSITY HOSPITAL |  |  | FLUROSCOPY |  | AMY HANNAN
|  | ERBE USA INC | ICC 200E | SYSTEM, ELECTROSURGICAL |  | PULMONARY LAB | Kelemen |  |  | 11/01/2019 |  | 11/1/26 |  |  | NO | YES |  |  |  |  | ERBE USA INC 30144924 11260727 |  |  | Active |  | 99:99:99:99:99:99 |  | High Risk | 6M:00-MFG | 11/01/2019 | 11/01/2019 | COOPER UNIVERSITY HOSPITAL |  |  | SPECIAL TEST |  | KATHY LOFLAND |  |  |  | 11/01/2019 | 11/01/2019 |  |  |  |  | 11/01/2019 | 11/01/2019
|  | ERBE USA INC | VIO 200S | SYSTEM, ELECTROSURGICAL |  | COOPER DIGESTIVE HEALTH-ENDOSCOPY | 501 Fellowship Rd |  |  | 05/02/2018 |  | 5/2/25 |  |  | NO | YES |  |  |  |  | ERBE USA INC 10725198 11445597 |  |  | Active |  | 99:99:99:99:99:99 |  | High Risk | 6M:00-MFG | 08/12/2019 | 02/01/2020 | COOPER AMBULATORY OFF-SITES |  |  | Procedure Area | WOT00000000896351 | JEANNE GREER | Performance Verification | Closed | Kirk Lis | 05/02/2018 | 07/22/2019 | Performance Verification for ERBE USA INC 10725198 11445597 | Initial Install of Performance Verification. Device is ready for patient use.
|  | ERBE USA INC | VIO 200S | SYSTEM, ELECTROSURGICAL |  | COOPER DIGESTIVE HEALTH-ENDOSCOPY | 501 Fellowship Rd |  |  | 05/02/2018 |  | 5/2/25 |  |  | NO | YES |  |  |  |  | ERBE USA INC 10725199 11445183 |  |  | Active |  | 99:99:99:99:99:99 |  | High Risk | 6M:00-MFG | 08/09/2019 | 02/01/2020 | COOPER AMBULATORY OFF-SITES |  |  | Procedure Area | WOT00000000896382 | JEANNE GREER | Performance Verification | Closed | Kirk Lis | 05/02/2018 | 07/22/2019 | Performance Verification for ERBE USA INC 10725199 11445183 | Initial Install of Performance Verification. Device is ready for patient use.
|  | ERBE USA INC | VIO 200S | SYSTEM, ELECTROSURGICAL |  | COOPER DIGESTIVE HEALTH-ENDOSCOPY | 501 Fellowship Rd |  |  | 05/02/2018 |  | 5/2/25 |  |  | NO | YES |  |  |  |  | ERBE USA INC 10725197 11445197 |  |  | Active |  | 99:99:99:99:99:99 |  | High Risk | 6M:00-MFG | 08/12/2019 | 02/01/2020 | COOPER AMBULATORY OFF-SITES |  |  | PROCEDURE RM | WOT00000000896325 | JEANNE GREER | Performance Verification | Closed | Kirk Lis | 05/02/2018 | 07/22/2019 | Performance Verification for ERBE USA INC 10725197 11445197 | Initial Install of Performance Verification. Device is ready for patient use.
|  | ERBE USA INC | VIO 200S | SYSTEM, ELECTROSURGICAL |  | SPECIAL TEST | Kelemen |  |  | 07/15/2019 |  | 7/15/26 |  |  | NO | YES |  |  |  |  | ERBE USA INC 30438048 11445589 |  |  | Active |  |  |  | High Risk | 6M:00-MFG | 07/15/2019 | 07/15/2019 | COOPER UNIVERSITY HOSPITAL |  |  | Special Test, Fluoro Rm | WOT00000001969914 | AMY HANNAN | Performance Verification | Closed | Gene Amodei | 07/15/2019 | 07/15/2019 | Performance Verification for ERBE USA INC 30438048 11445589 | Initial Install of Performance Verification. Device is ready for patient use. |  |  | 07/15/2019 | 07/15/2019
|  | ERBE USA INC | VIO 200S | SYSTEM, ELECTROSURGICAL |  | SPECIAL TEST | Kelemen |  |  | 07/15/2019 |  | 7/15/26 |  |  | NO | YES |  |  |  |  | ERBE USA INC 30438049 11445199 |  |  | Active | 30438049a |  |  | High Risk | 6M:00-MFG | 07/15/2019 | 07/15/2019 | COOPER UNIVERSITY HOSPITAL |  |  | 6th FLOOR KELEMEN | WOT00000001969963 | AMY HANNAN | Performance Verification | Closed | Gene Amodei | 07/15/2019 | 07/15/2019 | Performance Verification for ERBE USA INC 30438049a 11445199 | Initial Install of Performance Verification. Device is ready for patient use. |  |  | 07/15/2019 | 07/15/2019
|  | ERBE USA INC | VIO 300D | SYSTEM, ELECTROSURGICAL |  | COOPER DIGESTIVE HEALTH-ENDOSCOPY | 501 fellowship road |  |  | 05/02/2018 |  | 5/2/25 |  |  | NO | YES |  |  |  |  | ERBE USA INC 10725196 11444832 |  |  | Active |  | 99:99:99:99:99:99 |  | High Risk | 6M:00-MFG | 08/12/2019 | 02/01/2020 | COOPER AMBULATORY OFF-SITES |  |  | PROCEDURE AREA | WOT00000000896282 | JEANNE GREER | Performance Verification | Closed | Kirk Lis | 05/02/2018 | 06/29/2019 | Performance Verification for ERBE USA INC 10725196 1144832 | Initial Install of Performance Verification. Device is ready for patient use.
|  | ERBE USA INC | VIO 300D | SYSTEM, ELECTROSURGICAL |  | BRACHFIELD MEDICAL ASSOCIATES-MEDICINE | 218 Sunset Rd |  |  | 06/04/2015 |  | 6/4/22 |  |  | NO | YES |  |  |  |  | ERBE USA INC 10367154 11391492 |  |  | Active |  | 99:99:99:99:99:99 |  | High Risk | 6M:00-MFG | 06/07/2019 | 12/01/2019 | COOPER AMBULATORY OFF-SITES |  |  | ENDOSCOPY PROCEDURE RM |  | CATHY CRAWFORD
|  | ERBE USA INC | VIO 300D | SYSTEM, ELECTROSURGICAL |  | SPECIAL TEST | Kelemen |  |  | 07/28/2010 |  | 7/28/17 |  |  | NO | YES |  |  |  |  | ERBE USA INC 10356478 11318401 |  |  | Active |  | 99:99:99:99:99:99 |  | High Risk | 6M:00-MFG | 07/15/2019 | 01/01/2020 | COOPER UNIVERSITY HOSPITAL |  |  | ENDOSCOPY 2 |  | AMY HANNAN
|  | ERBE USA INC | VIO 300D | SYSTEM, ELECTROSURGICAL |  | SPECIAL TEST | Kelemen |  |  | 11/28/2014 |  | 11/28/21 |  |  | NO | YES |  |  |  |  | ERBE USA INC 10356480 11387146 |  |  | Active |  | 99:99:99:99:99:99 |  | High Risk | 6M:00-MFG | 07/15/2019 | 01/01/2020 | COOPER UNIVERSITY HOSPITAL |  |  | ENDOSCOPY 4 |  | AMY HANNAN
|  | ERBE USA INC | VIO 300D | SYSTEM, ELECTROSURGICAL |  | SPECIAL TEST | Kelemen |  |  | 07/15/2019 |  | 7/15/26 |  |  | NO | YES |  |  |  |  | ERBE USA INC 30143413 11314102 |  |  | Active |  | 99:99:99:99:99:99 |  | High Risk | 6M:00-MFG | 07/15/2019 | 07/15/2019 | COOPER UNIVERSITY HOSPITAL |  |  | SPECIAL TEST |  | AMY HANNAN |  |  |  | 07/15/2019 | 07/15/2019 |  |  |  |  | 07/15/2019 | 07/15/2019
|  | ETHICON ENDO-SURGERY, INC | GEN11 | SYSTEM, ELECTROSURGICAL |  | SAME DAY OR-2ND FL PAVILION | Pavilion |  |  | 01/08/2019 |  | 1/8/26 |  |  | NO | YES |  |  |  |  | ETHICON ENDO-SURGERY, INC 11239112 1111749010 |  |  | Active |  | 99:99:99:99:99:99 |  | High Risk | 1Y:00-ESI | 01/08/2019 | 01/08/2019 | COOPER UNIVERSITY HOSPITAL |  |  | Pav OR 2 | WOT00000000562847 | JOE DRUCTOR | Performance Verification | Closed | Salvatore Bombara | 01/08/2019 | 01/08/2019 | Performance Verification for ETHICON ENDO-SURGERY, INC 11239112 111749010 | Initial Install of Performance Verification. Device is ready for patient use. |  |  | 01/08/2019 | 01/08/2019
|  | ETHICON ENDO-SURGERY, INC | GEN11 | SYSTEM, ELECTROSURGICAL |  | OR - KELEMEN 3 | Kelemen |  |  | 08/29/2019 |  | 8/29/26 |  |  | NO | YES |  |  |  |  | ETHICON ENDO-SURGERY, INC 11239423 1111323234 |  |  | Active |  | 99:99:99:99:99:99 |  | High Risk | 6M:00-MFG | 08/29/2019 | 08/29/2019 | COOPER UNIVERSITY HOSPITAL |  |  | K9 |  | DOMINIC VENDETTA |  |  |  | 08/29/2019 | 08/29/2019 |  |  |  |  | 08/29/2019 | 08/29/2019
|  | ETHICON ENDO-SURGERY, INC | GEN11 | SYSTEM, ELECTROSURGICAL |  | SAME DAY OR-2ND FL PAVILION | Kelemen |  |  | 01/08/2019 |  | 1/8/26 |  |  | NO | YES |  |  |  |  | ETHICON ENDO-SURGERY, INC 11239160 1111750002 |  |  | Active |  | 99:99:99:99:99:99 |  | High Risk | 1Y:00-ESI | 01/08/2019 | 01/08/2019 | COOPER UNIVERSITY HOSPITAL |  |  | SD OR 5 | WOT00000000616797 | JOE DRUCTOR | Performance Verification | Closed | Salvatore Bombara | 01/08/2019 | 01/08/2019 | Performance Verification for ETHICON ENDO-SURGERY, INC 11239160 1111570002 | Initial Install of Performance Verification. Device is ready for patient use. |  |  | 01/08/2019 | 01/08/2019
|  | ETHICON ENDO-SURGERY, INC | GEN11 | SYSTEM, ELECTROSURGICAL |  | SAME DAY OR-2ND FL PAVILION | Pavilion |  |  | 01/08/2019 |  | 1/8/26 |  |  | NO | YES |  |  |  |  | ETHICON ENDO-SURGERY, INC 11239121 1111749013 |  |  | Active |  | 99:99:99:99:99:99 |  | High Risk | 1Y:00-ESI | 01/08/2019 | 01/08/2019 | COOPER UNIVERSITY HOSPITAL |  |  | SD OR 6 | WOT00000000564138 | JOE DRUCTOR | Performance Verification | Closed | Salvatore Bombara | 01/08/2019 | 01/08/2019 | Performance Verification for ETHICON ENDO-SURGERY, INC 11239121 1111749013 | Initial Install of Performance Verification. Device is ready for patient use. |  |  | 01/08/2019 | 01/08/2019
|  | ETHICON ENDO-SURGERY, INC | GEN11 | SYSTEM, ELECTROSURGICAL |  |  | Pavilion |  |  | 01/08/2019 |  | 1/8/26 |  |  | NO | YES |  |  |  |  | ETHICON ENDO-SURGERY, INC 11239087 1111748033 |  |  | Active |  | 99:99:99:99:99:99 |  | High Risk | 1Y:00-ESI | 01/08/2019 | 01/08/2019 | COOPER UNIVERSITY HOSPITAL |  |  | SD OR 1 | WOT00000000558740 | JOE DRUCTOR | Performance Verification | Closed | Salvatore Bombara | 01/08/2019 | 01/08/2019 | Performance Verification for ETHICON ENDO-SURGERY, INC 11239087 1111748033 | Initial Install of Performance Verification. Device is ready for patient use. |  |  | 01/08/2019 | 01/08/2019
|  | ETHICON ENDO-SURGERY, INC | GEN11 | SYSTEM, ELECTROSURGICAL |  | SAME DAY OR-2ND FL PAVILION | Kelemen |  |  | 01/08/2019 |  | 1/8/26 |  |  | NO | YES |  |  |  |  | ETHICON ENDO-SURGERY, INC 11239071 1111749012 |  |  | Active |  | 99:99:99:99:99:99 |  | High Risk | 1Y:00-ESI | 01/08/2019 | 01/08/2019 | COOPER UNIVERSITY HOSPITAL |  |  | SD OR 4 | WOT00000000556356 | JOE DRUCTOR | Performance Verification | Closed | Salvatore Bombara | 01/08/2019 | 01/08/2019 | Performance Verification for ETHICON ENDO-SURGERY, INC 11239071 1111749012 | Initial Install of Performance Verification. Device is ready for patient use. |  |  | 01/08/2019 | 01/08/2019
|  | ETHICON ENDO-SURGERY, INC | GEN11 | SYSTEM, ELECTROSURGICAL |  |  | Pavilion | [7 empty] | NO | YES
|  | ETHICON ENDO-SURGERY, INC | GEN11 | SYSTEM, ELECTROSURGICAL |  | OR - KELEMEN 3 | Pavilion |  |  | 09/12/2016 |  | 9/12/23 |  |  | NO | YES |  |  |  |  | ETHICON ENDO-SURGERY, INC 10505390 1111530090 |  |  | Active |  | 99:99:99:99:99:99 |  | High Risk | 6M:00-MFG | 08/28/2019 | 02/01/2020 | COOPER UNIVERSITY HOSPITAL |  |  | P5 |  | DOMINIC VENDETTA
|  | ETHICON ENDO-SURGERY, INC | GEN11 | SYSTEM, ELECTROSURGICAL |  | OR - KELEMEN 3 | Pavilion |  |  | 09/12/2016 |  | 9/12/23 |  |  | NO | YES |  |  |  |  | ETHICON ENDO-SURGERY, INC 10505377 1111532050 |  |  | Active |  | 99:99:99:99:99:99 |  | High Risk | 6M:00-MFG | 08/28/2019 | 02/01/2020 | COOPER UNIVERSITY HOSPITAL |  |  | P6 |  | DOMINIC VENDETTA
|  | ETHICON ENDO-SURGERY, INC | GEN11 | SYSTEM, ELECTROSURGICAL |  | OR - KELEMEN 3 | Kelemen |  |  | 12/03/2014 |  | 12/3/21 |  |  | NO | YES |  |  |  |  | ETHICON ENDO-SURGERY, INC 10369264 1111447264 |  |  | Active |  | 99:99:99:99:99:99 |  | High Risk | 6M:00-MFG | 08/29/2019 | 02/01/2020 | COOPER UNIVERSITY HOSPITAL |  |  | K1 |  | DOMINIC VENDETTA
|  | ETHICON ENDO-SURGERY, INC | GEN11 | SYSTEM, ELECTROSURGICAL |  | OR - KELEMEN 3 | Kelemen |  |  | 10/06/2011 |  | 10/6/18 |  |  | NO | YES |  |  |  |  | ETHICON ENDO-SURGERY, INC 10368429 111118877 |  |  | Active |  | 99:99:99:99:99:99 |  | High Risk | 6M:00-MFG | 08/29/2019 | 02/01/2020 | COOPER UNIVERSITY HOSPITAL |  |  | K3 |  | DOMINIC VENDETTA
|  | ETHICON ENDO-SURGERY, INC | GEN11 | SYSTEM, ELECTROSURGICAL |  | OR - KELEMEN 3 | Pavilion |  |  | 10/06/2011 |  | 10/6/18 |  |  | NO | YES |  |  |  |  | ETHICON ENDO-SURGERY, INC 10368438 1111138866 |  |  | Active |  | 99:99:99:99:99:99 |  | High Risk | 6M:00-MFG | 08/29/2019 | 02/01/2020 | COOPER UNIVERSITY HOSPITAL |  |  | K OR 11 |  | DOMINIC VENDETTA
|  | ETHICON ENDO-SURGERY, INC | GEN11 | SYSTEM, ELECTROSURGICAL |  | OR - KELEMEN 3 | Dorrance |  |  | 12/03/2014 |  | 12/3/21 |  |  | NO | YES |  |  |  |  | ETHICON ENDO-SURGERY, INC 10368403 1111447265 |  |  | Active |  | 99:99:99:99:99:99 |  | High Risk | 6M:00-MFG | 08/28/2019 | 02/01/2020 | COOPER UNIVERSITY HOSPITAL |  |  | SD OR2 |  | DOMINIC VENDETTA
|  | ETHICON ENDO-SURGERY, INC | GEN11 | SYSTEM, ELECTROSURGICAL |  | OPERATING ROOM - PAVILION | Pavilion |  |  | 12/03/2014 |  | 12/3/21 |  |  | NO | YES |  |  |  |  | ETHICON ENDO-SURGERY, INC 10368359 1111448004 |  |  | Active |  | 99:99:99:99:99:99 |  | High Risk | 6M:00-MFG | 08/26/2019 | 02/01/2020 | COOPER UNIVERSITY HOSPITAL |  |  | P OR 11 |  | DOMINIC VENDETTA
|  | ETHICON ENDO-SURGERY, INC | GEN11 | SYSTEM, ELECTROSURGICAL |  | OR - KELEMEN 3 | Pavilion |  |  | 10/06/2011 |  | 10/6/18 |  |  | NO | YES |  |  |  |  | ETHICON ENDO-SURGERY, INC 10368342 1111138889 |  |  | Active |  | 99:99:99:99:99:99 |  | High Risk | 6M:00-MFG | 08/29/2019 | 02/01/2020 | COOPER UNIVERSITY HOSPITAL |  |  | P OR 6 |  | DOMINIC VENDETTA
|  | ETHICON ENDO-SURGERY, INC | GEN11 | SYSTEM, ELECTROSURGICAL |  | OPERATING ROOM - PAVILION | Pavilion |  |  | 12/03/2014 |  | 12/3/21 |  |  | NO | YES |  |  |  |  | ETHICON ENDO-SURGERY, INC 10368298 1111447314 |  |  | Active |  | 99:99:99:99:99:99 |  | High Risk | 6M:00-MFG | 08/22/2019 | 02/01/2020 | COOPER UNIVERSITY HOSPITAL |  |  | P9 |  | DOMINIC VENDETTA
|  | ETHICON ENDO-SURGERY, INC | GEN11 | SYSTEM, ELECTROSURGICAL |  | OPERATING ROOM - PAVILION | Pavilion |  |  | 12/03/2014 |  | 12/3/21 |  |  | NO | YES |  |  |  |  | ETHICON ENDO-SURGERY, INC 10368278 1111447304 |  |  | Active |  | 99:99:99:99:99:99 |  | High Risk | 6M:00-MFG | 08/22/2019 | 02/01/2020 | COOPER UNIVERSITY HOSPITAL |  |  | P2 |  | DOMINIC VENDETTA
|  | ETHICON ENDO-SURGERY, INC | GEN11 | SYSTEM, ELECTROSURGICAL |  | OR - KELEMEN 3 | Pavilion |  |  | 10/06/2011 |  | 10/6/18 |  |  | NO | YES |  |  |  |  | ETHICON ENDO-SURGERY, INC 10368255 1111138996 |  |  | Active |  | 99:99:99:99:99:99 |  | High Risk | 6M:00-MFG | 08/29/2019 | 02/01/2020 | COOPER UNIVERSITY HOSPITAL |  |  | P3 |  | DOMINIC VENDETTA
|  | ETHICON ENDO-SURGERY, INC | GEN11 | SYSTEM, ELECTROSURGICAL |  | OPERATING ROOM - PAVILION | Kelemen |  |  | 01/01/1900 |  |  |  |  | NO | YES |  |  |  |  | ETHICON ENDO-SURGERY, INC 10367384 1111138981 |  |  | Active |  | 99:99:99:99:99:99 |  | High Risk | 6M:00-MFG | 08/29/2019 | 02/01/2020 | COOPER UNIVERSITY HOSPITAL |  |  | K4 |  | DOMINIC VENDETTA
|  | ETHICON ENDO-SURGERY, INC | GEN11 | SYSTEM, ELECTROSURGICAL |  | OPERATING ROOM - PAVILION | Kelemen |  |  | 12/03/2014 |  | 12/3/21 |  |  | NO | YES |  |  |  |  | ETHICON ENDO-SURGERY, INC 10367363 1111447024 |  |  | Active |  | 99:99:99:99:99:99 |  | High Risk | 6M:00-MFG | 08/22/2019 | 02/01/2020 | COOPER UNIVERSITY HOSPITAL |  |  | P 08 |  | DOMINIC VENDETTA
|  | ETHICON ENDO-SURGERY, INC | GEN11 | SYSTEM, ELECTROSURGICAL |  | OR - KELEMEN 3 | Dorrance |  |  | 12/03/2014 |  | 12/3/21 |  |  | NO | YES |  |  |  |  | ETHICON ENDO-SURGERY, INC 10366661 1111447284 |  |  | Active |  | 99:99:99:99:99:99 |  | High Risk | 6M:00-MFG | 08/29/2019 | 02/01/2020 | COOPER UNIVERSITY HOSPITAL |  |  | L&D 2 |  | DOMINIC VENDETTA
|  | ETHICON ENDO-SURGERY, INC | GEN11 | SYSTEM, ELECTROSURGICAL |  | VOORHEES SURGERY CENTER-OPERATING ROOM | 900 Centennial Blvd | Suite E |  | 11/01/2011 |  | 11/1/18 |  |  | NO | YES |  |  |  |  | ETHICON ENDO-SURGERY, INC 10347203 1111144349 |  |  | Active |  | 99:99:99:99:99:99 |  | High Risk | 6M:00-MFG | 10/30/2019 | 04/01/2020 | COOPER AMBULATORY OFF-SITES |  |  | STORAGE ROOM |  | JENNIFER BOMBARO
|  | ETHICON ENDO-SURGERY, INC | GEN11 | SYSTEM, ELECTROSURGICAL |  | OPERATING ROOM - PAVILION | Pavilion |  |  | 10/06/2011 |  | 10/6/18 |  |  | NO | YES |  |  |  |  | ETHICON ENDO-SURGERY, INC 10346595 1111138961 |  |  | Active |  | 99:99:99:99:99:99 |  | High Risk | 6M:00-MFG | 08/29/2019 | 02/01/2020 | COOPER UNIVERSITY HOSPITAL |  |  | OR K6 |  | DOMINIC VENDETTA
|  | ETHICON ENDO-SURGERY, INC | GEN11 | SYSTEM, ELECTROSURGICAL |  | OPERATING ROOM - PAVILION | Pavilion |  |  | 06/21/2013 |  | 6/21/20 |  |  | NO | YES |  |  |  |  | ETHICON ENDO-SURGERY, INC 10346505 1111323244 |  |  | Active |  | 99:99:99:99:99:99 |  | High Risk | 6M:00-MFG | 08/22/2019 | 02/01/2020 | COOPER UNIVERSITY HOSPITAL |  |  | p8 |  | DOMINIC VENDETTA
|  | ETHICON ENDO-SURGERY, INC | GEN11 | SYSTEM, ELECTROSURGICAL |  | OR - KELEMEN 3 | Pavilion |  |  | 12/03/2014 |  | 12/3/21 |  |  | NO | YES |  |  |  |  | ETHICON ENDO-SURGERY, INC 10346335 1111447324 |  |  | Active |  | 99:99:99:99:99:99 |  | High Risk | 6M:00-MFG | 08/29/2019 | 02/01/2020 | COOPER UNIVERSITY HOSPITAL |  |  | OR K5 |  | DOMINIC VENDETTA
|  | GYRUS MEDICAL | PK SUPERPULSE | SYSTEM, ELECTROSURGICAL |  | OPERATING ROOM - PAVILION | Pavilion |  |  | 08/29/2019 |  | 8/29/26 |  |  | NO | YES |  |  |  |  | GYRUS MEDICAL 11239355 1621023 |  |  | Active |  | 99:99:99:99:99:99 |  | High Risk | 6M:00-MFG | 08/29/2019 | 08/29/2019 | COOPER UNIVERSITY HOSPITAL |  |  | SD OR Store Room/ Back Hallway | WOT00000001162142 | DOMINIC VENDETTA | Performance Verification | Closed | Salvatore Bombara | 08/29/2019 | 08/29/2019 | Performance Verification for GYRUS MEDICAL 11239355 1621023 | Initial Install of Performance Verification. Device is ready for patient use. |  |  | 08/29/2019 | 08/29/2019
|  | GYRUS MEDICAL | PK SUPERPULSE | SYSTEM, ELECTROSURGICAL |  | OPERATING ROOM - PAVILION | Pavilion |  |  | 07/15/2010 |  | 7/15/17 |  |  | NO | YES |  |  |  |  | GYRUS-ACMI 10368275 0922151 |  |  | Active |  | 99:99:99:99:99:99 |  | High Risk | 6M:00-MFG | 08/22/2019 | 02/01/2020 | COOPER UNIVERSITY HOSPITAL |  |  | SD OR store Rm |  | DOMINIC VENDETTA
|  | GYRUS-ACMI | G400 | SYSTEM, ELECTROSURGICAL |  | OPERATING ROOM - PAVILION | Kelemen |  |  | 12/19/2013 |  | 12/19/20 |  |  | NO | YES |  |  |  |  | GYRUS-ACMI 10368361 1322197 |  |  | Active |  | 99:99:99:99:99:99 |  | High Risk | 6M:00-MFG | 08/22/2019 | 02/01/2020 | COOPER UNIVERSITY HOSPITAL |  |  | K9 |  | DOMINIC VENDETTA
|  | GYRUS-ACMI | G400 | SYSTEM, ELECTROSURGICAL |  | OPERATING ROOM - PAVILION | Pavilion |  |  | 02/15/2010 |  | 2/15/17 |  |  | NO | YES |  |  |  |  | GYRUS-ACMI 10367356 0922393 |  |  | Active |  | 99:99:99:99:99:99 |  | High Risk | 1Y:00-MFG | 08/22/2019 | 02/01/2020 | COOPER UNIVERSITY HOSPITAL |  |  | SD OR Store Rm |  | DOMINIC VENDETTA
|  | MEDTRONIC INC. | VALLEYLAB FT10 | SYSTEM, ELECTROSURGICAL | T6E04827DX | OR - KELEMEN 3 | Kelemen |  |  | 08/30/2019 |  | 8/30/26 |  |  | NO | YES |  |  |  |  | COVIDIEN 10769724 T6E04827DX |  |  | Active |  | 99:99:99:99:99:99 |  | High Risk | 6M:00-MFG | 08/30/2019 | 08/30/2019 | COOPER UNIVERSITY HOSPITAL |  |  | K12 | 0012153285 | DOMINIC VENDETTA | Preventative Maintenance | Closed | Salvatore Bombara | 08/30/2019 | 08/30/2019 | PERFORMANCE ASSURANCE AT INVENTORY | INVENTORIED DEVICE AND ENSURED DEVICE WAS FUNCTIONING PROPERLY. | F62148BB-6366-4257-A925-D86C71B082CD | Labor | 08/30/2019 | 08/30/2019 | Salvatore Bombara
|  | MEDTRONIC INC. | VALLEYLAB FT10 | SYSTEM, ELECTROSURGICAL | T6E04823DX | OR - KELEMEN 3 | Pavilion |  |  | 11/24/2017 |  | 11/24/24 |  |  | NO | YES |  |  |  |  | MEDTRONIC INC. 10649992 T6E04823DX |  |  | Active |  | 00:00:00:00:00:00 |  | High Risk | 6M:00-MFG | 08/30/2019 | 02/01/2020 | COOPER UNIVERSITY HOSPITAL |  |  | P3 | 0012422160 | DOMINIC VENDETTA | Performance Verification | Closed | Salvatore Bombara | 11/24/2017 | 11/24/2017 | INCOMING INVENTORY | DEVICE INVENTORIED | 97204659-C23A-4580-9083-B7D0EB2FE22B | Labor | 11/24/2017 | 11/24/2017 | Salvatore Bombara
|  | MEDTRONIC INC. | VALLEYLAB FT10 | SYSTEM, ELECTROSURGICAL | T6E04875DX | OR - KELEMEN 3 | Pavilion |  |  | 09/12/2016 |  | 9/12/23 |  |  | NO | YES |  |  |  |  | MEDTRONIC INC. 10505438 T6E04875DX |  |  | Active |  | 00:00:00:00:00:00 |  | High Risk | 6M:00-MFG | 08/30/2019 | 02/01/2020 | COOPER UNIVERSITY HOSPITAL |  |  | SD OR 2 |  | DOMINIC VENDETTA
|  | MEDTRONIC INC. | VALLEYLAB FT10 | SYSTEM, ELECTROSURGICAL | T6E04826DX | OR - KELEMEN 3 | Kelemen |  |  | 09/12/2016 |  | 9/12/23 |  |  | NO | YES |  |  |  |  | MEDTRONIC INC. 10505389 T6E04826DX |  |  | Active |  | 00:00:00:00:00:00 |  | High Risk | 6M:00-MFG | 08/30/2019 | 02/01/2020 | COOPER UNIVERSITY HOSPITAL |  |  | KELEMEN OR RM 10 |  | DOMINIC VENDETTA
|  | MEDTRONIC INC. | VALLEYLAB FT10 | SYSTEM, ELECTROSURGICAL | T6E04824DX | OR - KELEMEN 3 | Pavilion |  |  | 09/12/2016 |  | 9/12/23 |  |  | NO | YES |  |  |  |  | MEDTRONIC INC. 10505376 T6E04824DX |  |  | Active |  | 00:00:00:00:00:00 |  | High Risk | 6M:00-MFG | 08/30/2019 | 02/01/2020 | COOPER UNIVERSITY HOSPITAL |  |  | Pav OR RM 5 |  | DOMINIC VENDETTA
|  | MEGADYNE | MEGA POWER | SYSTEM, ELECTROSURGICAL |  | SAME DAY OR-2ND FL PAVILION | Pavilion |  |  | 01/11/2019 |  | 1/11/26 |  |  | NO | YES |  |  |  |  | MEGADYNE 11239239 181238001 |  |  | Active |  | 99:99:99:99:99:99 |  | High Risk | 1Y:00-MFG | 01/11/2019 | 01/11/2019 | COOPER UNIVERSITY HOSPITAL |  |  | SD OR Store Room | WOT00000000658907 | JOE DRUCTOR | Performance Verification | Closed | Salvatore Bombara | 01/11/2019 | 01/11/2019 | Performance Verification for MEGADYNE 11239239 181238001 | Initial Install of Performance Verification. Device is ready for patient use. |  |  | 01/11/2019 | 01/11/2019
|  | MEGADYNE | MEGA POWER | SYSTEM, ELECTROSURGICAL |  | SAME DAY OR-2ND FL PAVILION | Pavilion |  |  | 01/11/2019 |  | 1/11/26 |  |  | NO | YES |  |  |  |  | MEGADYNE 11239240 181190001 |  |  | Active |  | 99:99:99:99:99:99 |  | High Risk | 1Y:00-MFG | 01/11/2019 | 01/11/2019 | COOPER UNIVERSITY HOSPITAL |  |  | SD Store Rm across from SD OR 8 | WOT00000000658919 | JOE DRUCTOR | Performance Verification | Closed | Salvatore Bombara | 01/11/2019 | 01/11/2019 | Performance Verification for MEGADYNE 11239240 181190001 | Initial Install of Performance Verification. Device is ready for patient use. |  |  | 01/11/2019 | 01/11/2019
|  | MEGADYNE | MEGA POWER | SYSTEM, ELECTROSURGICAL |  | SAME DAY OR-2ND FL PAVILION | Kelemen |  |  | 02/19/2019 |  | 2/19/26 |  |  | NO | YES |  |  |  |  | MEGADYNE 11239238 181215001 |  |  | Active |  | 99:99:99:99:99:99 |  | High Risk | 1Y:00-MFG | 02/19/2019 | 02/19/2019 | COOPER UNIVERSITY HOSPITAL |  |  | SD OR 7 | WOT00000000658894 | JOE DRUCTOR | Performance Verification | Closed | Salvatore Bombara | 02/19/2019 | 02/19/2019 | Performance Verification for MEGADYNE 11239238 181215001 | Initial Install of Performance Verification. Device is ready for patient use. |  |  | 02/19/2019 | 02/19/2019
|  | MEGADYNE | MEGA POWER | SYSTEM, ELECTROSURGICAL |  | SAME DAY OR-2ND FL PAVILION | Pavilion |  |  | 02/19/2019 |  | 2/19/26 |  |  | NO | YES |  |  |  |  | MEGADYNE 11239159 175263001 |  |  | Active |  | 99:99:99:99:99:99 |  | High Risk | 1Y:00-MFG | 02/19/2019 | 02/19/2019 | COOPER UNIVERSITY HOSPITAL |  |  | SD OR 1 | WOT00000000616779 | JOE DRUCTOR | Performance Verification | Closed | Salvatore Bombara | 02/19/2019 | 02/19/2019 | Performance Verification for MEGADYNE 11239159 175263001 | Initial Install of Performance Verification. Device is ready for patient use. |  |  | 02/19/2019 | 02/19/2019
|  | MEGADYNE | MEGA POWER | SYSTEM, ELECTROSURGICAL |  | SAME DAY OR-2ND FL PAVILION | Pavilion |  |  | 02/23/2019 |  | 2/23/26 |  |  | NO | YES |  |  |  |  | MEGADYNE 11239120 175351001 |  |  | Active |  | 99:99:99:99:99:99 |  | High Risk | 1Y:00-MFG | 02/23/2019 | 02/23/2019 | COOPER UNIVERSITY HOSPITAL |  |  | SD OR 4 | WOT00000000564129 | JOE DRUCTOR | Performance Verification | Closed | Salvatore Bombara | 02/23/2019 | 02/23/2019 | Performance Verification for MEGADYNE 11239120 175351001 | Initial Install of Performance Verification. Device is ready for patient use. |  |  | 02/23/2019 | 02/23/2019
|  | MEGADYNE | MEGA POWER | SYSTEM, ELECTROSURGICAL |  | SAME DAY OR-2ND FL PAVILION | Pavilion |  |  | 02/23/2019 |  | 2/23/26 |  |  | NO | YES |  |  |  |  | MEGADYNE 11239111 175262001 |  |  | Active |  | 99:99:99:99:99:99 |  | High Risk | 1Y:00-MFG | 02/23/2019 | 02/23/2019 | COOPER UNIVERSITY HOSPITAL |  |  | SD 0R 03 | WOT00000000562831 | JOE DRUCTOR | Performance Verification | Closed | Salvatore Bombara | 02/23/2019 | 02/23/2019 | Performance Verification for MEGADYNE 11239111 175262001 | Initial Install of Performance Verification. Device is ready for patient use. |  |  | 02/23/2019 | 02/23/2019
|  | MEGADYNE | MEGA POWER | SYSTEM, ELECTROSURGICAL |  | SAME DAY OR-2ND FL PAVILION | Kelemen |  |  | 02/23/2019 |  | 2/23/26 |  |  | NO | YES |  |  |  |  | MEGADYNE 11239086 175245001 |  |  | Active |  | 99:99:99:99:99:99 |  | High Risk | 1Y:00-MFG | 02/23/2019 | 02/23/2019 | COOPER UNIVERSITY HOSPITAL |  |  | SD OR 6 | WOT00000000558732 | JOE DRUCTOR | Performance Verification | Closed | Salvatore Bombara | 02/23/2019 | 02/23/2019 | Performance Verification for MEGADYNE 11239086 175245001 | Initial Install of Performance Verification. Device is ready for patient use. |  |  | 02/23/2019 | 02/23/2019
|  | MEGADYNE | MEGA POWER | SYSTEM, ELECTROSURGICAL |  | SAME DAY OR-2ND FL PAVILION | Pavilion |  |  | 01/08/2019 |  | 1/8/26 |  |  | NO | YES |  |  |  |  | MEGADYNE 11239070 175284001 |  |  | Active |  | 99:99:99:99:99:99 |  | High Risk | 1Y:00-MFG | 01/08/2019 | 01/08/2019 | COOPER UNIVERSITY HOSPITAL |  |  | SD OR 3 | WOT00000000556344 | JOE DRUCTOR | Performance Verification | Closed | Salvatore Bombara | 01/08/2019 | 01/08/2019 | Performance Verification for MEGADYNE 11239070 175284001 | Initial Install of Performance Verification. Device is ready for patient use. |  |  | 01/08/2019 | 01/08/2019
|  | MEGADYNE | MEGA POWER | SYSTEM, ELECTROSURGICAL |  | TRAUMA ICU | Kelemen |  |  | 08/29/2019 |  | 8/29/26 |  |  | NO | YES |  |  |  |  | MEGADYNE 11222147 184944001 |  |  | Active |  | 99:99:99:99:99:99 |  | High Risk | 6M:00-MFG | 08/29/2019 | 08/29/2019 | COOPER UNIVERSITY HOSPITAL |  |  | new equipment install | WOT00000001456447 | Diane Floyd | Performance Verification | Closed | Richard Jolly | 08/29/2019 | 08/29/2019 | Performance Verification for MEGADYNE 11222147 184944001 | Initial Install of Performance Verification. Device is ready for patient use. |  |  | 08/29/2019 | 08/29/2019
|  | SMITH &amp; NEPHEW | VULCAN | SYSTEM, ELECTROSURGICAL | 2L2706 | VOORHEES SURGERY CENTER-OPERATING ROOM | 900 Centennial Blvd | Suite E |  | 01/01/1900 |  |  |  |  | NO | YES |  |  |  |  | SMITH & NEPHEW 10345462 2L2706 |  |  | Disposition |  |  |  | High Risk | 6M:00-MFG | 04/24/2018 | 04/01/2020 | COOPER AMBULATORY OFF-SITES |  |  | EQUIPMENT STORAGE AREA |  | JENNIFER BOMBARO
|  | UTAH MEDICAL PRODUCTS | FINESSE II PLUS | SYSTEM, ELECTROSURGICAL | 1182379-001 | RIPPA CENTER-OB/GYN | 6100 Main St |  |  | 05/30/2019 |  | 5/30/24 |  |  | NO | YES |  |  |  |  | UTAH MEDICAL PRODUCTS 11208090 1182379-001 |  |  | Active |  | 99:99:99:99:99:99 |  | High Risk | 6M:00-MFG | 05/30/2019 | 05/30/2019 | COOPER AMBULATORY OFF-SITES |  |  | RIPPA CENTER | WOT00000001947803 | PATRICIA HUFF | Performance Verification | Closed | Zhan Kiselev | 05/30/2019 | 05/30/2019 | Performance Verification for UNMATCHED 11208090 1182379-001 | Initial Install of Performance Verification. Device is ready for patient use. |  |  | 05/30/2019 | 05/30/2019
|  | VALLEYLAB INC. | FORCE 1C | SYSTEM, ELECTROSURGICAL | Z4L7861B | MARLTON-DERMATOLOGY | 10000 Sagemore Dr - Marlton |  |  | 01/01/1900 |  |  |  |  | NO | YES |  |  |  |  | VALLEYLAB INC. 10366124 Z4L7861B |  |  | Active |  | 99:99:99:99:99:99 |  | High Risk | 6M:00-MFG | 05/10/2019 | 05/01/2020 | COOPER AMBULATORY OFF-SITES |  |  | Room 6 |  | MICHELE CANALE
|  | VALLEYLAB INC. | FORCE 1C | SYSTEM, ELECTROSURGICAL | Z4I7768B | MARLTON-DERMATOLOGY | 10000 Sagemore Dr - Marlton |  |  | 01/31/2005 |  | 1/31/10 |  |  | NO | YES |  |  |  |  | VALLEYLAB INC. 10366117 Z4I7768B |  |  | Active |  | 99:99:99:99:99:99 |  | High Risk | 6M:00-MFG | 05/14/2019 | 05/01/2020 | COOPER AMBULATORY OFF-SITES |  |  | ROOM 5 |  | MICHELE CANALE
|  | VALLEYLAB INC. | FORCE 1C | SYSTEM, ELECTROSURGICAL | 2427857B | MARLTON-DERMATOLOGY | 10000 Sagemore Dr - Marlton |  |  | 01/01/1900 |  |  |  |  | NO | YES |  |  |  |  | VALLEYLAB INC. 10366114 2427857B |  |  | Active |  | 99:99:99:99:99:99 |  | High Risk | 6M:00-MFG | 05/14/2019 | 05/01/2020 | COOPER AMBULATORY OFF-SITES |  |  | ROOM 4 |  | MICHELE CANALE
|  | VALLEYLAB INC. | FORCE 1C | SYSTEM, ELECTROSURGICAL | Z4A3343C | MARLTON-DERMATOLOGY | 10000 Sagemore Dr - Marlton |  |  | 01/01/1900 |  |  |  |  | NO | YES |  |  |  |  | VALLEYLAB INC. 10366109 Z4A3343C |  |  | Active |  | 99:99:99:99:99:99 |  | High Risk | 6M:00-MFG | 05/10/2019 | 05/01/2020 | COOPER AMBULATORY OFF-SITES |  |  | ROOM 3 |  | MICHELE CANALE
|  | VALLEYLAB INC. | FORCE FX | SYSTEM, ELECTROSURGICAL | SF9C04131A |  | Pavilion |  | retired per sal | [5 empty] | NO | YES
|  | VALLEYLAB INC. | FORCE FX | SYSTEM, ELECTROSURGICAL | F4L35345A | LABOR & DELIVERY | Dorrance |  |  | 11/01/2019 |  | 11/1/26 |  |  | NO | YES |  |  |  |  | COVIDIEN 30438006 F4L35345A |  |  | Active |  | 99:99:99:99:99:99 |  | High Risk | 6M:00-MFG | 11/01/2019 | 11/01/2019 | COOPER UNIVERSITY HOSPITAL |  |  | L & D OR 1 |  | JOANNA HORST |  |  |  | 11/01/2019 | 11/01/2019 |  |  |  |  | 11/01/2019 | 11/01/2019
|  | VALLEYLAB INC. | FORCE FX | SYSTEM, ELECTROSURGICAL | S4J15270AX | VOORHEES SURGERY CENTER-OPERATING ROOM | 900 Centennial Blvd | Suite E |  | 12/18/2014 |  | 12/18/21 |  |  | NO | YES |  |  |  |  | VALLEYLAB INC. 10347219 S4J15270AX |  |  | Active |  | 99:99:99:99:99:99 |  | High Risk | 6M:00-MFG | 10/30/2019 | 04/01/2020 | COOPER AMBULATORY OFF-SITES |  |  | SUITE E |  | JENNIFER BOMBARO
|  | VALLEYLAB INC. | FORCE FX | SYSTEM, ELECTROSURGICAL | S4J15269AX | VOORHEES SURGERY CENTER-OPERATING ROOM | 900 Centennial Blvd | Suite E |  | 12/18/2014 |  | 12/18/21 |  |  | NO | YES |  |  |  |  | COVIDIEN 10346020 S4J15269AX |  |  | Active |  | 99:99:99:99:99:99 |  | High Risk | 6M:00-MFG | 10/30/2019 | 04/01/2020 | COOPER AMBULATORY OFF-SITES |  |  | OR 1 |  | JENNIFER BOMBARO
|  | VALLEYLAB INC. | FORCE FX | SYSTEM, ELECTROSURGICAL | S4J15277AX | VOORHEES SURGERY CENTER-OPERATING ROOM | 900 Centennial Blvd | Suite E |  | 12/18/2014 |  | 12/18/21 |  |  | NO | YES |  |  |  |  | COVIDIEN 10345418 S4J15277AX |  |  | Active |  | 99:99:99:99:99:99 |  | High Risk | 6M:00-MFG | 10/30/2019 | 04/01/2020 | COOPER AMBULATORY OFF-SITES |  |  | Store Rm |  | JENNIFER BOMBARO
|  | VALLEYLAB INC. | FORCE FX-C | SYSTEM, ELECTROSURGICAL | FOB12203A | OR - KELEMEN 3 | Dorrance |  |  | 08/27/2019 |  | 8/27/26 |  |  | NO | YES |  |  |  |  | VALLEYLAB INC. 11239425 FOB12203A |  |  | Active |  |  |  | High Risk | 6M:00-MFG | 08/27/2019 | 08/27/2019 | COOPER UNIVERSITY HOSPITAL |  |  | L&D 2 |  | DOMINIC VENDETTA |  |  |  | 08/27/2019 | 08/27/2019 |  |  |  |  | 08/27/2019 | 08/27/2019
|  | VALLEYLAB INC. | FORCE FX-C | SYSTEM, ELECTROSURGICAL | F8A58622A |  | Pavilion | [7 empty] | NO | YES
|  | VALLEYLAB INC. | FORCE FX-C | SYSTEM, ELECTROSURGICAL | FOB12207A | OR - KELEMEN 3 | Pavilion |  |  | 03/06/2000 |  | 3/6/07 |  |  | NO | YES |  |  |  |  | VALLEYLAB INC. 10369266 FOB12207A |  |  | Active |  | 99:99:99:99:99:99 |  | High Risk | 6M:00-MFG | 08/27/2019 | 02/01/2020 | COOPER UNIVERSITY HOSPITAL |  |  | P OR 4 |  | DOMINIC VENDETTA
|  | VALLEYLAB INC. | FORCE FX-C | SYSTEM, ELECTROSURGICAL | FOB12206A | OR - KELEMEN 3 | Kelemen |  |  | 03/06/2000 |  | 3/6/07 |  |  | NO | YES |  |  |  |  | VALLEYLAB INC. 10369267 FOB12206A |  |  | Active |  | 99:99:99:99:99:99 |  | High Risk | 6M:00-MFG | 08/27/2019 | 02/01/2020 | COOPER UNIVERSITY HOSPITAL |  |  | Pav OR 1 |  | DOMINIC VENDETTA
|  | VALLEYLAB INC. | FORCE FX-C | SYSTEM, ELECTROSURGICAL | FOB12204A | OR - KELEMEN 3 | Pavilion |  |  | 03/06/2000 |  | 3/6/07 |  |  | NO | YES |  |  |  |  | VALLEYLAB INC. 10369198 FOB12204A |  |  | Active |  | 99:99:99:99:99:99 |  | High Risk | 6M:00-MFG | 08/27/2019 | 02/01/2020 | COOPER UNIVERSITY HOSPITAL |  |  | P6 |  | DOMINIC VENDETTA
|  | VALLEYLAB INC. | FORCE FX-C | SYSTEM, ELECTROSURGICAL | FOB12208A | CARDIAC CATH LAB | Kelemen |  | Removed from service 1/31/20 | 03/06/2000 |  | 3/6/07 |  |  | NO | YES |  |  |  |  | VALLEYLAB INC. 10368390 FOB12208A |  |  | Active |  | 99:99:99:99:99:99 |  | High Risk | 6M:00-MFG | 05/30/2019 | 05/01/2020 | COOPER UNIVERSITY HOSPITAL |  |  | CCL - EP2 |  | LINDA BEAN
|  | VALLEYLAB INC. | FORCE FX-C | SYSTEM, ELECTROSURGICAL | F5E38685A | OPERATING ROOM - PAVILION | Pavilion |  | retired per sal | 07/06/2005 |  | 7/6/12 |  |  | NO | YES |  |  |  |  | VALLEYLAB INC. 10368356 F5E38685A |  |  | Active |  | 99:99:99:99:99:99 |  | High Risk | 6M:00-MFG | 08/22/2019 | 02/01/2020 | COOPER UNIVERSITY HOSPITAL |  |  | OR P3 |  | DOMINIC VENDETTA
|  | VALLEYLAB INC. | FORCE FX-C | SYSTEM, ELECTROSURGICAL | F8A58626A | OPERATING ROOM - PAVILION | Pavilion |  | retired per sal | 01/31/2008 |  | 1/31/15 |  |  | NO | YES |  |  |  |  | VALLEYLAB INC. 10368299 F8A58626A |  |  | Active |  | 99:99:99:99:99:99 |  | High Risk | 6M:00-MFG | 08/20/2019 | 02/01/2020 | COOPER UNIVERSITY HOSPITAL |  |  | K2 |  | DOMINIC VENDETTA
|  | VALLEYLAB INC. | FORCE FX-C | SYSTEM, ELECTROSURGICAL | FOB12201A | OPERATING ROOM - PAVILION | Pavilion |  |  | 03/06/2000 |  | 3/6/07 |  |  | NO | YES |  |  |  |  | VALLEYLAB INC. 10368293 FOB12201A |  |  | Active |  | 99:99:99:99:99:99 |  | High Risk | 6M:00-MFG | 08/22/2019 | 02/01/2020 | COOPER UNIVERSITY HOSPITAL |  |  | P5 |  | DOMINIC VENDETTA
|  | VALLEYLAB INC. | FORCE FX-C | SYSTEM, ELECTROSURGICAL | F5C36804A | CARDIAC CATH LAB | Kelemen |  | Removed from service 1/31/20 | 04/04/2006 |  | 4/4/13 |  |  | NO | YES |  |  |  |  | VALLEYLAB INC. 10367842 F5C36804A |  |  | Active |  | 99:99:99:99:99:99 |  | High Risk | 6M:00-MFG | 05/30/2019 | 05/01/2020 | COOPER UNIVERSITY HOSPITAL |  |  | CCL - EP1 |  | LINDA BEAN
|  | VALLEYLAB INC. | FORCE FX-C | SYSTEM, ELECTROSURGICAL | FOB12200A | OPERATING ROOM - PAVILION | Kelemen |  | retired per sal | 03/06/2000 |  | 3/6/07 |  |  | NO | YES |  |  |  |  | VALLEYLAB INC. 10367394 FOB12200A |  |  | Active |  | 99:99:99:99:99:99 |  | High Risk | 6M:00-MFG | 08/27/2019 | 02/01/2020 | COOPER UNIVERSITY HOSPITAL |  |  | P3 |  | DOMINIC VENDETTA
|  | VALLEYLAB INC. | FORCE FX-C | SYSTEM, ELECTROSURGICAL | FOB12196A | OPERATING ROOM - PAVILION | Pavilion |  |  | 03/06/2000 |  | 3/6/07 |  |  | NO | YES |  |  |  |  | VALLEYLAB INC. 10367392 FOB12196A |  |  | Active |  | 99:99:99:99:99:99 |  | High Risk | 6M:00-MFG | 08/22/2019 | 02/01/2020 | COOPER UNIVERSITY HOSPITAL |  |  | P2 |  | DOMINIC VENDETTA
|  | VALLEYLAB INC. | FORCE FX-C | SYSTEM, ELECTROSURGICAL | F8A58625A | OPERATING ROOM - PAVILION | Kelemen |  | retired per sal | 01/31/2008 |  | 1/31/15 |  |  | NO | YES |  |  |  |  | VALLEYLAB INC. 10367370 F8A58625A |  |  | Active |  | 99:99:99:99:99:99 |  | High Risk | 6M:00-MFG | 08/22/2019 | 02/01/2020 | COOPER UNIVERSITY HOSPITAL |  |  | K 6 |  | DOMINIC VENDETTA
|  | VALLEYLAB INC. | FORCE FX-C | SYSTEM, ELECTROSURGICAL | FOB12199A | OR - KELEMEN 3 | Pavilion |  | retired per sal | 03/06/2000 |  | 3/6/07 |  |  | NO | YES |  |  |  |  | VALLEYLAB INC. 10366517 FOB12199A |  |  | Active |  | 99:99:99:99:99:99 |  | High Risk | 6M:00-MFG | 08/27/2019 | 02/01/2020 | COOPER UNIVERSITY HOSPITAL |  |  | P8 |  | DOMINIC VENDETTA
|  | VALLEYLAB INC. | FORCE FX-C | SYSTEM, ELECTROSURGICAL | F4L35392A | LABOR & DELIVERY | Pavilion |  |  | 03/03/2005 |  | 3/3/12 |  |  | NO | YES |  |  |  |  | VALLEYLAB INC. 10365418 F4L35392A |  |  | Active |  | 99:99:99:99:99:99 |  | High Risk | 6M:00-MFG | 11/01/2019 | 05/01/2020 | COOPER UNIVERSITY HOSPITAL |  |  | 6TH FLOOR |  | JOANNA HORST
|  | VALLEYLAB INC. | FORCE FX-C | SYSTEM, ELECTROSURGICAL | F8A58616A | OR - KELEMEN 3 | Kelemen |  |  | 01/31/2008 |  | 1/31/15 |  |  | NO | YES |  |  |  |  | VALLEYLAB INC. 10357243 F8A58616A |  |  | Active |  | 99:99:99:99:99:99 |  | High Risk | 6M:00-MFG | 08/16/2019 | 02/01/2020 | COOPER UNIVERSITY HOSPITAL |  |  | P11 |  | DOMINIC VENDETTA
|  | VALLEYLAB INC. | FORCE FX-C | SYSTEM, ELECTROSURGICAL | FOB12197A | OR - KELEMEN 3 | Pavilion |  | retired per sal | 03/06/2000 |  | 3/6/07 |  |  | NO | YES |  |  |  |  | VALLEYLAB INC. 10355467 FOB12197A |  |  | Active |  | 99:99:99:99:99:99 |  | High Risk | 6M:00-MFG | 08/27/2019 | 02/01/2020 | COOPER UNIVERSITY HOSPITAL |  |  | P OR 1 |  | DOMINIC VENDETTA
|  | VALLEYLAB INC. | FORCE FX-C | SYSTEM, ELECTROSURGICAL | S4J15275AX | VOORHEES SURGERY CENTER-OPERATING ROOM | 900 Centennial Blvd | Suite E |  | 12/18/2014 |  | 12/18/21 |  |  | NO | YES |  |  |  |  | VALLEYLAB INC. 10347231 S4J15275AX |  |  | Active |  | 99:99:99:99:99:99 |  | High Risk | 6M:00-MFG | 10/30/2019 | 04/01/2020 | COOPER AMBULATORY OFF-SITES |  |  | OR 3 |  | JENNIFER BOMBARO
|  | VALLEYLAB INC. | FORCE FX-C | SYSTEM, ELECTROSURGICAL | F8A58614A | VOORHEES SURGERY CENTER-OPERATING ROOM | 900 Centennial Blvd | Suite E |  | 01/31/2008 |  | 1/31/15 |  |  | NO | YES |  |  |  |  | VALLEYLAB INC. 10347204 F8A58614A |  |  | Active |  | 99:99:99:99:99:99 |  | High Risk | 6M:00-MFG | 10/30/2019 | 04/01/2020 | COOPER AMBULATORY OFF-SITES |  |  | SUITE E OR 4 |  | JENNIFER BOMBARO
|  | VALLEYLAB INC. | FORCE FX-C | SYSTEM, ELECTROSURGICAL | F5C36904A | OPERATING ROOM - PAVILION | Pavilion |  | retired per sal | 05/06/2005 |  | 5/6/12 |  |  | NO | YES |  |  |  |  | VALLEYLAB INC. 10346594 F5C36904A |  |  | Active |  | 99:99:99:99:99:99 |  | High Risk | 6M:00-MFG | 08/26/2019 | 02/01/2020 | COOPER UNIVERSITY HOSPITAL |  |  | OR P08 |  | DOMINIC VENDETTA
|  | VALLEYLAB INC. | FORCE FX-CS | SYSTEM, ELECTROSURGICAL | F7A77087AX | MARLTON-DERMATOLOGY | 10000 Sagamore Dr |  |  | 11/09/2017 |  | 11/9/24 |  |  | NO | YES |  |  |  |  | COVIDIEN 10732189 F7A77087AX |  |  | Active |  | 99:99:99:99:99:99 |  | High Risk | 6M:00-MFG | 05/14/2019 | 05/01/2020 | COOPER AMBULATORY OFF-SITES |  |  | LOWER CABINET LASER RM 1 | 0012508730 | MICHELE CANALE | Performance Verification | Closed | Josh Harris | 12/15/2017 | 12/15/2017 | INCOMING INVENTORY | DEVICE INVENTORIED | E3BB8AF6-8D0E-4BF8-8810-D9EA08CC84D2 | Labor | 12/15/2017 | 12/15/2017 | Josh Harris
|  | VALLEYLAB INC. | FORCE FX-CS | SYSTEM, ELECTROSURGICAL | F2G22913A | MARLTON-DERMATOLOGY | 10000 Sagemore Dr - Marlton |  |  | 11/09/2017 |  | 11/9/24 |  |  | NO | YES |  |  |  |  | COVIDIEN 10732187 F2G22913A |  |  | Active |  | 99:99:99:99:99:99 |  | High Risk | 6M:00-MFG | 05/14/2019 | 05/01/2020 | COOPER AMBULATORY OFF-SITES |  |  |  | 0012508738 | MICHELE CANALE | Performance Verification | Closed | Josh Harris | 12/15/2017 | 12/15/2017 | INCOMING INVENTORY | DEVICE INVENTORIED | 12A5AB41-32A1-4665-980B-93AB1FC3A0A1 | Labor | 12/15/2017 | 12/15/2017 | Josh Harris
|  | VALLEYLAB INC. | FORCE FX-CS | SYSTEM, ELECTROSURGICAL | F2D22008A | MARLTON-DERMATOLOGY | 10000 Sagemore Dr - Marlton |  |  | 11/09/2017 |  | 11/9/24 |  |  | NO | YES |  |  |  |  | COVIDIEN 10732188 F2D22008A |  |  | Active |  | 99:99:99:99:99:99 |  | High Risk | 6M:00-MFG | 05/14/2019 | 05/01/2020 | COOPER AMBULATORY OFF-SITES |  |  |  | 0012508734 | MICHELE CANALE | Performance Verification | Closed | Josh Harris | 12/15/2017 | 12/15/2017 | INCOMING INVENTORY | DEVICE INVENTORIED | 6E404277-B56B-4148-B078-B4CB7F04BACA | Labor | 12/15/2017 | 12/15/2017 | Josh Harris
|  | VALLEYLAB INC. | FORCE FX-CS | SYSTEM, ELECTROSURGICAL | F7A77096AX | MARLTON-DERMATOLOGY | 10000 Sagemore Dr - Marlton |  |  | 11/09/2017 |  | 11/9/24 |  |  | NO | YES |  |  |  |  | COVIDIEN 10732186 F7A77096AX |  |  | Active |  | 99:99:99:99:99:99 |  | High Risk | 6M:00-MFG | 05/14/2019 | 05/01/2020 | COOPER AMBULATORY OFF-SITES |  |  | SAGEMORE | 0012508740 | MICHELE CANALE | Performance Verification | Closed | Josh Harris | 12/15/2017 | 12/15/2017 | INCOMING INVENTORY | DEVICE INVENTORIED | 1DE4252E-84DE-47F0-A7D1-69912A66B360 | Labor | 12/15/2017 | 12/15/2017 | Josh Harris
|  | VALLEYLAB INC. | FORCE FX-CS | SYSTEM, ELECTROSURGICAL | SF8D01909A | OPERATING ROOM - PAVILION | Pavilion |  | retired per sal | 01/29/2009 |  | 1/29/16 |  |  | NO | YES |  |  |  |  | VALLEYLAB INC. 10369292 SF8D01909A |  |  | Active |  | 99:99:99:99:99:99 |  | High Risk | 6M:00-MFG | 08/26/2019 | 02/01/2020 | COOPER UNIVERSITY HOSPITAL |  |  | Pav OR 1 |  | DOMINIC VENDETTA
|  | VALLEYLAB INC. | FORCE FX-CS | SYSTEM, ELECTROSURGICAL | SF8103050A | OR - KELEMEN 3 | Pavilion |  | retired per sal | 04/09/2009 |  | 4/9/16 |  |  | NO | YES |  |  |  |  | VALLEYLAB INC. 10368135 SF8103050A |  |  | Active |  | 99:99:99:99:99:99 |  | High Risk | 6M:00-MFG | 08/27/2019 | 02/01/2020 | COOPER UNIVERSITY HOSPITAL |  |  | SD OR 1 |  | DOMINIC VENDETTA
|  | VALLEYLAB INC. | FORCE FX-CS | SYSTEM, ELECTROSURGICAL | SF8D01910A | OPERATING ROOM - PAVILION | Pavilion |  |  | 01/29/2009 |  | 1/29/16 |  |  | NO | YES |  |  |  |  | VALLEYLAB INC. 10366664 SF8D01910A |  |  | Active |  | 99:99:99:99:99:99 |  | High Risk | 6M:00-MFG | 08/22/2019 | 02/01/2020 | COOPER UNIVERSITY HOSPITAL |  |  | P4 |  | DOMINIC VENDETTA
|  | VALLEYLAB INC. | FORCE FX-CS | SYSTEM, ELECTROSURGICAL | SF8103049A | OPERATING ROOM - PAVILION | Kelemen |  |  | 04/09/2009 |  | 4/9/16 |  |  | NO | YES |  |  |  |  | VALLEYLAB INC. 10346593 SF8103049A |  |  | Active |  | 99:99:99:99:99:99 |  | High Risk | 6M:00-MFG | 08/22/2019 | 02/01/2020 | COOPER UNIVERSITY HOSPITAL |  |  | Pav OR Store Rm |  | DOMINIC VENDETTA
|  | VALLEYLAB INC. | FORCE FX-CS | SYSTEM, ELECTROSURGICAL | SF90C04088A | OPERATING ROOM - PAVILION | Pavilion |  | retired per sal | 11/11/2000 |  | 11/11/07 |  |  | NO | YES |  |  |  |  | VALLEYLAB INC. 10346557 SF90C04088A |  |  | Active |  | 99:99:99:99:99:99 |  | High Risk | 6M:00-MFG | 08/22/2019 | 02/01/2020 | COOPER UNIVERSITY HOSPITAL |  |  | OR K5 |  | DOMINIC VENDETTA
|  | VALLEYLAB INC. | FORCE TRIAD | SYSTEM, ELECTROSURGICAL | T8H7809E | OPERATING ROOM - PAVILION | Kelemen |  | Removed from service 1/31/20 | 08/22/2019 |  | 8/22/26 |  |  | NO | YES |  |  |  |  | VALLEYLAB INC. 11208350 T8H7809E |  |  | Active |  | 99:99:99:99:99:99 |  | High Risk | 6M:00-MFG | 08/22/2019 | 08/22/2019 | COOPER UNIVERSITY HOSPITAL |  |  | K8 |  | DOMINIC VENDETTA |  |  |  | 08/22/2019 | 08/22/2019 |  |  |  |  | 08/22/2019 | 08/22/2019
|  | VALLEYLAB INC. | FORCE TRIAD | SYSTEM, ELECTROSURGICAL | T4K43756EX | OPERATING ROOM - PAVILION | Pavilion |  | retired per sal | 12/18/2014 |  | 12/18/21 |  |  | NO | YES |  |  |  |  | VALLEYLAB INC. 10369320 T4K43756EX |  |  | Active |  | 99:99:99:99:99:99 |  | High Risk | 6M:00-MFG | 08/22/2019 | 02/01/2020 | COOPER UNIVERSITY HOSPITAL |  |  | K OR 9 |  | DOMINIC VENDETTA
|  | VALLEYLAB INC. | FORCE TRIAD | SYSTEM, ELECTROSURGICAL | T8H7829E | OPERATING ROOM - PAVILION | Pavilion |  |  | 10/16/2008 |  | 10/16/15 |  |  | NO | YES |  |  |  |  | VALLEYLAB INC. 10368428 T8H7829E |  |  | Active |  | 99:99:99:99:99:99 |  | High Risk | 6M:00-MFG | 08/27/2019 | 02/01/2020 | COOPER UNIVERSITY HOSPITAL |  |  | K1 |  | DOMINIC VENDETTA
|  | VALLEYLAB INC. | FORCE TRIAD | SYSTEM, ELECTROSURGICAL | T8H7825E | OPERATING ROOM - PAVILION | Pavilion |  | retired per sal | 10/16/2008 |  | 10/16/15 |  |  | NO | YES |  |  |  |  | VALLEYLAB INC. 10368404 T8H7825E |  |  | Active |  | 99:99:99:99:99:99 |  | High Risk | 6M:00-MFG | 08/27/2019 | 02/01/2020 | COOPER UNIVERSITY HOSPITAL |  |  | P6 |  | DOMINIC VENDETTA
|  | VALLEYLAB INC. | FORCE TRIAD | SYSTEM, ELECTROSURGICAL | T7D2612E | OPERATING ROOM - PAVILION | Pavilion |  | retired per sal | 08/19/2010 |  | 8/19/17 |  |  | NO | YES |  |  |  |  | VALLEYLAB INC. 10368360 T7D2612E |  |  | Active |  | 99:99:99:99:99:99 |  | High Risk | 6M:00-MFG | 08/27/2019 | 02/01/2020 | COOPER UNIVERSITY HOSPITAL |  |  | P OR 8 |  | DOMINIC VENDETTA
|  | VALLEYLAB INC. | FORCE TRIAD | SYSTEM, ELECTROSURGICAL | T7A1669E | OPERATING ROOM - PAVILION | Kelemen |  | Removed from service 1/31/20 | 08/18/2010 |  | 8/18/17 |  |  | NO | YES |  |  |  |  | VALLEYLAB INC. 10368277 T7A1669E |  |  | Active |  | 99:99:99:99:99:99 |  | High Risk | 6M:00-MFG | 08/20/2019 | 02/01/2020 | COOPER UNIVERSITY HOSPITAL |  |  | K5 |  | DOMINIC VENDETTA
|  | VALLEYLAB INC. | FORCE TRIAD | SYSTEM, ELECTROSURGICAL | T4K43743EX | OR - KELEMEN 3 | Kelemen |  | retired per sal | 12/18/2014 |  | 12/18/21 |  |  | NO | YES |  |  |  |  | COVIDIEN 10368254 T4K43743EX |  |  | Active |  | 99:99:99:99:99:99 |  | High Risk | 6M:00-MFG | 08/27/2019 | 02/01/2020 | COOPER UNIVERSITY HOSPITAL |  |  | K12 |  | DOMINIC VENDETTA
|  | VALLEYLAB INC. | FORCE TRIAD | SYSTEM, ELECTROSURGICAL | T4K43750EX | OR - KELEMEN 3 | Kelemen |  | retired per sal | 12/18/2014 |  | 12/18/21 |  |  | NO | YES |  |  |  |  | VALLEYLAB INC. 10368215 T4K43750EX |  |  | Active |  | 99:99:99:99:99:99 |  | High Risk | 6M:00-MFG | 08/27/2019 | 02/01/2020 | COOPER UNIVERSITY HOSPITAL |  |  | K6 |  | DOMINIC VENDETTA
|  | VALLEYLAB INC. | FORCE TRIAD | SYSTEM, ELECTROSURGICAL | T4K43742EX | OPERATING ROOM - PAVILION | Kelemen |  | retired per sal | 12/18/2014 |  | 12/18/21 |  |  | NO | YES |  |  |  |  | VALLEYLAB INC. 10367385 T4K43742EX |  |  | Active |  | 99:99:99:99:99:99 |  | High Risk | 6M:00-MFG | 08/26/2019 | 02/01/2020 | COOPER UNIVERSITY HOSPITAL |  |  | P5 |  | DOMINIC VENDETTA
|  | VALLEYLAB INC. | FORCE TRIAD | SYSTEM, ELECTROSURGICAL | T4K43744EX | OPERATING ROOM - PAVILION | Kelemen |  | Removed from service 1/31/20 | 12/18/2014 |  | 12/18/21 |  |  | NO | YES |  |  |  |  | COVIDIEN 10367357 T4K43744EX |  |  | Active |  | 99:99:99:99:99:99 |  | High Risk | 6M:00-MFG | 08/27/2019 | 02/01/2020 | COOPER UNIVERSITY HOSPITAL |  |  | K3 |  | DOMINIC VENDETTA
|  | VALLEYLAB INC. | FORCE TRIAD | SYSTEM, ELECTROSURGICAL | T4K43749EX | OR - KELEMEN 3 | Kelemen |  | retired per sal | 12/18/2014 |  | 12/18/21 |  |  | NO | YES |  |  |  |  | VALLEYLAB INC. 10366673 T4K43749EX |  |  | Active |  | 99:99:99:99:99:99 |  | High Risk | 6M:00-MFG | 08/27/2019 | 02/01/2020 | COOPER UNIVERSITY HOSPITAL |  |  | K8 |  | DOMINIC VENDETTA
|  | VALLEYLAB INC. | FORCE TRIAD | SYSTEM, ELECTROSURGICAL | T8H7824E | OPERATING ROOM - PAVILION | Pavilion |  | retired per sal | 12/16/2008 |  | 12/16/15 |  |  | NO | YES |  |  |  |  | VALLEYLAB INC. 10366529 T8H7824E |  |  | Active |  | 99:99:99:99:99:99 |  | High Risk | 6M:00-MFG | 08/22/2019 | 02/01/2020 | COOPER UNIVERSITY HOSPITAL |  |  | K4 |  | DOMINIC VENDETTA
|  | VALLEYLAB INC. | SURGISTAT | SYSTEM, ELECTROSURGICAL | A3L11691 B-20 | MARLTON-DERMATOLOGY | 10000 Sagemore Dr - Marlton |  |  | 05/14/2019 |  | 5/14/24 |  |  | NO | YES |  |  |  |  | VALLEYLAB INC. 30142555 A3L11691 B-20 |  |  | Active |  | 99:99:99:99:99:99 |  | High Risk | 6M:00-MFG | 05/14/2019 | 05/14/2019 | COOPER AMBULATORY OFF-SITES |  |  | Laser Room 2 |  | MICHELE CANALE |  |  |  | 05/14/2019 | 05/14/2019 |  |  |  |  | 05/14/2019 | 05/14/2019
|  | VALLEYLAB INC. | SURGISTAT 2 | SYSTEM, ELECTROSURGICAL | VL5205005 | COOPER CANCER CENTER-MULTIDISCIPLINARY CLINIC | MD Anderson Cancer Center |  |  | 01/25/2006 |  | 1/25/11 |  |  | NO | YES |  |  |  |  | VALLEYLAB INC. 10480355 VL5205005 |  |  | Active |  | 99:99:99:99:99:99 |  | High Risk | 6M:00-MFG | 09/01/2019 | 03/01/2020 | COOPER AMBULATORY OFF-SITES |  |  | RM 2049 PROCEDURE ROOM |  | ROXANNE BERGER
|  | MACAN ENGINEERING COMPANY | MC-6A | SYSTEM, ELECTROSURGICAL, DENTAL | Not Known | BUNKER HILL-ORAL SURGERY | 6200 Main St |  |  | 01/01/1900 |  |  |  |  | NO | YES |  |  |  |  | MACAN ENGINEERING COMPANY 10366947 Not Known |  |  | Active |  | 99:99:99:99:99:99 |  | High Risk | 6M:00-MFG | 09/01/2019 | 03/01/2020 | COOPER AMBULATORY OFF-SITES |  |  | exam 4 |  | BARBARA DIPINTO
|  | EKOS CORPORATION | EKOSONIC PT-3B | SYSTEM, ENDOVASCULAR | PT3B-6185 | CARDIAC CATH LAB | Kelemen |  |  | 01/11/2017 |  | 1/11/25 |  |  | NO | YES |  |  |  |  | EKOS CORPORATION 10769466 PT3B-6185 |  |  | Active |  | 99:99:99:99:99:99 |  | High Risk | 1Y:00-FIL | 05/30/2019 | 05/01/2020 | COOPER UNIVERSITY HOSPITAL |  |  | CCL - Lab 3 | 0012149954 | LINDA BEAN | Performance Verification | Closed | Stephen Zubrzycki | 09/11/2017 | 09/11/2017 | INCOMING INVENTORY | DEVICE INVENTORIED | F160AFBA-07AC-4E5F-A66B-A15A0DEFEFE8 | Labor | 09/11/2017 | 09/11/2017 | Bonnie Aichroth
|  | EKOS CORPORATION | EKOSONIC PT-3B | SYSTEM, ENDOVASCULAR | PT3B-6051 | CARDIAC CATH LAB | Kelemen |  |  | 07/26/2016 |  | 7/26/24 |  |  | NO | YES |  |  |  |  | EKOS CORPORATION 10505351 PT3B-6051 |  |  | Active |  | 99:99:99:99:99:99 |  | High Risk | 1Y:00-FIL | 05/30/2019 | 05/01/2020 | COOPER UNIVERSITY HOSPITAL |  |  | CCL - Lab 3 |  | LINDA BEAN
|  | COOPERSURGICAL, INC. | LEEP PRECISION | SYSTEM, EVACUATION, SMOKE |  | COOPER CANCER-- EGG HARBOR | 303 Central Ave |  |  | 07/23/2019 |  |  |  |  | NO | YES |  |  |  |  | COOPERSURGICAL, INC. 11221810 2018030025 |  |  | Active |  |  |  | Equipment | 1Y:00-MFG | 07/23/2019 | 07/23/2019 | COOPER AMBULATORY OFF-SITES |  |  | Performance Verification | WOT00000003242692 | VIOLET YACOVELLI | Performance Verification | Closed | Josh Harris | 07/23/2019 | 07/23/2019 | Performance Verification for COOPERSURGICAL, INC. 11221810 2018030025 | Initial Install of Performance Verification. Device is ready for patient use. | EXP4330355 | Parts | 07/23/2019 | 07/23/2019 | Kirk Lis
|  | VALLEYLAB INC. | RAPIDVAC | SYSTEM, EVACUATION, SMOKE | VL001130 | OPERATING ROOM - PAVILION | Pavilion |  |  | 11/10/2009 |  | 11/10/19 |  |  | NO | YES |  |  |  |  | VALLEYLAB INC. 10367422 VL001130 |  |  | Active |  | 99:99:99:99:99:99 |  | Equipment | 1Y:00-MFG | 02/23/2019 | 02/01/2020 | COOPER UNIVERSITY HOSPITAL |  |  | Pav OR STORAGE |  | DOMINIC VENDETTA
|  | VALLEYLAB INC. | RAPIDVAC | SYSTEM, EVACUATION, SMOKE | VL000712 |  | Pavilion | [7 empty] | NO | YES
|  | CARDINAL HEALTH EMS/ALLEGIANCE | PULSE WAVE | SYSTEM, FLUID MANAGEMENT |  |  | Pavilion |  |  | 02/01/2013 |  |  |  |  | NO | YES |  |  |  |  | CARDINAL HEALTH EMS/ALLEGIANCE 10367360 120332 |  |  | Active |  | 99:99:99:99:99:99 |  | Equipment | PAAR:00-PVAR | 11/01/2019 |  | COOPER UNIVERSITY HOSPITAL |  |  | Pav OR Storage | WOT00000002200021 | DOMINIC VENDETTA | Disposition | Closed | Salvatore Bombara | 02/14/2019 | 05/16/2019 | Bulk Disposition CNL
|  | NOVADAQ TECHNOLOGIES | SPY ELITE LC3000 | SYSTEM, FLUORESCENCE | SP12100257 | OR - KELEMEN 3 | Kelemen |  |  | 01/01/2013 |  |  |  |  | NO | YES |  |  |  |  | NOVADAQ TECHNOLOGIES 10356164 SP12100257 |  |  | Active |  | 99:99:99:99:99:99 |  | Equipment | 1Y:00-MFG | 02/14/2019 | 02/01/2020 | COOPER UNIVERSITY HOSPITAL |  |  | Pav OR Store Rm |  | DOMINIC VENDETTA
|  | NEOPROBE | NEO2000 (2100) | SYSTEM, GAMMA DETECTION |  | VOORHEES SURGERY CENTER-OPERATING ROOM | 900 Centennial Blvd | Suite E |  | 10/31/2019 |  |  |  |  | NO | YES |  |  |  |  | NEOPROBE 11200057 193165133 |  |  | Active |  |  |  | Equipment | PAAR:00-PVAR | 10/31/2019 | 10/31/2019 | COOPER AMBULATORY OFF-SITES |  |  | SUITE E | WOT00000003431293 | JENNIFER BOMBARO | Performance Verification | Closed | Kirk Lis | 10/31/2019 | 10/31/2019 | Performance Verification for NEOPROBE 11200057 193165133 | Initial Install of Performance Verification. Device is ready for patient use. |  |  | 10/31/2019 | 10/31/2019
|  | NEOPROBE | NEO2000 (2200) | SYSTEM, GAMMA DETECTION |  | VOORHEES SURGERY CENTER-OPERATING ROOM | 900 Centennial Blvd | Suite E |  | 09/08/2002 |  |  |  |  | NO | YES |  |  |  |  | NEOPROBE 10347229 013751836 |  |  | Active |  | 99:99:99:99:99:99 |  | Equipment | 6M:00-ESI | 10/30/2019 | 04/01/2020 | COOPER AMBULATORY OFF-SITES |  |  | Store Room |  | JENNIFER BOMBARO
|  | NX STAGE MEDICAL, INC | SYSTEM ONE | SYSTEM, HEMODIALYSIS |  | DIALYSIS PROCEDURE CENTER | Pavilion |  |  | 08/06/2019 |  | 8/6/24 |  |  | NO | YES |  |  |  |  | NX STAGE MEDICAL, INC 11187678 37578 |  |  | Active |  | E0:9D:31:BD:EE:9C |  | Life Support | 6M:00-MFG | 08/06/2019 | 08/06/2019 | COOPER UNIVERSITY HOSPITAL |  |  | ICU #2 - 3,430 hrs 11/19 | WOT00000003416475 | GERRY DNUNZIO | Performance Verification | Closed | Stephen Zubrzycki | 08/06/2019 | 08/06/2019 | Performance Verification for NX STAGE MEDICAL, INC 11187678 37578 | Initial Install of Performance Verification. Device is ready for patient use. |  |  | 08/06/2019 | 08/06/2019
|  | NX STAGE MEDICAL, INC | SYSTEM ONE | SYSTEM, HEMODIALYSIS |  | DIALYSIS PROCEDURE CENTER | Pavilion |  |  | 05/24/2019 |  | 5/24/24 |  |  | NO | YES |  |  |  |  | NX STAGE MEDICAL, INC 11187566 33985 |  |  | Active |  | E0:9D:31:B9:10:94 |  | Life Support | 6M:00-MFG | 05/24/2019 | 05/24/2019 | COOPER UNIVERSITY HOSPITAL |  |  | Spare #2 - 250 hrs 11/19 | 0012494373 | GERRY DNUNZIO | Performance Verification | Closed | Josh Harris | 05/24/2019 | 05/24/2019 | INCOMING INVENTORY | DEVICE INVENTORIED | 17F7D301-A0C9-41C3-BDE8-5A9BBF57F87A | Labor | 05/24/2019 | 05/24/2019 | Josh Harris
|  | NX STAGE MEDICAL, INC | SYSTEM ONE | SYSTEM, HEMODIALYSIS |  | DIALYSIS PROCEDURE CENTER | Kelemen |  |  | 12/08/2017 |  | 12/8/22 |  |  | NO | YES |  |  |  |  | NX STAGE MEDICAL, INC 10752512 33636 |  |  | Active |  | E0:9D:31:B9:10:18 |  | Life Support | 6M:00-MFG | 05/30/2019 | 05/01/2020 | COOPER UNIVERSITY HOSPITAL |  |  | TICU #1 - 0 hrs 11/19 | 0012494350 | GERRY DNUNZIO | Performance Verification | Closed | Josh Harris | 12/08/2017 | 12/08/2017 | INCOMING INVENTORY | DEVICE INVENTORIED | 0391AD39-2473-4D1C-A256-DEAE70D44B5F | Labor | 12/08/2017 | 12/08/2017 | Josh Harris
|  | NX STAGE MEDICAL, INC | SYSTEM ONE | SYSTEM, HEMODIALYSIS |  | DIALYSIS PROCEDURE CENTER | Kelemen |  |  | 12/08/2017 |  | 12/8/22 |  |  | NO | YES |  |  |  |  | NX STAGE MEDICAL, INC 10752510 33638 |  |  | Active |  | E0:9D:31:B9:10:A4 |  | Life Support | 6M:00-MFG | 05/30/2019 | 05/01/2020 | COOPER UNIVERSITY HOSPITAL |  |  | Spare #1 - 0 hrs 11/19 | 0012494364 | GERRY DNUNZIO | Performance Verification | Closed | Josh Harris | 12/08/2017 | 12/08/2017 | INCOMING INVENTORY | DEVICE INVENTORIED | ECB6128F-84AC-4E47-9ABE-3F0A3C6B55AF | Labor | 12/08/2017 | 12/08/2017 | Josh Harris
|  | NX STAGE MEDICAL, INC | SYSTEM ONE | SYSTEM, HEMODIALYSIS |  | DIALYSIS PROCEDURE CENTER | Kelemen |  |  | 12/08/2017 |  | 12/8/22 |  |  | NO | YES |  |  |  |  | NX STAGE MEDICAL, INC 10752508 33637 |  |  | Active |  | E0:9D:31:B9:10:78 |  | Life Support | 6M:00-MFG | 05/31/2019 | 05/01/2020 | COOPER UNIVERSITY HOSPITAL |  |  | ICU #1 - 2552 hrs 11/19 | 0012494360 | GERRY DNUNZIO | Preventative Maintenance | Closed | Josh Harris | 12/08/2017 | 12/08/2017 | PERFORMANCE ASSURANCE AT INVENTORY | INVENTORIED DEVICE AND ENSURED DEVICE WAS FUNCTIONING PROPERLY. | 11930CCD-1091-4D11-9C74-13DB922AAE61 | Labor | 12/08/2017 | 12/08/2017 | Richard Jolly
|  | NX STAGE MEDICAL, INC | SYSTEM ONE | SYSTEM, HEMODIALYSIS |  | DIALYSIS PROCEDURE CENTER | Kelemen |  |  | 12/08/2017 |  | 12/8/22 |  |  | NO | YES |  |  |  |  | NX STAGE MEDICAL, INC 10752509 33635 |  |  | Active |  | E0:9D:31:B9:10:80 |  | Life Support | 6M:00-MFG | 05/30/2019 | 05/01/2020 | COOPER UNIVERSITY HOSPITAL |  |  | ICU #2 - 4000 hrs 11/19 | 0012494346 | GERRY DNUNZIO | Preventative Maintenance | Closed | Josh Harris | 12/08/2017 | 12/08/2017 | PERFORMANCE ASSURANCE AT INVENTORY | INVENTORIED DEVICE AND ENSURED DEVICE WAS FUNCTIONING PROPERLY. | 2D05E429-7653-4824-A6AB-2CE9D9947A9B | Labor | 12/08/2017 | 12/08/2017 | Richard Jolly
|  | NX STAGE MEDICAL, INC | SYSTEM ONE | SYSTEM, HEMODIALYSIS |  | DIALYSIS PROCEDURE CENTER | Pavilion |  |  | 12/08/2017 |  | 12/8/22 |  |  | NO | YES |  |  |  |  | NX STAGE MEDICAL, INC 10752507 33984 |  |  | Active |  | E0:9D:31:B9:10:3C |  | Life Support | 6M:00-MFG | 05/28/2019 | 05/01/2020 | COOPER UNIVERSITY HOSPITAL |  |  | ICU #3 - 3486 hrs 11/19 | 0012494367 | GERRY DNUNZIO | Performance Verification | Closed | Josh Harris | 12/08/2017 | 12/08/2017 | INCOMING INVENTORY | DEVICE INVENTORIED | 0EE71871-C649-4936-9433-12457D40418A | Labor | 12/08/2017 | 12/08/2017 | Josh Harris
|  | NX STAGE MEDICAL, INC | SYSTEM ONE | SYSTEM, HEMODIALYSIS |  | INTENSIVE CARE UNIT | Pavilion |  |  | 04/16/2018 |  | 4/16/23 |  |  | NO | YES |  |  |  |  | NX STAGE MEDICAL, INC 10732499 34980 |  |  | Active |  | E0:9D:31:B5:A9:94 |  | Life Support | 6M:00-MFG | 06/06/2019 | 12/01/2019 | COOPER UNIVERSITY HOSPITAL |  |  | CCU #1 - 1231 hrs 11/19 | WOT00000000797679 | CAROLYN RUMELL | Performance Verification | Closed | Josh Harris | 04/16/2018 | 07/30/2018 | Performance Verification for NX STAGE MEDICAL, INC 10732499 34980 | Initial Install of Performance Verification. Device is ready for patient use.
|  | SMITH &amp; NEPHEW | VERSAJET II | SYSTEM, HYDROSURGERY | Kwhk170032 | OR - KELEMEN 3 | Kelemen |  |  | 02/15/2019 |  | 2/15/24 |  |  | NO | YES |  |  |  |  | SMITH & NEPHEW 11239326 Kwhk170032 |  |  | Active |  | 99:99:99:99:99:99 |  | Equipment | 1Y:00-MFG | 02/15/2019 | 02/15/2019 | COOPER UNIVERSITY HOSPITAL |  |  | Service Agreement. Kel OR Store Rm | WOT00000000916783 | DOMINIC VENDETTA | Performance Verification | Closed | Salvatore Bombara | 02/15/2019 | 02/15/2019 | Performance Verification for SMITH & NEPHEW 11239326 Kwhk170032 | Initial Install of Performance Verification. Device is ready for patient use. |  |  | 02/15/2019 | 02/15/2019
|  | SMITH &amp; NEPHEW | VERSAJET II | SYSTEM, HYDROSURGERY | KVID180035 | OR - KELEMEN 3 | Kelemen |  |  | 02/15/2019 |  | 2/15/24 |  |  | NO | YES |  |  |  |  | SMITH & NEPHEW 11239276 KVID180035 |  |  | Active |  | 99:99:99:99:99:99 |  | Equipment | 1Y:00-MFG | 02/15/2019 | 02/15/2019 | COOPER UNIVERSITY HOSPITAL |  |  | Service Agreement Kel OR Store Rm | WOT00000000901902 | DOMINIC VENDETTA | Performance Verification | Closed | Salvatore Bombara | 02/15/2019 | 02/15/2019 | Performance Verification for SMITH & NEPHEW 11239276 KVID180035 | Initial Install of Performance Verification. Device is ready for patient use. |  |  | 02/15/2019 | 02/15/2019
|  | ARTHREX INC. | SYNERGY UHD4 | SYSTEM, IMAGE MANAGEMENT | Dbl150020 |  | 900 Centennial Blvd | Suite E | [6 empty] | NO | YES
|  | ARTHREX INC. | SYNERGY UHD4 | SYSTEM, IMAGE MANAGEMENT | DBC160030 | OR - KELEMEN 3 | Kelemen |  |  | 05/23/2016 |  | 5/23/21 |  |  | NO | YES |  |  |  |  | ARTHREX INC. 10480466 DBC160030 |  |  | Active |  | 68:C9:0B:17:57:FC |  | Accessory | PAAR:00-PVAR | 10/31/2019 |  | COOPER UNIVERSITY HOSPITAL |  |  |  |  | DOMINIC VENDETTA
|  | ARTHREX INC. | SYNERGY UHD4 | SYSTEM, IMAGE MANAGEMENT | DBL150017 | OR - KELEMEN 3 | Kelemen |  |  | 05/23/2016 |  | 5/23/21 |  |  | NO | YES |  |  |  |  | ARTHREX INC. 10480454 DBL150017 |  |  | Active |  | D0:39:72:59:B3:CE |  | Accessory | PAAR:00-PVAR | 10/31/2019 |  | COOPER UNIVERSITY HOSPITAL |  |  | k or storge |  | DOMINIC VENDETTA
|  | SMITH &amp; NEPHEW | 660HD | SYSTEM, IMAGE MANAGEMENT | 660HD0073 | OR - KELEMEN 3 | 401 Haddon Ave |  |  | 07/07/2006 |  | 7/7/11 |  |  | NO | YES |  |  |  |  | SMITH & NEPHEW 10355422 660HD0073 |  |  | Disposition |  | 00:80:66:02:94:4D |  | Equipment | PAAR:00-PVAR | 11/02/2019 |  | COOPER UNIVERSITY HOSPITAL |  |  | P5 STORAGE RM |  | DOMINIC VENDETTA
|  | SMITH &amp; NEPHEW | 660HD | SYSTEM, IMAGE MANAGEMENT | 660HD0216 |  | 401 Haddon Ave | [7 empty] | NO | YES
|  | CHANGE HEALTHCARE | HCR100DW10 | SYSTEM, IMAGE PROCESSING, RADIOLOGY |  | CARDIAC CATH LAB | Kelemen |  |  | 10/31/2019 |  |  |  | SYSTEM COMPONENT | NO | YES |  |  |  |  | CHANGE HEALTHCARE 30225176 202000125149 |  |  | Active |  |  |  | Equipment | PAAR:00-PVAR | 10/31/2019 | 10/31/2019 | COOPER UNIVERSITY HOSPITAL |  |  | CCL - Lab 2 Control Room | WOT00000002859790 | LINDA BEAN | Performance Verification | Closed | Stephen Zubrzycki | 10/31/2019 | 10/31/2019 | Performance Verification for UNMATCHED 30225176 202000125149 | Initial Install of Performance Verification. Device is ready for patient use. |  |  | 10/31/2019 | 10/31/2019
|  | STRYKER CORP. | SDC ULTRA | SYSTEM, INFORMATION MANAGEMENT | 10G059104 |  | 900 Centennial Blvd | Suite E | [6 empty] | NO | YES
|  | STRYKER CORP. | SDC ULTRA | SYSTEM, INFORMATION MANAGEMENT | 10G059144 | VOORHEES SURGERY CENTER-OPERATING ROOM | 900 Centennial Blvd | Suite E |  | 07/27/2010 |  |  |  |  | NO | YES |  |  |  |  | STRYKER CORP. 10345446 10G059144 |  |  | Active |  | 00:07:32:13:22:67 |  | Equipment | PAAR:00-PVAR | 11/02/2019 |  | COOPER AMBULATORY OFF-SITES |  |  | EQUIPMENT STORAGE AREA |  | JENNIFER BOMBARO
|  | ANDREW TECHNOLOGIES | HYDRASOLVE | SYSTEM, LIPPOPLASTY | 04-B-0012 |  | Pavilion | [7 empty] | NO | YES
|  | BAXTER HEALTHCARE | AMIA | SYSTEM, PERITONEAL |  | KELEMEN N10 | Kelemen |  |  | 10/11/2019 |  | 10/11/24 |  |  | NO | YES |  |  |  |  | BAXTER HEALTHCARE 11208450 223049 |  |  | Active |  |  |  | Equipment | 1Y:00-MFG | 10/11/2019 | 10/11/2019 | COOPER UNIVERSITY HOSPITAL |  |  | Performance Verification | WOT00000004029778 | Lisa Brooks | Performance Verification | Closed | Zhan Kiselev | 10/11/2019 | 10/11/2019 | Performance Verification for BAXTER HEALTHCARE 11208450 223049 | Initial Install of Performance Verification. Device is ready for patient use. |  |  | 10/11/2019 | 10/11/2019
|  | VARIAN | RPM | SYSTEM, RESPIRATORY GATING |  | COOPER CANCER CENTER | MD Anderson Cancer Center |  |  | 10/01/2013 |  |  |  |  | NO | YES |  |  |  |  | VARIAN 10480297 6043 |  |  | Active |  |  |  | Equipment | PAAR:00-PVAR | 10/31/2019 |  | COOPER AMBULATORY OFF-SITES |  |  | C1100 | WOT00000003271203 | COLLEEN TEGELER | Repair | Completed | Charles Santomero | 07/29/2019 | 09/03/2019 | Infrared Camera (to monitor patient breathing) - see notes, broken, snapped off from device, need PO # | Mount is broken and needs replaced and then a re-alignment to monitor breathing properly. OEM (Varian) came in and completed repairs. Awaiting service report. Original PO given to Varian was mistakenly made payable to Philips. Varian completed the repairs, but now they need a good PO. Advised by Procurement to canceled the original PO (TMXC0280948) and request a new one in Varian's name. | EXP3868796 | Labor | 07/29/2019 | 07/29/2019 | Charles Santomero
|  | MEDTRONIC SURGICAL NAVIGATION TECHNOLOGI | FUSION | SYSTEM, SURGICAL NAVIGATION | N04020078 | OR - KELEMEN 3 | Kelemen |  |  | 04/08/2013 |  |  |  |  | NO | YES |  |  |  |  | MEDTRONIC SURGICAL NAVIGATION TECHNOLOGI 10368221 N04020078 |  |  | Active |  | 00:19:0F:10:20:6B |  | Equipment | 1Y:00-MFG | 02/15/2019 | 02/01/2020 | COOPER UNIVERSITY HOSPITAL |  |  | Kel OR Store Rm |  | DOMINIC VENDETTA
|  | MEDTRONIC SURGICAL NAVIGATION TECHNOLOGI | FUSION | SYSTEM, SURGICAL NAVIGATION | N05918387 | VOORHEES SURGERY CENTER-OPERATING ROOM | 900 Centennial Blvd | Suite E |  | 12/19/2014 |  |  |  |  | NO | YES |  |  |  |  | MEDTRONIC SURGICAL NAVIGATION TECHNOLOGI 10347200 N05918387 |  |  | Active |  | CD:10:10:CE:D0:00 |  | Equipment | 1Y:00-MFG | 04/18/2019 | 04/01/2020 | COOPER AMBULATORY OFF-SITES |  |  | STORAGE ROOM - SUITE E |  | JENNIFER BOMBARO
|  | MEDTRONIC SURGICAL NAVIGATION TECHNOLOGI | STEALTHSTATION I7 | SYSTEM, SURGICAL NAVIGATION, INTERFACE | 01.0001.0037 | OPERATING ROOM - PAVILION | Pavilion |  |  | 02/26/2013 |  | 2/26/20 |  | SYSTEM COMPONENT | NO | YES |  |  |  |  | MEDTRONIC SURGICAL NAVIGATION TECHNOLOGI 10368294 01.0001.0037 |  |  | Active |  | 00:19:0F:0B:75:6A |  | High Risk | 6M:00-MFG | 08/22/2019 | 02/01/2020 | COOPER UNIVERSITY HOSPITAL |  |  |  |  | DOMINIC VENDETTA
|  | MEDTRONIC SURGICAL NAVIGATION TECHNOLOGI | STEALTHSTATION I7 | SYSTEM, SURGICAL NAVIGATION, INTERFACE |  | OPERATING ROOM - PAVILION | Pavilion |  |  | 02/26/2013 |  | 2/26/20 |  | SYSTEM COMPONENT | NO | YES |  |  |  |  | MEDTRONIC SURGICAL NAVIGATION TECHNOLOGI 10346559 0100010059 |  |  | Active |  | 00:19:0F:0C:24:5E |  | High Risk | 6M:00-MFG | 08/29/2019 | 02/01/2020 | COOPER UNIVERSITY HOSPITAL |  |  | OR P04 |  | DOMINIC VENDETTA
|  | INTUITIVE SURGICAL | DA VINCI SI | SYSTEM, SURGICAL, COMPUTER CONTROLLED |  |  | Kelemen | [7 empty] | NO | YES
|  | INTUITIVE SURGICAL | DA VINCI SI SS3300 | SYSTEM, SURGICAL, COMPUTER CONTROLLED, WORKSTATION | SH0177 | OR - KELEMEN 3 | Kelemen |  |  | 11/24/2009 |  | 11/24/16 |  | SYSTEM COMPONENT | NO | YES | Asset Tag 10367367 |  |  |  | INTUITIVE SURGICAL 10367367 SH0177 |  |  | Active |  | 00:17:C5:B0:E8:B1 |  | Equipment | 1Y:00-MFG | 11/01/2019 | 11/01/2020 | COOPER UNIVERSITY HOSPITAL |  |  | K9 |  | DOMINIC VENDETTA
|  | INTUITIVE SURGICAL | DA VINCI XI SM4000 | SYSTEM, SURGICAL, COMPUTER CONTROLLED, WORKSTATION | SK0445 | OR - KELEMEN 3 | Kelemen |  |  | 07/06/2015 |  | 7/6/22 |  | SYSTEM COMPONENT | NO | YES | Asset Tag 10480262 |  |  |  | INTUITIVE SURGICAL 10480262 SK0445 |  |  | Active |  | C0:EA:E4:A9:9A:4D |  | Equipment | 1Y:00-MFG | 04/30/2019 | 02/01/2020 | COOPER UNIVERSITY HOSPITAL |  |  | K10 |  | DOMINIC VENDETTA
|  | PLASMA SURGICAL, INC. | PLASMAJET | SYSTEM, SURGICAL, CUTTING | 213020-1403-399 | OPERATING ROOM - PAVILION | Pavilion |  |  | 09/30/2015 |  |  |  |  | NO | YES |  |  |  |  | PLASMA SURGICAL, INC. 10349329 213020-1403-399 |  |  | Active |  | 99:99:99:99:99:99 |  | High Risk | 6M:00-MFG | 08/29/2019 | 02/01/2020 | COOPER UNIVERSITY HOSPITAL |  |  | Pav OR STORE ROOM |  | DOMINIC VENDETTA
|  | BOSTON SCIENTIFIC | ANGIOJET ULTRA 5000A | SYSTEM, THROMBECTOMY | U3263 | ANGIOGRAPHY | Kelemen | Basement |  | 12/07/2011 |  | 12/7/19 |  |  | NO | YES |  |  |  |  | BOSTON SCIENTIFIC 10368748 U3263 |  |  | Active |  | 99:99:99:99:99:99 |  | High Risk | 6M:00-MFG | 05/28/2019 | 05/01/2020 | COOPER UNIVERSITY HOSPITAL |  |  | ANGIO - BASEMENT |  | PAULETTE DUCKREY
|  | ROTEM INDUSTRIES | DELTA | SYSTEM, THROMBOELASTOMETRY |  | LAB CHEMISTRY | Pavilion | Basement |  | 06/29/2016 |  |  |  |  | NO | YES |  |  |  |  | ROTEM INDUSTRIES 10505312 4298 |  |  | Active |  | BC:5F:F4:E8:D9:53 |  | Equipment | 1Y:00-MFG | 03/27/2019 | 03/01/2020 | COOPER UNIVERSITY HOSPITAL |  |  | P058 |  | Barbara Snyder
|  | ROTEM INDUSTRIES | DELTA | SYSTEM, THROMBOELASTOMETRY |  | LAB CHEMISTRY | Pavilion | Basement |  | 06/29/2016 |  |  |  |  | NO | YES |  |  |  |  | ROTEM INDUSTRIES 10505311 4297 |  |  | Active |  | BC:5F:F4:E9:13:4C |  | Equipment | 1Y:00-MFG | 03/27/2019 | 03/01/2020 | COOPER UNIVERSITY HOSPITAL |  |  | P058 |  | Barbara Snyder
|  | BOSTON SCIENTIFIC | SYMPHION | SYSTEM, TISSUE REMOVAL | MC-0054 | VOORHEES SURGERY CENTER-OPERATING ROOM | 900 Centennial Blvd | Suite E |  | 04/27/2018 |  |  |  |  | NO | YES |  |  |  |  | BOSTON SCIENTIFIC 10725195 MC-0054 |  |  | Active |  | 99:99:99:99:99:99 |  | High Risk | 6M:00-MFG | 10/30/2019 | 04/01/2020 | COOPER AMBULATORY OFF-SITES |  |  | Store Room | WOT00000000827975 | JENNIFER BOMBARO | Performance Verification | Closed | Kirk Lis | 04/27/2018 | 06/29/2019 | Performance Verification for BOSTON SCIENTIFIC 10725195 MC-0054 | Initial Install of Performance Verification. Device is ready for patient use.
|  | SMITH &amp; NEPHEW | TRUCLEAR 7209808 | SYSTEM, TISSUE REMOVAL | YF5004 | VOORHEES SURGERY CENTER-OPERATING ROOM | 900 Centennial Blvd | Suite E |  | 02/17/2013 |  |  |  |  | NO | YES |  |  |  |  | SMITH & NEPHEW 10347191 YF5004 |  |  | Active |  | 99:99:99:99:99:99 |  | High Risk | 6M:00-MFG | 10/30/2019 | 04/01/2020 | COOPER AMBULATORY OFF-SITES |  |  | SUITE E store Rm |  | JENNIFER BOMBARO
|  | SMITH &amp; NEPHEW | TRUCLEAR 7209808 | SYSTEM, TISSUE REMOVAL | YF5317 | OPERATING ROOM - PAVILION | Pavilion |  |  | 02/24/2014 |  |  |  |  | NO | YES |  |  |  |  | SMITH & NEPHEW 10346667 YF5317 |  |  | Active |  | 99:99:99:99:99:99 |  | High Risk | 6M:00-MFG | 08/20/2019 | 02/01/2020 | COOPER UNIVERSITY HOSPITAL |  |  | SD OR Store Rm |  | DOMINIC VENDETTA
|  | NEURONETICS | NEUROSTAR TMS | SYSTEM, TRANSCRANIAL STIMULATION |  | 3 COOPER-PSYCHIATRY | 1011 Main St |  |  | 07/17/2015 |  |  |  |  | NO | YES |  |  |  |  | NEURONETICS 23895 0198 |  |  | Disposition |  |  |  | High Risk | 1Y:00-MFG | 07/17/2015 | 07/17/2015 | COOPER AMBULATORY OFF-SITES |  |  | STE 307 DR. PRADHAN'S OFFICE |  | Andrea Junaid |  |  |  | 07/17/2015 | 07/17/2015 |  |  |  |  | 07/17/2015 | 07/17/2015
|  | NICO | MYRIAD NN-7000 | SYSTEM, TUMOR REMOVAL |  | OPERATING ROOM - PAVILION | Pavilion |  |  | 06/09/2011 |  |  |  |  | NO | YES |  |  |  |  | NICO 10367415 00153 |  |  | Active |  | 99:99:99:99:99:99 |  | High Risk | 6M:00-MFG | 08/26/2019 | 02/01/2020 | COOPER UNIVERSITY HOSPITAL |  |  | Pav OR STORE Rm |  | DOMINIC VENDETTA
|  | LABORIE MEDICAL TECHNOLOGIES | AQUARIUS CT | SYSTEM, URODYNAMIC | NACT-5-15061131 | VOORHEES UROGYNECOLOGY | 6012 Main St |  |  | 02/12/2019 |  |  |  |  | NO | YES |  |  |  |  | LABORIE MEDICAL TECHNOLOGIES 30149605 NACT-5-15061131 |  |  | Active |  | 99:99:99:99:99:99 |  | Equipment | 1Y:00-MFG | 02/12/2019 | 02/12/2019 | COOPER AMBULATORY OFF-SITES |  |  | 6012 MAIN STREET |  | Sheronda Coppage-Belt |  |  |  | 02/12/2019 | 02/12/2019 |  |  |  |  | 02/12/2019 | 02/12/2019
|  | MEDICAL MEASUREMENT SYSTEMS, INC | SOLAR BLUE | SYSTEM, URODYNAMIC | PE13-7SBL0920 | COOPER CANCER CENTER-MULTIDISCIPLINARY CLINIC | MD Anderson Cancer Center |  |  | 08/27/2019 |  |  |  | SYSTEM COMPONENT | NO | YES |  |  |  |  | MEDICAL MEASUREMENT SYSTEMS, INC 30225034 PE13-7SBL0920 |  |  | Active |  | F0:1F:AF:0E:81:CF |  | Equipment | 1Y:00-MFG | 08/27/2019 | 08/27/2019 | COOPER AMBULATORY OFF-SITES |  |  | Multi Disc - C2220 |  | ROXANNE BERGER |  |  |  | 08/27/2019 | 08/27/2019 |  |  |  |  | 08/27/2019 | 08/27/2019
|  | MEDICAL MEASUREMENT SYSTEMS, INC | SOLAR BLUE | SYSTEM, URODYNAMIC | PE12-7SBL0837 | BUNKER HILL-SURGERY | 2 Plaza Dr |  |  | 10/08/2013 |  |  |  |  | NO | YES |  |  |  |  | MEDICAL MEASUREMENT SYSTEMS, INC 10345630 PE12-7SBL0837 |  |  | Active |  | 11:11:11:11:11:11 |  | Equipment | 1Y:00-MFG | 11/01/2019 | 11/01/2020 | COOPER AMBULATORY OFF-SITES |  |  | B.H SURG BATHROOM |  | ANNE MAIER
|  | MEDIWATCH USA INC. | DUET SENSIC G3 | SYSTEM, URODYNAMIC |  | 3 COOPER-WOMENS CARE CENTER | 3 Cooper |  |  | 07/11/2007 |  |  |  |  | NO | YES |  |  |  |  | MEDIWATCH USA INC. 10345826 10097 |  |  | Active |  | AC:22:0B:27:97:50 |  | Equipment | 1Y:00-MFG | 11/01/2019 | 11/01/2020 | COOPER AMBULATORY OFF-SITES |  |  | Suite 300 - Room 6 |  | BONNIE MANNINO
|  | STORZ | OR1 | SYSTEM, VIDEO |  | OPERATING ROOM - PAVILION | Pavilion |  |  | 10/31/2019 |  |  |  |  | NO | YES |  |  |  |  | STORZ 50010940 1002059 |  |  | Active |  | 99:99:99:99:99:99 |  | Equipment | PAAR:00-PVAR | 10/31/2019 | 10/31/2019 | COOPER UNIVERSITY HOSPITAL |  |  |  |  | DOMINIC VENDETTA |  |  |  | 10/31/2019 | 10/31/2019 |  |  |  |  | 10/31/2019 | 10/31/2019
|  | STORZ | OR1 | SYSTEM, VIDEO |  | OPERATING ROOM - PAVILION | Pavilion |  |  | 10/31/2019 |  |  |  |  | NO | YES |  |  |  |  | STORZ 50010941 1002060 |  |  | Active |  | 99:99:99:99:99:99 |  | Equipment | PAAR:00-PVAR | 10/31/2019 | 10/31/2019 | COOPER UNIVERSITY HOSPITAL |  |  |  |  | DOMINIC VENDETTA |  |  |  | 10/31/2019 | 10/31/2019 |  |  |  |  | 10/31/2019 | 10/31/2019
|  | STRYKER CORP. | SWITCHPOINT INFINITY | SYSTEM, VIDEO | 06B00358 | OR - KELEMEN 3 | Pavilion |  |  | 01/20/2016 |  |  |  |  | NO | YES |  |  |  |  | STRYKER CORP. 10480340 06B00358 |  |  | Active |  | 11:11:11:11:11:11 |  | Non-medical | PAAR:00-PVAR | 10/31/2019 |  | COOPER UNIVERSITY HOSPITAL |  |  | K OR 3 |  | DOMINIC VENDETTA
|  | OLYMPUS AMERICA, INC. | ENDOALPHA VMC-3 | SYSTEM, VIDEO MANAGEMENT |  | SAME DAY OR-2ND FL PAVILION | Pavilion |  |  | 10/31/2019 |  | 10/31/26 |  |  | NO | YES |  |  |  |  | OLYMPUS AMERICA, INC. 11239170 01040427610819931117080421170030800073 |  |  | Active |  | 99:99:99:99:99:99 |  | Equipment | PAAR:00-PVAR | 10/31/2019 | 10/31/2019 | COOPER UNIVERSITY HOSPITAL |  |  | Outside SD or5 | WOT00000000616893 | JOE DRUCTOR | Performance Verification | Closed | Tom Burhart | 10/31/2019 | 10/31/2019 | Performance Verification for OLYMPUS AMERICA, INC. 11239170 01040427610819931117080421170030800073 | Initial Install of Performance Verification. Device is ready for patient use. |  |  | 10/31/2019 | 10/31/2019
|  | OLYMPUS AMERICA, INC. | ENDOALPHA VMC-3 | SYSTEM, VIDEO MANAGEMENT |  | SAME DAY OR-2ND FL PAVILION | Pavilion |  |  | 10/31/2019 |  | 10/31/26 |  |  | NO | YES |  |  |  |  | OLYMPUS AMERICA, INC. 11239118 170030800075 |  |  | Active |  | 99:99:99:99:99:99 |  | Equipment | PAAR:00-PVAR | 10/31/2019 | 10/31/2019 | COOPER UNIVERSITY HOSPITAL |  |  | Out side SD OR 3 | WOT00000000564114 | JOE DRUCTOR | Performance Verification | Closed | Salvatore Bombara | 10/31/2019 | 10/31/2019 | Performance Verification for OLYMPUS AMERICA, INC. 11239118 170030800075 | Initial Install of Performance Verification. Device is ready for patient use. |  |  | 10/31/2019 | 10/31/2019
|  | OLYMPUS AMERICA, INC. | ENDOALPHA VMC-3 | SYSTEM, VIDEO MANAGEMENT |  | SAME DAY OR-2ND FL PAVILION | Kelemen |  |  | 10/31/2019 |  | 10/31/26 |  |  | NO | YES |  |  |  |  | OLYMPUS AMERICA, INC. 11239095 17003080048 |  |  | Active |  |  |  | Equipment | PAAR:00-PVAR | 10/31/2019 | 10/31/2019 | COOPER UNIVERSITY HOSPITAL |  |  | Outside SD OR 2 | WOT00000003292636 | JOE DRUCTOR | Performance Verification | Completed | Salvatore Bombara | 10/31/2019 | 10/31/2019 | Performance Verification for OLYMPUS AMERICA, INC. 11239095 17003080048 | Initial Install of Performance Verification. Device is ready for patient use. |  |  | 10/31/2019 | 10/31/2019
|  | OLYMPUS AMERICA, INC. | ENDOALPHA VMC-3 | SYSTEM, VIDEO MANAGEMENT |  | SAME DAY OR-2ND FL PAVILION | Kelemen |  |  | 10/31/2019 |  | 10/31/26 |  |  | NO | YES |  |  |  |  | OLYMPUS AMERICA, INC. 11239076 170030800051 |  |  | Active |  | 99:99:99:99:99:99 |  | Equipment | PAAR:00-PVAR | 10/31/2019 | 10/31/2019 | COOPER UNIVERSITY HOSPITAL |  |  | Outside SD OR 1 | WOT00000000556410 | JOE DRUCTOR | Performance Verification | Closed | Salvatore Bombara | 10/31/2019 | 10/31/2019 | Performance Verification for OLYMPUS AMERICA, INC. 11239076 170030800051 | Initial Install of Performance Verification. Device is ready for patient use. |  |  | 10/31/2019 | 10/31/2019
|  | OLYMPUS AMERICA, INC. | ENDOALPHA VMC-3 | SYSTEM, VIDEO MANAGEMENT |  | SAME DAY OR-2ND FL PAVILION | Pavilion |  |  | 10/31/2019 |  | 10/31/26 |  |  | NO | YES |  |  |  |  | OLYMPUS AMERICA, INC. 11239024 170030800012 |  |  | Active |  | 99:99:99:99:99:99 |  | Equipment | PAAR:00-PVAR | 10/31/2019 | 10/31/2019 | COOPER UNIVERSITY HOSPITAL |  |  | Out side SD6 | WOT00000000552171 | JOE DRUCTOR | Performance Verification | Closed | Salvatore Bombara | 10/31/2019 | 10/31/2019 | Performance Verification for OLYMPUS AMERICA, INC. 11239024 1700308000012 | Initial Install of Performance Verification. Device is ready for patient use. |  |  | 10/31/2019 | 10/31/2019
|  | OLYMPUS AMERICA, INC. | ENDOALPHA VMC-3 | SYSTEM, VIDEO MANAGEMENT |  | OPERATING ROOM - PAVILION | Pavilion |  |  | 03/16/2017 |  | 3/16/24 |  |  | NO | YES |  |  |  |  | OLYMPUS AMERICA, INC. 10769435 160030400057 |  |  | Active |  | 99:99:99:99:99:99 |  | Equipment | PAAR:00-PVAR | 10/31/2019 |  | COOPER UNIVERSITY HOSPITAL |  |  | Pav OR 6 | 0011352784 | DOMINIC VENDETTA | Performance Verification | Closed | Salvatore Bombara | 03/16/2017 | 03/16/2017 | INCOMING INVENTORY | DEVICE INVENTORIED | EF0C8F79-CA82-43D5-B974-39A7B3C16FC4 | Labor | 03/16/2017 | 03/16/2017 | Salvatore Bombara
|  | OLYMPUS AMERICA, INC. | ENDOALPHA VMC-3 | SYSTEM, VIDEO MANAGEMENT |  | OPERATING ROOM - PAVILION | Pavilion |  |  | 11/08/2017 |  | 11/8/24 |  |  | NO | YES |  |  |  |  | OLYMPUS AMERICA, INC. 10732477 160030600119 |  |  | Active |  | 99:99:99:99:99:99 |  | Equipment | PAAR:00-PVAR | 10/31/2019 |  | COOPER UNIVERSITY HOSPITAL |  |  | Pav OR 1 Control Room | 0012508816 | DOMINIC VENDETTA | Preventative Maintenance | Closed | Josh Harris | 12/15/2017 | 12/15/2017 | PERFORMANCE ASSURANCE AT INVENTORY | INVENTORIED DEVICE AND ENSURED DEVICE WAS FUNCTIONING PROPERLY. | 8D14A597-CD6B-49C1-B854-2C8665CA1B81 | Labor | 11/08/2017 | 11/08/2017 | Salvatore Bombara
|  | OLYMPUS AMERICA, INC. | ENDOALPHA VMC-3 | SYSTEM, VIDEO MANAGEMENT |  | OPERATING ROOM - PAVILION | Kelemen |  |  | 09/08/2017 |  | 9/8/24 |  |  | NO | YES |  |  |  |  | OLYMPUS AMERICA, INC. 10732271 150030200062 |  |  | Active |  | 99:99:99:99:99:99 |  | Equipment | PAAR:00-PVAR | 10/31/2019 |  | COOPER UNIVERSITY HOSPITAL |  |  | pav or 7 | 0012145548 | DOMINIC VENDETTA | Repair | Closed | Salvatore Bombara | 09/08/2017 | 10/05/2017 | CONTROL SYSTEM - SVIDEO PORT DOES NOT WORK - TMX | 9/8/2017 12:03:00 PM SXBOMBARA (SXBOMBARA 9/8/2017 12:00 AM) CONFIRMED GUEST S-VIDEO PORT DOES NOT WORK. SET UP SERVICE WITH OLYMPUS. TICKET# 170248989 9/8/2017 12:19:00 PM SXBOMBARA PROVIDED TEMP. PO TMB662090817 9/11/2017 1:32:41 PM SXBOMBARA (SXBOMBARA 9/11/2017 12:00 AM) SET UP SERVICE FOR 9-19-17 9/20/2017 3:19:57 PM SXBOMBARA (SXBOMBARA 9/19/2017 12:00 AM) WORKED WITH SERVICE TECH. SERVICE IS COMPLETE. PROBLEM IS RESOLVED. (SXBOMBARA 9/20/2017 12:00 AM) RECEIVED SERVICE REPORT. SEE ATTACHMENT. | E195A9D0-BD6C-4675-BE77-518CDD4E6067 | VS | 01/01/1900 | 01/01/1900 | Salvatore Bombara
|  | OLYMPUS AMERICA, INC. | ENDOALPHA VMC-3 | SYSTEM, VIDEO MANAGEMENT |  | OR - KELEMEN 3 | Kelemen |  |  | 09/11/2017 |  | 9/11/24 |  |  | NO | YES |  |  |  |  | OLYMPUS AMERICA, INC. 10732264 160030600129 |  |  | Active |  | 99:99:99:99:99:99 |  | Equipment | PAAR:00-PVAR | 10/31/2019 |  | COOPER UNIVERSITY HOSPITAL |  |  |  | 0012380011 | DOMINIC VENDETTA | Performance Verification | Closed | Josh Harris | 11/02/2017 | 11/02/2017 | INCOMING INVENTORY | DEVICE INVENTORIED | 094700E9-EDD6-4054-847C-D0963D7E78EE | Labor | 11/02/2017 | 11/02/2017 | Josh Harris
|  | OLYMPUS AMERICA, INC. | ENDOALPHA VMC-3 | SYSTEM, VIDEO MANAGEMENT |  | OR - KELEMEN 3 | Kelemen |  |  | 09/12/2016 |  | 9/12/23 |  |  | NO | YES |  |  |  |  | OLYMPUS AMERICA, INC. 10505439 160030400053 |  |  | Active |  | 99:99:99:99:99:99 |  | Equipment | PAAR:00-PVAR | 10/31/2019 |  | COOPER UNIVERSITY HOSPITAL |  |  | KELEMEN OR RM 11 |  | DOMINIC VENDETTA
|  | OLYMPUS AMERICA, INC. | ENDOALPHA VMC-3 | SYSTEM, VIDEO MANAGEMENT |  | OR - KELEMEN 3 | Kelemen |  |  | 09/12/2016 |  | 9/12/23 |  |  | NO | YES |  |  |  |  | OLYMPUS AMERICA, INC. 10505391 160030400043 |  |  | Active |  | 99:99:99:99:99:99 |  | Equipment | PAAR:00-PVAR | 10/31/2019 |  | COOPER UNIVERSITY HOSPITAL |  |  | KELEMEN OR HALLWAY |  | DOMINIC VENDETTA
|  | OLYMPUS AMERICA, INC. | ENDOALPHA VMC-3 | SYSTEM, VIDEO MANAGEMENT |  | OR - KELEMEN 3 | Kelemen |  |  | 08/15/2016 |  | 8/15/23 |  |  | NO | YES |  |  |  |  | OLYMPUS AMERICA, INC. 10505378 1600304000562 |  |  | Active |  | 99:99:99:99:99:99 |  | Equipment | PAAR:00-PVAR | 10/31/2019 |  | COOPER UNIVERSITY HOSPITAL |  |  | KELEMAN OR 9 - CLOSET |  | DOMINIC VENDETTA
|  | OLYMPUS AMERICA, INC. | ENDOALPHA VMC-3 | SYSTEM, VIDEO MANAGEMENT |  | OR - KELEMEN 3 | Kelemen |  |  | 05/06/2016 |  | 5/6/23 |  |  | NO | YES |  |  |  |  | OLYMPUS AMERICA, INC. 10480429 160030400032 |  |  | Active |  | 99:99:99:99:99:99 |  | Equipment | PAAR:00-PVAR | 10/31/2019 |  | COOPER UNIVERSITY HOSPITAL |  |  | ROOM K8 |  | DOMINIC VENDETTA
|  | STRYKER CORP. | NEPTUNE 2 ULTRA | SYSTEM, WASTE MANAGEMENT |  | OR - KELEMEN 3 | Pavilion |  | Removed from service 1/31/20 | 01/15/2019 |  | 1/15/29 |  |  | NO | YES |  |  |  |  | STRYKER CORP. 11239364 1616904933 |  |  | Active |  | 99:99:99:99:99:99 |  | Equipment | 1Y:00-MFG | 01/15/2019 | 01/15/2019 | COOPER UNIVERSITY HOSPITAL |  |  |  | 0011477513 | DOMINIC VENDETTA | Preventative Maintenance | Closed | Bonnie Aichroth | 01/15/2019 | 01/15/2019 | PERFORMANCE ASSURANCE AT INVENTORY | INVENTORIED DEVICE AND ENSURED DEVICE WAS FUNCTIONING PROPERLY. | 0F044511-7C77-4017-BA0E-C8BCA4929BF0 | Labor | 01/15/2019 | 01/15/2019 | Salvatore Bombara
|  | STRYKER CORP. | NEPTUNE 2 ULTRA | SYSTEM, WASTE MANAGEMENT |  | SAME DAY OR-2ND FL PAVILION | Kelemen |  | Removed from service 1/31/20 | 02/26/2019 |  | 2/26/29 |  |  | NO | YES |  |  |  |  | STRYKER CORP. 11239187 1414806043 |  |  | Active |  | 99:99:99:99:99:99 |  | Equipment | 1Y:00-MFG | 02/26/2019 | 02/26/2019 | COOPER UNIVERSITY HOSPITAL |  |  | SD OR 5 | WOT00000000626016 | JOE DRUCTOR | Performance Verification | Closed | Tom Burhart | 02/26/2019 | 02/26/2019 | Performance Verification for STRYKER CORP. 11239187 25PLHH8190702001000+S1414806043 | Initial Install of Performance Verification. Device is ready for patient use. |  |  | 02/26/2019 | 02/26/2019
|  | STRYKER CORP. | NEPTUNE 2 ULTRA | SYSTEM, WASTE MANAGEMENT |  | SAME DAY OR-2ND FL PAVILION | Pavilion |  | Removed from service 1/31/20 | 02/26/2019 |  | 2/26/29 |  |  | NO | YES |  |  |  |  | STRYKER CORP. 11239174 1423401833 |  |  | Active |  | 99:99:99:99:99:99 |  | Equipment | 1Y:00-MFG | 02/26/2019 | 02/26/2019 | COOPER UNIVERSITY HOSPITAL |  |  | Performance Verification | WOT00000000625832 | JOE DRUCTOR | Performance Verification | Closed | Salvatore Bombara | 02/26/2019 | 02/26/2019 | Performance Verification for STRYKER CORP. 11239174 1423401833 | Initial Install of Performance Verification. Device is ready for patient use. |  |  | 02/26/2019 | 02/26/2019
|  | STRYKER CORP. | NEPTUNE 2 ULTRA | SYSTEM, WASTE MANAGEMENT |  | SAME DAY OR-2ND FL PAVILION | Warehouse (7815 Airport Hwy) |  |  | 02/26/2019 |  | 2/26/29 |  |  | NO | YES |  |  |  |  | STRYKER CORP. 11239136 1535300913 |  |  | Active |  | 99:99:99:99:99:99 |  | Equipment | 1Y:00-MFG | 02/26/2019 | 02/26/2019 | COOPER UNIVERSITY HOSPITAL |  |  |  | WOT00000000564419 | JOE DRUCTOR | Performance Verification | Closed | Salvatore Bombara | 02/26/2019 | 02/26/2019 | Performance Verification for STRYKER CORP. 11239136 1535300913 | Initial Install of Performance Verification. Device is ready for patient use. |  |  | 02/26/2019 | 02/26/2019
|  | STRYKER CORP. | NEPTUNE 2 ULTRA | SYSTEM, WASTE MANAGEMENT |  | SAME DAY OR-2ND FL PAVILION | Kelemen |  | Removed from service 1/31/20 | 02/26/2019 |  | 2/26/29 |  |  | NO | YES |  |  |  |  | STRYKER CORP. 11239097 1408404113 |  |  | Active |  | 99:99:99:99:99:99 |  | Equipment | 1Y:00-MFG | 02/26/2019 | 02/26/2019 | COOPER UNIVERSITY HOSPITAL |  |  | Performance Verification | WOT00000000559015 | JOE DRUCTOR | Performance Verification | Closed | Salvatore Bombara | 02/26/2019 | 02/26/2019 | Performance Verification for STRYKER CORP. 11239097 1408404113 | Initial Install of Performance Verification. Device is ready for patient use. |  |  | 02/26/2019 | 02/26/2019
|  | STRYKER CORP. | NEPTUNE 2 ULTRA | SYSTEM, WASTE MANAGEMENT |  | SAME DAY OR-2ND FL PAVILION | Pavilion |  | retired per Sal | 02/26/2019 |  | 2/26/29 |  |  | NO | YES |  |  |  |  | STRYKER CORP. 11239081 1426707333 |  |  | Active |  | 99:99:99:99:99:99 |  | Equipment | 1Y:00-MFG | 02/26/2019 | 02/26/2019 | COOPER UNIVERSITY HOSPITAL |  |  | Performance Verification | WOT00000000558695 | JOE DRUCTOR | Performance Verification | Closed | Salvatore Bombara | 02/26/2019 | 02/26/2019 | Performance Verification for STRYKER CORP. 11239081 1426707333 | Initial Install of Performance Verification. Device is ready for patient use. |  |  | 02/26/2019 | 02/26/2019
|  | STRYKER CORP. | NEPTUNE 2 ULTRA | SYSTEM, WASTE MANAGEMENT |  | SAME DAY OR-2ND FL PAVILION | Pavilion |  |  | 02/26/2019 |  | 2/26/29 |  |  | NO | YES |  |  |  |  | STRYKER CORP. 11239066 1428611923 |  |  | Active |  | 99:99:99:99:99:99 |  | Equipment | 1Y:00-MFG | 02/26/2019 | 02/26/2019 | COOPER UNIVERSITY HOSPITAL |  |  | Performance Verification | WOT00000000556273 | JOE DRUCTOR | Performance Verification | Closed | Salvatore Bombara | 02/26/2019 | 02/26/2019 | Performance Verification for STRYKER CORP. 11239065 1428611923 | Initial Install of Performance Verification. Device is ready for patient use. |  |  | 02/26/2019 | 02/26/2019
|  | STRYKER CORP. | NEPTUNE 2 ULTRA | SYSTEM, WASTE MANAGEMENT |  | SAME DAY OR-2ND FL PAVILION | Kelemen |  | Removed from service 1/31/20 | 02/26/2019 |  | 2/26/29 |  |  | NO | YES |  |  |  |  | STRYKER CORP. 11239022 1413304603 |  |  | Active |  | 99:99:99:99:99:99 |  | Equipment | 1Y:00-MFG | 02/26/2019 | 02/26/2019 | COOPER UNIVERSITY HOSPITAL |  |  | Performance Verification | WOT00000000552142 | JOE DRUCTOR | Performance Verification | Closed | Salvatore Bombara | 02/26/2019 | 02/26/2019 | Performance Verification for STRYKER CORP. 11239022 1413304603 | Initial Install of Performance Verification. Device is ready for patient use. |  |  | 02/26/2019 | 02/26/2019
|  | STRYKER CORP. | NEPTUNE 2 ULTRA | SYSTEM, WASTE MANAGEMENT |  | SAME DAY OR-2ND FL PAVILION | Kelemen |  |  | 02/26/2019 |  | 2/26/29 |  |  | NO | YES |  |  |  |  | STRYKER CORP. 11239004 1102703103 |  |  | Active |  | 99:99:99:99:99:99 |  | Equipment | 1Y:00-MFG | 02/26/2019 | 02/26/2019 | COOPER UNIVERSITY HOSPITAL |  |  | Performance Verification | WOT00000000551841 | JOE DRUCTOR | Performance Verification | Closed | Salvatore Bombara | 02/26/2019 | 02/26/2019 | Performance Verification for STRYKER CORP. 11239004 1102703103 | Initial Install of Performance Verification. Device is ready for patient use. |  |  | 02/26/2019 | 02/26/2019
|  | STRYKER CORP. | NEPTUNE 2 ULTRA | SYSTEM, WASTE MANAGEMENT |  | OPERATING ROOM - PAVILION | Pavilion |  | retired per Sal | 10/02/2017 |  | 10/2/27 |  |  | NO | YES |  |  |  |  | STRYKER CORP. 10732275 1136313313 |  |  | Active |  | 99:99:99:99:99:99 |  | Equipment | 1Y:00-MFG | 10/30/2019 | 10/01/2020 | COOPER UNIVERSITY HOSPITAL |  |  |  | 0012374479 | DOMINIC VENDETTA | Preventative Maintenance | Closed | Salvatore Bombara | 10/31/2017 | 10/31/2017 | PERFORMANCE ASSURANCE AT INVENTORY | INVENTORIED DEVICE AND ENSURED DEVICE WAS FUNCTIONING PROPERLY. | 0EC9845D-5B84-4DFC-88D1-F8ED93823C08 | Labor | 10/02/2017 | 10/02/2017 | Salvatore Bombara
|  | STRYKER CORP. | NEPTUNE 2 ULTRA | SYSTEM, WASTE MANAGEMENT |  | COOPER DIGESTIVE HEALTH-ENDOSCOPY | 501 Fellowship Rd |  |  | 11/01/2017 |  | 11/1/27 |  |  | NO | YES |  |  |  |  | STRYKER CORP. 10732182 1112400483 |  |  | Active |  | 99:99:99:99:99:99 |  | Equipment | 1Y:00-MFG | 11/01/2019 | 11/01/2020 | COOPER AMBULATORY OFF-SITES |  |  |  | 0012508747 | JEANNE GREER | Preventative Maintenance | Closed | Josh Harris | 12/15/2017 | 12/15/2017 | PERFORMANCE ASSURANCE AT INVENTORY | INVENTORIED DEVICE AND ENSURED DEVICE WAS FUNCTIONING PROPERLY. | 9492EB6C-0B40-4DAB-B83B-23969CFDF2D2 | Labor | 11/01/2017 | 11/01/2017 | Kirk Lis
|  | STRYKER CORP. | NEPTUNE 2 ULTRA | SYSTEM, WASTE MANAGEMENT |  | OPERATING ROOM - PAVILION | Kelemen |  |  | 09/19/2016 |  | 9/19/26 |  |  | NO | YES |  |  |  |  | STRYKER CORP. 10649835 1616706633 |  |  | Active |  | 99:99:99:99:99:99 |  | Equipment | 1Y:00-MFG | 12/31/2018 | 12/01/2019 | COOPER UNIVERSITY HOSPITAL |  |  |  |  | DOMINIC VENDETTA
|  | STRYKER CORP. | NEPTUNE 2 ULTRA | SYSTEM, WASTE MANAGEMENT |  | OR - KELEMEN 3 | Kelemen |  | Removed from service 1/31/20 | 08/08/2016 |  | 8/8/26 |  |  | NO | YES |  |  |  |  | STRYKER CORP. 10505094 1601108013 |  |  | Active |  | 99:99:99:99:99:99 |  | Equipment | 1Y:00-MFG | 01/15/2019 | 01/01/2020 | COOPER UNIVERSITY HOSPITAL |  |  |  |  | DOMINIC VENDETTA
|  | STRYKER CORP. | NEPTUNE 2 ULTRA | SYSTEM, WASTE MANAGEMENT |  | OR - KELEMEN 3 | Pavilion |  |  | 08/31/2016 |  | 8/31/26 |  |  | NO | YES |  |  |  |  | STRYKER CORP. 10505093 1605603883 |  |  | Active |  | 99:99:99:99:99:99 |  | Equipment | 1Y:00-MFG | 12/31/2018 | 12/01/2019 | COOPER UNIVERSITY HOSPITAL |  |  | ROOM K9 |  | DOMINIC VENDETTA
|  | STRYKER CORP. | NEPTUNE 2 ULTRA | SYSTEM, WASTE MANAGEMENT |  | OR - KELEMEN 3 | Kelemen |  | Removed from service 1/31/20 | 08/31/2016 |  | 8/31/26 |  |  | NO | YES |  |  |  |  | STRYKER CORP. 10505092 1603310193 |  |  | Active |  | 99:99:99:99:99:99 |  | Equipment | 1Y:00-MFG | 01/14/2019 | 01/01/2020 | COOPER UNIVERSITY HOSPITAL |  |  | ROOM K10 |  | DOMINIC VENDETTA
|  | STRYKER CORP. | NEPTUNE 2 ULTRA | SYSTEM, WASTE MANAGEMENT |  | OR - KELEMEN 3 | Pavilion |  |  | 10/10/2014 |  | 10/10/24 |  |  | NO | YES |  |  |  |  | STRYKER CORP. 10480469 1424506563 |  |  | Active |  | 99:99:99:99:99:99 |  | Equipment | 1Y:00-MFG | 01/15/2019 | 01/01/2020 | COOPER UNIVERSITY HOSPITAL |  |  | K7 |  | DOMINIC VENDETTA
|  | STRYKER CORP. | NEPTUNE 2 ULTRA | SYSTEM, WASTE MANAGEMENT |  | OR - KELEMEN 3 | Kelemen |  | Removed from service 1/31/20 | 10/10/2014 |  | 10/10/24 |  |  | NO | YES |  |  |  |  | STRYKER CORP. 10369270 1424506683 |  |  | Active |  | 99:99:99:99:99:99 |  | Equipment | 1Y:00-MFG | 12/31/2018 | 12/01/2019 | COOPER UNIVERSITY HOSPITAL |  |  | KELEMEN OR |  | DOMINIC VENDETTA
|  | STRYKER CORP. | NEPTUNE 2 ULTRA | SYSTEM, WASTE MANAGEMENT |  | OR - KELEMEN 3 | Kelemen |  | retired per Sal | 10/10/2014 |  | 10/10/24 |  |  | NO | YES |  |  |  |  | STRYKER CORP. 10369257 1424506583 |  |  | Active |  | 99:99:99:99:99:99 |  | Equipment | 1Y:00-MFG | 12/31/2018 | 12/01/2019 | COOPER UNIVERSITY HOSPITAL |  |  | K5 |  | DOMINIC VENDETTA
|  | STRYKER CORP. | NEPTUNE 2 ULTRA | SYSTEM, WASTE MANAGEMENT |  | OR - KELEMEN 3 | Pavilion |  | retired per Sal | 10/10/2014 |  | 10/10/24 |  |  | NO | YES |  |  |  |  | STRYKER CORP. 10368964 1424506553 |  |  | Active |  | 99:99:99:99:99:99 |  | Equipment | 1Y:00-MFG | 01/15/2019 | 01/01/2020 | COOPER UNIVERSITY HOSPITAL |  |  |  |  | DOMINIC VENDETTA
|  | STRYKER CORP. | NEPTUNE 2 ULTRA | SYSTEM, WASTE MANAGEMENT |  | OPERATING ROOM - PAVILION | Kelemen |  | Removed from service 1/31/20 | 10/10/2014 |  | 10/10/24 |  |  | NO | YES |  |  |  |  | STRYKER CORP. 10368290 1424506623 |  |  | Active |  | 99:99:99:99:99:99 |  | Equipment | 1Y:00-MFG | 12/31/2018 | 12/01/2019 | COOPER UNIVERSITY HOSPITAL |  |  | OR 5 |  | DOMINIC VENDETTA
|  | STRYKER CORP. | NEPTUNE 2 ULTRA | SYSTEM, WASTE MANAGEMENT |  | OPERATING ROOM - PAVILION | Kelemen |  |  | 10/10/2014 |  | 10/10/24 |  |  | NO | YES |  |  |  |  | STRYKER CORP. 10368263 1424506643 |  |  | Active |  | 99:99:99:99:99:99 |  | Equipment | 1Y:00-MFG | 12/31/2018 | 12/01/2019 | COOPER UNIVERSITY HOSPITAL |  |  | OR 3 |  | DOMINIC VENDETTA
|  | STRYKER CORP. | NEPTUNE 2 ULTRA | SYSTEM, WASTE MANAGEMENT |  | OR - KELEMEN 3 | Pavilion |  |  | 10/10/2014 |  | 10/10/24 |  |  | NO | YES |  |  |  |  | STRYKER CORP. 10368253 1424506693 |  |  | Active |  | 99:99:99:99:99:99 |  | Equipment | 1Y:00-MFG | 12/31/2018 | 12/01/2019 | COOPER UNIVERSITY HOSPITAL |  |  | OR 2 |  | DOMINIC VENDETTA
|  | STRYKER CORP. | NEPTUNE 2 ULTRA | SYSTEM, WASTE MANAGEMENT |  | OR - KELEMEN 3 | Pavilion |  | retired per Sal | 10/10/2014 |  | 10/10/24 |  |  | NO | YES |  |  |  |  | STRYKER CORP. 10368225 1424506573 |  |  | Active |  | 99:99:99:99:99:99 |  | Equipment | 1Y:00-MFG | 01/14/2019 | 01/01/2020 | COOPER UNIVERSITY HOSPITAL |  |  | KELEMEN-3 |  | DOMINIC VENDETTA
|  | STRYKER CORP. | NEPTUNE 2 ULTRA | SYSTEM, WASTE MANAGEMENT |  | OR - KELEMEN 3 | Kelemen |  | Removed from service 1/31/20 | 10/10/2014 |  | 10/10/24 |  |  | NO | YES |  |  |  |  | STRYKER CORP. 10367487 1424506743 |  |  | Active |  | 99:99:99:99:99:99 |  | Equipment | 1Y:00-MFG | 01/14/2019 | 01/01/2020 | COOPER UNIVERSITY HOSPITAL |  |  | K5 |  | DOMINIC VENDETTA
|  | STRYKER CORP. | NEPTUNE 2 ULTRA | SYSTEM, WASTE MANAGEMENT |  | OPERATING ROOM - PAVILION | Pavilion |  | retired per Sal | 10/10/2014 |  | 10/10/24 |  |  | NO | YES |  |  |  |  | STRYKER CORP. 10367388 1424506763 |  |  | Active |  | 99:99:99:99:99:99 |  | Equipment | 1Y:00-MFG | 01/14/2019 | 01/01/2020 | COOPER UNIVERSITY HOSPITAL |  |  | P3-OR 1 |  | DOMINIC VENDETTA
|  | STRYKER CORP. | NEPTUNE 2 ULTRA | SYSTEM, WASTE MANAGEMENT |  |  | Pavilion |  | retired per Sal | [5 empty] | NO | YES
|  | STRYKER CORP. | NEPTUNE 2 ULTRA | SYSTEM, WASTE MANAGEMENT |  | OPERATING ROOM - PAVILION | Kelemen |  |  | 10/10/2014 |  | 10/10/24 |  |  | NO | YES |  |  |  |  | STRYKER CORP. 10367354 1424506493 |  |  | Active |  | 99:99:99:99:99:99 |  | Equipment | 1Y:00-MFG | 01/14/2019 | 01/01/2020 | COOPER UNIVERSITY HOSPITAL |  |  | PO 8 |  | DOMINIC VENDETTA
|  | STRYKER CORP. | NEPTUNE 2 ULTRA | SYSTEM, WASTE MANAGEMENT |  |  | Pavilion |  | retired per Sal | [5 empty] | NO | YES
|  | STRYKER CORP. | NEPTUNE 2 ULTRA | SYSTEM, WASTE MANAGEMENT |  | BRACHFIELD MEDICAL ASSOCIATES-MEDICINE | 218 Sunset Rd |  |  | 12/11/2014 |  | 12/11/24 |  |  | NO | YES |  |  |  |  | STRYKER CORP. 10367164 1426200833 |  |  | Active |  | 99:99:99:99:99:99 |  | Equipment | 1Y:00-MFG | 04/09/2019 | 03/01/2020 | COOPER AMBULATORY OFF-SITES |  |  | ENDOSCOPY PROCEDURE RM |  | CATHY CRAWFORD
|  | STRYKER CORP. | NEPTUNE 2 ULTRA | SYSTEM, WASTE MANAGEMENT |  | OR - KELEMEN 3 | Kelemen |  |  | 10/10/2014 |  | 10/10/24 |  |  | NO | YES |  |  |  |  | STRYKER CORP. 10366666 1424506663 |  |  | Active |  | 99:99:99:99:99:99 |  | Equipment | 1Y:00-MFG | 12/31/2018 | 12/01/2019 | COOPER UNIVERSITY HOSPITAL |  |  | OPERATING ROOM K3 |  | DOMINIC VENDETTA
|  | STRYKER CORP. | NEPTUNE 2 ULTRA | SYSTEM, WASTE MANAGEMENT |  | OR - KELEMEN 3 | Pavilion |  |  | 10/10/2014 |  | 10/10/24 |  |  | NO | YES |  |  |  |  | STRYKER CORP. 10355981 1424506243 |  |  | Active |  | 99:99:99:99:99:99 |  | Equipment | 1Y:00-MFG | 12/31/2018 | 12/01/2019 | COOPER UNIVERSITY HOSPITAL |  |  |  |  | DOMINIC VENDETTA
|  | STRYKER CORP. | NEPTUNE 2 ULTRA | SYSTEM, WASTE MANAGEMENT |  | OR - KELEMEN 3 | Pavilion |  | retired per Sal | 10/10/2014 |  | 10/10/24 |  |  | NO | YES |  |  |  |  | STRYKER CORP. 10355462 1424506633 |  |  | Active |  | 99:99:99:99:99:99 |  | Equipment | 1Y:00-MFG | 01/15/2019 | 01/01/2020 | COOPER UNIVERSITY HOSPITAL |  |  | OR 6 |  | DOMINIC VENDETTA
|  | STRYKER CORP. | NEPTUNE 2 ULTRA | SYSTEM, WASTE MANAGEMENT |  | OR - KELEMEN 3 | Pavilion |  | retired per Sal | 10/10/2014 |  | 10/10/24 |  |  | NO | YES |  |  |  |  | STRYKER CORP. 10348513 1424506673 |  |  | Active |  | 99:99:99:99:99:99 |  | Equipment | 1Y:00-MFG | 12/31/2018 | 12/01/2019 | COOPER UNIVERSITY HOSPITAL |  |  | OR |  | DOMINIC VENDETTA
|  | STRYKER CORP. | NEPTUNE 2 ULTRA | SYSTEM, WASTE MANAGEMENT |  | VOORHEES SURGERY CENTER-OPERATING ROOM | 900 Centennial Blvd | Suite E |  | 10/10/2014 |  | 10/10/24 |  |  | NO | YES |  |  |  |  | STRYKER CORP. 10348018 1424506723 |  |  | Active |  | 99:99:99:99:99:99 |  | Equipment | 1Y:00-MFG | 03/26/2019 | 03/01/2020 | COOPER AMBULATORY OFF-SITES |  |  | STORAGE |  | JENNIFER BOMBARO
|  | STRYKER CORP. | NEPTUNE 2 ULTRA | SYSTEM, WASTE MANAGEMENT |  | COOPER DIGESTIVE HEALTH-ENDOSCOPY | 501 fellowship road |  |  | 12/11/2014 |  | 12/11/24 |  |  | NO | YES |  |  |  |  | STRYKER CORP. 10347154 1424506653 |  |  | Active |  | 99:99:99:99:99:99 |  | Equipment | 1Y:00-MFG | 02/28/2019 | 02/01/2020 | COOPER AMBULATORY OFF-SITES |  |  | Suite 102 - Procedure Side |  | JEANNE GREER
|  | STRYKER CORP. | NEPTUNE 2 ULTRA | SYSTEM, WASTE MANAGEMENT |  | COOPER DIGESTIVE HEALTH-ENDOSCOPY | 501 Fellowship Rd |  |  | 12/11/2014 |  | 12/11/24 |  |  | NO | YES |  |  |  |  | STRYKER CORP. 10347145 1424506473 |  |  | Active |  | 99:99:99:99:99:99 |  | Equipment | 1Y:00-MFG | 02/28/2019 | 02/01/2020 | COOPER AMBULATORY OFF-SITES |  |  | FELLOWSHIP ROAD |  | JEANNE GREER
|  | STRYKER CORP. | NEPTUNE 2 ULTRA | SYSTEM, WASTE MANAGEMENT |  | COOPER DIGESTIVE HEALTH-ENDOSCOPY | 501 Fellowship Rd |  |  | 12/11/2014 |  | 12/11/24 |  |  | NO | YES |  |  |  |  | STRYKER CORP. 10347116 1424506233 |  |  | Active |  | 99:99:99:99:99:99 |  | Equipment | 1Y:00-MFG | 02/28/2019 | 02/01/2020 | COOPER AMBULATORY OFF-SITES |  |  | FELLOWSHIP ROAD |  | JEANNE GREER
|  | STRYKER CORP. | NEPTUNE 2 ULTRA | SYSTEM, WASTE MANAGEMENT |  | OPERATING ROOM - PAVILION | Pavilion |  | retired per Sal | 10/10/2014 |  | 10/10/24 |  |  | NO | YES |  |  |  |  | STRYKER CORP. 10346606 1424506533 |  |  | Active |  | 99:99:99:99:99:99 |  | Equipment | 1Y:00-MFG | 01/15/2019 | 01/01/2020 | COOPER UNIVERSITY HOSPITAL |  |  | OR P07 |  | DOMINIC VENDETTA
|  | STRYKER CORP. | NEPTUNE 2 ULTRA | SYSTEM, WASTE MANAGEMENT |  | OPERATING ROOM - PAVILION | Pavilion |  |  | 10/10/2014 |  | 10/10/24 |  |  | NO | YES |  |  |  |  | STRYKER CORP. 10346538 1424506503 |  |  | Active |  | 99:99:99:99:99:99 |  | Equipment | 1Y:00-MFG | 12/31/2018 | 12/01/2019 | COOPER UNIVERSITY HOSPITAL |  |  | OR P04 |  | DOMINIC VENDETTA
|  | STRYKER CORP. | NEPTUNE 2 ULTRA | SYSTEM, WASTE MANAGEMENT |  | OR - KELEMEN 3 | Pavilion |  | retired per Sal | 10/10/2014 |  | 10/10/24 |  |  | NO | YES |  |  |  |  | STRYKER CORP. 10346355 1424506513 |  |  | Active |  | 99:99:99:99:99:99 |  | Equipment | 1Y:00-MFG | 12/31/2018 | 12/01/2019 | COOPER UNIVERSITY HOSPITAL |  |  | OR-KELEMEN |  | DOMINIC VENDETTA
|  | STRYKER CORP. | NEPTUNE 2 ULTRA | SYSTEM, WASTE MANAGEMENT |  | OR - KELEMEN 3 | Kelemen |  | Removed from service 1/31/20 | 10/10/2014 |  | 10/10/24 |  |  | NO | YES |  |  |  |  | STRYKER CORP. 10346276 1424506703 |  |  | Active |  | 99:99:99:99:99:99 |  | Equipment | 1Y:00-MFG | 01/14/2019 | 01/01/2020 | COOPER UNIVERSITY HOSPITAL |  |  | OR 9 |  | DOMINIC VENDETTA
|  | MAR COR PURIFICATION | WRO 300H | SYSTEM, WATER PURIFICATION |  | DIALYSIS PROCEDURE CENTER | Kelemen |  |  | 10/31/2019 |  | 10/31/29 |  |  | NO | YES |  |  |  |  | MAR COR PURIFICATION 11208125 1365945 |  |  | Active |  | 99:99:99:99:99:99 |  | Equipment | PAAR:00-PVAR | 10/31/2019 | 10/31/2019 | COOPER UNIVERSITY HOSPITAL |  |  |  | WOT00000001607306 | GERRY DNUNZIO | Performance Verification | Closed | Michael Youch | 10/31/2019 | 10/31/2019 | Performance Verification for MAR COR PURIFICATION 11208125 1365945 | Initial Install of Performance Verification. Device is ready for patient use. |  |  | 10/31/2019 | 10/31/2019
|  | MAR COR PURIFICATION | WRO 300H | SYSTEM, WATER PURIFICATION |  | DIALYSIS PROCEDURE CENTER | Kelemen |  |  | 10/31/2019 |  | 10/31/29 |  |  | NO | YES |  |  |  |  | MAR COR PURIFICATION 11208127 1365906 |  |  | Active |  | 99:99:99:99:99:99 |  | Equipment | PAAR:00-PVAR | 10/31/2019 | 10/31/2019 | COOPER UNIVERSITY HOSPITAL |  |  |  | WOT00000001607398 | GERRY DNUNZIO | Performance Verification | Closed | Michael Youch | 10/31/2019 | 10/31/2019 | Performance Verification for MAR COR PURIFICATION 11208127 1365906 | Initial Install of Performance Verification. Device is ready for patient use. |  |  | 10/31/2019 | 10/31/2019
|  | MAR COR PURIFICATION | WRO 300H | SYSTEM, WATER PURIFICATION |  | DIALYSIS PROCEDURE CENTER | Pavilion |  |  | 10/31/2019 |  | 10/31/29 |  |  | NO | YES |  |  |  |  | MAR COR PURIFICATION 11208126 1365014 |  |  | Active |  | 99:99:99:99:99:99 |  | Equipment | PAAR:00-PVAR | 10/31/2019 | 10/31/2019 | COOPER UNIVERSITY HOSPITAL |  |  |  | WOT00000001607330 | GERRY DNUNZIO | Performance Verification | Closed | Michael Youch | 10/31/2019 | 10/31/2019 | Performance Verification for MAR COR PURIFICATION 11208126 1365014 | Initial Install of Performance Verification. Device is ready for patient use. |  |  | 10/31/2019 | 10/31/2019
|  | MAR COR PURIFICATION | WRO 300H | SYSTEM, WATER PURIFICATION |  | DIALYSIS PROCEDURE CENTER | Kelemen |  |  | 10/31/2019 |  | 10/31/29 |  |  | NO | YES |  |  |  |  | MAR COR PURIFICATION 11208124 1365013 |  |  | Active |  | 99:99:99:99:99:99 |  | Equipment | PAAR:00-PVAR | 10/31/2019 | 10/31/2019 | COOPER UNIVERSITY HOSPITAL |  |  |  | WOT00000001607292 | GERRY DNUNZIO | Performance Verification | Closed | Michael Youch | 10/31/2019 | 10/31/2019 | Performance Verification for MAR COR PURIFICATION 11208124 1365013 | Initial Install of Performance Verification. Device is ready for patient use. |  |  | 10/31/2019 | 10/31/2019
|  | MAR COR PURIFICATION | WRO 300H | SYSTEM, WATER PURIFICATION |  | DIALYSIS PROCEDURE CENTER | Kelemen |  |  | 10/31/2019 |  | 10/31/29 |  |  | NO | YES |  |  |  |  | MAR COR PURIFICATION 11208123 1365944 |  |  | Active |  | 99:99:99:99:99:99 |  | Equipment | PAAR:00-PVAR | 10/31/2019 | 10/31/2019 | COOPER UNIVERSITY HOSPITAL |  |  |  | WOT00000001607092 | GERRY DNUNZIO | Performance Verification | Closed | Michael Youch | 10/31/2019 | 10/31/2019 | Performance Verification for MAR COR PURIFICATION 11208123 1365944 | Initial Install of Performance Verification. Device is ready for patient use. |  |  | 10/31/2019 | 10/31/2019
|  | BIODEX MEDICAL SYSTEMS | PULMONEX II 132-503 | SYSTEM, XENON |  | NUCLEAR MEDICINE | Kelemen | Basement |  | 01/01/1900 |  |  |  |  | NO | YES |  |  |  |  | BIODEX MEDICAL SYSTEMS 10368733 9702136 |  |  | Active |  | 99:99:99:99:99:99 |  | Equipment | 1Y:00-MFG | 05/20/2019 | 05/01/2020 | COOPER UNIVERSITY HOSPITAL |  |  | B83 |  | Donna Handy
|  | HILL LABORATORIES COMPANY |  | TABLE, ANATOMOTOR |  | PENNSVILLE-MEDICINE | 390 N Broadway |  |  | 01/01/1900 |  |  |  |  | NO | YES |  |  |  |  | HILL LABORATORIES COMPANY 10345927 11015 |  |  | Active |  | 99:99:99:99:99:99 |  | Equipment | PAAR:00-PVAR | 11/02/2019 |  | COOPER AMBULATORY OFF-SITES |  |  | Exam 16 |  | Heather Rhodes
|  | MEDICAL POSITIONING INC |  | TABLE, ECHO |  | VOORHEES CARDIOLOGY | 901 Centennial Blvd | Building 2 |  | 12/17/2009 |  | 12/17/24 |  |  | NO | YES |  |  |  |  | MEDICAL POSITIONING INC 10356989 600871 |  |  | Active |  | 99:99:99:99:99:99 |  | Equipment | PAAR:00-PVAR | 11/02/2019 |  | COOPER AMBULATORY OFF-SITES |  |  | ECHO LAB | 0011770011 | KATHY COMO | Repair | Closed | Kirk Lis | 06/16/2017 | 06/22/2017 | ULTRASOUND TABLE - WILL NOT GO DOWN - TMX | 6/16/2017 3:56:58 PM KALIS (KALIS 6/16/2017 12:00 AM) CONFERRED WITH TECH ON ISSUE. OBSERVED PROBLEM HAND PENDANT NEEDS TO BE REPLACED 6/22/2017 4:32:49 PM KALIS (KALIS 6/22/2017 12:00 AM) TRAVEL TIME (KALIS 6/22/2017 12:00 AM) REMOVED BROKEN PENDANT. INSTALLED NEW PENDANT AND TESTED. UNIT OK | 4AE4CDD2-43F7-4274-BD44-D114B74873BF | Parts | 01/01/1900 | 01/01/1900 | Kirk Lis
|  | MEDICAL POSITIONING INC |  | TABLE, ECHO |  | VOORHEES CARDIOLOGY | 901 Centennial Blvd | Building 2 |  | 10/30/2009 |  | 10/30/24 |  |  | NO | YES |  |  |  |  | MEDICAL POSITIONING INC 10356981 801390 |  |  | Active |  | 99:99:99:99:99:99 |  | Equipment | PAAR:00-PVAR | 11/02/2019 |  | COOPER AMBULATORY OFF-SITES |  |  | Perephial/Vascular Lab |  | KATHY COMO
|  | MEDICAL POSITIONING INC |  | TABLE, ECHO |  | VOORHEES CARDIOLOGY | 901 Centennial Blvd | Building 2 |  | 12/17/2009 |  | 12/17/24 |  |  | NO | YES |  |  |  |  | MEDICAL POSITIONING INC 10345271 600869 |  |  | Active |  | 99:99:99:99:99:99 |  | Equipment | PAAR:00-PVAR | 11/02/2019 |  | COOPER AMBULATORY OFF-SITES |  |  | Casting Room |  | KATHY COMO
|  | MEDICAL POSITIONING INC |  | TABLE, ECHO |  | BRACHFIELD MEDICAL ASSOCIATES-MEDICINE | 218 Sunset Rd |  |  | 10/01/2007 |  | 10/1/22 |  |  | NO | YES |  |  |  |  | MEDICAL POSITIONING INC 10367043 99862 |  |  | Active |  | 99:99:99:99:99:99 |  | Equipment | PAAR:00-PVAR | 11/02/2019 |  | COOPER AMBULATORY OFF-SITES |  |  | Cario - Echo Lab |  | CATHY CRAWFORD
|  | MEDICAL POSITIONING INC |  | TABLE, ECHO |  | HEART INSTITUTE | 400 Medical Center Dr |  |  | 07/17/2007 |  | 7/17/22 |  |  | NO | YES |  |  |  |  | MEDICAL POSITIONING INC 10366756 799861 |  |  | Active |  | 99:99:99:99:99:99 |  | Equipment | PAAR:00-PVAR | 10/31/2019 |  | COOPER AMBULATORY OFF-SITES |  |  | ECHO ROOM |  | KATHRYN COMO
|  | MEDICAL POSITIONING INC |  | TABLE, ECHO |  | 3 COOPER-CARDIAC DIAGNOSTIC CENTER | 3 Cooper |  |  | 09/09/2004 |  | 9/9/19 |  |  | NO | YES |  |  |  |  | MEDICAL POSITIONING INC 10346873 597118 |  |  | Active |  | 99:99:99:99:99:99 |  | Equipment | PAAR:00-PVAR | 11/02/2019 |  | COOPER AMBULATORY OFF-SITES |  |  | SUITE 318 - STRESS ROOM | 0012670586 | CARLA TRUELL | Repair | Closed | Tom Burhart | 01/23/2018 | 02/09/2018 | STRESS TABLE - IF SITTING UP TABLE SLIDES BACK DOWN, *PLEASE CALL FIRST WITH ETA* - HEART INSTITUTE SUITE 318 STRESS RM | 1/23/2018 3:37:11 PM TJBURHART (TJBURHART 1/23/2018 12:00 AM) WENT TO LOCATION, TALKED TO THE STAFF. NOTICED THE HAND REMOTE'S WIRES WERE FRAYED. WHEN TESTING THE REMOTE, THE BED WAS MOVING WITHOUT TOUCHING THE BUTTON. TOLD THE STAFF AND CONTACTED COMPANY FOR PART NUMBER. 1/29/2018 9:31:12 AM TJBURHART (TJBURHART 1/29/2018 12:00 AM) INSTALLED NEW REMOTE. WAS NOT WORKING. CALL THE COMPANY TO TALK TO TECH SUPPORT. WAS TOLD I ORDER THE WRONG REMOTE FOR IT. THEY GAVE ME THE RIGHT PART NUMBER. DID THE PART RETURN ON SNAP AND ORDER NEW REMOTE. 2/9/2018 2:04:45 PM TJBURHART (TJBURHART 2/9/2018 12:00 AM) WAITED FEW MINUTES AND GOT ACCESS TO THE ROOM. INSTALLED NEW REMOTE. TESTED AND WORKING PROPERLY. OVP-RTS | 7932402C-ED8F-4173-9A60-8004FC7B83C7 | Labor | 02/09/2018 | 02/09/2018 | Tom Burhart
|  | HERITAGE MEDICAL PRODUCTS |  | TABLE, EXAM, ECHO | L03643622 | ECHOCARDIOLOGY | Kelemen |  |  | 11/02/2019 |  | 11/2/34 |  |  | NO | YES |  |  |  |  | HERITAGE MEDICAL PRODUCTS 50006400 L03643622 |  |  | Active |  | 99:99:99:99:99:99 |  | Equipment | PAAR:00-PVAR | 11/02/2019 | 11/02/2019 | COOPER UNIVERSITY HOSPITAL |  |  | STRESS LAB ECHO | WOT00000000527324 | LINDA VALENTI | Disposition | Closed | Zhan Kiselev | 11/02/2019 | 11/02/2019 | Bulk Disposition CNL |  |  |  | 11/02/2019 | 11/02/2019
|  | HERITAGE MEDICAL PRODUCTS |  | TABLE, EXAM, ECHO | L03643626 | ECHOCARDIOLOGY | Kelemen |  |  | 11/02/2019 |  | 11/2/34 |  |  | NO | YES |  |  |  |  | HERITAGE MEDICAL PRODUCTS 50006399 L03643626 |  |  | Active |  | 99:99:99:99:99:99 |  | Equipment | PAAR:00-PVAR | 11/02/2019 | 11/02/2019 | COOPER UNIVERSITY HOSPITAL |  |  | ECHO TESTING | WOT00000000527325 | LINDA VALENTI | Disposition | Closed | Zhan Kiselev | 11/02/2019 | 11/02/2019 | Bulk Disposition CNL |  |  |  | 11/02/2019 | 11/02/2019
|  | HERITAGE MEDICAL PRODUCTS |  | TABLE, EXAM, ECHO | L03643629 | ECHOCARDIOLOGY | Kelemen |  |  | 01/01/1900 |  |  |  |  | NO | YES |  |  |  |  | HERITAGE MEDICAL PRODUCTS 10368637 L03643629 |  |  | Active |  | 99:99:99:99:99:99 |  | Equipment | PAAR:00-PVAR | 11/02/2019 |  | COOPER UNIVERSITY HOSPITAL |  |  | ECHO | WOT00000000527326 | LINDA VALENTI | Disposition | Closed | Zhan Kiselev | 02/08/2018 | 05/14/2019 | Bulk Disposition CNL
|  | MEDICAL POSITIONING INC | DBI | TABLE, EXAM, ECHO |  | 3 COOPER-RADIOLOGY | Warehouse (7815 Airport Hwy) |  |  | 06/18/2007 |  | 6/18/22 |  |  | NO | YES |  |  |  |  | MEDICAL POSITIONING INC 10345988 799673 |  |  | Active |  | 99:99:99:99:99:99 |  | Equipment | PAAR:00-PVAR | 11/02/2019 |  | COOPER AMBULATORY OFF-SITES |  |  | Suite 100 - Outside 148 |  | JUDY ADIRZONE
|  | STILLE | IMAGIQ | TABLE, IMAGING |  | COOPER DIGESTIVE HEALTH-ENDOSCOPY | 501 fellowship road |  |  | 02/26/2008 |  |  |  |  | NO | YES |  |  |  |  | STILLE 10349255 00448 |  |  | Active |  | 99:99:99:99:99:99 |  | Equipment | PAAR:00-PVAR | 11/02/2019 |  | COOPER AMBULATORY OFF-SITES |  |  | Suite 102 - Procedure Room |  | JEANNE GREER
|  | BIODEX MEDICAL SYSTEMS | 056-880 | TABLE, PROCEDURE, POWER |  | COOPER CANCER CENTER | MD Anderson Cancer Center |  |  | 05/25/2005 |  |  |  |  | NO | YES |  |  |  |  | BIODEX MEDICAL SYSTEMS 10365547 0305026 |  |  | Active |  | 99:99:99:99:99:99 |  | Equipment | PAAR:00-PVAR | 11/02/2019 |  | COOPER AMBULATORY OFF-SITES |  |  | Rad/Onc - C1102 |  | COLLEEN TEGELER
|  | MAQUET CORP | ALPHASTAR 1132.21F2 | TABLE, SURGICAL, ELECTRIC |  |  | Dorrance | [7 empty] | NO | YES
|  | MAQUET CORP | ALPHASTAR 1132.21F2 | TABLE, SURGICAL, ELECTRIC |  |  | Pavilion |  |  | 08/03/2015 |  | 8/3/30 |  |  | NO | YES |  |  |  |  | MAQUET CORP 10349338 00239 |  |  | Active |  | 99:99:99:99:99:99 |  | Equipment | PAAR:00-PVAR | 10/31/2019 |  | COOPER UNIVERSITY HOSPITAL |  |  |  |  | DOMINIC VENDETTA
|  | MAQUET CORP | ALPHASTAR 1132.21F2 | TABLE, SURGICAL, ELECTRIC |  | OPERATING ROOM - PAVILION | Kelemen |  |  | 08/03/2015 |  | 8/3/30 |  |  | NO | YES |  |  |  |  | MAQUET CORP 10349339 00240 |  |  | Active |  | 99:99:99:99:99:99 |  | Equipment | PAAR:00-PVAR | 10/31/2019 |  | COOPER UNIVERSITY HOSPITAL |  |  | PAV OR |  | DOMINIC VENDETTA
|  | MAQUET CORP | ALPHASTAR 1132.21F2 | TABLE, SURGICAL, ELECTRIC |  | OPERATING ROOM - PAVILION | Pavilion |  |  | 08/03/2015 |  | 8/3/30 |  |  | NO | YES |  |  |  |  | MAQUET CORP 10349337 00238 |  |  | Active |  | 99:99:99:99:99:99 |  | Equipment | PAAR:00-PVAR | 10/31/2019 |  | COOPER UNIVERSITY HOSPITAL |  |  | OR |  | DOMINIC VENDETTA
|  | MAQUET CORP | ALPHASTAR 1132.21F2 | TABLE, SURGICAL, ELECTRIC |  | LABOR & DELIVERY | Dorrance |  |  | 07/06/2015 |  | 7/6/30 |  |  | NO | YES |  |  |  |  | MAQUET CORP 10349254 00237 |  |  | Active |  | 99:99:99:99:99:99 |  | Equipment | PAAR:00-PVAR | 10/31/2019 |  | COOPER UNIVERSITY HOSPITAL |  |  | L&D OR |  | JOANNA HORST
|  | MAQUET CORP | MAGNUS | TABLE, SURGICAL, ELECTRIC |  | CARDIAC CATH LAB | Kelemen |  |  | 10/31/2019 |  | 10/31/34 |  |  | NO | YES |  |  |  |  | MAQUET CORP 11221517 01025 |  |  | Active |  | 99:99:99:99:99:99 |  | Equipment | PAAR:00-PVAR | 10/31/2019 | 10/31/2019 | COOPER UNIVERSITY HOSPITAL |  |  | CCL - EP2 | 0012152554 | LINDA BEAN | Preventative Maintenance | Closed | Stephen Zubrzycki | 10/31/2019 | 10/31/2019 | PERFORMANCE ASSURANCE AT INVENTORY | INVENTORIED DEVICE AND ENSURED DEVICE WAS FUNCTIONING PROPERLY. | 0738B55D-03DA-462E-A419-533E4DC0A4B8 | Labor | 10/31/2019 | 10/31/2019 | Stephen Zubrzycki
|  | SCHAERER MAYFIELD USA INC. |  | TABLE, SURGICAL, ELECTRIC | TFX-1657 | OPERATING ROOM - PAVILION | Pavilion |  |  | 04/11/2017 |  | 4/11/32 |  |  | NO | YES |  |  |  |  | SCHAERER MAYFIELD USA INC. 10769415 TFX-1657 |  |  | Active |  | 99:99:99:99:99:99 |  | Equipment | PAAR:00-PVAR | 10/31/2019 |  | COOPER UNIVERSITY HOSPITAL |  |  |  | 0012038646 | DOMINIC VENDETTA | Performance Verification | Closed | Kirk Lis | 08/15/2017 | 08/15/2017 | INCOMING INVENTORY | DEVICE INVENTORIED | BCC40176-49C4-423E-B6E7-09F08AF3958E | Labor | 08/15/2017 | 08/15/2017 | Bonnie Aichroth
|  | SCHAERER MAYFIELD USA INC. |  | TABLE, SURGICAL, ELECTRIC | TFX-1662 | OPERATING ROOM - PAVILION | Pavilion |  |  | 10/18/2017 |  | 10/18/32 |  |  | NO | YES |  |  |  |  | SCHAERER MAYFIELD USA INC. 10732376 TFX-1662 |  |  | Active |  | 99:99:99:99:99:99 |  | Equipment | PAAR:00-PVAR | 10/31/2019 |  | COOPER UNIVERSITY HOSPITAL |  |  |  | 0012488618 | DOMINIC VENDETTA | Preventative Maintenance | Closed | Josh Harris | 12/06/2017 | 12/06/2017 | PERFORMANCE ASSURANCE AT INVENTORY | INVENTORIED DEVICE AND ENSURED DEVICE WAS FUNCTIONING PROPERLY. | 63A1E4A1-EBD0-42D0-ACA2-91885747745D | Labor | 10/18/2017 | 10/18/2017 | Salvatore Bombara
|  | SCHAERER MAYFIELD USA INC. |  | TABLE, SURGICAL, ELECTRIC | TFX-1661 | OPERATING ROOM - PAVILION | Pavilion |  |  | 10/18/2017 |  | 10/18/32 |  |  | NO | YES |  |  |  |  | SCHAERER MAYFIELD USA INC. 10732367 TFX-1661 |  |  | Active |  | 99:99:99:99:99:99 |  | Equipment | PAAR:00-PVAR | 10/31/2019 |  | COOPER UNIVERSITY HOSPITAL |  |  |  | 0012488614 | DOMINIC VENDETTA | Preventative Maintenance | Closed | Josh Harris | 12/06/2017 | 12/06/2017 | PERFORMANCE ASSURANCE AT INVENTORY | INVENTORIED DEVICE AND ENSURED DEVICE WAS FUNCTIONING PROPERLY. | E60B630F-6C90-40E4-8120-6D29D51BF7EF | Labor | 10/18/2017 | 10/18/2017 | Salvatore Bombara
|  | SCHAERER MAYFIELD USA INC. |  | TABLE, SURGICAL, ELECTRIC | TFX1589 | VOORHEES SURGERY CENTER-OPERATING ROOM | 900 Centennial Blvd | Suite E |  | 02/03/2012 |  | 2/3/27 |  |  | NO | YES |  |  |  |  | SCHAERER MAYFIELD USA INC. 10346297 TFX1589 |  |  | Active |  | 99:99:99:99:99:99 |  | Equipment | PAAR:00-PVAR | 11/02/2019 |  | COOPER AMBULATORY OFF-SITES |  |  | SUITE E |  | JENNIFER BOMBARO
|  | SKYTRON | 3600B | TABLE, SURGICAL, ELECTRIC | 3600B-10C-1331 | OPERATING ROOM - PAVILION | Pavilion |  |  | 11/02/2019 |  | 11/2/34 |  |  | NO | YES |  |  |  |  | SKYTRON 11239405 3600B-10C-1331 |  |  | Active |  | 99:99:99:99:99:99 |  | Equipment | PAAR:00-PVAR | 11/02/2019 | 11/02/2019 | COOPER UNIVERSITY HOSPITAL |  |  | OR P07 |  | DOMINIC VENDETTA |  |  |  | 11/02/2019 | 11/02/2019 |  |  |  |  | 11/02/2019 | 11/02/2019
|  | SKYTRON | 3600B | TABLE, SURGICAL, ELECTRIC | 3600B-10C-1336 | OR - KELEMEN 3 | Kelemen |  |  | 04/01/2010 |  | 4/1/25 |  |  | NO | YES |  |  |  |  | SKYTRON 10368408 3600B-10C-1336 |  |  | Active |  | 99:99:99:99:99:99 |  | Equipment | PAAR:00-PVAR | 11/02/2019 |  | COOPER UNIVERSITY HOSPITAL |  |  | K5 |  | DOMINIC VENDETTA
|  | SKYTRON | 3603 ULTRASLIDE | TABLE, SURGICAL, ELECTRIC | SUC-20175-0134 | SAME DAY OR-2ND FL PAVILION | Kelemen |  |  | 10/31/2019 |  | 10/31/34 |  |  | NO | YES |  |  |  |  | SKYTRON 11239108 SUC-20175-0134 |  |  | Active |  | 99:99:99:99:99:99 |  | Equipment | PAAR:00-PVAR | 10/31/2019 | 10/31/2019 | COOPER UNIVERSITY HOSPITAL |  |  | 2nd Floor Pav OR | WOT00000000562626 | JOE DRUCTOR | Performance Verification | Closed | Salvatore Bombara | 10/31/2019 | 10/31/2019 | Performance Verification for SKYTRON 11239108 SUC-20175-0134 | Initial Install of Performance Verification. Device is ready for patient use. |  |  | 10/31/2019 | 10/31/2019
|  | SKYTRON | 3603 ULTRASLIDE | TABLE, SURGICAL, ELECTRIC | SUC-20175-0136 | SAME DAY OR-2ND FL PAVILION | Pavilion |  |  | 10/31/2019 |  | 10/31/34 |  |  | NO | YES |  |  |  |  | SKYTRON 11239106 SUC-20175-0136 |  |  | Active | W39106 | 99:99:99:99:99:99 |  | Equipment | PAAR:00-PVAR | 10/31/2019 | 10/31/2019 | COOPER UNIVERSITY HOSPITAL |  |  | Pav 2nd Floor OR | WOT00000000562269 | JOE DRUCTOR | Performance Verification | Closed | Salvatore Bombara | 10/31/2019 | 10/31/2019 | Performance Verification for SKYTRON W39106 SUC-20175-0136 | Initial Install of Performance Verification. Device is ready for patient use. |  |  | 10/31/2019 | 10/31/2019
|  | SKYTRON |  | TABLE, SURGICAL, ELECTRIC |  | OR - KELEMEN 3 | Pavilion |  |  | 11/15/1995 |  | 11/15/10 |  |  | NO | YES |  |  |  |  | SKYTRON 10368426 11741 |  |  | Active |  | 99:99:99:99:99:99 |  | Equipment | PAAR:00-PVAR | 11/02/2019 |  | COOPER UNIVERSITY HOSPITAL |  |  | P OR 6 | 0011722504 | DOMINIC VENDETTA | Repair | Closed | Salvatore Bombara | 05/30/2017 | 06/08/2017 | OR TABLE - PENDANT NOT WORKING - TMX | 5/30/2017 2:46:42 PM SXBOMBARA (SXBOMBARA 5/30/2017 12:00 AM) CONFIRMED ERROR. DETERMINED THAT THE PENDANT IS UN REPAIRABLE. ORDERED REPLACEMENT. 6/8/2017 10:48:22 AM SXBOMBARA (SXBOMBARA 6/8/2017 12:00 AM) RECEIVED PART. INSTALLED TESTED AND PASSED FULL FUNCTIONAL CHECK. RETURNED TO SERVICE. | E4AAB79E-451F-4AB4-9E8A-8DEE6E41259D | Labor | 05/30/2017 | 05/30/2017 | Salvatore Bombara
|  | SKYTRON |  | TABLE, SURGICAL, ELECTRIC | 6500NB-1995-11-742 | OR - KELEMEN 3 | Kelemen |  |  | 11/15/1995 |  | 11/15/10 |  |  | NO | YES |  |  |  |  | SKYTRON 10368415 6500NB-1995-11-742 |  |  | Active |  | 99:99:99:99:99:99 |  | Equipment | PAAR:00-PVAR | 11/02/2019 |  | COOPER UNIVERSITY HOSPITAL |  |  |  |  | DOMINIC VENDETTA
|  | SKYTRON | 6700B | TABLE, SURGICAL, ELECTRIC | 6700B-56194 | OR - KELEMEN 3 | Pavilion |  |  | 11/02/2019 |  | 11/2/34 |  |  | NO | YES |  |  |  |  | SKYTRON 11239398 6700B-56194 |  |  | Active |  | 99:99:99:99:99:99 |  | Equipment | PAAR:00-PVAR | 11/02/2019 | 11/02/2019 | COOPER UNIVERSITY HOSPITAL |  |  | OR STORAGE HALLWAY |  | DOMINIC VENDETTA |  |  |  | 11/02/2019 | 11/02/2019 |  |  |  |  | 11/02/2019 | 11/02/2019
|  | SKYTRON | 6700B | TABLE, SURGICAL, ELECTRIC | SUC-20163-0769 | OR - KELEMEN 3 | Pavilion |  |  | 09/11/2017 |  | 9/11/32 |  |  | NO | YES |  |  |  |  | SKYTRON 10732253 SUC-20163-0769 |  |  | Active |  | 99:99:99:99:99:99 |  | Equipment | PAAR:00-PVAR | 10/31/2019 |  | COOPER UNIVERSITY HOSPITAL |  |  |  | 0012379890 | DOMINIC VENDETTA | Preventative Maintenance | Closed | Josh Harris | 11/02/2017 | 11/02/2017 | PERFORMANCE ASSURANCE AT INVENTORY | INVENTORIED DEVICE AND ENSURED DEVICE WAS FUNCTIONING PROPERLY. | 4E4778A8-4AE0-4A50-8223-73AD426AD997 | Labor | 09/11/2017 | 09/11/2017 | Josh Harris
|  | SKYTRON | 6700B | TABLE, SURGICAL, ELECTRIC | 6700-8K-1026 | OPERATING ROOM - PAVILION | Pavilion |  |  | 11/02/2019 |  | 11/2/34 |  |  | NO | YES |  |  |  |  | SKYTRON 50010770 6700-8K-1026 |  |  | Active |  | 99:99:99:99:99:99 |  | Equipment | PAAR:00-PVAR | 11/02/2019 | 11/02/2019 | COOPER UNIVERSITY HOSPITAL |  |  |  |  | DOMINIC VENDETTA |  |  |  | 11/02/2019 | 11/02/2019 |  |  |  |  | 11/02/2019 | 11/02/2019
|  | SKYTRON | 6700B | TABLE, SURGICAL, ELECTRIC | 6700B-6G-610 | SPECIAL TEST | Kelemen |  |  | 10/01/2006 |  | 10/1/21 |  |  | NO | YES |  |  |  |  | SKYTRON 10356130 6700B-6G-610 |  |  | Active |  | 99:99:99:99:99:99 |  | Equipment | PAAR:00-PVAR | 11/02/2019 |  | COOPER UNIVERSITY HOSPITAL |  |  | FLUROSCOPY |  | AMY HANNAN
|  | SKYTRON | 6700B | TABLE, SURGICAL, ELECTRIC | 6700B-5G-193 | OR - KELEMEN 3 | Kelemen |  |  | 09/08/2005 |  | 9/8/20 |  |  | NO | YES |  |  |  |  | SKYTRON 10355097 6700B-5G-193 |  |  | Active |  | 99:99:99:99:99:99 |  | Equipment | PAAR:00-PVAR | 11/01/2019 |  | COOPER UNIVERSITY HOSPITAL |  |  | OR 1 L&D |  | DOMINIC VENDETTA
|  | SKYTRON | ELITE 3000 | TABLE, SURGICAL, ELECTRIC | 3000-8L-109 | OPERATING ROOM - PAVILION | Kelemen |  |  | 02/12/2009 |  | 2/12/24 |  |  | NO | YES |  |  |  |  | SKYTRON 10366671 3000-8L-109 |  |  | Active |  | 99:99:99:99:99:99 |  | Equipment | PAAR:00-PVAR | 11/02/2019 |  | COOPER UNIVERSITY HOSPITAL |  |  | OPERATING ROOM K2 |  | DOMINIC VENDETTA
|  | SKYTRON | ELITE 3000 | TABLE, SURGICAL, ELECTRIC | 3000-8L-108 | OPERATING ROOM - PAVILION | Kelemen |  |  | 02/12/2009 |  | 2/12/24 |  |  | NO | YES |  |  |  |  | SKYTRON 10349378 3000-8L-108 |  |  | Active |  | 99:99:99:99:99:99 |  | Equipment | PAAR:00-PVAR | 10/31/2019 |  | COOPER UNIVERSITY HOSPITAL |  |  | P4 |  | DOMINIC VENDETTA
|  | SKYTRON | ELITE 6002 | TABLE, SURGICAL, ELECTRIC | 6002-9B-410 |  | 900 Centennial Blvd | Suite E | [6 empty] | NO | YES
|  | SKYTRON | ELITE 6002 | TABLE, SURGICAL, ELECTRIC | 6002-9B-414 | VOORHEES SURGERY CENTER-OPERATING ROOM | 900 Centennial Blvd | Suite E |  | 12/16/2009 |  | 12/16/24 |  |  | NO | YES |  |  |  |  | SKYTRON 10345475 6002-9B-414 |  |  | Active |  | 99:99:99:99:99:99 |  | Equipment | PAAR:00-PVAR | 11/02/2019 |  | COOPER AMBULATORY OFF-SITES |  |  | HALLWAY |  | JENNIFER BOMBARO
|  | SKYTRON | ELITE 6300 | TABLE, SURGICAL, ELECTRIC |  | VOORHEES SURGERY CENTER-OPERATING ROOM | 900 Centennial Blvd | Suite E |  | 11/02/2019 |  | 11/2/34 |  |  | NO | YES |  |  |  |  | SKYTRON 11200037 008747 |  |  | Active |  | 99:99:99:99:99:99 |  | Equipment | PAAR:00-PVAR | 11/02/2019 | 11/02/2019 | COOPER AMBULATORY OFF-SITES |  |  | MODEL# ELITE 6300 | 0012140814 | JENNIFER BOMBARO | Repair | Closed | Kirk Lis | 11/02/2019 | 11/02/2019 | OR BED - HANDPIECE CONTROLLER NOT WORKING APPROPRIATLEY - SURGERY CENTER OR BY SUPPLY RM | 9/8/2017 9:30:04 AM KALIS (KALIS 9/7/2017 12:00 AM) ANALIZED UNIT. HAND PENDANT NEEDS TO BE TAKEN BACK TO DEPT. TO DISASSEMBLE. SOMETHING IS RATTLING INSIDE HOUSING. 9/18/2017 11:49:25 AM SXBOMBARA (SXBOMBARA 9/15/2017 12:00 AM) RECEIVED. REBUILT. TESTED. DETERMINED UNIT ALSO HAS A MALFUNCTIONING CORD. REPLACED CORD. (SXBOMBARA 9/17/2017 12:00 AM) INSTALLED. TESTED AND PASSED FULL FUNCTIONAL CHECK. RETURNED TO SERVICE. | 25694FD8-A19F-4AA6-A5BE-3E7A0B1BA426 | Parts | 11/02/2019 | 11/02/2019 | Salvatore Bombara
|  | SKYTRON | ELITE 6300 | TABLE, SURGICAL, ELECTRIC | 6300-11G-042 |  | 900 Centennial Blvd | Suite E | [6 empty] | NO | YES
|  | SKYTRON | EZ SLIDE 3502 | TABLE, SURGICAL, ELECTRIC | SUT20134-0021 | OPERATING ROOM - PAVILION | Pavilion |  |  | 10/21/2013 |  | 10/21/28 |  |  | NO | YES |  |  |  |  | SKYTRON 10367338 SUT20134-0021 |  |  | Active |  | 99:99:99:99:99:99 |  | Equipment | PAAR:00-PVAR | 11/02/2019 |  | COOPER UNIVERSITY HOSPITAL |  |  |  |  | DOMINIC VENDETTA
|  | SKYTRON | HERCULES SERIES 6701 | TABLE, SURGICAL, ELECTRIC | 6701-8G-338 | OPERATING ROOM - PAVILION | Pavilion |  |  | 11/01/2019 |  | 11/1/34 |  |  | NO | YES |  |  |  |  | SKYTRON 50010767 6701-8G-338 |  |  | Active |  | 99:99:99:99:99:99 |  | Equipment | PAAR:00-PVAR | 11/01/2019 | 11/01/2019 | COOPER UNIVERSITY HOSPITAL |  |  | OR 2 |  | DOMINIC VENDETTA |  |  |  | 11/01/2019 | 11/01/2019 |  |  |  |  | 11/01/2019 | 11/01/2019
|  | SKYTRON | HERCULES SERIES 6701 | TABLE, SURGICAL, ELECTRIC | 6701-8G311 | OR - KELEMEN 3 | Kelemen |  |  | 11/26/2008 |  | 11/26/23 |  |  | NO | YES |  |  |  |  | SKYTRON 10369284 6701-8G311 |  |  | Active |  | 99:99:99:99:99:99 |  | Equipment | PAAR:00-PVAR | 11/02/2019 |  | COOPER UNIVERSITY HOSPITAL |  |  | KELEMEN OR |  | DOMINIC VENDETTA
|  | SKYTRON | HERCULES SERIES 6701 | TABLE, SURGICAL, ELECTRIC | 6701-10C-781 | SHORT PROCEDURE UNIT | Kelemen |  |  | 04/01/2010 |  | 4/1/25 |  |  | NO | YES |  |  |  |  | SKYTRON 10367441 6701-10C-781 |  |  | Active |  | 99:99:99:99:99:99 |  | Equipment | PAAR:00-PVAR | 11/02/2019 |  | COOPER UNIVERSITY HOSPITAL |  |  | PROCEDURE ROOM |  | Lisa Geoghegan
|  | SKYTRON | HERCULES SERIES 6701 | TABLE, SURGICAL, ELECTRIC | 6701-8G-518 | OR - KELEMEN 3 | Pavilion |  |  | 11/26/2008 |  | 11/26/23 |  |  | NO | YES |  |  |  |  | SKYTRON 10367207 6701-8G-518 |  |  | Active |  | 99:99:99:99:99:99 |  | Equipment | PAAR:00-PVAR | 11/02/2019 |  | COOPER UNIVERSITY HOSPITAL |  |  | OR K7 |  | DOMINIC VENDETTA
|  | SKYTRON | HERCULES SERIES 6702 | TABLE, SURGICAL, ELECTRIC | SUC-20161-0764 | OR - KELEMEN 3 | Kelemen |  |  | 10/31/2019 |  | 10/31/34 |  |  | NO | YES |  |  |  |  | SKYTRON 11239264 SUC-20161-0764 |  |  | Active |  | 99:99:99:99:99:99 |  | Equipment | PAAR:00-PVAR | 10/31/2019 | 10/31/2019 | COOPER UNIVERSITY HOSPITAL |  |  |  | 0011475277 | DOMINIC VENDETTA | Preventative Maintenance | Closed | Bonnie Aichroth | 10/31/2019 | 10/31/2019 | PERFORMANCE ASSURANCE AT INVENTORY | INVENTORIED DEVICE AND ENSURED DEVICE WAS FUNCTIONING PROPERLY. | 323E64AB-0947-41AE-A679-59D8370D2CC0 | Labor | 10/31/2019 | 10/31/2019 | Salvatore Bombara
|  | SKYTRON | HERCULES SERIES 6702 | TABLE, SURGICAL, ELECTRIC | SUC-20178-1154 | SAME DAY OR-2ND FL PAVILION | Pavilion |  |  | 10/31/2019 |  | 10/31/34 |  |  | NO | YES |  |  |  |  | SKYTRON 11239168 SUC-20178-1154 |  |  | Active |  | 99:99:99:99:99:99 |  | Equipment | PAAR:00-PVAR | 10/31/2019 | 10/31/2019 | COOPER UNIVERSITY HOSPITAL |  |  | SD OR 5 | WOT00000000616872 | JOE DRUCTOR | Performance Verification | Closed | Salvatore Bombara | 10/31/2019 | 10/31/2019 | Performance Verification for SKYTRON 11239168 SUC-20178-1154 | Initial Install of Performance Verification. Device is ready for patient use. |  |  | 10/31/2019 | 10/31/2019
|  | SKYTRON | IMPULSE 3003 | TABLE, SURGICAL, ELECTRIC | SUC-20164-0292 | OR - KELEMEN 3 | Kelemen |  |  | 10/13/2016 |  | 10/13/31 |  |  | NO | YES |  |  |  |  | SKYTRON 10649896 SUC-20164-0292 |  |  | Active |  | 99:99:99:99:99:99 |  | Equipment | 1Y:00-MFG 5Y:00-MIN 7Y:00-MIN 10Y:00-MIN | 01/31/2019 | 02/01/2020 | COOPER UNIVERSITY HOSPITAL |  |  |  | 0011743755 | DOMINIC VENDETTA | Performance Verification | Closed | Bonnie Aichroth | 06/07/2017 | 06/07/2017 | INCOMING INVENTORY | DEVICE INVENTORIED | 4599ED04-B8C1-495F-B477-FD3260071681 | Labor | 06/07/2017 | 06/07/2017 | Bonnie Aichroth
|  | SKYTRON | ULTRASLIDE 3602 | TABLE, SURGICAL, ELECTRIC | SUC-20168-1197 | OR - KELEMEN 3 | Pavilion |  |  | 10/14/2016 |  | 10/14/31 |  |  | NO | YES |  |  |  |  | SKYTRON 10649872 SUC-20168-1197 |  |  | Active |  | 99:99:99:99:99:99 |  | Equipment | PAAR:00-PVAR | 10/31/2019 |  | COOPER UNIVERSITY HOSPITAL |  |  |  |  | DOMINIC VENDETTA
|  | SKYTRON | ULTRASLIDE 3602 | TABLE, SURGICAL, ELECTRIC | SUC-20168-1196 |  | Kelemen | [7 empty] | NO | YES
|  | TRUMPF MEDICAL SYSTEMS, INC. | JUPITER | TABLE, SURGICAL, ELECTRIC |  | OPERATING ROOM - PAVILION | Pavilion |  |  | 01/01/2015 |  | 1/1/30 |  |  | NO | YES |  |  |  |  | TRUMPF MEDICAL SYSTEMS, INC. 10367417 100240129 |  |  | Active |  | 99:99:99:99:99:99 |  | Equipment | PAAR:00-PVAR | 11/02/2019 |  | COOPER UNIVERSITY HOSPITAL |  |  | OR STORAGE |  | DOMINIC VENDETTA
|  | TRUMPF MEDICAL SYSTEMS, INC. | JUPITER | TABLE, SURGICAL, ELECTRIC |  |  | Pavilion | [7 empty] | NO | YES
|  | TRUMPF MEDICAL SYSTEMS, INC. | TITAN | TABLE, SURGICAL, ELECTRIC |  | OPERATING ROOM - PAVILION | Pavilion |  |  | 09/28/2012 |  | 9/28/27 |  |  | NO | YES |  |  |  |  | TRUMPF MEDICAL SYSTEMS, INC. 10368345 101701899 |  |  | Active |  | 99:99:99:99:99:99 |  | Equipment | PAAR:00-PVAR | 11/02/2019 |  | COOPER UNIVERSITY HOSPITAL |  |  | OR HALL |  | DOMINIC VENDETTA
|  | TRUMPF MEDICAL SYSTEMS, INC. | TITAN | TABLE, SURGICAL, ELECTRIC |  | OPERATING ROOM - PAVILION | Pavilion |  |  | 09/28/2012 |  | 9/28/27 |  |  | NO | YES |  |  |  |  | TRUMPF MEDICAL SYSTEMS, INC. 10367406 101701893 |  |  | Active |  | 99:99:99:99:99:99 |  | Equipment | PAAR:00-PVAR | 11/02/2019 |  | COOPER UNIVERSITY HOSPITAL |  |  | OR STORAGE |  | DOMINIC VENDETTA
|  | TRUMPF MEDICAL SYSTEMS, INC. | TITAN | TABLE, SURGICAL, ELECTRIC |  | OPERATING ROOM - PAVILION | Pavilion |  |  | 10/14/2011 |  | 10/14/26 |  |  | NO | YES |  |  |  |  | TRUMPF MEDICAL SYSTEMS, INC. 10367404 101275123 |  |  | Active |  | 99:99:99:99:99:99 |  | Equipment | PAAR:00-PVAR | 11/02/2019 |  | COOPER UNIVERSITY HOSPITAL |  |  | OPERATING ROOM |  | DOMINIC VENDETTA
|  | TRUMPF MEDICAL SYSTEMS, INC. | TRUSYSTEM 7000 | TABLE, SURGICAL, ELECTRIC |  |  | Kelemen | [7 empty] | NO | YES
|  | TRUMPF MEDICAL SYSTEMS, INC. | TRUSYSTEM 7000 | TABLE, SURGICAL, ELECTRIC |  | OR - KELEMEN 3 | Pavilion |  |  | 06/01/2016 |  | 6/1/31 |  |  | NO | YES |  |  |  |  | TRUMPF MEDICAL SYSTEMS, INC. 10505455 102748769 |  |  | Active |  | 99:99:99:99:99:99 |  | Equipment | PAAR:00-PVAR | 10/31/2019 |  | COOPER UNIVERSITY HOSPITAL |  |  | KELEMEN OR RM 10 |  | DOMINIC VENDETTA
|  | MIZUHO OSI |  | TABLE, SURGICAL, JACKSON |  | OR - KELEMEN 3 | Kelemen |  |  | 11/02/2019 |  | 11/2/34 |  |  | NO | YES |  |  |  |  | MIZUHO OSI 11239432 9398 |  |  | Active |  | 99:99:99:99:99:99 |  | Equipment | PAAR:00-PVAR | 11/02/2019 | 11/02/2019 | COOPER UNIVERSITY HOSPITAL |  |  | OR STORAGE HALLWAY 5803 |  | DOMINIC VENDETTA |  |  |  | 11/02/2019 | 11/02/2019 |  |  |  |  | 11/02/2019 | 11/02/2019
|  | MIZUHO OSI |  | TABLE, SURGICAL, JACKSON |  | OR - KELEMEN 3 | Kelemen |  |  | 10/31/2019 |  | 10/31/34 |  |  | NO | YES |  |  |  |  | MIZUHO OSI 11239469 10253 |  |  | Active |  |  |  | Equipment | PAAR:00-PVAR | 10/31/2019 | 10/31/2019 | COOPER UNIVERSITY HOSPITAL |  |  | Ortho | WOT00000002890913 | DOMINIC VENDETTA | Performance Verification | Closed | Salvatore Bombara | 10/31/2019 | 10/31/2019 | Performance Verification for MIZUHO OSI 11239469 10253 | Initial Install of Performance Verification. Device is ready for patient use. |  |  | 10/31/2019 | 10/31/2019
|  | MIZUHO OSI |  | TABLE, SURGICAL, JACKSON |  | OPERATING ROOM - PAVILION | Pavilion |  |  | 10/31/2019 |  | 10/31/34 |  |  | NO | YES |  |  |  |  | MIZUHO OSI 11239464 10247 |  |  | Active |  |  |  | Equipment | PAAR:00-PVAR | 10/31/2019 | 10/31/2019 | COOPER UNIVERSITY HOSPITAL |  |  | Neuro OR | WOT00000002860804 | DOMINIC VENDETTA | Performance Verification | Closed | Salvatore Bombara | 10/31/2019 | 10/31/2019 | Performance Verification for MIZUHO OSI 11239464 10247 | Initial Install of Performance Verification. Device is ready for patient use. |  |  | 10/31/2019 | 10/31/2019
|  | MIZUHO OSI |  | TABLE, SURGICAL, JACKSON |  | OR - KELEMEN 3 | Kelemen |  |  | 06/25/2018 |  | 6/25/33 |  |  | NO | YES |  |  |  |  | MIZUHO OSI 10752518 10034 |  |  | Active |  | 99:99:99:99:99:99 |  | Equipment | PAAR:00-PVAR | 10/31/2019 |  | COOPER UNIVERSITY HOSPITAL |  |  | OR | WOT00000001318599 | DOMINIC VENDETTA | Repair | Closed | Salvatore Bombara | 08/23/2018 | 11/06/2018 | Jackson table (10752518 did not pull) - won't go up or down | Worked with Scott Unable to confirm or duplicate error. Determined that the power entry is worn. Replaced part from stock. Ordered replacement. Warranty service is complete. see attachments. tested and passed full functional check. returned unit to service. | EXP1311856 | Labor | 09/06/2018 | 09/06/2018 | Salvatore Bombara
|  | MIZUHO OSI |  | TABLE, SURGICAL, JACKSON |  | OR - KELEMEN 3 | Kelemen |  |  | 01/21/2015 |  | 1/21/30 |  |  | NO | YES |  |  |  |  | MIZUHO OSI 10368416 9399 |  |  | Active |  | 99:99:99:99:99:99 |  | Equipment | PAAR:00-PVAR | 11/02/2019 |  | COOPER UNIVERSITY HOSPITAL |  |  | KELEMAN HALLWAY |  | DOMINIC VENDETTA
|  | MIZUHO OSI |  | TABLE, SURGICAL, JACKSON |  | OR - KELEMEN 3 | Kelemen |  |  | 02/07/2015 |  | 2/7/30 |  |  | NO | YES |  |  |  |  | MIZUHO OSI 10366377 9281 |  |  | Active |  | 99:99:99:99:99:99 |  | Equipment | PAAR:00-PVAR | 11/02/2019 |  | COOPER UNIVERSITY HOSPITAL |  |  | KELEMEN-OR |  | DOMINIC VENDETTA
|  | HILL LABORATORIES COMPANY |  | TABLE, THERAPY | HA950198 | CHERRY HILL PHYSICAL THERAPY | 1101 N Kings Hwy |  |  | 01/01/1900 |  |  |  |  | NO | YES |  |  |  |  | HILL LABORATORIES COMPANY 10366088 HA950198 |  |  | Active |  | 99:99:99:99:99:99 |  | Equipment | PAAR:00-PVAR | 11/02/2019 |  | COOPER AMBULATORY OFF-SITES |  |  | EXERCISE ROOM |  | COURTNEY BUDD
|  | PATTERSON MEDICAL | ELITE ASTER | TABLE, TREATMENT | MT2016080353 | PHYSICAL THERAPY | Kelemen |  |  | 10/31/2019 |  |  |  |  | NO | YES |  |  |  |  | PATTERSON MEDICAL 50035797 MT2016080353 |  |  | Active |  | 99:99:99:99:99:99 |  | Equipment | PAAR:00-PVAR | 10/31/2019 | 10/31/2019 | COOPER UNIVERSITY HOSPITAL |  |  |  | 0011364543 | JOSEPHINE HONG | Performance Verification | Closed | Michael Youch | 10/31/2019 | 10/31/2019 | NEW EXAM TABLE - CHECK AND TAG - PHYSICAL THERAPY | 3/23/2017 8:41:56 AM MDYOUCH (MDYOUCH 3/22/2017 8:00 AM) NEW EXAM TABLE: 50035797 CHECKED IN FOR PT KELEMEN 5. 2-WIRE 29 V DC POWER SUPPLY . | F0349E18-FFCF-40DB-8218-E655482965DE | Labor | 10/31/2019 | 10/31/2019 | Michael Youch
|  | CARDON REHABILITATION PRODUCTS | HI-LO (27110) | TABLE, TREATMENT, POWER |  | VOORHEES ORTHOPEDICS | 901 Centennial Blvd | Building 2 |  | 12/08/2009 |  |  |  |  | NO | YES |  |  |  |  | CARDON REHABILITATION PRODUCTS 10356906 787891 |  |  | Active |  | 99:99:99:99:99:99 |  | Equipment | PAAR:00-PVAR | 11/02/2019 |  | COOPER AMBULATORY OFF-SITES |  |  | ORTHOPEDICS TREAT RM |  | CAROL STRANTON
|  | DURABUILT MEDICAL | PMT 8000 HLT | TABLE, X-RAY |  | VOORHEES SURGERY CENTER-OPERATING ROOM | 900 Centennial Blvd | Suite E |  | 04/01/2013 |  | 4/1/28 |  |  | NO | YES |  |  |  |  | DURABUILT MEDICAL 10346009 1058 |  |  | Active |  | 99:99:99:99:99:99 |  | Equipment | PAAR:00-PVAR | 11/02/2019 |  | COOPER AMBULATORY OFF-SITES |  |  | PROCEDURE ROOM |  | JENNIFER BOMBARO
|  | DURABUILT MEDICAL | PMT 8000 HLTES | TABLE, X-RAY | AMF8818 300-002 | SHORT PROCEDURE UNIT | Kelemen |  |  | 10/31/2019 |  | 10/31/34 |  |  | NO | YES |  |  |  |  | DURABUILT MEDICAL 50036198 AMF8818 300-002 |  |  | Active |  |  |  | Equipment | PAAR:00-PVAR | 10/31/2019 | 10/31/2019 | COOPER UNIVERSITY HOSPITAL |  |  | Short Procedure 5th Flr Kelman | WOT00000003223623 | Lisa Geoghegan | Performance Verification | Closed | Salvatore Bombara | 10/31/2019 | 10/31/2019 | Performance Verification for DURABUILT MEDICAL 50036198 AMF8818 300-002 | Initial Install of Performance Verification. Device is ready for patient use. |  |  | 10/31/2019 | 10/31/2019
|  | BC GROUP INTERNATIONAL, INC. | TC-1726C | TACHOMETER |  | BIOMEDICAL | Kelemen |  |  | 01/29/2019 |  |  |  |  | NO | YES |  |  |  |  | BC GROUP INTERNATIONAL, INC. 647844 17261201 |  |  | Active |  | 99:99:99:99:99:99 |  | Test Equipment | 1Y:00-MFG | 01/29/2019 | 01/29/2019 | COOPER UNIVERSITY HOSPITAL |  |  |  |  | Bonnie Aichroch |  |  |  | 01/29/2019 | 01/29/2019 |  |  |  |  | 01/29/2019 | 01/29/2019
|  | BC GROUP INTERNATIONAL, INC. | TC-1726C | TACHOMETER |  | BIOMEDICAL | Kelemen |  |  | 02/04/2019 |  |  |  |  | NO | YES |  |  |  |  | BC GROUP INTERNATIONAL, INC. 647843 17261200 |  |  | Active |  |  |  | Test Equipment | 1Y:00-MFG | 02/04/2019 | 02/04/2019 | COOPER UNIVERSITY HOSPITAL |  |  |  |  | Bonnie Aichroch |  |  |  | 02/04/2019 | 02/04/2019 |  |  |  |  | 02/04/2019 | 02/04/2019
|  | EXTECH INSTRUMENTS CORP. |  | TACHOMETER, LASER |  | BIOMEDICAL | Kelemen |  |  | 01/29/2019 |  | 1/29/24 |  |  | NO | YES |  |  |  |  | EXTECH INSTRUMENTS CORP. 30142155 140911166 |  |  | Active |  | 99:99:99:99:99:99 |  | Test Equipment | 1Y:00-VEN | 01/29/2019 | 01/29/2019 | COOPER UNIVERSITY HOSPITAL |  |  |  |  | Bonnie Aichroch |  |  |  | 01/29/2019 | 01/29/2019 |  |  |  |  | 01/29/2019 | 01/29/2019
|  | FLUKE BIOMEDICAL |  | TESTER |  |  |  | Biomed vehicle | [6 empty] | NO | YES
|  | SONORA MEDICAL SYSTEMS, INC. | FIRST CALL | TESTER, TRANSDUCER, ULTRASOUND | Not Known | BIOMEDICAL | Kelemen |  |  | 01/01/1900 |  |  |  |  | NO | YES |  |  |  |  | SONORA MEDICAL SYSTEMS, INC. 10366460 Not Known |  |  | Disposition |  |  |  | Test Equipment | 1Y:00-VEN | 12/16/2016 | 12/01/2020 | COOPER UNIVERSITY HOSPITAL |  |  |  |  | Bonnie Aichroch
|  | BC GROUP INTERNATIONAL, INC. | ULT-2020 | TESTER, ULTRASOUND LEAKAGE |  | ECHOCARDIOLOGY | Kelemen |  |  | 09/30/2016 |  | 9/30/23 |  |  | NO | YES |  |  |  |  | BC GROUP INTERNATIONAL, INC. 10649810 733122041 |  |  | Active |  | 99:99:99:99:99:99 |  | Test Equipment | 1Y:00-VEN | 02/22/2019 | 01/01/2020 | COOPER UNIVERSITY HOSPITAL |  |  |  | 0011073585 | LINDA VALENTI | Preventative Maintenance | Closed | Bonnie Aichroth | 01/20/2017 | 01/20/2017 | PERFORMANCE ASSURANCE AT INVENTORY | INVENTORIED DEVICE AND ENSURED DEVICE WAS FUNCTIONING PROPERLY. | FE3F72EE-AD97-44DF-AAB5-3D3D9A2923AF | Labor | 09/30/2016 | 09/30/2016 | Zhan Kiselev
|  | RAYSAFE | XI | TESTER, X-RAY |  | BIOMEDICAL | Kelemen |  |  | 07/18/2019 |  |  |  |  | NO | YES |  |  |  |  | RAYSAFE 30212614 221175 |  |  | Active |  | 99:99:99:99:99:99 |  | Test Equipment | 1Y:00-VEN | 07/18/2019 | 07/18/2019 | COOPER UNIVERSITY HOSPITAL |  |  | vendor for PO is FLUKE ELECTRONICS | 0012366783 | Bonnie Aichroch | Performance Verification | Closed | Michael Youch | 07/18/2019 | 07/18/2019 | INCOMING INVENTORY | DEVICE INVENTORIED | 71F34E50-0050-4607-B707-B1DBEA69E5E6 | Labor | 07/18/2019 | 07/18/2019 | Bonnie Aichroth
|  | HEMOSTATIX MEDICAL DEVICES | PRECISION 8400 | THERMAL SCALPEL | P8400-1113-279 | OR - KELEMEN 3 | Kelemen |  |  | 10/31/2019 |  |  |  |  | NO | YES |  |  |  |  | HEMOSTATIX MEDICAL DEVICES 11239335 P8400-1113-279 |  |  | Active |  | 99:99:99:99:99:99 |  | Equipment | PAAR:00-PVAR | 10/31/2019 | 10/31/2019 | COOPER UNIVERSITY HOSPITAL |  |  | Kel Or 7 | WOT00000000961496 | DOMINIC VENDETTA | Performance Verification | Closed | Salvatore Bombara | 10/31/2019 | 10/31/2019 | Performance Verification for HEMOSTATIX MEDICAL DEVICES 11239335 P8400-1113-279 | Initial Install of Performance Verification. Device is ready for patient use. |  |  | 10/31/2019 | 10/31/2019
|  | 3M HEALTHCARE |  | THERMIA UNIT, HYPO-HYPER |  | PERFUSION | Pavilion |  |  | 09/25/2019 |  | 9/25/29 |  |  | NO | YES |  |  |  |  | 3M HEALTHCARE 11239261 1814 |  |  | Active |  | 99:99:99:99:99:99 |  | Life Support | 6M:00-MFG | 09/25/2019 | 09/25/2019 | COOPER UNIVERSITY HOSPITAL |  |  | Perfusion | WOT00000000764680 | Bonnie Aichroch | Performance Verification | Closed | Salvatore Bombara | 09/25/2019 | 09/25/2019 | Performance Verification for 3M HEALTHCARE 11239261 1814 | Initial Install of Performance Verification. Device is ready for patient use. |  |  | 09/25/2019 | 09/25/2019
|  | 3M HEALTHCARE |  | THERMIA UNIT, HYPO-HYPER |  | PERFUSION | Pavilion |  |  | 09/25/2019 |  | 9/25/29 |  |  | NO | YES | Serial Number 3014 |  |  |  | 3M HEALTHCARE 11239260 3014 |  |  | Active |  | 99:99:99:99:99:99 |  | Life Support | 6M:00-MFG | 09/25/2019 | 09/25/2019 | COOPER UNIVERSITY HOSPITAL |  |  | Perfusion | WOT00000000764660 | Bonnie Aichroch | Performance Verification | Closed | Salvatore Bombara | 09/25/2019 | 09/25/2019 | Performance Verification for 3M HEALTHCARE 11239260 3014 | Initial Install of Performance Verification. Device is ready for patient use. |  |  | 09/25/2019 | 09/25/2019
|  | 3M HEALTHCARE |  | THERMIA UNIT, HYPO-HYPER |  | PERFUSION | Pavilion |  |  | 02/11/2016 |  | 2/11/26 |  |  | NO | YES |  |  |  |  | TERUMO MEDICAL CORP. 10480349 3257 |  |  | Active |  | 99:99:99:99:99:99 |  | Life Support | 6M:00-MFG | 09/25/2019 | 03/01/2020 | COOPER UNIVERSITY HOSPITAL |  |  |  |  | Bonnie Aichroch
|  | 3M HEALTHCARE |  | THERMIA UNIT, HYPO-HYPER |  | PERFUSION | Kelemen |  |  | 01/13/2016 |  | 1/13/26 |  |  | NO | YES |  |  |  |  | TERUMO MEDICAL CORP. 10480272 3258 |  |  | Active |  | 99:99:99:99:99:99 |  | Life Support | 6M:00-MFG | 09/25/2019 | 03/01/2020 | COOPER UNIVERSITY HOSPITAL |  |  |  |  | Bonnie Aichroch
|  | ZOLL MEDICAL CORPORATION | THERMOGARD XP | THERMIA UNIT, HYPO-HYPER | TGXP00690 | INTENSIVE CARE UNIT | Pavilion |  |  | 02/03/2011 |  | 2/3/21 |  |  | NO | YES |  |  |  |  | ZOLL MEDICAL CORPORATION 10365264 TGXP00690 |  |  | Active |  | 99:99:99:99:99:99 |  | High Risk | 1Y:00-MFG | 06/26/2019 | 06/01/2020 | COOPER UNIVERSITY HOSPITAL |  |  | STORAGE ROOM P470 |  | CAROLYN RUMELL
|  | APPLIED BIOSYSTEMS |  | THERMO CYCLER | NSNCOOPERAMB0002 | COOPER CENTER FOR SPECIAL DIAGNOSTICS | 401 Haddon Ave |  |  | 07/26/2009 |  |  |  |  | NO | YES |  |  |  |  | APPLIED BIOSYSTEMS 10365642 NSNCOOPERAMB0002 |  |  | Active |  | 99:99:99:99:99:99 |  | Equipment | 1Y:00-MFG | 06/14/2019 | 06/01/2020 | COOPER AMBULATORY OFF-SITES |  |  | BACK LAB |  | DR. BARNOWSKY
|  | APPLIED BIOSYSTEMS | VERITI 96 WELL | THERMO CYCLER |  | COOPER CENTER FOR SPECIAL DIAGNOSTICS | 401 Haddon Ave |  |  | 06/19/2019 |  |  |  |  | NO | YES |  |  |  |  | APPLIED BIOSYSTEMS 30438024 2990236184 |  |  | Active |  |  |  | Equipment | 1Y:00-MFG | 06/19/2019 | 06/19/2019 | COOPER AMBULATORY OFF-SITES |  |  | E&R BUILDING | WOT00000002952618 | DR. BARNOWSKY | Performance Verification | Closed | Josh Harris | 06/19/2019 | 06/19/2019 | Performance Verification for APPLIED BIOSYSTEMS 30438024 2990236184 | Initial Install of Performance Verification. Device is ready for patient use. |  |  | 06/19/2019 | 06/19/2019
|  | APPLIED BIOSYSTEMS | VERITI 96 WELL | THERMO CYCLER |  | COOPER CENTER FOR SPECIAL DIAGNOSTICS | 401 Haddon Ave |  |  | 06/03/2009 |  |  |  |  | NO | YES |  |  |  |  | APPLIED BIOSYSTEMS 10365643 299026831 |  |  | Active |  | 99:99:99:99:99:99 |  | Equipment | 1Y:00-MFG | 09/26/2019 | 09/01/2020 | COOPER AMBULATORY OFF-SITES |  |  | SPECIAL DIAGNOSTICS |  | DR. BARNOWSKY
|  | FLUKE BIOMEDICAL CORPORATION | 80-TK | THERMOCOUPLE MODULE |  | BIOMEDICAL | Kelemen |  |  | 12/21/2018 |  | 12/21/23 |  |  | NO | YES |  |  |  |  | FLUKE CORPORATION 30244996 41910029 |  |  | Active |  | 99:99:99:99:99:99 |  | Test Equipment | 1Y:00-VEN | 12/21/2018 | 12/21/2018 | COOPER UNIVERSITY HOSPITAL |  |  | Performance Verification | WOT00000001334839 | Bonnie Aichroch | Performance Verification | Closed | Gene Amodei | 12/21/2018 | 12/21/2018 | Performance Verification for FLUKE CORPORATION 30244996 41910029 | Initial Install of Performance Verification. Device is ready for patient use. |  |  | 12/21/2018 | 12/21/2018
|  | FLUKE BIOMEDICAL CORPORATION | 80-TK | THERMOCOUPLE MODULE |  | BIOMEDICAL | Kelemen |  |  | 01/29/2019 |  | 1/29/24 |  |  | NO | YES |  |  |  |  | FLUKE BIOMEDICAL CORPORATION 30143189 88170589 |  |  | Active |  | 99:99:99:99:99:99 |  | Test Equipment | 1Y:00-VEN | 01/29/2019 | 01/29/2019 | COOPER UNIVERSITY HOSPITAL |  |  | BIOMED |  | Bonnie Aichroch |  |  |  | 01/29/2019 | 01/29/2019 |  |  |  |  | 01/29/2019 | 01/29/2019
|  | STORZ |  | THERMOFLATOR | VY13189-B | OR - KELEMEN 3 | Kelemen |  |  | 10/19/2011 |  | 10/19/16 |  |  | NO | YES |  |  |  |  | STORZ 10369503 VY13189-B |  |  | Active |  | 99:99:99:99:99:99 |  | Alarm | 1Y:00-MFG | 02/23/2019 | 02/01/2020 | COOPER UNIVERSITY HOSPITAL |  |  | Bed Room |  | DOMINIC VENDETTA
|  | STORZ |  | THERMOFLATOR | VY13134-B | OR - KELEMEN 3 | Pavilion |  |  | 10/19/2011 |  | 10/19/16 |  |  | NO | YES |  |  |  |  | STORZ 10368896 VY13134-B |  |  | Active |  | 99:99:99:99:99:99 |  | Alarm | 1Y:00-MFG | 02/15/2019 | 02/01/2020 | COOPER UNIVERSITY HOSPITAL |  |  | Kel OR Store Rm |  | DOMINIC VENDETTA
|  | STORZ |  | THERMOFLATOR | PY12375-B | OR - KELEMEN 3 | Kelemen |  |  | 05/01/2011 |  | 5/1/16 |  |  | NO | YES |  |  |  |  | STORZ 10368425 PY12375-B |  |  | Active |  | 99:99:99:99:99:99 |  | Alarm | 1Y:00-MFG | 02/14/2019 | 02/01/2020 | COOPER UNIVERSITY HOSPITAL |  |  | SD OR Store Rm |  | DOMINIC VENDETTA
|  | STORZ |  | THERMOFLATOR | TX14435B | VOORHEES SURGERY CENTER-OPERATING ROOM | 900 Centennial Blvd | Suite E |  | 09/07/2012 |  | 9/7/17 |  |  | NO | YES |  |  |  |  | STORZ 10347164 TX14435B |  |  | Active |  | 99:99:99:99:99:99 |  | Alarm | 1Y:00-MFG | 04/18/2019 | 04/01/2020 | COOPER AMBULATORY OFF-SITES |  |  | SUITE E |  | JENNIFER BOMBARO
|  | STORZ |  | THERMOFLATOR | SY12836-B | OPERATING ROOM - PAVILION | Pavilion |  |  | 09/06/2011 |  | 9/6/16 |  |  | NO | YES |  |  |  |  | STORZ 10346512 SY12836-B |  |  | Active |  | 99:99:99:99:99:99 |  | Alarm | 1Y:00-MFG | 02/07/2019 | 02/01/2020 | COOPER UNIVERSITY HOSPITAL |  |  | Kel OR Store rm |  | DOMINIC VENDETTA
|  | STORZ |  | THERMOFLATOR | SY12830-B | OPERATING ROOM - PAVILION | Pavilion |  |  | 09/06/2011 |  | 9/6/16 |  |  | NO | YES |  |  |  |  | STORZ 10346513 SY12830-B |  |  | Active |  | 99:99:99:99:99:99 |  | Alarm | 1Y:00-MFG | 02/07/2019 | 02/01/2020 | COOPER UNIVERSITY HOSPITAL |  |  | Kel OR Store Rm |  | DOMINIC VENDETTA
|  | STORZ |  | THERMOFLATOR | UX14582-B | VOORHEES SURGERY CENTER-OPERATING ROOM | 900 Centennial Blvd | Suite E |  | 09/07/2012 |  | 9/7/17 |  |  | NO | YES |  |  |  |  | STORZ 10345451 UX14582-B |  |  | Active |  | 99:99:99:99:99:99 |  | Alarm | 1Y:00-MFG | 04/15/2019 | 04/01/2020 | COOPER AMBULATORY OFF-SITES |  |  | EQUIPMENT STORAGE AREA |  | JENNIFER BOMBARO
|  | COLE-PARMER INSTRUMENTS | THERMISTOR 8402-20 | THERMOMETER | JC10051 | BIOMEDICAL | Kelemen |  |  | 01/29/2019 |  |  |  |  | NO | YES |  |  |  |  | COLE-PARMER INSTRUMENTS 30142147 JC10051 |  |  | Active |  | 99:99:99:99:99:99 |  | Test Equipment | 1Y:00-VEN | 01/29/2019 | 01/29/2019 | COOPER UNIVERSITY HOSPITAL |  |  |  |  | Bonnie Aichroch |  |  |  | 01/29/2019 | 01/29/2019 |  |  |  |  | 01/29/2019 | 01/29/2019
|  | FLUKE CORPORATION | 52-II | THERMOMETER, DIGITAL, DUAL INPUT |  | BIOMEDICAL | Kelemen |  |  | 06/10/2015 |  | 6/10/20 |  |  | NO | YES |  |  |  |  | FLUKE CORPORATION 10732446 88890071 |  |  | Active |  | 99:99:99:99:99:99 |  | Test Equipment | 1Y:00-VEN | 01/30/2019 | 01/01/2020 | COOPER UNIVERSITY HOSPITAL |  |  |  | 0012668084 | Bonnie Aichroch | Preventative Maintenance | Closed | Michael Youch | 01/22/2018 | 01/24/2018 | Performance Assurance: 00-VEN | 1/24/2018 8:24:31 AM TJBURHART (TJBURHART 1/24/2018 12:00 AM) BC GROUP (VENDOR) COMPLETED THE PA TESTING AND PA HAS PASSED. PAPERWORK IS INCLUDED. 1/24/2018 8:24 AM TJBURHART | C66BE8EA-0354-4866-8BA6-359437EEB6F1 | Labor | 01/24/2018 | 01/24/2018 | Tom Burhart
|  | MEDTRONIC BLOOD MANAGEMENT | ACT PLUS | TIMER, COAGULATION | ACT1004024 | LAB BLOOD BANK | Pavilion |  |  | 01/17/2019 |  |  |  |  | NO | YES |  |  |  |  | MEDTRONIC BLOOD MANAGEMENT 11239180 ACT1004024 |  |  | Active |  | 99:99:99:99:99:99 |  | Equipment | 1Y:00-MFG | 01/17/2019 | 01/17/2019 | COOPER UNIVERSITY HOSPITAL |  |  | SD8 | WOT00000000625923 | Barbara Bayne | Performance Verification | Closed | Salvatore Bombara | 01/17/2019 | 01/17/2019 | Performance Verification for MEDTRONIC BLOOD MANAGEMENT 11239180 ACT1004024 | Initial Install of Performance Verification. Device is ready for patient use. |  |  | 01/17/2019 | 01/17/2019
|  | MEDTRONIC BLOOD MANAGEMENT | ACT PLUS | TIMER, COAGULATION | ACT1004025 | LAB BLOOD BANK | Pavilion |  |  | 01/24/2019 |  |  |  |  | NO | YES |  |  |  |  | MEDTRONIC BLOOD MANAGEMENT 11239178 ACT1004025 |  |  | Active |  | 99:99:99:99:99:99 |  | Equipment | 1Y:00-MFG | 01/24/2019 | 01/24/2019 | COOPER UNIVERSITY HOSPITAL |  |  | SD OR | WOT00000000625901 | Barbara Bayne | Performance Verification | Closed | Salvatore Bombara | 01/24/2019 | 01/24/2019 | Performance Verification for MEDTRONIC BLOOD MANAGEMENT 11239178 ACT1004025 | Initial Install of Performance Verification. Device is ready for patient use. |  |  | 01/24/2019 | 01/24/2019
|  | CWE, INC | PVT-192 | TIMER, REACTION |  | LAB CHEMISTRY | 401 Haddon Ave |  |  | 01/01/1900 |  |  |  |  | NO | YES |  |  |  |  | CWE, INC 10369410 284659 |  |  | Disposition |  |  |  | Equipment | 1Y:00-MFG | 04/01/2016 | 03/01/2020 | COOPER UNIVERSITY HOSPITAL |  |  | basmt |  | Barbara Snyder
|  | ACI MEDICAL | VENAPULSE VP-25 | TOURNIQUET | PD2-00246 | 3 COOPER - SURGERY DEPARTMENT | Pavilion |  |  | 07/05/2019 |  | 7/5/26 |  |  | NO | YES |  |  |  |  | ACI MEDICAL 11208405 PD2-00246 |  |  | Active |  |  |  | Equipment | 1Y:00-MFG | 07/05/2019 | 07/05/2019 | COOPER UNIVERSITY HOSPITAL |  |  | Performance Verification | WOT00000003160968 | Tracy Saldutti | Performance Verification | Closed | Zhan Kiselev | 07/05/2019 | 07/05/2019 | Performance Verification for ACI MEDICAL 11208405 PD2-00246 | Initial Install of Performance Verification. Device is ready for patient use. |  |  | 07/05/2019 | 07/05/2019
|  | ACI MEDICAL | VENAPULSE VP-25 | TOURNIQUET | PD2-00612 | 3 COOPER - SURGERY DEPARTMENT | Pavilion |  |  | 07/05/2019 |  | 7/5/26 |  |  | NO | YES |  |  |  |  | ACI MEDICAL 11208406 PD2-00612 |  |  | Active |  |  |  | Equipment | 1Y:00-MFG | 07/05/2019 | 07/05/2019 | COOPER AMBULATORY OFF-SITES |  |  | RADIOLOGY | WOT00000003157974 | JUDY ADIRZONE | Service Request | Closed | Charles Santomero | 07/05/2019 | 07/05/2019 | VenaPulse Machine- Needs checked and tagged | Approver: Mandi Gaffer reply from: Mandi.Gaffer@trimedx.com[code]<a href='/sysapproval_approver.do?sys_id=573becafdb6773c09a499ee5db96194a'>Link to Approval</a>[/code] Inventoried new device | EXP3869068 | Labor | 07/05/2019 | 07/05/2019 | Josh Harris
|  | ZIMMER INC. | ATS 2000 | TOURNIQUET, AIR PRESSURE | BQ049820 |  | 900 Centennial Blvd | Suite E | [6 empty] | NO | YES
|  | ZIMMER INC. | ATS 2000 | TOURNIQUET, AIR PRESSURE | EV110420 | OR - KELEMEN 3 | Kelemen |  |  | 09/01/2005 |  | 9/1/12 |  |  | NO | YES |  |  |  |  | ZIMMER INC. 10366685 EV110420 |  |  | Active |  | 99:99:99:99:99:99 |  | High Risk | 6M:00-MFG | 08/27/2019 | 02/01/2020 | COOPER UNIVERSITY HOSPITAL |  |  | OPERATING ROOM K11 |  | DOMINIC VENDETTA
|  | ZIMMER INC. | ATS 2000 | TOURNIQUET, AIR PRESSURE | FL110420 | OR - KELEMEN 3 | Pavilion |  |  | 09/09/2005 |  | 9/9/12 |  |  | NO | YES |  |  |  |  | ZIMMER INC. 10349336 FL110420 |  |  | Active |  | 99:99:99:99:99:99 |  | High Risk | 6M:00-MFG | 08/27/2019 | 02/01/2020 | COOPER UNIVERSITY HOSPITAL |  |  | OR K3 |  | DOMINIC VENDETTA
|  | ZIMMER INC. | ATS 2000 | TOURNIQUET, AIR PRESSURE | FL030120 | VOORHEES SURGERY CENTER-OPERATING ROOM | 900 Centennial Blvd | Suite E |  | 04/20/2001 |  | 4/20/08 |  |  | NO | YES |  |  |  |  | ZIMMER INC. 10348033 FL030120 |  |  | Active |  | 99:99:99:99:99:99 |  | High Risk | 6M:00-MFG | 10/30/2019 | 04/01/2020 | COOPER AMBULATORY OFF-SITES |  |  | STORAGE |  | JENNIFER BOMBARO
|  | ZIMMER INC. | ATS 2000 | TOURNIQUET, AIR PRESSURE | BS049820 | VOORHEES SURGERY CENTER-OPERATING ROOM | 900 Centennial Blvd | Suite E |  | 01/01/1900 |  |  |  |  | NO | YES |  |  |  |  | ZIMMER INC. 10345439 B5049820 |  |  | Active |  | 99:99:99:99:99:99 |  | High Risk | 6M:00-MFG | 10/30/2019 | 04/01/2020 | COOPER AMBULATORY OFF-SITES |  |  | EQUIPMENT STORAGE AREA |  | JENNIFER BOMBARO
|  | ZIMMER INC. | ATS 3000 | TOURNIQUET, AIR PRESSURE | 3008FAJQ | OR - KELEMEN 3 | Kelemen |  |  | 11/26/2008 |  | 11/26/15 |  |  | NO | YES |  |  |  |  | ZIMMER INC. 10480284 3008FAJQ |  |  | Active |  | 99:99:99:99:99:99 |  | High Risk | 6M:00-MFG | 08/27/2019 | 02/01/2020 | COOPER UNIVERSITY HOSPITAL |  |  | P3 OR |  | DOMINIC VENDETTA
|  | ZIMMER INC. | ATS 3000 | TOURNIQUET, AIR PRESSURE | 3008FAJP | OR - KELEMEN 3 | Kelemen |  |  | 11/26/2008 |  | 11/26/15 |  |  | NO | YES |  |  |  |  | ZIMMER INC. 10369304 3008FAJP |  |  | Active |  | 99:99:99:99:99:99 |  | High Risk | 6M:00-MFG | 08/27/2019 | 02/01/2020 | COOPER UNIVERSITY HOSPITAL |  |  | KELEMEN OR 4 |  | DOMINIC VENDETTA
|  | ZIMMER INC. | ATS 3000 | TOURNIQUET, AIR PRESSURE | 3013DAJC | OR - KELEMEN 3 | Kelemen |  |  | 06/03/2013 |  | 6/3/20 |  |  | NO | YES |  |  |  |  | ZIMMER INC. 10368400 3013DAJC |  |  | Active |  | 99:99:99:99:99:99 |  | High Risk | 6M:00-MFG | 08/27/2019 | 02/01/2020 | COOPER UNIVERSITY HOSPITAL |  |  | K2 |  | DOMINIC VENDETTA
|  | ZIMMER INC. | ATS 3000 | TOURNIQUET, AIR PRESSURE | 3008FAJM | OPERATING ROOM - PAVILION | Kelemen |  |  | 11/26/2008 |  | 11/26/15 |  |  | NO | YES |  |  |  |  | ZIMMER INC. 10367378 3008FAJM |  |  | Active |  | 99:99:99:99:99:99 |  | High Risk | 6M:00-MFG | 08/26/2019 | 02/01/2020 | COOPER UNIVERSITY HOSPITAL |  |  | K1 |  | DOMINIC VENDETTA
|  | ZIMMER INC. | ATS 3000 | TOURNIQUET, AIR PRESSURE | 3008FAJL | OR - KELEMEN 3 | Kelemen |  |  | 11/26/2008 |  | 11/26/15 |  |  | NO | YES |  |  |  |  | ZIMMER INC. 10357240 3008FAJL |  |  | Active |  | 99:99:99:99:99:99 |  | High Risk | 6M:00-MFG | 08/27/2019 | 02/01/2020 | COOPER UNIVERSITY HOSPITAL |  |  | P2 |  | DOMINIC VENDETTA
|  | ZIMMER INC. | ATS 4000TS | TOURNIQUET, AIR PRESSURE |  | SAME DAY OR-2ND FL PAVILION | Kelemen |  |  | 07/23/2019 |  | 7/23/26 |  |  | NO | YES |  |  |  |  | ZIMMER INC. 11239154 401709110003 |  |  | Active |  | 99:99:99:99:99:99 |  | High Risk | 6M:00-MFG | 07/23/2019 | 07/23/2019 | COOPER UNIVERSITY HOSPITAL |  |  | Kel OR | WOT00000000616708 | JOE DRUCTOR | Performance Verification | Closed | Tom Burhart | 07/23/2019 | 07/23/2019 | Performance Verification for ZIMMER INC. 11239154 401709110003 | Initial Install of Performance Verification. Device is ready for patient use. |  |  | 07/23/2019 | 07/23/2019
|  | ZIMMER INC. | ATS 4000TS | TOURNIQUET, AIR PRESSURE |  | SAME DAY OR-2ND FL PAVILION | Kelemen |  |  | 07/23/2019 |  | 7/23/26 |  |  | NO | YES |  |  |  |  | ZIMMER INC. 11239155 401711010014 |  |  | Active |  | 99:99:99:99:99:99 |  | High Risk | 6M:00-MFG | 07/23/2019 | 07/23/2019 | COOPER UNIVERSITY HOSPITAL |  |  | Kel OR | WOT00000000616723 | JOE DRUCTOR | Performance Verification | Closed | Tom Burhart | 07/23/2019 | 07/23/2019 | Performance Verification for ZIMMER INC. 11239155 401711010014 | Initial Install of Performance Verification. Device is ready for patient use. |  |  | 07/23/2019 | 07/23/2019
|  | ZIMMER INC. | ATS 4000TS | TOURNIQUET, AIR PRESSURE |  | OR - KELEMEN 3 | Kelemen |  |  | 05/08/2017 |  | 5/8/24 |  |  | NO | YES |  |  |  |  | ZIMMER INC. 10769480 401609280024 |  |  | Active |  | 99:99:99:99:99:99 |  | High Risk | 6M:00-MFG | 08/27/2019 | 02/01/2020 | COOPER UNIVERSITY HOSPITAL |  |  | P11 | 0012389107 | DOMINIC VENDETTA | Performance Verification | Closed | Josh Harris | 11/07/2017 | 11/07/2017 | INCOMING INVENTORY | DEVICE INVENTORIED | 4A464B7B-E11D-48D6-B338-2C30190B7BB8 | Labor | 11/07/2017 | 11/07/2017 | Josh Harris
|  | ZIMMER INC. | ATS 4000TS | TOURNIQUET, AIR PRESSURE |  | OR - KELEMEN 3 | Pavilion |  |  | 07/13/2016 |  | 7/13/23 |  |  | NO | YES |  |  |  |  | ZIMMER INC. 10505328 4016030300B |  |  | Active |  | 99:99:99:99:99:99 |  | High Risk | 6M:00-MFG | 08/27/2019 | 02/01/2020 | COOPER UNIVERSITY HOSPITAL |  |  | K12 OR |  | DOMINIC VENDETTA
|  | ZIMMER INC. | ATS 4000TS | TOURNIQUET, AIR PRESSURE |  |  | Pavilion |  |  | 05/06/2016 |  | 5/6/23 |  |  | NO | YES |  |  |  |  | ZIMMER INC. 10480421 401603030010 |  |  | Active |  | 99:99:99:99:99:99 |  | High Risk | 6M:00-MFG | 08/27/2019 | 02/01/2020 | COOPER UNIVERSITY HOSPITAL |  |  | OPERATING ROOM K4 |  | DOMINIC VENDETTA
|  | CHATTANOOGA GROUP, INC. | TXE-7 | TRACTION UNIT |  | VOORHEES ORTHOPEDICS | 901 Centennial Blvd | Building 2 |  | 02/15/2019 |  |  |  |  | NO | YES |  |  |  |  | CHATTANOOGA GROUP, INC. 210337340 4992 |  |  | Active |  | 99:99:99:99:99:99 |  | Equipment | 1Y:00-MFG | 02/15/2019 | 02/15/2019 | COOPER AMBULATORY OFF-SITES |  |  | ORTHOPEDICS - BLDG 2 |  | CAROL STRANTON |  |  |  | 02/15/2019 | 02/15/2019 |  |  |  |  | 02/15/2019 | 02/15/2019
|  | CHATTANOOGA GROUP, INC. | TXE-7 | TRACTION UNIT |  | CHERRY HILL PHYSICAL THERAPY | 1935 NJ-70 |  |  | 03/15/2005 |  |  |  |  | NO | YES |  |  |  |  | CHATTANOOGA GROUP, INC. 10346128 5035 |  |  | Active |  | 99:99:99:99:99:99 |  | Equipment | 1Y:00-MFG | 10/14/2019 | 10/01/2020 | COOPER AMBULATORY OFF-SITES |  |  | 1935 Rt 70E - PT (2nd Floor) |  | COURTNEY BUDD
|  | ACUSON, INC. | 4V1C | TRANSDUCER, ULTRASOUND |  | CARDIAC CATH LAB | Kelemen |  |  | 09/30/2013 |  |  |  |  | NO | YES |  |  |  |  | ACUSON, INC. 10369202 S31321903 |  |  | Active |  | 99:99:99:99:99:99 |  | Accessory | PAAR:00-PVAR | 11/01/2019 |  | COOPER UNIVERSITY HOSPITAL |  |  | CCL - EP1 | WOT00000001167221 | LINDA BEAN | Repair | Closed | Stephen Zubrzycki | 07/13/2018 | 11/06/2018 | Accuson 2 Cardo - Needs a new 30 feet DVI 2VG cable since it has a broken prong | Analyzed unit. Replaced 30ft VGA cable and VGA to DVI-I adapter. Ordering DVi-I adapter | EXP0914749 | Labor | 07/13/2018 | 07/13/2018 | Stephen Zubrzycki
|  | ACUSON, INC. | 4V1C | TRANSDUCER, ULTRASOUND |  | CARDIAC CATH LAB | Kelemen |  |  | 09/30/2013 |  |  |  |  | NO | YES |  |  |  |  | ACUSON, INC. 10369201 32640511 |  |  | Active |  | 99:99:99:99:99:99 |  | Accessory | PAAR:00-PVAR | 11/02/2019 |  | COOPER UNIVERSITY HOSPITAL |  |  | CCL - EP1 |  | LINDA BEAN
|  | ACUSON, INC. | 6C2 | TRANSDUCER, ULTRASOUND |  | PRINCETON-OB/GYN | 10 Forrestal Rd S |  |  | 10/31/2019 |  |  |  |  | NO | YES |  |  |  |  | ACUSON, INC. 11208437 34639056 |  |  | Active |  |  |  | Accessory | PAAR:00-PVAR | 10/31/2019 | 10/31/2019 | COOPER AMBULATORY OFF-SITES |  |  | Performance Verification | WOT00000003797303 | LINDA CARON | Performance Verification | Closed | Zhan Kiselev | 10/31/2019 | 10/31/2019 | Performance Verification for ACUSON, INC. 11208437 34639056 | Initial Install of Performance Verification. Device is ready for patient use. |  |  | 10/31/2019 | 10/31/2019
|  | ACUSON, INC. | TE-V5MS | TRANSDUCER, ULTRASOUND |  | OPERATING ROOM PAVILION 2ND FLOOR | Kelemen |  |  | 10/31/2019 |  |  |  |  | NO | YES |  |  |  |  | ACUSON, INC. 30212644 (21)80510050 |  |  | Active |  | 99:99:99:99:99:99 |  | Accessory | PAAR:00-PVAR | 10/31/2019 | 10/31/2019 | COOPER UNIVERSITY HOSPITAL |  |  | or | WOT00000000765980 | JOE DRUCTOR | Performance Verification | Closed | Gene Amodei | 10/31/2019 | 10/31/2019 | Performance Verification for UNMATCHED 30212644 (21)80510050 | Initial Install of Performance Verification. Device is ready for patient use. |  |  | 10/31/2019 | 10/31/2019
|  | BARD ACCESS SYSTEMS | L-VA PROBE SITE RITE 6 (9770001) | TRANSDUCER, ULTRASOUND |  | OR - KELEMEN 3 | Pavilion |  |  | 01/01/1900 |  |  |  |  | NO | YES |  |  |  |  | BARD ACCESS SYSTEMS 10355491 10145403 |  |  | Active |  | 99:99:99:99:99:99 |  | Accessory | PAAR:00-PVAR | 11/02/2019 |  | COOPER UNIVERSITY HOSPITAL |  |  | OR 6 AND 7 PUMP ROOM | WOT00000002202078 | DOMINIC VENDETTA | Disposition | Closed | Salvatore Bombara | 02/14/2019 | 05/17/2019 | Bulk Disposition CNL
|  | BARD ACCESS SYSTEMS | L-VA PROBE SITE RITE 6 (9770001) | TRANSDUCER, ULTRASOUND |  | ULTRASOUND | Kelemen |  |  | 10/16/2019 |  |  |  |  | NO | YES |  |  |  |  | BARD ACCESS SYSTEMS 30149688 08155243 |  |  | Disposition |  |  |  | Accessory | PAAR:00-PVAR | 10/16/2019 | 10/16/2019 | COOPER UNIVERSITY HOSPITAL |  |  |  |  | Tracy Saldutti |  |  |  | 10/16/2019 | 10/16/2019 |  |  |  |  | 10/16/2019 | 10/16/2019
|  | BIOSOUND ESAOTE | CA431 | TRANSDUCER, ULTRASOUND |  | BUNKER HILL-SURGERY | 2 Plaza Dr |  |  | 01/01/1900 |  |  |  |  | NO | YES |  |  |  |  | BIOSOUND ESAOTE 10366889 01053 |  |  | Active |  | 99:99:99:99:99:99 |  | Accessory | PAAR:00-PVAR | 11/01/2019 |  | COOPER AMBULATORY OFF-SITES |  |  | ULTRASOUND ROOM |  | ANNE MAIER
|  | BIOSOUND ESAOTE | CA431 | TRANSDUCER, ULTRASOUND |  | 3 COOPER-MULTISPECIALTY CENTER | 3 Cooper |  |  | 01/01/1900 |  |  |  |  | NO | YES |  |  |  |  | BIOSOUND ESAOTE 10345586 6877 |  |  | Active |  | 99:99:99:99:99:99 |  | Accessory | PAAR:00-PVAR | 11/02/2019 |  | COOPER AMBULATORY OFF-SITES |  |  | SUITE 104 - EXAM 169 |  | MARGIE OUTLER
|  | BIOSOUND ESAOTE | CA631 | TRANSDUCER, ULTRASOUND |  | VOORHEES RHEUMATOLOGY | 901 Centennial Blvd | Building 2 |  | 01/01/1900 |  |  |  |  | NO | YES |  |  |  |  | BIOSOUND ESAOTE 10344977 01276 |  |  | Active |  | 99:99:99:99:99:99 |  | Accessory | PAAR:00-PVAR | 11/02/2019 |  | COOPER AMBULATORY OFF-SITES |  |  | bdlg 2 suite 203 ROOM 14 |  | GILA DAVIS
|  | BIOSOUND ESAOTE | IOE323 | TRANSDUCER, ULTRASOUND |  | VOORHEES RHEUMATOLOGY | 901 Centennial Blvd | Building 2 |  | 01/01/1900 |  |  |  |  | NO | YES |  |  |  |  | BIOSOUND ESAOTE 10344974 0173 |  |  | Active |  | 99:99:99:99:99:99 |  | Accessory | PAAR:00-PVAR | 11/02/2019 |  | COOPER AMBULATORY OFF-SITES |  |  | bdlg 2 suite 203 ROOM 14 | WOT00000001721637 | GILA DAVIS | Repair | Closed | Zhan Kiselev | 11/16/2018 | 05/22/2019 | Doctor can not record anything, and it is not working properly. Dr. Feinstein would prefer to be here when a tech comes out. He will be here today until 4pm | Analyzed unit. Found no problem with ultrasound machine. Checked hard drive space: 73GB available. However, I wasn't able to find any previous studies on the machine. Doctor wasn't in the office and none of the nurses knew anything about it. Verified Proper Operation. | EXP1758795 | Labor | 11/19/2018 | 11/19/2018 | Zhan Kiselev
|  | BIOSOUND ESAOTE | LA435 | TRANSDUCER, ULTRASOUND |  | BUNKER HILL-SURGERY | 2 Plaza Dr |  |  | 01/01/1900 |  |  |  |  | NO | YES |  |  |  |  | BIOSOUND ESAOTE 10366887 00356 |  |  | Active |  | 99:99:99:99:99:99 |  | Accessory | PAAR:00-PVAR | 11/02/2019 |  | COOPER AMBULATORY OFF-SITES |  |  | ULTRASOUND ROOM |  | ANNE MAIER
|  | BIOSOUND ESAOTE | LA435 | TRANSDUCER, ULTRASOUND |  | 3 COOPER-MULTISPECIALTY CENTER | 3 Cooper |  |  | 01/01/1900 |  |  |  |  | NO | YES |  |  |  |  | BIOSOUND ESAOTE 10345583 0352 |  |  | Active |  | 99:99:99:99:99:99 |  | Accessory | PAAR:00-PVAR | 11/02/2019 |  | COOPER AMBULATORY OFF-SITES |  |  | SUITE 104 - EXAM 169 |  | MARGIE OUTLER
|  | BIOSOUND ESAOTE | LA435 | TRANSDUCER, ULTRASOUND |  | VOORHEES RHEUMATOLOGY | 901 Centennial Blvd | Building 2 |  | 01/01/1900 |  |  |  |  | NO | YES |  |  |  |  | BIOSOUND ESAOTE 10344975 00770 |  |  | Active |  | 99:99:99:99:99:99 |  | Accessory | PAAR:00-PVAR | 11/02/2019 |  | COOPER AMBULATORY OFF-SITES |  |  | bdlg 2 suite 203 ROOM 14 |  | GILA DAVIS
|  | BIOSOUND ESAOTE | LA522E | TRANSDUCER, ULTRASOUND |  | 3 COOPER-MULTISPECIALTY CENTER | 3 Cooper |  |  | 01/01/1900 |  |  |  |  | NO | YES |  |  |  |  | BIOSOUND ESAOTE 10345584 04599 |  |  | Active |  | 99:99:99:99:99:99 |  | Accessory | PAAR:00-PVAR | 11/02/2019 |  | COOPER AMBULATORY OFF-SITES |  |  | SUITE 104 - EXAM 169 |  | MARGIE OUTLER
|  | BIOSOUND ESAOTE | LA522E | TRANSDUCER, ULTRASOUND |  | VOORHEES RHEUMATOLOGY | 901 Centennial Blvd | Building 2 |  | 01/23/2008 |  |  |  |  | NO | YES |  |  |  |  | BIOSOUND ESAOTE 10344976 02770 |  |  | Active |  | 99:99:99:99:99:99 |  | Accessory | PAAR:00-PVAR | 11/02/2019 |  | COOPER AMBULATORY OFF-SITES |  |  | bdlg 2 suite 203 ROOM 14 |  | GILA DAVIS
|  | BIOSOUND ESAOTE | PA230E | TRANSDUCER, ULTRASOUND |  | 3 COOPER-MULTISPECIALTY CENTER | 3 Cooper |  |  | 06/10/2015 |  |  |  |  | NO | YES |  |  |  |  | BIOSOUND ESAOTE 10505294 3115 |  |  | Active |  | 99:99:99:99:99:99 |  | Accessory | PAAR:00-PVAR | 10/31/2019 |  | COOPER AMBULATORY OFF-SITES |  |  |  | 0012526934 | MARGIE OUTLER | Preventative Maintenance | Closed | Josh Harris | 12/26/2017 | 12/26/2017 | PERFORMANCE ASSURANCE AT INVENTORY | INVENTORIED DEVICE AND ENSURED DEVICE WAS FUNCTIONING PROPERLY. | A49DD640-7461-4F44-8032-EEA59D62CDD9 | Labor | 11/14/2017 | 11/14/2017 | Zhan Kiselev
|  | BIOSOUND ESAOTE | PA230E | TRANSDUCER, ULTRASOUND |  | BUNKER HILL-SURGERY | 2 Plaza Dr |  |  | 01/01/1900 |  |  |  |  | NO | YES |  |  |  |  | BIOSOUND ESAOTE 10366890 05065 |  |  | Active |  | 99:99:99:99:99:99 |  | Accessory | PAAR:00-PVAR | 11/02/2019 |  | COOPER AMBULATORY OFF-SITES |  |  | ULTRASOUND ROOM |  | ANNE MAIER
|  | BK ULTRASOUND |  | TRANSDUCER, ULTRASOUND |  | COOPER CANCER CENTER | 900 Centennial Blvd | Suite D |  | 10/31/2019 |  |  |  |  | NO | YES |  |  |  |  | B & K MEDICAL SYSTEMS, INC. 11208073 3895563 |  |  | Active |  | 99:99:99:99:99:99 |  | Accessory | PAAR:00-PVAR | 10/31/2019 | 10/31/2019 | COOPER AMBULATORY OFF-SITES |  |  |  | WOT00000001267075 | COLLEEN TEGELER | Performance Verification | Closed | Zhan Kiselev | 10/31/2019 | 10/31/2019 | Performance Verification for B & K MEDICAL SYSTEMS, INC. 11208073 3895563 | Initial Install of Performance Verification. Device is ready for patient use. |  |  | 10/31/2019 | 10/31/2019
|  | BK ULTRASOUND |  | TRANSDUCER, ULTRASOUND |  |  | Kelemen |  |  | 01/01/1900 |  |  |  |  | NO | YES |  |  |  |  | B & K MEDICAL SYSTEMS, INC. 10367122 Not Known |  |  | Disposition | [7 empty] | COOPER AMBULATORY OFF-SITES |  |  | DISPOSITION
|  | BK ULTRASOUND | 18L5 | TRANSDUCER, ULTRASOUND |  | ANESTHESIOLOGY | Kelemen |  |  | 10/31/2019 |  |  |  |  | NO | YES |  |  |  |  | BK ULTRASOUND 11208413 3121206 |  |  | Active |  |  |  | Accessory | PAAR:00-PVAR | 10/31/2019 | 10/31/2019 | COOPER UNIVERSITY HOSPITAL |  |  | ANESTHESIOLOGY | WOT00000003183357 | GIACINTA ROUPAS | Performance Verification | Closed | Zhan Kiselev | 10/31/2019 | 10/31/2019 | Performance Verification for BK ULTRASOUND 11208413 3121206 | Initial Install of Performance Verification. Device is ready for patient use. |  |  | 10/31/2019 | 10/31/2019
|  | BK ULTRASOUND | 18L5 | TRANSDUCER, ULTRASOUND |  | SAME DAY OR-2ND FL PAVILION | Pavilion |  |  | 02/20/2018 |  |  |  |  | NO | YES |  |  |  |  | BK ULTRASOUND 10752787 3119516 |  |  | Active |  | 99:99:99:99:99:99 |  | Accessory | PAAR:00-PVAR | 10/31/2019 |  | COOPER UNIVERSITY HOSPITAL |  |  |  | WOT00000000642485 | JOE DRUCTOR | Performance Verification | Closed | Zhan Kiselev | 03/06/2018 | 07/30/2018 | Performance Verification for BK ULTRASOUND 10752787 3119516 | Initial Install of Performance Verification. Device is ready for patient use.
|  | BK ULTRASOUND | 18L5 | TRANSDUCER, ULTRASOUND |  | VOORHEES SURGERY CENTER-OPERATING ROOM | 900 Centennial Blvd | Suite E |  | 02/03/2017 |  |  |  |  | NO | YES |  |  |  |  | BK ULTRASOUND 10649957 3117465 |  |  | Active |  | 99:99:99:99:99:99 |  | Accessory | 1Y:00-MFG | 04/25/2019 | 04/01/2020 | COOPER AMBULATORY OFF-SITES |  |  |  | 0011478416 | JENNIFER BOMBARO | Preventative Maintenance | Closed | Bonnie Aichroth | 04/12/2017 | 04/12/2017 | PERFORMANCE ASSURANCE AT INVENTORY | INVENTORIED DEVICE AND ENSURED DEVICE WAS FUNCTIONING PROPERLY. | 85531190-6C0D-4513-9F65-E66388FF25C4 | Labor | 02/03/2017 | 02/03/2017 | Kirk Lis
|  | BK ULTRASOUND | 8808E | TRANSDUCER, ULTRASOUND |  | VOORHEES SURGERY CENTER-SURGERY DEPT | 6015 Main St |  |  | 10/31/2019 |  |  |  |  | NO | YES |  |  |  |  | BK ULTRASOUND 11208340 3042241 |  |  | Active |  |  |  | Accessory | PAAR:00-PVAR | 10/31/2019 | 10/31/2019 | COOPER AMBULATORY OFF-SITES |  |  | Performance Verification | WOT00000002556232 | Theresa Megali | Performance Verification | Closed | Zhan Kiselev | 10/31/2019 | 10/31/2019 | Performance Verification for BK ULTRASOUND 11208340 3042241 | Initial Install of Performance Verification. Device is ready for patient use. |  |  | 10/31/2019 | 10/31/2019
|  | BK ULTRASOUND | 8808E | TRANSDUCER, ULTRASOUND |  | BUNKER HILL-SURGERY | 2 Plaza Dr |  |  | 12/14/2017 |  |  |  |  | NO | YES |  |  |  |  | BK ULTRASOUND 10752754 3030405 |  |  | Active |  | 99:99:99:99:99:99 |  | Accessory | PAAR:00-PVAR | 10/31/2019 |  | COOPER AMBULATORY OFF-SITES |  |  |  | 0012589598 | ANNE MAIER | Preventative Maintenance | Closed | Josh Harris | 12/28/2017 | 12/28/2017 | PERFORMANCE ASSURANCE AT INVENTORY | INVENTORIED DEVICE AND ENSURED DEVICE WAS FUNCTIONING PROPERLY. | 5C3BBFA7-A03C-4228-93FA-DD7EEDE53DC7 | Labor | 12/14/2017 | 12/14/2017 | Zhan Kiselev
|  | BK ULTRASOUND |  | TRANSDUCER, ULTRASOUND |  | BUNKER HILL-SURGERY | 2 Plaza Dr |  |  | 01/01/1900 |  |  |  |  | NO | YES |  |  |  |  | B & K MEDICAL SYSTEMS, INC. 10366871 1885256 |  |  | Active |  | 99:99:99:99:99:99 |  | Accessory | PAAR:00-PVAR | 11/01/2019 |  | COOPER AMBULATORY OFF-SITES |  |  | PROCEDURE ROOM |  | ANNE MAIER
|  | BK ULTRASOUND |  | TRANSDUCER, ULTRASOUND |  | COOPER CANCER CENTER-MULTIDISCIPLINARY CLINIC | MD Anderson Cancer Center |  |  | 06/26/2015 |  |  |  |  | NO | YES |  |  |  |  | B & K MEDICAL SYSTEMS, INC. 10348786 3003171 |  |  | Active |  | 99:99:99:99:99:99 |  | Accessory | PAAR:00-PVAR | 11/02/2019 |  | COOPER AMBULATORY OFF-SITES |  |  | Multi Disc - C2049 |  | ROXANNE BERGER
|  | BK ULTRASOUND |  | TRANSDUCER, ULTRASOUND |  | OR - KELEMEN 3 | Kelemen |  |  | 10/16/2019 |  |  |  |  | NO | YES |  |  |  |  | B & K MEDICAL SYSTEMS, INC. 11208119 3892077 |  |  | Disposition |  |  |  | Accessory | PAAR:00-PVAR | 10/16/2019 | 10/16/2019 | COOPER UNIVERSITY HOSPITAL |  |  |  | WOT00000001021664 | DOMINIC VENDETTA | Repair | Closed | Zhan Kiselev | 10/16/2019 | 10/16/2019 | BK Prostate Ultrasound Probe - Shorting out | Probe was picked up. Analyzed probe. Probe is not working. Needs to be replaced. Called BK to see if we can repair it. They will send us RMA 6/12/18 Called BK Probe Repair again they promised me to send an RMA. RMA is attached. Need approval for $5500. If they can't fix it we have to provide new PO for $15000.00 for replacement probe. Unit is not repairable. Needs to be replaced. Unit does not want to replace the probe. They have other probes to use. We will not be fixing this probe. Dispositioned from Work Order Task WOT00000001085089 CEID: 11208119 Dispositioned from Work Order Task WOT00000001085089 CEID: 11208119 Dispositioned from Work Order Task WOT00000001085089 CEID: 11208119 Dispositioned from Work Order Task WOT00000001085089 CEID: 11208119 | EXP3536846 | Vendor Labor | 10/16/2019 | 10/16/2019 | Integration web_service
|  | BK ULTRASOUND |  | TRANSDUCER, ULTRASOUND |  | COOPER CANCER CENTER | MD Anderson Cancer Center |  |  | 10/31/2019 |  |  |  |  | NO | YES |  |  |  |  | B & K MEDICAL SYSTEMS, INC. 11208076 3895561 |  |  | Active |  | 99:99:99:99:99:99 |  | Accessory | PAAR:00-PVAR | 10/31/2019 | 10/31/2019 | COOPER AMBULATORY OFF-SITES |  |  |  | WOT00000001267367 | COLLEEN TEGELER | Performance Verification | Closed | Zhan Kiselev | 10/31/2019 | 10/31/2019 | Performance Verification for B & K MEDICAL SYSTEMS, INC. 11208076 3895561 | Initial Install of Performance Verification. Device is ready for patient use. |  |  | 10/31/2019 | 10/31/2019
|  | BK ULTRASOUND |  | TRANSDUCER, ULTRASOUND |  | COOPER CANCER CENTER | MD Anderson Cancer Center |  |  | 10/31/2019 |  |  |  |  | NO | YES |  |  |  |  | B & K MEDICAL SYSTEMS, INC. 30143153 3891537 |  |  | Active |  | 99:99:99:99:99:99 |  | Accessory | PAAR:00-PVAR | 10/31/2019 | 10/31/2019 | COOPER AMBULATORY OFF-SITES |  |  | Rad/Onc - C1102 |  | COLLEEN TEGELER |  |  |  | 10/31/2019 | 10/31/2019 |  |  |  |  | 10/31/2019 | 10/31/2019
|  | BK ULTRASOUND | 8820E | TRANSDUCER, ULTRASOUND |  | BUNKER HILL-SURGERY | 2 Plaza Dr |  |  | 12/14/2017 |  |  |  |  | NO | YES |  |  |  |  | BK ULTRASOUND 10752753 3037701 |  |  | Active |  | 99:99:99:99:99:99 |  | Accessory | PAAR:00-PVAR | 10/31/2019 |  | COOPER AMBULATORY OFF-SITES |  |  |  | 0012589593 | ANNE MAIER | Performance Verification | Closed | Josh Harris | 12/28/2017 | 12/28/2017 | INCOMING INVENTORY | DEVICE INVENTORIED | BBB9A48D-CD4F-4BA5-8C6B-CE6FE780D215 | Labor | 12/28/2017 | 12/28/2017 | Josh Harris
|  | BK ULTRASOUND |  | TRANSDUCER, ULTRASOUND |  | COOPER CANCER CENTER-MULTIDISCIPLINARY CLINIC | MD Anderson Cancer Center |  |  | 06/26/2015 |  |  |  |  | NO | YES |  |  |  |  | B & K MEDICAL SYSTEMS, INC. 10348787 3015891 |  |  | Active |  | 99:99:99:99:99:99 |  | Accessory | PAAR:00-PVAR | 11/01/2019 |  | COOPER AMBULATORY OFF-SITES |  |  | Multi Disc - C2049 |  | ROXANNE BERGER
|  | BK ULTRASOUND |  | TRANSDUCER, ULTRASOUND |  | COOPER CANCER CENTER | MD Anderson Cancer Center |  |  | 10/31/2019 |  |  |  |  | NO | YES |  |  |  |  | BK ULTRASOUND 11208075 3905297 |  |  | Active |  | 99:99:99:99:99:99 |  | Accessory | PAAR:00-PVAR | 10/31/2019 | 10/31/2019 | COOPER AMBULATORY OFF-SITES |  |  |  | WOT00000001267347 | COLLEEN TEGELER | Performance Verification | Closed | Zhan Kiselev | 10/31/2019 | 10/31/2019 | Performance Verification for BK ULTRASOUND 11208075 3905297 | Initial Install of Performance Verification. Device is ready for patient use. |  |  | 10/31/2019 | 10/31/2019
|  | BK ULTRASOUND |  | TRANSDUCER, ULTRASOUND |  | COOPER CANCER CENTER | MD Anderson Cancer Center |  |  | 10/31/2019 |  |  |  |  | NO | YES |  |  |  |  | B & K MEDICAL SYSTEMS, INC. 30143155 3901253 |  |  | Active |  | 99:99:99:99:99:99 |  | Accessory | PAAR:00-PVAR | 10/31/2019 | 10/31/2019 | COOPER AMBULATORY OFF-SITES |  |  | Rad/Onc - C1102 |  | COLLEEN TEGELER |  |  |  | 10/31/2019 | 10/31/2019 |  |  |  |  | 10/31/2019 | 10/31/2019
|  | BK ULTRASOUND |  | TRANSDUCER, ULTRASOUND |  | ANESTHESIOLOGY | Pavilion |  |  | 05/18/2015 |  |  |  |  | NO | YES |  |  |  |  | B & K MEDICAL SYSTEMS, INC. 10369430 3032008 |  |  | Active |  | 99:99:99:99:99:99 |  | Accessory | PAAR:00-PVAR | 10/31/2019 |  | COOPER UNIVERSITY HOSPITAL |  |  |  |  | GIACINTA ROUPAS
|  | BK ULTRASOUND |  | TRANSDUCER, ULTRASOUND |  | OR - KELEMEN 3 | Pavilion |  |  | 06/05/2015 |  |  |  |  | NO | YES |  |  |  |  | B & K MEDICAL SYSTEMS, INC. 10346300 3032071 |  |  | Active |  | 99:99:99:99:99:99 |  | Accessory | PAAR:00-PVAR | 11/02/2019 |  | COOPER UNIVERSITY HOSPITAL |  |  | OR STORAGE RM |  | DOMINIC VENDETTA
|  | BK ULTRASOUND | 8L2 | TRANSDUCER, ULTRASOUND |  | VOORHEES SURGERY CENTER-OPERATING ROOM | 900 Centennial Blvd | Suite E |  | 02/03/2017 |  |  |  |  | NO | YES |  |  |  |  | BK ULTRASOUND 10649956 3115735 |  |  | Active |  | 99:99:99:99:99:99 |  | Accessory | 1Y:00-MFG | 04/25/2019 | 04/01/2020 | COOPER AMBULATORY OFF-SITES |  |  |  | 0011478402 | JENNIFER BOMBARO | Performance Verification | Closed | Bonnie Aichroth | 04/12/2017 | 04/12/2017 | INCOMING INVENTORY | DEVICE INVENTORIED | 7151367A-FED8-403A-B5F8-A81CE9B968D8 | Labor | 04/12/2017 | 04/12/2017 | Bonnie Aichroth
|  | BK ULTRASOUND | 9C2 | TRANSDUCER, ULTRASOUND |  | ANESTHESIOLOGY | Pavilion |  |  | 10/25/2019 |  |  |  |  | NO | YES |  |  |  |  | BK ULTRASOUND 11208414 3124132 |  |  | Active |  |  |  | Accessory | 1Y:00-MFG | 10/25/2019 | 10/25/2019 | COOPER UNIVERSITY HOSPITAL |  |  | ANESTHESIOLOGY | WOT00000003183394 | GIACINTA ROUPAS | Performance Verification | Closed | Zhan Kiselev | 10/25/2019 | 10/25/2019 | CEID Record Completion for BK ULTRASOUND 11208414 3124132 | inventoried unit. | EXP3421177 | Labor | 10/25/2019 | 10/25/2019 | Josh Harris
|  | BK ULTRASOUND | 9C2 | TRANSDUCER, ULTRASOUND |  | SAME DAY OR-2ND FL PAVILION | Kelemen |  |  | 02/20/2018 |  |  |  |  | NO | YES |  |  |  |  | BK ULTRASOUND 10752786 3119116 |  |  | Active |  | 99:99:99:99:99:99 |  | Accessory | 1Y:00-MFG | 01/10/2019 | 01/01/2020 | COOPER UNIVERSITY HOSPITAL |  |  | SAME DAY OR-2ND FL PAVILION | WOT00000000642379 | JOE DRUCTOR | Performance Verification | Closed | Zhan Kiselev | 03/06/2018 | 07/30/2018 | Performance Verification for BK ULTRASOUND 10752786 3119116 | Initial Install of Performance Verification. Device is ready for patient use.
|  | BK ULTRASOUND | TYPE 8808 | TRANSDUCER, ULTRASOUND |  |  | Kelemen |  |  | 01/01/1900 |  |  |  |  | NO | YES |  |  |  |  | B & K MEDICAL SYSTEMS, INC. 10365952 8808-1855883 |  |  | Disposition |  | 99:99:99:99:99:99 | [5 empty] | COOPER AMBULATORY OFF-SITES |  |  | EXAM 2 | WOT00000000827023 |  | Repair | Closed | Kirk Lis | 04/27/2018 | 10/22/2018 | Keeps coming apart. |  | EXP0490556 | Labor | 04/27/2018 | 04/27/2018 | Kirk Lis
|  | ESAOTE | AC2541 | TRANSDUCER, ULTRASOUND | AC2541 | COOPER BONE & JOINT- GLASSBORO | 221 Victoria Street |  |  | 11/01/2019 |  |  |  |  | NO | YES |  |  |  |  | ESAOTE 30212584 AC2541 |  |  | Active |  | 99:99:99:99:99:99 |  | Accessory | 1Y:00-MFG | 11/01/2019 | 11/01/2019 | COOPER AMBULATORY OFF-SITES |  |  |  | 0012017137 | COURTNEY BUDD | Performance Verification | Closed | Bonnie Aichroth | 11/01/2019 | 11/01/2019 | INCOMING INVENTORY | DEVICE INVENTORIED | 30692108-8EF7-4218-B908-5120B78BF96E | Labor | 11/01/2019 | 11/01/2019 | Bonnie Aichroth
|  | ESAOTE | ESAOTE SL1543 | TRANSDUCER, ULTRASOUND | SL1543 | COOPER BONE & JOINT- GLASSBORO | 221 Victoria Street |  |  | 11/01/2019 |  |  |  |  | NO | YES |  |  |  |  | ESAOTE 30212585 SL1543 |  |  | Active |  | 99:99:99:99:99:99 |  | Accessory | 1Y:00-MFG | 11/01/2019 | 11/01/2019 | COOPER AMBULATORY OFF-SITES |  |  |  | 0012017136 | COURTNEY BUDD | Preventative Maintenance | Closed | Bonnie Aichroth | 11/01/2019 | 11/01/2019 | PERFORMANCE ASSURANCE AT INVENTORY | INVENTORIED DEVICE AND ENSURED DEVICE WAS FUNCTIONING PROPERLY. | AE8A1B89-51DD-47C2-90FA-F30BEBE0FBBA | Labor | 11/01/2019 | 11/01/2019 | Josh Harris
|  | ESAOTE | LA522 | TRANSDUCER, ULTRASOUND | 163/03735 | BUNKER HILL-SURGERY | 2 Plaza Dr |  |  | 01/01/1900 |  |  |  |  | NO | YES |  |  |  |  | ESAOTE 10366888 163/03735 |  |  | Active |  | 99:99:99:99:99:99 |  | Accessory | PAAR:00-PVAR | 11/02/2019 |  | COOPER AMBULATORY OFF-SITES |  |  | ULTRASOUND ROOM |  | ANNE MAIER
|  | GE HEALTHCARE | 11L | TRANSDUCER, ULTRASOUND | 162361WP0 | ANGIOGRAPHY | Kelemen | BASEMENT |  | 01/01/1900 |  |  |  |  | NO | YES |  |  |  |  | GE MEDICAL SYSTEMS 10347532 162361WP0 |  |  | Active |  | 99:99:99:99:99:99 |  | Accessory | PAAR:00-PVAR | 10/31/2019 |  | COOPER UNIVERSITY HOSPITAL |  |  | B36 - HOLDING | 0011830575 | PAULETTE DUCKREY | Preventative Maintenance | Closed | Zhan Kiselev | 07/01/2017 | 07/14/2017 | Performance Assurance: 00-MFG | 7/14/2017 11:21:21 AM ZXKISELEV (ZXKISELEV 7/14/2017 12:00 AM) PM WILL BE DONE ON THE NEXT ULTRASOUND PM CYCLE 7/14/2017 11:21 AM ZXKISELEV | AC09D3D4-AFE5-446C-8B5D-8600E19ADB3D | Labor | 07/14/2017 | 07/14/2017 | Zhan Kiselev
|  | GE HEALTHCARE | 12L | TRANSDUCER, ULTRASOUND | 82338WP5 | OPERATING ROOM - PAVILION | Pavilion |  |  | 10/27/2008 |  |  |  |  | NO | YES |  |  |  |  | GE MEDICAL SYSTEMS 10368352 82338WP5 |  |  | Active |  | 99:99:99:99:99:99 |  | Accessory | PAAR:00-PVAR | 10/31/2019 |  | COOPER UNIVERSITY HOSPITAL |  |  | OR STORAGE | 0011830736 | DOMINIC VENDETTA | Preventative Maintenance | Closed | Zhan Kiselev | 07/01/2017 | 07/14/2017 | Performance Assurance: 00-MFG | 7/14/2017 11:38:39 AM ZXKISELEV (ZXKISELEV 7/14/2017 12:00 AM) PM WILL BE DONE ON THE NEXT ULTRASOUND PM CYCLE 7/14/2017 11:38 AM ZXKISELEV | DBF25541-277E-4617-A18E-E8A3E9704AE9 | Labor | 07/14/2017 | 07/14/2017 | Zhan Kiselev
|  | GE HEALTHCARE | 12L | TRANSDUCER, ULTRASOUND | 3410YP8 | VOORHEES SURGERY CENTER-SURGERY DEPT | 6015 Main Street |  |  | 04/12/2019 |  |  |  |  | NO | YES |  |  |  |  | GE MEDICAL SYSTEMS 30144063 3410YP8 |  |  | Active |  | 99:99:99:99:99:99 |  | Accessory | 1Y:00-MFG | 04/12/2019 | 04/12/2019 | COOPER AMBULATORY OFF-SITES |  |  | SUITE G |  | Theresa Megali |  |  |  | 04/12/2019 | 04/12/2019 |  |  |  |  | 04/12/2019 | 04/12/2019
|  | GE HEALTHCARE | 3CB | TRANSDUCER, ULTRASOUND | 1021362YM7 | LABOR & DELIVERY | Dorrance |  |  | 10/31/2019 |  |  |  |  | NO | YES |  |  |  |  | GE MEDICAL SYSTEMS 11208362 1021362YM7 |  |  | Active |  | 99:99:99:99:99:99 |  | Accessory | PAAR:00-PVAR | 10/31/2019 | 10/31/2019 | COOPER UNIVERSITY HOSPITAL |  |  | Performance Verification | WOT00000001947862 | JOANNA HORST | Performance Verification | Closed | Zhan Kiselev | 10/31/2019 | 10/31/2019 | CEID Record Completion for GE MEDICAL SYSTEMS 11208362 1021362YM7 | New Equipment Inspection | EXP2001299 | Labor | 10/31/2019 | 10/31/2019 | Zhan Kiselev
|  | GE HEALTHCARE | 4C | TRANSDUCER, ULTRASOUND | 76432PD4 | LABOR & DELIVERY | Dorrance |  |  | 11/01/2019 |  |  |  |  | NO | YES |  |  |  |  | GE MEDICAL SYSTEMS 11207636 76432PD4 |  |  | Active |  |  |  | Accessory | 1Y:00-MFG | 11/01/2019 | 11/01/2019 | COOPER UNIVERSITY HOSPITAL |  |  | Performance Verification | WOT00000002490931 | JOANNA HORST | Performance Verification | Closed | Gene Amodei | 11/01/2019 | 11/01/2019 | Performance Verification for GE MEDICAL SYSTEMS 11207636 76432PD4 | Initial Install of Performance Verification. Device is ready for patient use. |  |  | 11/01/2019 | 11/01/2019
|  | GE HEALTHCARE | 4C | TRANSDUCER, ULTRASOUND | 48331WX3 | ANTERPARTUM-INVITRO FERT | Dorrance |  |  | 11/13/2017 |  |  |  |  | NO | YES |  |  |  |  | GE MEDICAL SYSTEMS 10649800 48331WX3 |  |  | Active |  | 99:99:99:99:99:99 |  | Accessory | 1Y:00-MFG | 01/25/2019 | 01/01/2020 | COOPER UNIVERSITY HOSPITAL |  |  |  | 0012526945 | GRACE SVEINBZORNSSON | Performance Verification | Closed | Josh Harris | 12/26/2017 | 12/26/2017 | INCOMING INVENTORY | DEVICE INVENTORIED | 717968CD-6E7C-48CA-9AE5-E9CF7BB08E85 | Labor | 12/26/2017 | 12/26/2017 | Josh Harris
|  | GE HEALTHCARE | 4C | TRANSDUCER, ULTRASOUND | 154670WX4 | BUNKER HILL-OB/GYN | 4 Plaza Dr |  |  | 07/22/2010 |  |  |  |  | NO | YES |  |  |  |  | GE MEDICAL SYSTEMS 10366988 154670WX4 |  |  | Disposition |  |  |  | Accessory | 1Y:00-MFG | 11/13/2017 |  | COOPER AMBULATORY OFF-SITES |  |  | HALLWAY | 0011830486 | LISA POTTS | Preventative Maintenance | Closed | Zhan Kiselev | 07/01/2017 | 07/14/2017 | Performance Assurance: 00-MFG | 7/14/2017 2:41:51 PM ZXKISELEV (ZXKISELEV 7/14/2017 12:00 AM) PM WILL BE DONE ON THE NEXT ULTRASOUND PM CYCLE 7/14/2017 2:41 PM ZXKISELEV | 70B3AB76-2A4B-412C-A574-7DE39D8B2ADD | Labor | 07/14/2017 | 07/14/2017 | Zhan Kiselev
|  | GE HEALTHCARE | 4C-D | TRANSDUCER, ULTRASOUND | 4235050WX2 | PRINCETON-OB/GYN | 10 Forrestal Rd S |  |  | 10/23/2015 |  |  |  |  | NO | YES |  |  |  |  | GE MEDICAL SYSTEMS 10480009 4235050WX2 |  |  | Active |  | 99:99:99:99:99:99 |  | Accessory | PAAR:00-PVAR | 10/31/2019 |  | COOPER AMBULATORY OFF-SITES |  |  | Room 1 |  | LINDA CARON
|  | GE Healthcare | 6T | TRANSDUCER, ULTRASOUND |  | ANESTHESIOLOGY | Kelemen |  |  | 10/14/2009 |  |  |  |  | NO | YES |  |  |  |  | GE MEDICAL SYSTEMS 10369344 81570 |  |  | Disposition |  |  |  | Accessory | 1Y:00-MFG | 10/05/2017 | 10/01/2020 | COOPER UNIVERSITY HOSPITAL |  |  | ANESTHESIA | 0011700896 | GIACINTA ROUPAS | Preventative Maintenance | Closed | Zhan Kiselev | 06/01/2017 | 06/15/2017 | Performance Assurance: 00-MFG | 6/15/2017 12:30:23 PM ZXKISELEV (ZXKISELEV 6/15/2017 12:00 AM) WE NO LONGER HAVE THE ULTRASOUND MACHINE TO USE THE PROBE WITH. 6/15/2017 12:30:25 PM ZXKISELEV This device has been removed from an active status with the RSQ Database, and physically removed from the facility. Device retired on 6/15/2017; Authorized By: YES; Nature of Retirement: NO LONGER NEEDED; Days In Service: 741 | 6A06AEFB-D82B-4AE0-A23A-B0909F29FF75 | Labor | 06/15/2017 | 06/15/2017 | Zhan Kiselev
|  | GE HEALTHCARE | 9L | TRANSDUCER, ULTRASOUND | SA316370112SA |  | Pavilion | [7 empty] | NO | YES
|  | GE HEALTHCARE | 9L | TRANSDUCER, ULTRASOUND | 21888YP3 | OPERATING ROOM - PAVILION | Pavilion |  |  | 10/27/2008 |  |  |  |  | NO | YES |  |  |  |  | GE MEDICAL SYSTEMS 10368350 21888YP3 |  |  | Active |  | 99:99:99:99:99:99 |  | Accessory | PAAR:00-PVAR | 10/31/2019 |  | COOPER UNIVERSITY HOSPITAL |  |  | OPERATING ROOM | 0011830735 | DOMINIC VENDETTA | Preventative Maintenance | Closed | Zhan Kiselev | 07/01/2017 | 07/14/2017 | Performance Assurance: 00-MFG | 7/14/2017 11:38:20 AM ZXKISELEV (ZXKISELEV 7/14/2017 12:00 AM) PM WILL BE DONE ON THE NEXT ULTRASOUND PM CYCLE 7/14/2017 11:38 AM ZXKISELEV | 667D6825-053C-4B16-9C2D-EB36157E918B | Labor | 07/14/2017 | 07/14/2017 | Zhan Kiselev
|  | GE HEALTHCARE | 9L-D | TRANSDUCER, ULTRASOUND | 91860WP7 | ULTRASOUND | Kelemen | BASEMENT |  | 04/22/2019 |  |  |  |  | NO | YES |  |  |  |  | GE MEDICAL SYSTEMS 11208182 91860WP7 |  |  | Active | TL11208182 | 99:99:99:99:99:99 |  | Accessory | 1Y:00-MFG | 04/22/2019 | 04/22/2019 | COOPER UNIVERSITY HOSPITAL |  |  |  | WOT00000001414409 | Tracy Saldutti | Performance Verification | Closed | Zhan Kiselev | 04/22/2019 | 04/22/2019 | Performance Verification for GE MEDICAL SYSTEMS TL11208182 91860WP7 | Initial Install of Performance Verification. Device is ready for patient use. |  |  | 04/22/2019 | 04/22/2019
|  | GE HEALTHCARE | 9L-D | TRANSDUCER, ULTRASOUND | 197378WP3 | ULTRASOUND | Kelemen | BASEMENT |  | 12/29/2017 |  |  |  |  | NO | YES |  |  |  |  | GE MEDICAL SYSTEMS 10752757 197378WP3 |  |  | Active |  | 99:99:99:99:99:99 |  | Accessory | 1Y:00-MFG | 04/22/2019 | 04/01/2020 | COOPER UNIVERSITY HOSPITAL |  |  |  | 0012678551 | Tracy Saldutti | Performance Verification | Closed | Josh Harris | 01/26/2018 | 01/26/2018 | INCOMING INVENTORY | DEVICE INVENTORIED | 67006F24-76AB-41F6-82FC-A80B68F787F5 | Labor | 01/26/2018 | 01/26/2018 | Josh Harris
|  | GE HEALTHCARE | 9L-D | TRANSDUCER, ULTRASOUND | 171508WP5 | 3 COOPER-RADIOLOGY | 3 Cooper |  |  | 08/05/2015 |  |  |  |  | NO | YES |  |  |  |  | GE MEDICAL SYSTEMS 10369439 171508WP5 |  |  | Active |  | 99:99:99:99:99:99 |  | Accessory | 1Y:00-MFG | 05/21/2019 | 05/01/2020 | COOPER AMBULATORY OFF-SITES |  |  | ULTRASOUND ROOM B |  | JUDY ADIRZONE
|  | GE HEALTHCARE | 9L-D | TRANSDUCER, ULTRASOUND | 168357WP2 | ANGIOGRAPHY | Kelemen | BASEMENT |  | 01/01/1900 |  |  |  |  | NO | YES |  |  |  |  | GE MEDICAL SYSTEMS 10347534 168357WP2 |  |  | Active |  | 99:99:99:99:99:99 |  | Accessory | PAAR:00-PVAR | 10/31/2019 |  | COOPER UNIVERSITY HOSPITAL |  |  | B36 - HOLDING | 0011830577 | PAULETTE DUCKREY | Preventative Maintenance | Closed | Zhan Kiselev | 07/01/2017 | 07/14/2017 | Performance Assurance: 00-MFG | 7/14/2017 11:21:53 AM ZXKISELEV (ZXKISELEV 7/14/2017 12:00 AM) PM WILL BE DONE ON THE NEXT ULTRASOUND PM CYCLE 7/14/2017 11:21 AM ZXKISELEV | F9BEE535-F6B4-4E4B-B936-513919A08DCE | Labor | 07/14/2017 | 07/14/2017 | Zhan Kiselev
|  | GE HEALTHCARE | AB2-7 | TRANSDUCER, ULTRASOUND | 33622WP2 | RIPPA CENTER-OB/GYN | 6100 Main St |  |  | 06/10/2015 |  |  |  |  | NO | YES |  |  |  |  | GE MEDICAL SYSTEMS 10480005 33622WP2 |  |  | Active |  | 99:99:99:99:99:99 |  | Accessory | 1Y:00-MFG | 05/30/2019 | 05/01/2020 | COOPER AMBULATORY OFF-SITES |  |  |  | 0012527501 | PATRICIA HUFF | Performance Verification | Closed | Josh Harris | 12/26/2017 | 12/26/2017 | INCOMING INVENTORY | DEVICE INVENTORIED | 50241177-3DA8-4648-90A0-37EA237BAD88 | Labor | 12/26/2017 | 12/26/2017 | Josh Harris
|  | GE HEALTHCARE | AB2-7 | TRANSDUCER, ULTRASOUND | 177790KR3 | ANTERPARTUM-INVITRO FERT | Dorrance |  |  | 09/18/2015 |  |  |  |  | NO | YES |  |  |  |  | GE MEDICAL SYSTEMS 10369431 177790KR3 |  |  | Active | T10369431 | 99:99:99:99:99:99 |  | Accessory | PAAR:00-PVAR | 10/31/2019 |  | COOPER UNIVERSITY HOSPITAL |  |  | 6TH FLOOR DORRANCE |  | GRACE SVEINBZORNSSON
|  | GE HEALTHCARE | AB2-7 | TRANSDUCER, ULTRASOUND | 173225KR4 | BURLINGTON OB/GYN | 651 John F Kennedy Way |  |  | 05/02/2014 |  |  |  |  | NO | YES |  |  |  |  | GE MEDICAL SYSTEMS 10366244 173225KR4 |  |  | Active |  | 99:99:99:99:99:99 |  | Accessory | 1Y:00-MFG | 11/01/2019 | 11/01/2020 | COOPER AMBULATORY OFF-SITES |  |  | EXAM 6 | 0011830487 | Carey Myers | Preventative Maintenance | Closed | Zhan Kiselev | 07/01/2017 | 07/14/2017 | Performance Assurance: 00-MFG | 7/14/2017 2:59:27 PM ZXKISELEV (ZXKISELEV 7/14/2017 12:00 AM) PM WILL BE DONE IN THE NEXT ULTRASOUND PM CYCLE 7/14/2017 2:59 PM ZXKISELEV | 675F1F98-F97A-4227-A852-2BA37B640076 | Labor | 07/14/2017 | 07/14/2017 | Zhan Kiselev
|  | GE HEALTHCARE | AB2-7 | TRANSDUCER, ULTRASOUND | 78648KR3 | PRINCETON-OB/GYN | 10 Forrestal Rd S |  |  | 10/27/2008 |  |  |  |  | NO | YES |  |  |  |  | GE MEDICAL SYSTEMS 10366215 78648KR3 |  |  | Active |  | 99:99:99:99:99:99 |  | Accessory | 1Y:00-MFG | 09/19/2019 | 09/01/2020 | COOPER AMBULATORY OFF-SITES |  |  | ROOM 2 | 0011830512 | LINDA CARON | Preventative Maintenance | Closed | Zhan Kiselev | 07/01/2017 | 07/14/2017 | Performance Assurance: 00-MFG | 7/14/2017 3:03:53 PM ZXKISELEV (ZXKISELEV 7/14/2017 12:00 AM) PM WILL BE DONE ON THE NEXT ULTRASOUND PM CYCLE | 8B4D8C50-8D31-490A-8F59-EDCD478D6099 | Labor | 07/14/2017 | 07/14/2017 | Zhan Kiselev
|  | GE HEALTHCARE | AB2-7 | TRANSDUCER, ULTRASOUND | 177784KR6 | BUNKER HILL-OB/GYN | 4 Plaza Dr |  |  | 06/25/2015 |  |  |  |  | NO | YES |  |  |  |  | GE MEDICAL SYSTEMS 10355070 177784KR6 |  |  | Active |  | 99:99:99:99:99:99 |  | Accessory | 1Y:00-MFG | 11/01/2019 | 11/01/2020 | COOPER AMBULATORY OFF-SITES |  |  | Washington Township |  | LISA POTTS
|  | GE HEALTHCARE | AB2-7 | TRANSDUCER, ULTRASOUND | 180489KR7 | BURLINGTON OB/GYN | 651 John F Kennedy Way |  |  | 10/13/2015 |  |  |  |  | NO | YES |  |  |  |  | GE MEDICAL SYSTEMS 10349477 180489KR7 |  |  | Active |  | 99:99:99:99:99:99 |  | Accessory | 1Y:00-MFG | 08/15/2019 | 08/01/2020 | COOPER AMBULATORY OFF-SITES |  |  | JFK - OB/GYN RM 2 |  | Carey Myers
|  | GE HEALTHCARE | C1-5-D | TRANSDUCER, ULTRASOUND | 701212WX3 | BUNKER HILL-OB/GYN | 4 Plaza Dr |  |  | 11/01/2019 |  |  |  |  | NO | YES |  |  |  |  | GE MEDICAL SYSTEMS 11208329 701212WX3 |  |  | Active |  | 99:99:99:99:99:99 |  | Accessory | 1Y:00-MFG | 11/01/2019 | 11/01/2019 | COOPER AMBULATORY OFF-SITES |  |  |  | WOT00000001595417 | LISA POTTS | Performance Verification | Closed | Zhan Kiselev | 11/01/2019 | 11/01/2019 | Performance Verification for GE MEDICAL SYSTEMS 11208329 701212WX3 | Initial Install of Performance Verification. Device is ready for patient use. |  |  | 11/01/2019 | 11/01/2019
|  | GE HEALTHCARE | C1-5-D | TRANSDUCER, ULTRASOUND | 214426YP9 | BURLINGTON OB/GYN | 651 John F Kennedy Way |  |  | 08/17/2016 |  |  |  |  | NO | YES |  |  |  |  | GE MEDICAL SYSTEMS 10505105 214426YP9 |  |  | Active |  | 99:99:99:99:99:99 |  | Accessory | 1Y:00-MFG | 08/15/2019 | 08/01/2020 | COOPER AMBULATORY OFF-SITES |  |  | JFK- PROCEDURE RM 3 |  | Carey Myers
|  | GE HEALTHCARE | C1-5-D | TRANSDUCER, ULTRASOUND | 166143YP8 | ANGIOGRAPHY | Kelemen | BASEMENT |  | 01/01/1900 |  |  |  |  | NO | YES |  |  |  |  | GE MEDICAL SYSTEMS 10347526 166143YP8 |  |  | Active |  | 99:99:99:99:99:99 |  | Accessory | PAAR:00-PVAR | 10/31/2019 |  | COOPER UNIVERSITY HOSPITAL |  |  | B36 - HOLDING | 0011830576 | PAULETTE DUCKREY | Preventative Maintenance | Closed | Zhan Kiselev | 07/01/2017 | 07/14/2017 | Performance Assurance: 00-MFG | 7/14/2017 11:21:36 AM ZXKISELEV (ZXKISELEV 7/14/2017 12:00 AM) PM WILL BE DONE ON THE NEXT ULTRASOUND PM CYCLE 7/14/2017 11:21 AM ZXKISELEV | B7BC8143-BB21-47BE-A854-0033E95C6C45 | Labor | 07/14/2017 | 07/14/2017 | Zhan Kiselev
|  | GE HEALTHCARE | C1-5-D | TRANSDUCER, ULTRASOUND | 80486YP4 | ULTRASOUND | Kelemen | BASEMENT |  | 10/31/2019 |  |  |  |  | NO | YES |  |  |  |  | GE MEDICAL SYSTEMS 30144349 80486YP4 |  |  | Active |  | 99:99:99:99:99:99 |  | Accessory | PAAR:00-PVAR | 10/31/2019 | 10/31/2019 | COOPER UNIVERSITY HOSPITAL |  |  | B20 | 0011830980 | Tracy Saldutti | Preventative Maintenance | Closed | Zhan Kiselev | 10/31/2019 | 10/31/2019 | Performance Assurance: 00-MFG | 7/14/2017 12:09:48 PM ZXKISELEV (ZXKISELEV 7/14/2017 12:00 AM) PM WILL BE DONE ON THE NEXT ULTRASOUND PM CYCLE 7/14/2017 12:09 PM ZXKISELEV | D0315040-52AD-40BE-A4B8-CA058B0152D9 | Labor | 10/31/2019 | 10/31/2019 | Zhan Kiselev
|  | GE HEALTHCARE | C1-5-D | TRANSDUCER, ULTRASOUND | 146B02YP4 | ULTRASOUND | Kelemen | BASEMENT |  | 10/31/2019 |  |  |  |  | NO | YES |  |  |  |  | GE MEDICAL SYSTEMS 30144343 146B02YP4 |  |  | Active |  | 99:99:99:99:99:99 |  | Accessory | PAAR:00-PVAR | 10/31/2019 | 10/31/2019 | COOPER UNIVERSITY HOSPITAL |  |  | B18 | 0011830973 | Tracy Saldutti | Preventative Maintenance | Closed | Zhan Kiselev | 10/31/2019 | 10/31/2019 | Performance Assurance: 00-MFG | 7/14/2017 12:06:54 PM ZXKISELEV (ZXKISELEV 7/14/2017 12:00 AM) PM WILL BE DONE ON THE NEXT ULTRASOUND PM CYCLE 7/14/2017 12:06 PM ZXKISELEV | 64F51D08-FBC6-43A5-95BB-11B5E8EBEAB1 | Labor | 10/31/2019 | 10/31/2019 | Zhan Kiselev
|  | GE HEALTHCARE | C1-5-D | TRANSDUCER, ULTRASOUND | 174912YP6 |  | 3 Cooper | [7 empty] | NO | YES
|  | GE HEALTHCARE | C1-5-D | TRANSDUCER, ULTRASOUND | 80460yp9 | ULTRASOUND | 1103 N Kings Hwy |  |  | 10/31/2019 |  |  |  |  | NO | YES |  |  |  |  | GE MEDICAL SYSTEMS 30142521 80460yp9 |  |  | Active |  | 99:99:99:99:99:99 |  | Accessory | PAAR:00-PVAR | 10/31/2019 | 10/31/2019 | COOPER UNIVERSITY HOSPITAL |  |  | B20 | 0011830979 | Tracy Saldutti | Preventative Maintenance | Closed | Zhan Kiselev | 10/31/2019 | 10/31/2019 | Performance Assurance: 00-MFG | 7/14/2017 12:09:33 PM ZXKISELEV (ZXKISELEV 7/14/2017 12:00 AM) PM WILL BE DONE ON THE NEXT ULTRASOUND PM CYCLE 7/14/2017 12:09 PM ZXKISELEV | 7DF9D23F-462B-4B1D-AB14-C48FFF5B1E1D | Labor | 10/31/2019 | 10/31/2019 | Zhan Kiselev
|  | GE HEALTHCARE | C1-5-D | TRANSDUCER, ULTRASOUND | 190419YP2 | ULTRASOUND | Kelemen | BASEMENT |  | 10/31/2019 |  |  |  |  | NO | YES |  |  |  |  | GE MEDICAL SYSTEMS 30142176 190419YP2 |  |  | Active |  | 99:99:99:99:99:99 |  | Accessory | PAAR:00-PVAR | 10/31/2019 | 10/31/2019 | COOPER UNIVERSITY HOSPITAL |  |  | B20 |  | Tracy Saldutti |  |  |  | 10/31/2019 | 10/31/2019 |  |  |  |  | 10/31/2019 | 10/31/2019
|  | GE HEALTHCARE | C1-6-D | TRANSDUCER, ULTRASOUND | 297669YP4 | RADIOLOGY DIAGNOSTICS | Kelemen | BASEMENT |  | 10/25/2019 |  |  |  |  | NO | YES |  |  |  |  | GE MEDICAL SYSTEMS 11208445 297669YP4 |  |  | Active |  |  |  | Accessory | 1Y:00-MFG | 10/25/2019 | 10/25/2019 | COOPER UNIVERSITY HOSPITAL |  |  | Performance Verification | WOT00000004100036 | PAULETTE DUCKREY | Performance Verification | Completed | Zhan Kiselev | 10/25/2019 | 10/25/2019 | Performance Verification for GE MEDICAL SYSTEMS 11208445 297669YP4 | Initial Install of Performance Verification. Device is ready for patient use. |  |  | 10/25/2019 | 10/25/2019
|  | GE HEALTHCARE | C1-6-D | TRANSDUCER, ULTRASOUND | 328325YP6 | ANTERPARTUM-INVITRO FERT | Dorrance |  |  | 09/03/2019 |  |  |  |  | NO | YES |  |  |  |  | GE MEDICAL SYSTEMS 11208428 328325YP6 |  |  | Active |  |  |  | Accessory | 1Y:00-MFG | 09/03/2019 | 09/03/2019 | COOPER UNIVERSITY HOSPITAL |  |  | Performance Verification | WOT00000003664244 | GRACE SVEINBZORNSSON | Performance Verification | Completed | Zhan Kiselev | 09/03/2019 | 09/03/2019 | Performance Verification for GE MEDICAL SYSTEMS 11208428 328325YP6 | Initial Install of Performance Verification. Device is ready for patient use. |  |  | 09/03/2019 | 09/03/2019
|  | GE HEALTHCARE | C1-6-D | TRANSDUCER, ULTRASOUND | 261886YP6 | ULTRASOUND | Kelemen | BASEMENT |  | 12/29/2017 |  |  |  |  | NO | YES |  |  |  |  | GE MEDICAL SYSTEMS 10752760 261886YP6 |  |  | Active |  | 99:99:99:99:99:99 |  | Accessory | 1Y:00-MFG | 04/25/2019 | 04/01/2020 | COOPER UNIVERSITY HOSPITAL |  |  |  | 0012678566 | Tracy Saldutti | Preventative Maintenance | Closed | Josh Harris | 01/26/2018 | 01/26/2018 | PERFORMANCE ASSURANCE AT INVENTORY | INVENTORIED DEVICE AND ENSURED DEVICE WAS FUNCTIONING PROPERLY. | 5ACA09D1-4BF7-4EDB-BCEC-C4C6BDF2A825 | Labor | 12/29/2017 | 12/29/2017 | Zhan Kiselev
|  | GE HEALTHCARE | C2-7-D | TRANSDUCER, ULTRASOUND | BG-180070 | RADIOLOGY DIAGNOSTICS | Kelemen | BASEMENT |  | 10/31/2019 |  |  |  |  | NO | YES |  |  |  |  | GE MEDICAL SYSTEMS 11208081 BG-180070 |  |  | Active |  | 99:99:99:99:99:99 |  | Accessory | PAAR:00-PVAR | 10/31/2019 | 10/31/2019 | COOPER UNIVERSITY HOSPITAL |  |  | Interventional Radiology Department | WOT00000001312259 | PAULETTE DUCKREY | Performance Verification | Closed | Zhan Kiselev | 10/31/2019 | 10/31/2019 | Performance Verification for GE MEDICAL SYSTEMS 11208081 BG-180070 | Initial Install of Performance Verification. Device is ready for patient use. |  |  | 10/31/2019 | 10/31/2019
|  | GE HEALTHCARE | C2-9-D | TRANSDUCER, ULTRASOUND | 324969YP5 | ANTERPARTUM-INVITRO FERT | Dorrance |  |  | 09/03/2019 |  |  |  |  | NO | YES |  |  |  |  | GE MEDICAL SYSTEMS 11208429 324969YP5 |  |  | Active |  |  |  | Accessory | 1Y:00-MFG | 09/03/2019 | 09/03/2019 | COOPER UNIVERSITY HOSPITAL |  |  | Performance Verification | WOT00000003664355 | GRACE SVEINBZORNSSON | Performance Verification | Completed | Zhan Kiselev | 09/03/2019 | 09/03/2019 | Performance Verification for GE MEDICAL SYSTEMS 11208429 324969YP5 | Initial Install of Performance Verification. Device is ready for patient use. |  |  | 09/03/2019 | 09/03/2019
|  | GE HEALTHCARE | C2-9-D | TRANSDUCER, ULTRASOUND | 298779YP0 | BUNKER HILL-OB/GYN | 4 Plaza Dr |  |  | 11/01/2019 |  |  |  |  | NO | YES |  |  |  |  | GE MEDICAL SYSTEMS 11208330 298779YP0 |  |  | Active |  | 99:99:99:99:99:99 |  | Accessory | 1Y:00-MFG | 11/01/2019 | 11/01/2019 | COOPER AMBULATORY OFF-SITES |  |  |  | WOT00000001595450 | LISA POTTS | Performance Verification | Closed | Zhan Kiselev | 11/01/2019 | 11/01/2019 | Performance Verification for GE MEDICAL SYSTEMS 11208330 298779YP0 | Initial Install of Performance Verification. Device is ready for patient use. |  |  | 11/01/2019 | 11/01/2019
|  | GE HEALTHCARE | C3-10-D | TRANSDUCER, ULTRASOUND | 260101YP1 | ULTRASOUND | Kelemen | BASEMENT |  | 12/29/2017 |  |  |  |  | NO | YES |  |  |  |  | GE MEDICAL SYSTEMS 10752759 260101YP1 |  |  | Active |  | 99:99:99:99:99:99 |  | Accessory | PAAR:00-PVAR | 10/31/2019 |  | COOPER UNIVERSITY HOSPITAL |  |  |  | 0012678561 | Tracy Saldutti | Performance Verification | Closed | Josh Harris | 01/26/2018 | 01/26/2018 | INCOMING INVENTORY | DEVICE INVENTORIED | 8E88BA74-99C7-4A4A-A7EC-C02E614AAA83 | Labor | 01/26/2018 | 01/26/2018 | Josh Harris
|  | GE HEALTHCARE | C4-8-D | TRANSDUCER, ULTRASOUND | 16324PD7 | BURLINGTON OB/GYN | 651 John F Kennedy Way |  |  | 08/17/2016 |  |  |  |  | NO | YES |  |  |  |  | GE MEDICAL SYSTEMS 10505098 16324PD7 |  |  | Active |  | 99:99:99:99:99:99 |  | Accessory | PAAR:00-PVAR | 10/31/2019 |  | COOPER AMBULATORY OFF-SITES |  |  | JFK- PROCEDURE RM 3 |  | Carey Myers
|  | GE HEALTHCARE | C4-8-D | TRANSDUCER, ULTRASOUND | 156483PDO | PRINCETON-OB/GYN | 10 Forrestal Rd S |  |  | 10/23/2015 |  |  |  |  | NO | YES |  |  |  |  | GE MEDICAL SYSTEMS 10480007 156483PDO |  |  | Active |  | 99:99:99:99:99:99 |  | Accessory | PAAR:00-PVAR | 10/31/2019 |  | COOPER AMBULATORY OFF-SITES |  |  | Room 1 |  | LINDA CARON
|  | GE HEALTHCARE | C4-8-D | TRANSDUCER, ULTRASOUND | 161589PD7 | ANTERPARTUM-INVITRO FERT | Dorrance |  |  | 10/31/2019 |  |  |  |  | NO | YES |  |  |  |  | GE MEDICAL SYSTEMS 30244779 161589PD7 |  |  | Active |  | 99:99:99:99:99:99 |  | Accessory | PAAR:00-PVAR | 10/31/2019 | 10/31/2019 | COOPER UNIVERSITY HOSPITAL |  |  | 6 DORRANCE |  | GRACE SVEINBZORNSSON |  |  |  | 10/31/2019 | 10/31/2019 |  |  |  |  | 10/31/2019 | 10/31/2019
|  | GE HEALTHCARE | L3-12-D | TRANSDUCER, ULTRASOUND | 678871WX5 | RADIOLOGY DIAGNOSTICS | Kelemen | BASEMENT |  | 10/31/2019 |  |  |  |  | NO | YES |  |  |  |  | GE MEDICAL SYSTEMS 11208082 678871WX5 |  |  | Active |  | 99:99:99:99:99:99 |  | Accessory | PAAR:00-PVAR | 10/31/2019 | 10/31/2019 | COOPER UNIVERSITY HOSPITAL |  |  | Interventional Radiology Department | WOT00000001312272 | PAULETTE DUCKREY | Performance Verification | Closed | Zhan Kiselev | 10/31/2019 | 10/31/2019 | Performance Verification for GE MEDICAL SYSTEMS 11208082 678871WX5 | Initial Install of Performance Verification. Device is ready for patient use. |  |  | 10/31/2019 | 10/31/2019
|  | GE HEALTHCARE | L4-12T-RS | TRANSDUCER, ULTRASOUND | 798201WX0 | BRACE ROAD-MEDICINE | 1210 Brace Rd | Endocrinology |  | 10/22/2019 |  |  |  |  | NO | YES |  |  |  |  | GE MEDICAL SYSTEMS 11208456 798201WX0 |  |  | Active |  |  |  | Accessory | 1Y:00-MFG | 10/22/2019 | 10/22/2019 | COOPER AMBULATORY OFF-SITES |  |  | Performance Verification | WOT00000004079348 | Cheryl Peck | Performance Verification | Completed | Zhan Kiselev | 10/22/2019 | 10/22/2019 | Performance Verification for GE MEDICAL SYSTEMS 11208456 798201WX0 | Initial Install of Performance Verification. Device is ready for patient use. |  |  | 10/22/2019 | 10/22/2019
|  | GE HEALTHCARE | L8-18I-D | TRANSDUCER, ULTRASOUND | 800665YP3 | ULTRASOUND | Kelemen | BASEMENT |  | 10/31/2019 |  |  |  |  | NO | YES |  |  |  |  | GE MEDICAL SYSTEMS 30144345 800665YP3 |  |  | Active |  | 99:99:99:99:99:99 |  | Accessory | PAAR:00-PVAR | 10/31/2019 | 10/31/2019 | COOPER UNIVERSITY HOSPITAL |  |  | B18 | 0011830978 | Tracy Saldutti | Preventative Maintenance | Closed | Zhan Kiselev | 10/31/2019 | 10/31/2019 | Performance Assurance: 00-MFG | 7/14/2017 12:09:17 PM ZXKISELEV (ZXKISELEV 7/14/2017 12:00 AM) PM WILL BE DONE ON THE NEXT ULTRASOUND PM CYCLE 7/14/2017 12:09 PM ZXKISELEV | 60620E07-3725-4C6E-B247-AC01FDF338A9 | Labor | 10/31/2019 | 10/31/2019 | Zhan Kiselev
|  | GE HEALTHCARE | M6C | TRANSDUCER, ULTRASOUND | 81477yp2 | ULTRASOUND | Kelemen | BASEMENT |  | 01/01/1900 |  |  |  |  | NO | YES |  |  |  |  | GE MEDICAL SYSTEMS 10366449 81477yp2 |  |  | Active |  | 99:99:99:99:99:99 |  | Accessory | PAAR:00-PVAR | 11/01/2019 |  | COOPER UNIVERSITY HOSPITAL |  |  | B16 | WOT00000000519458 | Tracy Saldutti | Disposition | Closed | Zhan Kiselev | 02/08/2018 | 05/16/2019 | Bulk Disposition CNL
|  | GE HEALTHCARE | ML6-15 | TRANSDUCER, ULTRASOUND | 266612YP1 | ULTRASOUND | Kelemen | BASEMENT |  | 12/29/2017 |  |  |  |  | NO | YES |  |  |  |  | GE MEDICAL SYSTEMS 10752761 266612YP1 |  |  | Active |  | 99:99:99:99:99:99 |  | Accessory | 1Y:00-MFG | 04/22/2019 | 04/01/2020 | COOPER UNIVERSITY HOSPITAL |  |  |  | 0012678571 | Tracy Saldutti | Preventative Maintenance | Closed | Josh Harris | 01/26/2018 | 01/26/2018 | PERFORMANCE ASSURANCE AT INVENTORY | INVENTORIED DEVICE AND ENSURED DEVICE WAS FUNCTIONING PROPERLY. | 1C6E9027-7EC0-42B0-B113-547402A1CDAF | Labor | 12/29/2017 | 12/29/2017 | Zhan Kiselev
|  | GE HEALTHCARE | ML6-15 | TRANSDUCER, ULTRASOUND | 175376YP3 | 3 COOPER-RADIOLOGY | 3 Cooper |  |  | 08/05/2015 |  |  |  |  | NO | YES |  |  |  |  | GE MEDICAL SYSTEMS 10369437 175376YP3 |  |  | Active |  | 99:99:99:99:99:99 |  | Accessory | 1Y:00-MFG | 05/21/2019 | 05/01/2020 | COOPER AMBULATORY OFF-SITES |  |  | ULTRASOUND ROOM B |  | JUDY ADIRZONE
|  | GE HEALTHCARE | ML6-15-D | TRANSDUCER, ULTRASOUND | 76707YP9 | ULTRASOUND | 1103 N Kings Hwy |  |  | 09/30/2011 |  |  |  |  | NO | YES |  |  |  |  | GE MEDICAL SYSTEMS 10732409 76707YP9 |  |  | Active |  | 99:99:99:99:99:99 |  | Accessory | PAAR:00-PVAR | 10/31/2019 |  | COOPER UNIVERSITY HOSPITAL |  |  | B16 | 0011830976 | Tracy Saldutti | Preventative Maintenance | Closed | Zhan Kiselev | 07/01/2017 | 07/14/2017 | Performance Assurance: 00-MFG | 7/14/2017 12:08:32 PM ZXKISELEV (ZXKISELEV 7/14/2017 12:00 AM) PM WILL BE DONE ON THE NEXT ULTRASOUND PM CYCLE 7/14/2017 12:08 PM ZXKISELEV | 44AB8146-F7B3-4475-8D51-4ABD06E71D12 | Labor | 07/14/2017 | 07/14/2017 | Zhan Kiselev
|  | GE HEALTHCARE | ML6-15-D | TRANSDUCER, ULTRASOUND | 257766YP6 | ULTRASOUND | Kelemen | BASEMENT |  | 12/08/2017 |  |  |  |  | NO | YES |  |  |  |  | GE MEDICAL SYSTEMS 10732410 257766YP6 |  |  | Active |  | 99:99:99:99:99:99 |  | Accessory | 1Y:00-MFG | 04/22/2019 | 04/01/2020 | COOPER UNIVERSITY HOSPITAL |  |  |  | 0012586388 | Tracy Saldutti | Preventative Maintenance | Closed | Josh Harris | 12/27/2017 | 12/27/2017 | PERFORMANCE ASSURANCE AT INVENTORY | INVENTORIED DEVICE AND ENSURED DEVICE WAS FUNCTIONING PROPERLY. | 89E9A753-31E4-4DEA-87F8-CC7DF23951B0 | Labor | 12/08/2017 | 12/08/2017 | Zhan Kiselev
|  | GE HEALTHCARE | ML6-15-D | TRANSDUCER, ULTRASOUND | 161380YP1 | ULTRASOUND | Kelemen | BASEMENT |  | 12/27/2016 |  |  |  |  | NO | YES |  |  |  |  | GE MEDICAL SYSTEMS 10649806 161380YP1 |  |  | Active |  | 99:99:99:99:99:99 |  | Accessory | PAAR:00-PVAR | 10/31/2019 |  | COOPER UNIVERSITY HOSPITAL |  |  |  | 0011491226 | Tracy Saldutti | Performance Verification | Closed | Bonnie Aichroth | 04/18/2017 | 04/18/2017 | INCOMING INVENTORY | DEVICE INVENTORIED | 4B223705-B5ED-41FC-ACBC-27E7D4B761BE | Labor | 04/18/2017 | 04/18/2017 | Bonnie Aichroth
|  | GE HEALTHCARE | RAB4-8L | TRANSDUCER, ULTRASOUND | 16884KR9 | BURLINGTON OB/GYN | 651 John F Kennedy Way |  |  | 01/01/1900 |  |  |  |  | NO | YES |  |  |  |  | GE MEDICAL SYSTEMS 10366245 16884KR9 |  |  | Active |  | 99:99:99:99:99:99 |  | Accessory | 1Y:00-MFG | 11/01/2019 | 11/01/2020 | COOPER AMBULATORY OFF-SITES |  |  | EXAM 6 | 0011830490 | Carey Myers | Preventative Maintenance | Closed | Zhan Kiselev | 07/01/2017 | 07/14/2017 | Performance Assurance: 00-MFG | 7/14/2017 2:55:59 PM ZXKISELEV (ZXKISELEV 7/14/2017 12:00 AM) PM WILL BE DONE IN THE NEXT ULTRASOUND PM CYCLE 7/14/2017 2:55 PM ZXKISELEV | BB81E6D2-DAD8-470B-8AAA-FCCB9AE57946 | Labor | 07/14/2017 | 07/14/2017 | Zhan Kiselev
|  | GE HEALTHCARE | RAB4-8L | TRANSDUCER, ULTRASOUND | 33407KR8 | BURLINGTON OB/GYN | 651 John F Kennedy Way |  |  | 11/04/2005 |  |  |  |  | NO | YES |  |  |  |  | GE MEDICAL SYSTEMS 10365974 33407KR8 |  |  | Active |  | 99:99:99:99:99:99 |  | Accessory | 1Y:00-MFG | 11/01/2019 | 11/01/2020 | COOPER AMBULATORY OFF-SITES |  |  | ROOM 2 | 0011830489 | Carey Myers | Preventative Maintenance | Closed | Zhan Kiselev | 07/01/2017 | 07/14/2017 | Performance Assurance: 00-MFG | 7/14/2017 2:53:10 PM ZXKISELEV (ZXKISELEV 7/14/2017 12:00 AM) PM WILL BE DONE IN THE NEXT ULTRASOUND PM CYCLE | 30D8628C-86D4-46AB-B50C-6455E3841546 | Labor | 07/14/2017 | 07/14/2017 | Zhan Kiselev
|  | GE HEALTHCARE | RAB4-8L | TRANSDUCER, ULTRASOUND | 65517KR5 | ANTERPARTUM-INVITRO FERT | Dorrance |  |  | 06/25/2015 |  |  |  |  | NO | YES |  |  |  |  | GE MEDICAL SYSTEMS 10355066 65517KR5 |  |  | Active |  | 99:99:99:99:99:99 |  | Accessory | PAAR:00-PVAR | 10/31/2019 |  | COOPER UNIVERSITY HOSPITAL |  |  | D621 |  | GRACE SVEINBZORNSSON
|  | GE HEALTHCARE | RAB4-8L | TRANSDUCER, ULTRASOUND | 154493KR1 | BUNKER HILL-OB/GYN | 4 Plaza Dr |  |  | 08/07/2013 |  |  |  |  | NO | YES |  |  |  |  | GE MEDICAL SYSTEMS 10355058 154493KR1 |  |  | Active |  | 99:99:99:99:99:99 |  | Accessory | 1Y:00-MFG | 11/01/2019 | 11/01/2020 | COOPER AMBULATORY OFF-SITES |  |  | Washington Township | 0011830578 | LISA POTTS | Preventative Maintenance | Closed | Zhan Kiselev | 07/01/2017 | 07/27/2017 | Performance Assurance: 00-MFG | 7/27/2017 11:09:41 AM ZXKISELEV (ZXKISELEV 7/25/2017 12:00 AM) PASS 7/27/2017 11:09 AM ZXKISELEV | 9FE351B8-7064-4A23-81D0-11A8651D57C7 | Labor | 07/25/2017 | 07/25/2017 | Zhan Kiselev
|  | GE HEALTHCARE | RAB6-D | TRANSDUCER, ULTRASOUND | 77965wx6 | ANTERPARTUM-INVITRO FERT | Dorrance |  |  | 09/03/2019 |  |  |  |  | NO | YES |  |  |  |  | GE MEDICAL SYSTEMS 11208430 77965wx6 |  |  | Active |  |  |  | Accessory | 1Y:00-MFG | 09/03/2019 | 09/03/2019 | COOPER UNIVERSITY HOSPITAL |  |  | Performance Verification | WOT00000003664597 | GRACE SVEINBZORNSSON | Performance Verification | Completed | Zhan Kiselev | 09/03/2019 | 09/03/2019 | Performance Verification for GE MEDICAL SYSTEMS 11208430 77965wx6 | Initial Install of Performance Verification. Device is ready for patient use. |  |  | 09/03/2019 | 09/03/2019
|  | GE HEALTHCARE | RAB6-D | TRANSDUCER, ULTRASOUND | 697462WX0 | BUNKER HILL-OB/GYN | 4 Plaza Dr |  |  | 11/01/2019 |  |  |  |  | NO | YES |  |  |  |  | GE MEDICAL SYSTEMS 11208327 697462WX0 |  |  | Active |  | 99:99:99:99:99:99 |  | Accessory | 1Y:00-MFG | 11/01/2019 | 11/01/2019 | COOPER AMBULATORY OFF-SITES |  |  |  | WOT00000001594864 | LISA POTTS | Performance Verification | Closed | Zhan Kiselev | 11/01/2019 | 11/01/2019 | Performance Verification for GE MEDICAL SYSTEMS 11208327 697462WX0 | Initial Install of Performance Verification. Device is ready for patient use. |  |  | 11/01/2019 | 11/01/2019
|  | GE HEALTHCARE | RAB6-D | TRANSDUCER, ULTRASOUND | 435802WX4 |  | 10 Forrestal Rd S | [7 empty] | NO | YES
|  | GE HEALTHCARE | RAB6-D | TRANSDUCER, ULTRASOUND | 514535WX4 | BURLINGTON OB/GYN | 651 John F Kennedy Way |  |  | 08/17/2016 |  |  |  |  | NO | YES |  |  |  |  | GE MEDICAL SYSTEMS 10505096 514535WX4 |  |  | Active |  | 99:99:99:99:99:99 |  | Accessory | 1Y:00-MFG | 08/15/2019 | 08/01/2020 | COOPER AMBULATORY OFF-SITES |  |  | JFK- PROCEDURE RM 3 |  | Carey Myers
|  | GE HEALTHCARE | RAB6-D | TRANSDUCER, ULTRASOUND | 483087WX3 | ANTERPARTUM-INVITRO FERT | Dorrance |  |  | 10/31/2019 |  |  |  |  | NO | YES |  |  |  |  | GE MEDICAL SYSTEMS 30244780 483087WX3 |  |  | Active |  | 99:99:99:99:99:99 |  | Accessory | PAAR:00-PVAR | 10/31/2019 | 10/31/2019 | COOPER UNIVERSITY HOSPITAL |  |  | 6 DORRANCE |  | GRACE SVEINBZORNSSON |  |  |  | 10/31/2019 | 10/31/2019 |  |  |  |  | 10/31/2019 | 10/31/2019
|  | GE HEALTHCARE | RIC5-9 | TRANSDUCER, ULTRASOUND | 33729KR5 | BUNKER HILL-OB/GYN | 4 Plaza Dr |  |  | 11/01/2019 |  |  |  |  | NO | YES |  |  |  |  | GE MEDICAL SYSTEMS 30244765 33729KR5 |  |  | Active |  | 99:99:99:99:99:99 |  | Accessory | 1Y:00-MFG | 11/01/2019 | 11/01/2019 | COOPER AMBULATORY OFF-SITES |  |  | Washington Township |  | LISA POTTS |  |  |  | 11/01/2019 | 11/01/2019 |  |  |  |  | 11/01/2019 | 11/01/2019
|  | GE HEALTHCARE | RIC5-9 | TRANSDUCER, ULTRASOUND | 5409KR8 | BURLINGTON OB/GYN | 651 John F Kennedy Way |  |  | 04/22/2014 |  |  |  |  | NO | YES |  |  |  |  | GE MEDICAL SYSTEMS 10366246 5409KR8 |  |  | Active |  | 99:99:99:99:99:99 |  | Accessory | 1Y:00-MFG | 11/01/2019 | 11/01/2020 | COOPER AMBULATORY OFF-SITES |  |  | EXAM 6 | 0011830491 | Carey Myers | Preventative Maintenance | Closed | Zhan Kiselev | 07/01/2017 | 07/14/2017 | Performance Assurance: 00-MFG | 7/14/2017 2:57:03 PM ZXKISELEV (ZXKISELEV 7/14/2017 12:00 AM) PM WILL BE DONE IN THE NEXT ULTRASOUND PM CYCLE 7/14/2017 2:57 PM ZXKISELEV | 1281BB16-10F9-4446-BEC0-68550190C08D | Labor | 07/14/2017 | 07/14/2017 | Zhan Kiselev
|  | GE HEALTHCARE | RIC5-9 | TRANSDUCER, ULTRASOUND | 165974KR7 | ULTRASOUND | 1103 N Kings Hwy |  |  | 10/31/2019 |  |  |  |  | NO | YES |  |  |  |  | GE MEDICAL SYSTEMS 30144346 165974KR7 |  |  | Active |  | 99:99:99:99:99:99 |  | Accessory | PAAR:00-PVAR | 10/31/2019 | 10/31/2019 | COOPER UNIVERSITY HOSPITAL |  |  | B20 | 0011830974 | Tracy Saldutti | Preventative Maintenance | Closed | Zhan Kiselev | 10/31/2019 | 10/31/2019 | Performance Assurance: 00-MFG | 7/14/2017 12:07:32 PM ZXKISELEV (ZXKISELEV 7/14/2017 12:00 AM) PM WILL BE DONE ON THE NEXT ULTRASOUND PM CYCLE 7/14/2017 12:07 PM ZXKISELEV | 4B9C3FE4-605B-4B20-8524-EED501185995 | Labor | 10/31/2019 | 10/31/2019 | Zhan Kiselev
|  | GE HEALTHCARE | RIC5-9 | TRANSDUCER, ULTRASOUND | 33056KR3 | RIPPA CENTER-OB/GYN | 6100 Main St |  |  | 12/21/2005 |  |  |  |  | NO | YES |  |  |  |  | GE MEDICAL SYSTEMS 10315923 33056KR3 |  |  | Active |  | 99:99:99:99:99:99 |  | Accessory | 1Y:00-MFG | 05/30/2019 | 05/01/2020 | COOPER AMBULATORY OFF-SITES |  |  | ROOM 151 | 0011830515 | PATRICIA HUFF | Preventative Maintenance | Closed | Zhan Kiselev | 07/01/2017 | 07/14/2017 | Performance Assurance: 00-MFG | 7/14/2017 3:06:38 PM ZXKISELEV (ZXKISELEV 7/14/2017 12:00 AM) PM WILL BE DONE ON THE NEXT ULTRASOUND PM CYCLE | 820E8893-64EA-4CD8-99D6-476A3D373D16 | Labor | 07/14/2017 | 07/14/2017 | Zhan Kiselev
|  | GE HEALTHCARE | RIC5-9-D | TRANSDUCER, ULTRASOUND | 245049KR2 | ANTERPARTUM-INVITRO FERT | Dorrance |  |  | 09/03/2019 |  |  |  |  | NO | YES |  |  |  |  | GE MEDICAL SYSTEMS 11208427 245049KR2 |  |  | Active |  |  |  | Accessory | 1Y:00-MFG | 09/03/2019 | 09/03/2019 | COOPER UNIVERSITY HOSPITAL |  |  | Performance Verification | WOT00000003664197 | GRACE SVEINBZORNSSON | Performance Verification | Closed | Zhan Kiselev | 09/03/2019 | 09/03/2019 | Performance Verification for GE MEDICAL SYSTEMS 11208427 245049KR2 | Initial Install of Performance Verification. Device is ready for patient use. |  |  | 09/03/2019 | 09/03/2019
|  | GE HEALTHCARE | RIC5-9-D | TRANSDUCER, ULTRASOUND | 233713KR7 | BUNKER HILL-OB/GYN | 4 Plaza Dr |  |  | 11/01/2019 |  |  |  |  | NO | YES |  |  |  |  | GE MEDICAL SYSTEMS 11208328 233713KR7 |  |  | Active |  | 99:99:99:99:99:99 |  | Accessory | 1Y:00-MFG | 11/01/2019 | 11/01/2019 | COOPER AMBULATORY OFF-SITES |  |  |  | WOT00000001595343 | LISA POTTS | Performance Verification | Closed | Zhan Kiselev | 11/01/2019 | 11/01/2019 | Performance Verification for GE MEDICAL SYSTEMS 11208328 233713KR7 | Initial Install of Performance Verification. Device is ready for patient use. |  |  | 11/01/2019 | 11/01/2019
|  | GE HEALTHCARE | RIC5-9-D | TRANSDUCER, ULTRASOUND | NSN288 | WILLINGBORO COOPER UNIVERSITY PHYSICIANS | 651 John F Kennedy Way |  |  | 03/26/2019 |  |  |  |  | NO | YES |  |  |  |  | GE MEDICAL SYSTEMS 11208070 NSN288 |  |  | Disposition | TL11208070 | 99:99:99:99:99:99 |  | Accessory | 1Y:00-MFG | 03/26/2019 | 03/26/2019 | COOPER AMBULATORY OFF-SITES |  |  | 651 John F Kennedy Way, Willingboro, NJ | WOT00000001141088 | PATTY LEWIS | Performance Verification | Closed | Zhan Kiselev | 03/26/2019 | 03/26/2019 | Performance Verification for GE MEDICAL SYSTEMS TL11208070 NSN288 | Initial Install of Performance Verification. Device is ready for patient use. |  |  | 03/26/2019 | 03/26/2019
|  | GE HEALTHCARE | RIC5-9-D | TRANSDUCER, ULTRASOUND | 222887KR2 | ANTERPARTUM-INVITRO FERT | Dorrance |  |  | 01/02/2018 |  |  |  |  | NO | YES |  |  |  |  | GE MEDICAL SYSTEMS 10752763 222887KR2 |  |  | Active |  | 99:99:99:99:99:99 |  | Accessory | 1Y:00-MFG | 01/25/2019 | 01/01/2020 | COOPER UNIVERSITY HOSPITAL |  |  |  | 0012675295 | GRACE SVEINBZORNSSON | Performance Verification | Closed | Josh Harris | 01/25/2018 | 01/25/2018 | INCOMING INVENTORY | DEVICE INVENTORIED | 84BE2BAC-0BEF-4B8C-A1D1-F65BA3D1AFC1 | Labor | 01/25/2018 | 01/25/2018 | Josh Harris
|  | GE HEALTHCARE | RIC5-9-D | TRANSDUCER, ULTRASOUND | 223767KR5 | ULTRASOUND | Kelemen | BASEMENT |  | 12/29/2017 |  |  |  |  | NO | YES |  |  |  |  | GE MEDICAL SYSTEMS 10752756 223767KR5 |  |  | Active |  | 99:99:99:99:99:99 |  | Accessory | 1Y:00-MFG | 04/25/2019 | 04/01/2020 | COOPER UNIVERSITY HOSPITAL |  |  |  | 0012678540 | Tracy Saldutti | Performance Verification | Closed | Josh Harris | 01/26/2018 | 01/26/2018 | INCOMING INVENTORY | DEVICE INVENTORIED | 75698376-A6B5-45FF-A377-03FA58D0C07B | Labor | 01/26/2018 | 01/26/2018 | Josh Harris
|  | GE HEALTHCARE | RIC5-9-D | TRANSDUCER, ULTRASOUND | 395973WX1 | 3 COOPER-RADIOLOGY | 3 Cooper |  |  | 05/02/2017 |  |  |  |  | NO | YES |  |  |  |  | GE MEDICAL SYSTEMS 10480108 395973WX1 |  |  | Active |  | 99:99:99:99:99:99 |  | Accessory | 1Y:00-MFG | 05/21/2019 | 05/01/2020 | COOPER AMBULATORY OFF-SITES |  |  |  | 0012389060 | JUDY ADIRZONE | Performance Verification | Closed | Josh Harris | 11/07/2017 | 11/07/2017 | INCOMING INVENTORY | DEVICE INVENTORIED | 0280CD4E-92DD-49AF-88D8-ADF39DF16035 | Labor | 11/07/2017 | 11/07/2017 | Josh Harris
|  | GE HEALTHCARE | RIC5-9-D | TRANSDUCER, ULTRASOUND | 191746KR7 | 3 COOPER-RADIOLOGY | 3 Cooper |  |  | 08/05/2015 |  |  |  |  | NO | YES |  |  |  |  | GE MEDICAL SYSTEMS 10369438 191746KR7 |  |  | Active |  | 99:99:99:99:99:99 |  | Accessory | 1Y:00-MFG | 05/21/2019 | 05/01/2020 | COOPER AMBULATORY OFF-SITES |  |  | ULTRASOUND ROOM B |  | JUDY ADIRZONE
|  | GE HEALTHCARE | RIC5-9H | TRANSDUCER, ULTRASOUND | 33758KR4 | WILLINGBORO COOPER UNIVERSITY PHYSICIANS | 651 John F Kennedy Way |  |  | 11/28/2016 |  |  |  |  | NO | YES |  |  |  |  | GE MEDICAL SYSTEMS 10649774 33758KR4 |  |  | Active |  | 99:99:99:99:99:99 |  | Accessory | 1Y:00-MFG | 03/22/2019 | 03/01/2020 | COOPER AMBULATORY OFF-SITES |  |  | JFK BLVDF-ROOM 2 OB/GYN |  | PATTY LEWIS
|  | GE HEALTHCARE | RIC5-9H | TRANSDUCER, ULTRASOUND | 74905KR1 | ANTERPARTUM-INVITRO FERT | Kelemen |  |  | 09/24/2013 |  |  |  |  | NO | YES |  |  |  |  | GE MEDICAL SYSTEMS 10355015 74905KR1 |  |  | Disposition |  |  |  | Accessory | 1Y:00-MFG | 07/25/2017 | 01/01/2020 | COOPER UNIVERSITY HOSPITAL |  |  | D6 |  | GRACE SVEINBZORNSSON
|  | GE HEALTHCARE | RIC5-9W | TRANSDUCER, ULTRASOUND | 126778KR0 | PRINCETON-OB/GYN | 10 Forrestal Rd S |  |  | 02/12/2018 |  |  |  |  | NO | YES |  |  |  |  | GE MEDICAL SYSTEMS 10752800 126778KR0 |  |  | Active | TL10752800 | 99:99:99:99:99:99 |  | Accessory | 1Y:00-MFG | 09/19/2019 | 09/01/2020 | COOPER AMBULATORY OFF-SITES |  |  |  | WOT00000000544410 | LINDA CARON | Performance Verification | Closed | Zhan Kiselev | 02/12/2018 | 05/01/2019 | Performance Verification for GE MEDICAL SYSTEMS TL10752800 126778KR0 | Initial Install of Performance Verification. Device is ready for patient use.
|  | GE HEALTHCARE | S1-5 | TRANSDUCER, ULTRASOUND |  | ULTRASOUND | Kelemen | Basement |  | 10/31/2019 |  |  |  |  | NO | YES |  |  |  |  | GE MEDICAL SYSTEMS 30144347 04201080 |  |  | Active |  | 99:99:99:99:99:99 |  | Accessory | PAAR:00-PVAR | 10/31/2019 | 10/31/2019 | COOPER UNIVERSITY HOSPITAL |  |  | B20 | 0011830967 | Tracy Saldutti | Preventative Maintenance | Closed | Zhan Kiselev | 10/31/2019 | 10/31/2019 | Performance Assurance: 00-MFG | 7/14/2017 11:56:34 AM ZXKISELEV (ZXKISELEV 7/14/2017 12:00 AM) PM WILL BE DONE ON THE NEXT ULTRASOUND PM CYCLE 7/14/2017 11:56 AM ZXKISELEV | BB072F98-9FBD-4727-BF22-7E2F350D2C3A | Labor | 10/31/2019 | 10/31/2019 | Zhan Kiselev
|  | GE HEALTHCARE | S1-5 | TRANSDUCER, ULTRASOUND |  | ULTRASOUND | 1103 N Kings Hwy |  |  | 10/31/2019 |  |  |  |  | NO | YES |  |  |  |  | GE MEDICAL SYSTEMS 30144339 04301111 |  |  | Active |  | 99:99:99:99:99:99 |  | Accessory | PAAR:00-PVAR | 10/31/2019 | 10/31/2019 | COOPER UNIVERSITY HOSPITAL |  |  | B 16 | 0011830968 | Tracy Saldutti | Preventative Maintenance | Closed | Zhan Kiselev | 10/31/2019 | 10/31/2019 | Performance Assurance: 00-MFG | 7/14/2017 11:56:50 AM ZXKISELEV (ZXKISELEV 7/14/2017 12:00 AM) PM WILL BE DONE ON THE NEXT ULTRASOUND PM CYCLE 7/14/2017 11:56 AM ZXKISELEV | D247C666-DC43-45BD-B686-A84983356485 | Labor | 10/31/2019 | 10/31/2019 | Zhan Kiselev
|  | GE HEALTHCARE | S4-10 | TRANSDUCER, ULTRASOUND |  | ULTRASOUND | Kelemen | BASEMENT |  | 10/31/2019 |  |  |  |  | NO | YES |  |  |  |  | GE MEDICAL SYSTEMS 30144342 12900767 |  |  | Active |  | 99:99:99:99:99:99 |  | Accessory | PAAR:00-PVAR | 10/31/2019 | 10/31/2019 | COOPER UNIVERSITY HOSPITAL |  |  | B20 | 0011830969 | Tracy Saldutti | Preventative Maintenance | Closed | Zhan Kiselev | 10/31/2019 | 10/31/2019 | Performance Assurance: 00-MFG | 7/14/2017 11:57:06 AM ZXKISELEV (ZXKISELEV 7/14/2017 12:00 AM) PM WILL BE DONE ON THE NEXT ULTRASOUND PM CYCLE | C50D12CB-EFEF-4C09-AD32-765DDD4BAEFD | Labor | 10/31/2019 | 10/31/2019 | Zhan Kiselev
|  | GE HEALTHCARE | T739 | TRANSDUCER, ULTRASOUND | 989808YM1 | OPERATING ROOM - PAVILION | Pavilion |  |  | 10/27/2008 |  |  |  |  | NO | YES |  |  |  |  | GE MEDICAL SYSTEMS 10368351 989808YM1 |  |  | Active |  | 99:99:99:99:99:99 |  | Accessory | PAAR:00-PVAR | 10/31/2019 |  | COOPER UNIVERSITY HOSPITAL |  |  | OR STORAGE | 0011830737 | DOMINIC VENDETTA | Preventative Maintenance | Closed | Zhan Kiselev | 07/01/2017 | 07/14/2017 | Performance Assurance: 00-MFG | 7/14/2017 11:39:43 AM ZXKISELEV (ZXKISELEV 7/14/2017 12:00 AM) PM WILL BE DONE ON THE NEXT ULTRASOUND PM CYCLE 7/14/2017 11:39 AM ZXKISELEV | B79380C9-B46F-4B58-B3ED-99E9F32BC702 | Labor | 07/14/2017 | 07/14/2017 | Zhan Kiselev
|  | MINDRAY | C5-1S | TRANSDUCER, ULTRASOUND | CB3D95016997 | EMERGENCY ROOM | Kelemen |  |  | 10/31/2019 |  |  |  |  | NO | YES |  |  |  |  | MINDRAY 11208422 CB3D95016997 |  |  | Active |  |  |  | Accessory | PAAR:00-PVAR | 10/31/2019 | 10/31/2019 | COOPER UNIVERSITY HOSPITAL |  |  | Performance Verification | WOT00000003432889 | KAREN GRUBER | Performance Verification | Completed | Zhan Kiselev | 10/31/2019 | 10/31/2019 | Performance Verification for MINDRAY 11208422 CB3D95016997 | Initial Install of Performance Verification. Device is ready for patient use. |  |  | 10/31/2019 | 10/31/2019
|  | MINDRAY | C5-1S | TRANSDUCER, ULTRASOUND | 9SD77005676 | EMERGENCY ROOM | Kelemen |  |  | 11/07/2017 |  |  |  |  | NO | YES |  |  |  |  | MINDRAY 10732414 9SD77005676 |  |  | Active |  | 99:99:99:99:99:99 |  | Accessory | PAAR:00-PVAR | 10/31/2019 |  | COOPER UNIVERSITY HOSPITAL |  |  |  | 0012586260 | KAREN GRUBER | Preventative Maintenance | Closed | Josh Harris | 12/27/2017 | 12/27/2017 | PERFORMANCE ASSURANCE AT INVENTORY | INVENTORIED DEVICE AND ENSURED DEVICE WAS FUNCTIONING PROPERLY. | 29535215-51C3-40EC-A174-A6A2D9BA88DB | Labor | 11/07/2017 | 11/07/2017 | Zhan Kiselev
|  | MINDRAY | C5-1S | TRANSDUCER, ULTRASOUND | PXD6A003588 | EMERGENCY ROOM | Kelemen |  |  | 12/22/2016 |  |  |  |  | NO | YES |  |  |  |  | MINDRAY 10649778 PXD6A003588 |  |  | Active |  | 99:99:99:99:99:99 |  | Accessory | PAAR:00-PVAR | 10/31/2019 |  | COOPER UNIVERSITY HOSPITAL |  |  |  | 0011491218 | KAREN GRUBER | Performance Verification | Closed | Bonnie Aichroth | 04/18/2017 | 04/18/2017 | INCOMING INVENTORY | DEVICE INVENTORIED | 489720FD-D843-499B-9AEB-79015C36A236 | Labor | 04/18/2017 | 04/18/2017 | Bonnie Aichroth
|  | MINDRAY | L12-4S | TRANSDUCER, ULTRASOUND | CAYE91059856 | INTENSIVE CARE UNIT | Kelemen |  |  | 10/31/2019 |  |  |  |  | NO | YES |  |  |  |  | MINDRAY 11208380 CAYE91059856 |  |  | Active |  |  |  | Accessory | PAAR:00-PVAR | 10/31/2019 | 10/31/2019 | COOPER UNIVERSITY HOSPITAL |  |  | Performance Verification | WOT00000002549657 | CAROLYN RUMELL | Performance Verification | Closed | Zhan Kiselev | 10/31/2019 | 10/31/2019 | Performance Verification for MINDRAY 11208380 CAYE91059856 | Initial Install of Performance Verification. Device is ready for patient use. |  |  | 10/31/2019 | 10/31/2019
|  | MINDRAY | L12-4S | TRANSDUCER, ULTRASOUND | CAYE76032948 | EMERGENCY ROOM | Kelemen |  |  | 11/07/2017 |  |  |  |  | NO | YES |  |  |  |  | MINDRAY 10732415 CAYE76032948 |  |  | Disposition |  | 99:99:99:99:99:99 |  | Accessory | PAAR:00-PVAR | 10/16/2019 |  | COOPER UNIVERSITY HOSPITAL |  |  |  | 0012586263 | KAREN GRUBER | Preventative Maintenance | Closed | Josh Harris | 12/27/2017 | 12/27/2017 | PERFORMANCE ASSURANCE AT INVENTORY | INVENTORIED DEVICE AND ENSURED DEVICE WAS FUNCTIONING PROPERLY. | 40D86C19-9102-40BD-9801-159DDFF0A0E3 | Labor | 11/07/2017 | 11/07/2017 | Zhan Kiselev
|  | MINDRAY | L12-4S | TRANSDUCER, ULTRASOUND | VSK73028832 | INTENSIVE CARE UNIT | Pavilion |  |  | 05/18/2017 |  |  |  |  | NO | YES |  |  |  |  | MINDRAY 10649793 VSK73028832 |  |  | Active |  | 99:99:99:99:99:99 |  | Accessory | PAAR:00-PVAR | 10/31/2019 |  | COOPER UNIVERSITY HOSPITAL |  |  |  | 0012411365 | CAROLYN RUMELL | Preventative Maintenance | Closed | Josh Harris | 11/17/2017 | 11/17/2017 | PERFORMANCE ASSURANCE AT INVENTORY | INVENTORIED DEVICE AND ENSURED DEVICE WAS FUNCTIONING PROPERLY. | EABEB8EB-65CA-45D4-8151-81D9AA358C7B | Labor | 05/18/2017 | 05/18/2017 | Zhan Kiselev
|  | MINDRAY | L14-6S | TRANSDUCER, ULTRASOUND | CB2P99013733 | EMERGENCY ROOM | Kelemen |  |  | 11/07/2017 |  |  |  |  | NO | YES |  |  |  |  | MINDRAY 10732412 CB2P99013733 |  |  | Active |  | 99:99:99:99:99:99 |  | Accessory | PAAR:00-PVAR | 10/31/2019 |  | COOPER UNIVERSITY HOSPITAL |  |  |  | 0012508823 | KAREN GRUBER | Performance Verification | Closed | Josh Harris | 12/15/2017 | 12/15/2017 | INCOMING INVENTORY | DEVICE INVENTORIED | 0B122414-358E-462D-910C-398B4855404A | Labor | 12/15/2017 | 12/15/2017 | Josh Harris
|  | MINDRAY | L20-5S | TRANSDUCER, ULTRASOUND | VQD83000463 | EMERGENCY ROOM | Kelemen |  |  | 10/31/2019 |  |  |  |  | NO | YES |  |  |  |  | MINDRAY 11208351 VQD83000463 |  |  | Active |  | 99:99:99:99:99:99 |  | Accessory | PAAR:00-PVAR | 10/31/2019 | 10/31/2019 | COOPER UNIVERSITY HOSPITAL |  |  |  | WOT00000001809100 | KAREN GRUBER | Performance Verification | Closed | Zhan Kiselev | 10/31/2019 | 10/31/2019 | CEID Record Completion for MINDRAY 11208351 VQD83000463 | New Equipment Inspection | EXP1876180 | Labor | 10/31/2019 | 10/31/2019 | Zhan Kiselev
|  | MINDRAY | P7-3T | TRANSDUCER, ULTRASOUND | NYJSC000184 | INTENSIVE CARE UNIT | Kelemen |  |  | 07/07/2016 |  |  |  |  | NO | YES |  |  |  |  | MINDRAY 10505318 NYJSC000184 |  |  | Active |  | 99:99:99:99:99:99 |  | Accessory | 1Y:00-MFG | 06/11/2019 | 06/01/2020 | COOPER UNIVERSITY HOSPITAL |  |  |  |  | CAROLYN RUMELL
|  | MINDRAY | SP5-1S | TRANSDUCER, ULTRASOUND | 9SC9201810 | INTENSIVE CARE UNIT | Pavilion |  |  | 10/31/2019 |  |  |  |  | NO | YES |  |  |  |  | MINDRAY 11208381 9SC9201810 |  |  | Active |  |  |  | Accessory | PAAR:00-PVAR | 10/31/2019 | 10/31/2019 | COOPER UNIVERSITY HOSPITAL |  |  | Performance Verification | WOT00000002549692 | CAROLYN RUMELL | Performance Verification | Closed | Zhan Kiselev | 10/31/2019 | 10/31/2019 | Performance Verification for MINDRAY 11208381 9SC9201810 | Initial Install of Performance Verification. Device is ready for patient use. |  |  | 10/31/2019 | 10/31/2019
|  | MINDRAY | SP5-1S | TRANSDUCER, ULTRASOUND | NYX45000179 | EMERGENCY ROOM | Kelemen |  |  | 11/07/2017 |  |  |  |  | NO | YES |  |  |  |  | MINDRAY 10732413 NYX45000179 |  |  | Active |  | 99:99:99:99:99:99 |  | Accessory | PAAR:00-PVAR | 10/31/2019 |  | COOPER UNIVERSITY HOSPITAL |  |  |  | 0012586255 | KAREN GRUBER | Performance Verification | Closed | Josh Harris | 12/27/2017 | 12/27/2017 | INCOMING INVENTORY | DEVICE INVENTORIED | F3123CBE-2B37-465A-B766-38D68F0DCFAF | Labor | 12/27/2017 | 12/27/2017 | Josh Harris
|  | MINDRAY | SP5-1S | TRANSDUCER, ULTRASOUND | NYX72005379 | INTENSIVE CARE UNIT | Kelemen |  |  | 05/18/2017 |  |  |  |  | NO | YES |  |  |  |  | MINDRAY 10649794 NYX72005379 |  |  | Active |  | 99:99:99:99:99:99 |  | Accessory | PAAR:00-PVAR | 10/31/2019 |  | COOPER UNIVERSITY HOSPITAL |  |  |  | 0012411369 | CAROLYN RUMELL | Preventative Maintenance | Closed | Josh Harris | 11/17/2017 | 11/17/2017 | PERFORMANCE ASSURANCE AT INVENTORY | INVENTORIED DEVICE AND ENSURED DEVICE WAS FUNCTIONING PROPERLY. | 318535F4-35B9-49A4-B7D1-64280A08F3C4 | Labor | 05/18/2017 | 05/18/2017 | Zhan Kiselev
|  | MINDRAY | SP5-1S | TRANSDUCER, ULTRASOUND | NYX6100226 | INTENSIVE CARE UNIT | Kelemen |  |  | 07/07/2016 |  |  |  |  | NO | YES |  |  |  |  | MINDRAY 10505316 NYX6100226 |  |  | Active |  | 99:99:99:99:99:99 |  | Accessory | PAAR:00-PVAR | 10/31/2019 |  | COOPER UNIVERSITY HOSPITAL |  |  |  |  | CAROLYN RUMELL
|  | MINDRAY | SP5-1S | TRANSDUCER, ULTRASOUND | NYD65038474 | INTENSIVE CARE UNIT | Kelemen |  |  | 07/07/2016 |  |  |  |  | NO | YES |  |  |  |  | MINDRAY 10505317 NYD65038474 |  |  | Active |  | 99:99:99:99:99:99 |  | Accessory | PAAR:00-PVAR | 10/31/2019 |  | COOPER UNIVERSITY HOSPITAL |  |  |  |  | CAROLYN RUMELL
|  | MINDRAY | SP5-1S | TRANSDUCER, ULTRASOUND | pxd47000581 | EMERGENCY ROOM | Kelemen |  |  | 01/01/1900 |  |  |  |  | NO | YES |  |  |  |  | MINDRAY 10366555 pxd47000581 |  |  | Active |  | 99:99:99:99:99:99 |  | Accessory | PAAR:00-PVAR | 11/01/2019 |  | COOPER UNIVERSITY HOSPITAL |  |  | BIOMED | WOT00000002205770 | KAREN GRUBER | Disposition | Closed | Richard Jolly | 02/14/2019 | 07/08/2019 | Bulk Disposition CNL
|  | MINDRAY | V11-3WS | TRANSDUCER, ULTRASOUND | LDL84007004 | EMERGENCY ROOM | Kelemen |  |  | 10/31/2019 |  |  |  |  | NO | YES |  |  |  |  | MINDRAY 11208372 LDL84007004 |  |  | Active |  |  |  | Equipment | PAAR:00-PVAR | 10/31/2019 | 10/31/2019 | COOPER UNIVERSITY HOSPITAL |  |  | Performance Verification | WOT00000002383336 | KAREN GRUBER | Performance Verification | Closed | Zhan Kiselev | 10/31/2019 | 10/31/2019 | Performance Verification for MINDRAY 11208372 LDL84007004 | Initial Install of Performance Verification. Device is ready for patient use. |  |  | 10/31/2019 | 10/31/2019
|  | MINDRAY | V11-3WS | TRANSDUCER, ULTRASOUND | LDL88008062 | EMERGENCY ROOM | Kelemen |  |  | 10/31/2019 |  |  |  |  | NO | YES |  |  |  |  | MINDRAY 11208355 LDL88008062 |  |  | Active |  | 99:99:99:99:99:99 |  | Equipment | PAAR:00-PVAR | 10/31/2019 | 10/31/2019 | COOPER UNIVERSITY HOSPITAL |  |  |  | WOT00000001814945 | KAREN GRUBER | Performance Verification | Closed | Zhan Kiselev | 10/31/2019 | 10/31/2019 | Performance Verification for MINDRAY 11208355 LDL88008062 | Initial Install of Performance Verification. Device is ready for patient use. |  |  | 10/31/2019 | 10/31/2019
|  | PHILIPS MEDICAL SYSTEMS | C10-3V | TRANSDUCER, ULTRASOUND | B2BZK1 | COOPER CANCER CENTER | MD Anderson Cancer Center |  |  | 10/31/2019 |  |  |  |  | NO | YES |  |  |  |  | PHILIPS MEDICAL SYSTEMS 11208086 B2BZK1 |  |  | Active |  | 99:99:99:99:99:99 |  | Accessory | PAAR:00-PVAR | 10/31/2019 | 10/31/2019 | COOPER AMBULATORY OFF-SITES |  |  |  | WOT00000001465764 | COLLEEN TEGELER | Performance Verification | Closed | Zhan Kiselev | 10/31/2019 | 10/31/2019 | Performance Verification for PHILIPS MEDICAL SYSTEMS 11208086 B2BZK1 | Initial Install of Performance Verification. Device is ready for patient use. |  |  | 10/31/2019 | 10/31/2019
|  | PHILIPS MEDICAL SYSTEMS | C10-3V | TRANSDUCER, ULTRASOUND | B3HHP1 | VOORHEES SURGERY CENTER-RADIOLOGY | 900 Centennial Blvd | Suite B |  | 10/31/2019 |  |  |  |  | NO | YES |  |  |  |  | PHILIPS MEDICAL SYSTEMS 11208057 B3HHP1 |  |  | Active |  | 99:99:99:99:99:99 |  | Accessory | PAAR:00-PVAR | 10/31/2019 | 10/31/2019 | COOPER AMBULATORY OFF-SITES |  |  | US2 | WOT00000001018772 | PAT STIENES | Performance Verification | Closed | Zhan Kiselev | 10/31/2019 | 10/31/2019 | Performance Verification for PHILIPS MEDICAL SYSTEMS 11208057 B3HHP1 | Initial Install of Performance Verification. Device is ready for patient use. |  |  | 10/31/2019 | 10/31/2019
|  | PHILIPS MEDICAL SYSTEMS | C10-3V | TRANSDUCER, ULTRASOUND | B0Q1V5 | VOORHEES SURGERY CENTER-RADIOLOGY | 900 Centennial Blvd | Suite B |  | 11/02/2019 |  |  |  |  | NO | YES |  |  |  |  | PHILIPS MEDICAL SYSTEMS 30142504 B0Q1V5 |  |  | Active |  | 99:99:99:99:99:99 |  | Accessory | PAAR:00-PVAR | 11/02/2019 | 11/02/2019 | COOPER AMBULATORY OFF-SITES |  |  | ULTRASOUND C |  | PAT STIENES |  |  |  | 11/02/2019 | 11/02/2019 |  |  |  |  | 11/02/2019 | 11/02/2019
|  | PHILIPS MEDICAL SYSTEMS | C5-1 | TRANSDUCER, ULTRASOUND | B078CX | VOORHEES SURGERY CENTER-RADIOLOGY | Kelemen | BASEMENT |  | 10/31/2019 |  |  |  |  | NO | YES |  |  |  |  | PHILIPS MEDICAL SYSTEMS 11222061 B078CX |  |  | Active | TL11222061 | 99:99:99:99:99:99 |  | Accessory | PAAR:00-PVAR | 10/31/2019 | 10/31/2019 | COOPER AMBULATORY OFF-SITES |  |  | Suite B | WOT00000001266849 | PAT STIENES | Performance Verification | Closed | Zhan Kiselev | 10/31/2019 | 10/31/2019 | Performance Verification for PHILIPS MEDICAL SYSTEMS TL11222061 B078CX | Initial Install of Performance Verification. Device is ready for patient use. |  |  | 10/31/2019 | 10/31/2019
|  | PHILIPS MEDICAL SYSTEMS | C5-1 | TRANSDUCER, ULTRASOUND | B05C5W | VOORHEES SURGERY CENTER-RADIOLOGY | 900 Centennial Blvd | Suite B |  | 10/31/2019 |  |  |  |  | NO | YES |  |  |  |  | PHILIPS MEDICAL SYSTEMS 11208099 B05C5W |  |  | Active | TL11208099 | 99:99:99:99:99:99 |  | Accessory | PAAR:00-PVAR | 10/31/2019 | 10/31/2019 | COOPER AMBULATORY OFF-SITES |  |  |  | WOT00000001727878 | PAT STIENES | Performance Verification | Closed | Zhan Kiselev | 10/31/2019 | 10/31/2019 | Performance Verification for PHILIPS MEDICAL SYSTEMS TL11208099 B05C5W | Initial Install of Performance Verification. Device is ready for patient use. |  |  | 10/31/2019 | 10/31/2019
|  | PHILIPS MEDICAL SYSTEMS | C5-1 | TRANSDUCER, ULTRASOUND | B2G2PC | VOORHEES SURGERY CENTER-RADIOLOGY | 900 Centennial Blvd | Suite B |  | 10/31/2019 |  |  |  |  | NO | YES |  |  |  |  | PHILIPS MEDICAL SYSTEMS 11208059 B2G2PC |  |  | Active |  | 99:99:99:99:99:99 |  | Accessory | PAAR:00-PVAR | 10/31/2019 | 10/31/2019 | COOPER AMBULATORY OFF-SITES |  |  | US2 | WOT00000001018729 | PAT STIENES | Performance Verification | Closed | Zhan Kiselev | 10/31/2019 | 10/31/2019 | Performance Verification for PHILIPS MEDICAL SYSTEMS 11208059 B2G2PC | Initial Install of Performance Verification. Device is ready for patient use. |  |  | 10/31/2019 | 10/31/2019
|  | PHILIPS MEDICAL SYSTEMS | C5-1 | TRANSDUCER, ULTRASOUND | B24XN6 | COOPER CANCER CENTER | MD Anderson Cancer Center |  |  | 05/04/2018 |  |  |  |  | NO | YES |  |  |  |  | PHILIPS MEDICAL SYSTEMS 10752793 B24XN6 |  |  | Active |  | 99:99:99:99:99:99 |  | Accessory | PAAR:00-PVAR | 10/31/2019 |  | COOPER AMBULATORY OFF-SITES |  |  | C1104F | WOT00000001018351 | COLLEEN TEGELER | Performance Verification | Closed | Zhan Kiselev | 06/01/2018 | 06/10/2019 | Performance Verification for PHILIPS MEDICAL SYSTEMS 10752793 B24XN6 | Initial Install of Performance Verification. Device is ready for patient use.
|  | PHILIPS MEDICAL SYSTEMS | C5-1 | TRANSDUCER, ULTRASOUND | 03F0MM |  | 6015 Main St | [7 empty] | NO | YES
|  | PHILIPS MEDICAL SYSTEMS | C5-1 | TRANSDUCER, ULTRASOUND | B0NG30 | VOORHEES CARDIOLOGY | 901 Centennial Blvd | Building 1 |  | 05/02/2013 |  |  |  |  | NO | YES |  |  |  |  | PHILIPS MEDICAL SYSTEMS 10367054 B0NG30 |  |  | Active |  | 99:99:99:99:99:99 |  | Accessory | PAAR:00-PVAR | 10/31/2019 |  | COOPER AMBULATORY OFF-SITES |  |  | VOORHEES CARDIOLOGY - PVR LAB | 0011830483 | KATHY COMO | Preventative Maintenance | Closed | Zhan Kiselev | 07/01/2017 | 07/14/2017 | Performance Assurance: 00-MFG | 7/14/2017 3:12:24 PM ZXKISELEV (ZXKISELEV 7/14/2017 12:00 AM) PM WILL BE DONE ON THE NEXT ULTRASOUND PM CYCLE | B4E956F0-C82B-41C8-9F96-61F3E0239248 | Labor | 07/14/2017 | 07/14/2017 | Zhan Kiselev
|  | PHILIPS MEDICAL SYSTEMS | C5-1 | TRANSDUCER, ULTRASOUND | B1CR2B | ANESTHESIOLOGY | Pavilion |  |  | 08/03/2015 |  |  |  |  | NO | YES |  |  |  |  | PHILIPS MEDICAL SYSTEMS 10349305 B1CR2B |  |  | Active |  | 99:99:99:99:99:99 |  | Accessory | PAAR:00-PVAR | 10/31/2019 |  | COOPER UNIVERSITY HOSPITAL |  |  | OR HOLDING |  | GIACINTA ROUPAS
|  | PHILIPS MEDICAL SYSTEMS | C5-1 | TRANSDUCER, ULTRASOUND | BOGQ94 | 3 COOPER-CARDIAC DIAGNOSTIC CENTER | 3 Cooper |  |  | 10/31/2019 |  |  |  |  | NO | YES |  |  |  |  | PHILIPS MEDICAL SYSTEMS 30149575 BOGQ94 |  |  | Active |  | 99:99:99:99:99:99 |  | Accessory | PAAR:00-PVAR | 10/31/2019 | 10/31/2019 | COOPER AMBULATORY OFF-SITES |  |  | SUITE 318 - ULTRASOUND ROOM | 0011830465 | CARLA TRUELL | Preventative Maintenance | Closed | Zhan Kiselev | 10/31/2019 | 10/31/2019 | Performance Assurance: 00-MFG | 7/18/2017 5:46:46 PM ZXKISELEV (ZXKISELEV 7/18/2017 12:00 AM) PASS 7/18/2017 5:46 PM ZXKISELEV | 914532B9-58DB-4584-8165-D49737C90E35 | Labor | 10/31/2019 | 10/31/2019 | Zhan Kiselev
|  | PHILIPS MEDICAL SYSTEMS | C5-1 | TRANSDUCER, ULTRASOUND | BOKGX9 | 3 COOPER-RADIOLOGY | 3 Cooper |  |  | 05/02/2013 |  |  |  |  | NO | YES |  |  |  |  | PHILIPS MEDICAL SYSTEMS 10345983 BOKGX9 |  |  | Active |  | 99:99:99:99:99:99 |  | Accessory | PAAR:00-PVAR | 10/31/2019 |  | COOPER AMBULATORY OFF-SITES |  |  | ULTRASOUND ROOM A | 0011830473 | JUDY ADIRZONE | Preventative Maintenance | Closed | Zhan Kiselev | 07/01/2017 | 07/14/2017 | Performance Assurance: 00-MFG | 7/14/2017 2:16:53 PM ZXKISELEV (ZXKISELEV 7/14/2017 12:00 AM) PM WILL BE DONE ON THE NEXT ULTRASOUND PM CYCLE 7/14/2017 2:16 PM ZXKISELEV | B94A2A18-B31B-472C-8061-08EC6CF1AF3F | Labor | 07/14/2017 | 07/14/2017 | Zhan Kiselev
|  | PHILIPS MEDICAL SYSTEMS | C5-1 | TRANSDUCER, ULTRASOUND | BONFMH | VOORHEES CARDIOLOGY | 901 Centennial Blvd | Building 2 |  | 10/31/2019 |  |  |  |  | NO | YES |  |  |  |  | PHILIPS MEDICAL SYSTEMS 30142518 BONFMH |  |  | Active |  | 99:99:99:99:99:99 |  | Accessory | PAAR:00-PVAR | 10/31/2019 | 10/31/2019 | COOPER AMBULATORY OFF-SITES |  |  | VOORHEES Perephial/Vascular Lab | 0011830528 | KATHY COMO | Preventative Maintenance | Closed | Zhan Kiselev | 10/31/2019 | 10/31/2019 | Performance Assurance: 00-MFG | 7/14/2017 3:10:40 PM ZXKISELEV (ZXKISELEV 7/14/2017 12:00 AM) PM WILL BE DONE ON THE NEXT ULTRASOUND PM CYCLE | 88BE2378-CA62-4586-8984-97E38A299E93 | Labor | 10/31/2019 | 10/31/2019 | Zhan Kiselev
|  | PHILIPS MEDICAL SYSTEMS | C5-2 | TRANSDUCER, ULTRASOUND | 02W5Q7 | VOORHEES SURGERY CENTER-RADIOLOGY | 900 Centennial Blvd | Suite B |  | 06/27/2015 |  |  |  |  | NO | YES |  |  |  |  | PHILIPS MEDICAL SYSTEMS 10356870 02W5Q7 |  |  | Active |  | 99:99:99:99:99:99 |  | Accessory | PAAR:00-PVAR | 10/31/2019 |  | COOPER AMBULATORY OFF-SITES |  |  | ULATRA SOUND A |  | PAT STIENES
|  | PHILIPS MEDICAL SYSTEMS | C8-4V | TRANSDUCER, ULTRASOUND | 02C7KR | VOORHEES SURGERY CENTER-RADIOLOGY | 900 Centennial Blvd | Suite B |  | 10/31/2019 |  |  |  |  | NO | YES |  |  |  |  | PHILIPS MEDICAL SYSTEMS 11208368 02C7KR |  |  | Active | TL11208368 |  |  | Accessory | PAAR:00-PVAR | 10/31/2019 | 10/31/2019 | COOPER AMBULATORY OFF-SITES |  |  | SUITE B | WOT00000002123563 | PAT STIENES | Performance Verification | Closed | Zhan Kiselev | 10/31/2019 | 10/31/2019 | Performance Verification for PHILIPS MEDICAL SYSTEMS TL11208368 02C7KR | Initial Install of Performance Verification. Device is ready for patient use. |  |  | 10/31/2019 | 10/31/2019
|  | PHILIPS MEDICAL SYSTEMS | C8-4V | TRANSDUCER, ULTRASOUND | 029TFX | 3 COOPER-RADIOLOGY | 3 Cooper |  |  | 10/31/2019 |  |  |  |  | NO | YES |  |  |  |  | PHILIPS MEDICAL SYSTEMS 30142181 029TFX |  |  | Active |  | 99:99:99:99:99:99 |  | Accessory | PAAR:00-PVAR | 10/31/2019 | 10/31/2019 | COOPER AMBULATORY OFF-SITES |  |  | ULTRASOUND ROOM A |  | JUDY ADIRZONE |  |  |  | 10/31/2019 | 10/31/2019 |  |  |  |  | 10/31/2019 | 10/31/2019
|  | PHILIPS MEDICAL SYSTEMS | EL18-4 PUREWAVE | TRANSDUCER, ULTRASOUND | B2C5L2 | VOORHEES SURGERY CENTER-RADIOLOGY | 900 Centennial Blvd | Suite B |  | 10/31/2019 |  |  |  |  | NO | YES |  |  |  |  | PHILIPS MEDICAL SYSTEMS 11208060 B2C5L2 |  |  | Active |  | 99:99:99:99:99:99 |  | Accessory | PAAR:00-PVAR | 10/31/2019 | 10/31/2019 | COOPER AMBULATORY OFF-SITES |  |  | US2 | WOT00000001018740 | PAT STIENES | Performance Verification | Closed | Zhan Kiselev | 10/31/2019 | 10/31/2019 | Performance Verification for PHILIPS MEDICAL SYSTEMS 11208060 B2C5L2 | Initial Install of Performance Verification. Device is ready for patient use. |  |  | 10/31/2019 | 10/31/2019
|  | PHILIPS MEDICAL SYSTEMS | L12-3 | TRANSDUCER, ULTRASOUND | B326T5 | COOPER BONE & JOINT- GLASSBORO | 221 Victoria Street |  |  | 10/31/2019 |  |  |  |  | NO | YES |  |  |  |  | PHILIPS MEDICAL SYSTEMS 11221872 B326T5 |  |  | Active |  |  |  | Accessory | PAAR:00-PVAR | 10/31/2019 | 10/31/2019 | COOPER AMBULATORY OFF-SITES |  |  | cardiac partners - glassboro | WOT00000002673890 | COURTNEY BUDD | Performance Verification | Closed | Josh Harris | 10/31/2019 | 10/31/2019 | Performance Verification for PHILIPS MEDICAL SYSTEMS 11221872 B326T5 | Initial Install of Performance Verification. Device is ready for patient use. |  |  | 10/31/2019 | 10/31/2019
|  | PHILIPS MEDICAL SYSTEMS | L12-3 | TRANSDUCER, ULTRASOUND | B0NKH9 |  | 400 Medical Center Dr | [7 empty] | NO | YES
|  | PHILIPS MEDICAL SYSTEMS | L12-3 | TRANSDUCER, ULTRASOUND | B2HTX6 | VOORHEES SURGERY CENTER-RADIOLOGY | 900 Centennial Blvd | Suite B |  | 10/31/2019 |  |  |  |  | NO | YES |  |  |  |  | PHILIPS MEDICAL SYSTEMS 11208058 B2HTX6 |  |  | Active |  | 99:99:99:99:99:99 |  | Accessory | PAAR:00-PVAR | 10/31/2019 | 10/31/2019 | COOPER AMBULATORY OFF-SITES |  |  | US2 | WOT00000001018785 | PAT STIENES | Performance Verification | Closed | Zhan Kiselev | 10/31/2019 | 10/31/2019 | Performance Verification for PHILIPS MEDICAL SYSTEMS 11208058 B2HTX6 | Initial Install of Performance Verification. Device is ready for patient use. |  |  | 10/31/2019 | 10/31/2019
|  | PHILIPS MEDICAL SYSTEMS | L12-3 | TRANSDUCER, ULTRASOUND | B29KV7 | COOPER CANCER CENTER | MD Anderson Cancer Center |  |  | 05/04/2018 |  |  |  |  | NO | YES |  |  |  |  | PHILIPS MEDICAL SYSTEMS 10752794 B29KV7 |  |  | Active |  | 99:99:99:99:99:99 |  | Accessory | PAAR:00-PVAR | 10/31/2019 |  | COOPER AMBULATORY OFF-SITES |  |  | C1104F | WOT00000001018299 | COLLEEN TEGELER | Performance Verification | Closed | Zhan Kiselev | 06/01/2018 | 06/10/2019 | Performance Verification for PHILIPS MEDICAL SYSTEMS 10752794 B29KV7 | Initial Install of Performance Verification. Device is ready for patient use.
|  | PHILIPS MEDICAL SYSTEMS | L12-3 | TRANSDUCER, ULTRASOUND | B0Q3KR | OR - KELEMEN 3 | Pavilion |  |  | 08/11/2014 |  |  |  |  | NO | YES |  |  |  |  | PHILIPS MEDICAL SYSTEMS 10368533 B0Q3KR |  |  | Active |  | 99:99:99:99:99:99 |  | Accessory | PAAR:00-PVAR | 11/02/2019 |  | COOPER UNIVERSITY HOSPITAL |  |  | HOLDING BED 27 | WOT00000000521947 | DOMINIC VENDETTA | Disposition | Closed | Salvatore Bombara | 02/08/2018 | 05/15/2019 | Bulk Disposition CNL
|  | PHILIPS MEDICAL SYSTEMS | L12-3 | TRANSDUCER, ULTRASOUND | B1WHBY | HEART INSTITUTE | 400 Medical Center Dr |  |  | 10/31/2019 |  |  |  |  | NO | YES |  |  |  |  | PHILIPS MEDICAL SYSTEMS 30244819 B1WHBY |  |  | Active |  | 99:99:99:99:99:99 |  | Accessory | PAAR:00-PVAR | 10/31/2019 | 10/31/2019 | COOPER AMBULATORY OFF-SITES |  |  |  | 0011506180 | KATHRYN COMO | Preventative Maintenance | Closed | Bonnie Aichroth | 10/31/2019 | 10/31/2019 | PERFORMANCE ASSURANCE AT INVENTORY | INVENTORIED DEVICE AND ENSURED DEVICE WAS FUNCTIONING PROPERLY. | 8FB559AD-76DD-4191-A7D1-27F2AAD29EEC | Labor | 10/31/2019 | 10/31/2019 | Michael Youch
|  | PHILIPS MEDICAL SYSTEMS | L12-3 | TRANSDUCER, ULTRASOUND | B1CCHQ | ANESTHESIOLOGY | Pavilion |  |  | 08/03/2015 |  |  |  |  | NO | YES |  |  |  |  | PHILIPS MEDICAL SYSTEMS 10349304 B1CCHQ |  |  | Active |  | 99:99:99:99:99:99 |  | Accessory | PAAR:00-PVAR | 10/31/2019 |  | COOPER UNIVERSITY HOSPITAL |  |  | OR HOLDING |  | GIACINTA ROUPAS
|  | PHILIPS MEDICAL SYSTEMS | L12-5 | TRANSDUCER, ULTRASOUND | 02VFJ6 | VOORHEES SURGERY CENTER-RADIOLOGY | 900 Centennial Blvd | Suite B |  | 10/31/2019 |  |  |  |  | NO | YES |  |  |  |  | PHILIPS MEDICAL SYSTEMS 11222085 02BFJ6 |  |  | Active | TL11222085 | 99:99:99:99:99:99 |  | Accessory | PAAR:00-PVAR | 10/31/2019 | 10/31/2019 | COOPER AMBULATORY OFF-SITES |  |  | Suite B | WOT00000001266880 | PAT STIENES | Performance Verification | Closed | Zhan Kiselev | 10/31/2019 | 10/31/2019 | Performance Verification for PHILIPS MEDICAL SYSTEMS TL11222085 02BFJ6 | Initial Install of Performance Verification. Device is ready for patient use. |  |  | 10/31/2019 | 10/31/2019
|  | PHILIPS MEDICAL SYSTEMS | L12-5 | TRANSDUCER, ULTRASOUND | B03GHN | VOORHEES SURGERY CENTER-RADIOLOGY | 900 Centennial Blvd | Suite B |  | 03/20/2018 |  |  |  |  | NO | YES |  |  |  |  | PHILIPS MEDICAL SYSTEMS 10752791 B03GHN |  |  | Active | TL10752791 | 99:99:99:99:99:99 |  | Accessory | PAAR:00-PVAR | 10/31/2019 |  | COOPER AMBULATORY OFF-SITES |  |  | Suite B | WOT00000000669966 | PAT STIENES | Performance Verification | Closed | Zhan Kiselev | 03/22/2018 | 06/05/2019 | Performance Verification for PHILIPS MEDICAL SYSTEMS TL10752791 B03GHN | Initial Install of Performance Verification. Device is ready for patient use.
|  | PHILIPS MEDICAL SYSTEMS | L12-5 | TRANSDUCER, ULTRASOUND | B08C4T | KINGS HIGHWAY-RADIOLOGY | Kelemen | BASEMENT |  | 04/06/2017 |  |  |  |  | NO | YES |  |  |  |  | PHILIPS MEDICAL SYSTEMS 10649785 B08C4T |  |  | Active |  | 99:99:99:99:99:99 |  | Accessory | PAAR:00-PVAR | 10/31/2019 |  | COOPER AMBULATORY OFF-SITES |  |  | 1103 N. KINGS | 0011459690 | SUZEN SCHAFFER | Preventative Maintenance | Closed | Bonnie Aichroth | 04/06/2017 | 04/06/2017 | PERFORMANCE ASSURANCE AT INVENTORY | INVENTORIED DEVICE AND ENSURED DEVICE WAS FUNCTIONING PROPERLY. | 39C03309-ECC9-4FBB-B288-5FFB1216F75B | Labor | 04/06/2017 | 04/06/2017 | Bonnie Aichroth
|  | PHILIPS MEDICAL SYSTEMS | L12-5 50 MM | TRANSDUCER, ULTRASOUND | B0KJPN | VOORHEES SURGERY CENTER-RADIOLOGY | 900 Centennial Blvd | Suite B |  | 10/31/2019 |  |  |  |  | NO | YES |  |  |  |  | PHILIPS MEDICAL SYSTEMS 11208341 B0KJPN |  |  | Active |  |  |  | Accessory | PAAR:00-PVAR | 10/31/2019 | 10/31/2019 | COOPER AMBULATORY OFF-SITES |  |  | Performance Verification | WOT00000002556028 | PAT STIENES | Performance Verification | Closed | Zhan Kiselev | 10/31/2019 | 10/31/2019 | Performance Verification for PHILIPS MEDICAL SYSTEMS 11208341 B0KJPN | Initial Install of Performance Verification. Device is ready for patient use. |  |  | 10/31/2019 | 10/31/2019
|  | PHILIPS MEDICAL SYSTEMS | L12-5 50 MM | TRANSDUCER, ULTRASOUND | B2D6GX | COOPER CANCER CENTER | MD Anderson Cancer Center |  |  | 05/04/2018 |  |  |  |  | NO | YES |  |  |  |  | PHILIPS MEDICAL SYSTEMS 10752795 B2D6GX |  |  | Active |  | 99:99:99:99:99:99 |  | Accessory | PAAR:00-PVAR | 10/31/2019 |  | COOPER AMBULATORY OFF-SITES |  |  | C1104F | WOT00000001018243 | COLLEEN TEGELER | Performance Verification | Closed | Zhan Kiselev | 06/01/2018 | 06/10/2019 | Performance Verification for PHILIPS MEDICAL SYSTEMS 10752795 B2D6GX | Initial Install of Performance Verification. Device is ready for patient use.
|  | PHILIPS MEDICAL SYSTEMS | L15-7IO | TRANSDUCER, ULTRASOUND | B2DWF1 | ANESTHESIOLOGY | Pavilion |  |  | 03/12/2018 |  |  |  |  | NO | YES |  |  |  |  | PHILIPS MEDICAL SYSTEMS 10752790 B2DWF1 |  |  | Active |  | 99:99:99:99:99:99 |  | Accessory | PAAR:00-PVAR | 10/31/2019 |  | COOPER UNIVERSITY HOSPITAL |  |  | PAV OR | WOT00000000669460 | GIACINTA ROUPAS | Performance Verification | Closed | Zhan Kiselev | 03/22/2018 | 07/30/2018 | Performance Verification for PHILIPS MEDICAL SYSTEMS 10752790 B2DWF1 | Initial Install of Performance Verification. Device is ready for patient use.
|  | PHILIPS MEDICAL SYSTEMS | L15-7IO | TRANSDUCER, ULTRASOUND | 036WMJ | ANESTHESIOLOGY | Pavilion |  |  | 06/24/2009 |  |  |  |  | NO | YES |  |  |  |  | PHILIPS MEDICAL SYSTEMS 10355383 036WMJ |  |  | Active |  | 99:99:99:99:99:99 |  | Accessory | PAAR:00-PVAR | 10/31/2019 |  | COOPER UNIVERSITY HOSPITAL |  |  | OR 6 |  | GIACINTA ROUPAS
|  | PHILIPS MEDICAL SYSTEMS | L15-7IO | TRANSDUCER, ULTRASOUND | O3BMJT | OPERATING ROOM - PAVILION | Pavilion |  |  | 12/28/2009 |  |  |  |  | NO | YES |  |  |  |  | PHILIPS MEDICAL SYSTEMS 10346575 O3BMJT |  |  | Active |  | 99:99:99:99:99:99 |  | Accessory | PAAR:00-PVAR | 10/31/2019 |  | COOPER UNIVERSITY HOSPITAL |  |  | OR P07 |  | DOMINIC VENDETTA
|  | PHILIPS MEDICAL SYSTEMS | L17-5 | TRANSDUCER, ULTRASOUND | 036Y5C | VOORHEES SURGERY CENTER-RADIOLOGY | 900 Centennial Blvd | Suite B |  | 07/18/2016 |  |  |  |  | NO | YES |  |  |  |  | PHILIPS MEDICAL SYSTEMS 10505331 036Y5C |  |  | Disposition |  |  |  | Accessory | PAAR:00-PVAR | 10/16/2019 |  | COOPER AMBULATORY OFF-SITES |  |  | Ultrasound Suite B |  | PAT STIENES
|  | PHILIPS MEDICAL SYSTEMS | L17-5 | TRANSDUCER, ULTRASOUND | BOFTLZ | VOORHEES SURGERY CENTER-RADIOLOGY | 900 Centennial Blvd | Suite B |  | 10/31/2019 |  |  |  |  | NO | YES |  |  |  |  | PHILIPS MEDICAL SYSTEMS 30143161 BOFTLZ |  |  | Active | TL30143161, TL175/BOFTLZ | 99:99:99:99:99:99 |  | Accessory | PAAR:00-PVAR | 10/31/2019 | 10/31/2019 | COOPER AMBULATORY OFF-SITES |  |  | suite B |  | PAT STIENES |  |  |  | 10/31/2019 | 10/31/2019 |  |  |  |  | 10/31/2019 | 10/31/2019
|  | PHILIPS MEDICAL SYSTEMS | L17-5 | TRANSDUCER, ULTRASOUND | BOKOZ7 | 3 COOPER-RADIOLOGY | 3 Cooper |  |  | 05/02/2013 |  |  |  |  | NO | YES |  |  |  |  | PHILIPS MEDICAL SYSTEMS 10345986 BOKOZ7 |  |  | Active |  | 99:99:99:99:99:99 |  | Accessory | PAAR:00-PVAR | 10/31/2019 |  | COOPER AMBULATORY OFF-SITES |  |  | ULTRASOUND ROOM A | 0011830472 | JUDY ADIRZONE | Preventative Maintenance | Closed | Zhan Kiselev | 07/01/2017 | 07/14/2017 | Performance Assurance: 00-MFG | 7/14/2017 2:16:28 PM ZXKISELEV (ZXKISELEV 7/14/2017 12:00 AM) PM WILL BE DONE ON THE NEXT ULTRASOUND PM CYCLE 7/14/2017 2:16 PM ZXKISELEV | C95659BC-3EAF-4D64-8516-75DA1A46D4F8 | Labor | 07/14/2017 | 07/14/2017 | Zhan Kiselev
|  | PHILIPS MEDICAL SYSTEMS | L18-5 | TRANSDUCER, ULTRASOUND | B2BHM0 | COOPER CANCER CENTER | MD Anderson Cancer Center |  |  | 05/04/2018 |  |  |  |  | NO | YES |  |  |  |  | PHILIPS MEDICAL SYSTEMS 10752796 B2BHM0 |  |  | Active |  | 99:99:99:99:99:99 |  | Accessory | PAAR:00-PVAR | 10/31/2019 |  | COOPER AMBULATORY OFF-SITES |  |  | C1104F | WOT00000001018204 | COLLEEN TEGELER | Performance Verification | Closed | Zhan Kiselev | 06/01/2018 | 06/10/2019 | Performance Verification for PHILIPS MEDICAL SYSTEMS 10752796 B2BHM0 | Initial Install of Performance Verification. Device is ready for patient use.
|  | PHILIPS MEDICAL SYSTEMS | L9-3 | TRANSDUCER, ULTRASOUND | 0325HK | VOORHEES SURGERY CENTER-RADIOLOGY | 900 Centennial Blvd | Suite B |  | 12/21/2017 |  |  |  |  | NO | YES |  |  |  |  | PHILIPS MEDICAL SYSTEMS 10732408 0325HK |  |  | Active | TL10732408 | 99:99:99:99:99:99 |  | Accessory | PAAR:00-PVAR | 10/31/2019 |  | COOPER AMBULATORY OFF-SITES |  |  |  | 0012740507 | PAT STIENES | Preventative Maintenance | Closed | Josh Harris | 01/30/2018 | 01/30/2018 | PERFORMANCE ASSURANCE AT INVENTORY | INVENTORIED DEVICE AND ENSURED DEVICE WAS FUNCTIONING PROPERLY. | 0084C215-0EF4-4DB5-A02C-72179237F46F | Labor | 12/21/2017 | 12/21/2017 | Zhan Kiselev
|  | PHILIPS MEDICAL SYSTEMS | L9-3 | TRANSDUCER, ULTRASOUND | B0NBBR | VOORHEES CARDIOLOGY | 901 Centennial Blvd | Building 1 |  | 05/02/2013 |  |  |  |  | NO | YES |  |  |  |  | PHILIPS MEDICAL SYSTEMS 10367055 B0NBBR |  |  | Active |  | 99:99:99:99:99:99 |  | Accessory | PAAR:00-PVAR | 10/31/2019 |  | COOPER AMBULATORY OFF-SITES |  |  | VOORHEES CARDIOLOGY - PVR LAB | 0011830484 | KATHY COMO | Preventative Maintenance | Closed | Zhan Kiselev | 07/01/2017 | 07/14/2017 | Performance Assurance: 00-MFG | 7/14/2017 3:12:40 PM ZXKISELEV (ZXKISELEV 7/14/2017 12:00 AM) PM WILL BE DONE ON THE NEXT ULTRASOUND PM CYCLE | 99C215A4-7439-476F-8695-F765D2D5AFC2 | Labor | 07/14/2017 | 07/14/2017 | Zhan Kiselev
|  | PHILIPS MEDICAL SYSTEMS | L9-3 | TRANSDUCER, ULTRASOUND | BOFT7P | 3 COOPER-CARDIAC DIAGNOSTIC CENTER | 3 Cooper |  |  | 10/31/2019 |  |  |  |  | NO | YES |  |  |  |  | PHILIPS MEDICAL SYSTEMS 30149577 BOFT7P |  |  | Active |  | 99:99:99:99:99:99 |  | Accessory | PAAR:00-PVAR | 10/31/2019 | 10/31/2019 | COOPER AMBULATORY OFF-SITES |  |  | SUITE 318 - ULTRASOUND ROOM | 0011830467 | CARLA TRUELL | Preventative Maintenance | Closed | Zhan Kiselev | 10/31/2019 | 10/31/2019 | Performance Assurance: 00-MFG | 7/18/2017 5:47:17 PM ZXKISELEV (ZXKISELEV 7/18/2017 12:00 AM) PASS | 6A2E62FB-624B-43B4-B5E3-239E1634DF93 | Labor | 10/31/2019 | 10/31/2019 | Zhan Kiselev
|  | PHILIPS MEDICAL SYSTEMS | L9-3 | TRANSDUCER, ULTRASOUND | 037X35 | KINGS HIGHWAY-RADIOLOGY | Kelemen | BASEMENT |  | 08/14/2009 |  |  |  |  | NO | YES |  |  |  |  | PHILIPS MEDICAL SYSTEMS 10345976 037X35 |  |  | Active |  | 99:99:99:99:99:99 |  | Accessory | PAAR:00-PVAR | 10/31/2019 |  | COOPER AMBULATORY OFF-SITES |  |  | SUITE 103 | 0011830477 | SUZEN SCHAFFER | Preventative Maintenance | Closed | Zhan Kiselev | 07/01/2017 | 07/14/2017 | Performance Assurance: 00-MFG | 7/14/2017 12:13:46 PM ZXKISELEV (ZXKISELEV 7/14/2017 12:00 AM) PM WILL BE DONE ON THE NEXT ULTRASOUND PM CYCLE 7/14/2017 12:13 PM ZXKISELEV | CD62DDE6-677F-4711-825E-40D8B2359C9D | Labor | 07/14/2017 | 07/14/2017 | Zhan Kiselev
|  | PHILIPS MEDICAL SYSTEMS | L9-3 | TRANSDUCER, ULTRASOUND | BOKGW1 | 3 COOPER-RADIOLOGY | 3 Cooper |  |  | 05/02/2013 |  |  |  |  | NO | YES |  |  |  |  | PHILIPS MEDICAL SYSTEMS 10345985 BOKGW1 |  |  | Active |  | 99:99:99:99:99:99 |  | Accessory | PAAR:00-PVAR | 10/31/2019 |  | COOPER AMBULATORY OFF-SITES |  |  | ULTRASOUND ROOM A | 0011830474 | JUDY ADIRZONE | Preventative Maintenance | Closed | Zhan Kiselev | 07/01/2017 | 07/14/2017 | Performance Assurance: 00-MFG | 7/14/2017 2:19:53 PM ZXKISELEV (ZXKISELEV 7/14/2017 12:00 AM) PM WILL BE DONE ON THE NEXT ULTRASOUND PM CYCLE 7/14/2017 2:19 PM ZXKISELEV | 66442411-F880-4A14-8353-9B485E50C301 | Labor | 07/14/2017 | 07/14/2017 | Zhan Kiselev
|  | PHILIPS MEDICAL SYSTEMS | L9-3 | TRANSDUCER, ULTRASOUND | BOKH6P | VOORHEES CARDIOLOGY | 901 Centennial Blvd | Building 2 |  | 10/31/2019 |  |  |  |  | NO | YES |  |  |  |  | PHILIPS MEDICAL SYSTEMS 30142525 BOKH6P |  |  | Active |  | 99:99:99:99:99:99 |  | Accessory | PAAR:00-PVAR | 10/31/2019 | 10/31/2019 | COOPER AMBULATORY OFF-SITES |  |  | VOORHEES Perephial/Vascular Lab |  | KATHY COMO |  |  |  | 10/31/2019 | 10/31/2019 |  |  |  |  | 10/31/2019 | 10/31/2019
|  | PHILIPS MEDICAL SYSTEMS | S12-4 | TRANSDUCER, ULTRASOUND | B0FSLV | INTENSIVE CARE NURSERY | Dorrance |  |  | 07/06/2012 |  |  |  |  | NO | YES |  |  |  |  | PHILIPS MEDICAL SYSTEMS 10355219 B0FSLV |  |  | Active |  | 99:99:99:99:99:99 |  | Accessory | PAAR:00-PVAR | 10/31/2019 |  | COOPER UNIVERSITY HOSPITAL |  |  | NICU | 0011830669 | JOANNE FOX | Preventative Maintenance | Closed | Zhan Kiselev | 07/01/2017 | 07/14/2017 | Performance Assurance: 00-MFG | 7/14/2017 11:34:21 AM ZXKISELEV (ZXKISELEV 7/14/2017 12:00 AM) PM WILL BE DONE ON THE NEXT ULTRASOUND PM CYCLE 7/14/2017 11:34 AM ZXKISELEV | 4FEF3CF8-BE5E-4BB3-80BF-C55136EE7EF0 | Labor | 07/14/2017 | 07/14/2017 | Zhan Kiselev
|  | PHILIPS MEDICAL SYSTEMS | S12-4 | TRANSDUCER, ULTRASOUND | B0F57P | 3 COOPER-PEDIATRICS | 3 Cooper |  |  | 07/06/2012 |  |  |  |  | NO | YES |  |  |  |  | PHILIPS MEDICAL SYSTEMS 10345649 B0F57P |  |  | Active |  | 99:99:99:99:99:99 |  | Accessory | PAAR:00-PVAR | 10/31/2019 |  | COOPER AMBULATORY OFF-SITES |  |  | Suite 200 - Exam 202 | 0011830470 | MAUREEN OBRIEN | Preventative Maintenance | Closed | Zhan Kiselev | 07/01/2017 | 07/14/2017 | Performance Assurance: 00-MFG | 7/14/2017 2:11:11 PM ZXKISELEV (ZXKISELEV 7/14/2017 12:00 AM) PM WILL BE DONE ON THE NEXT ULTRASOUND PM CYCLE 7/14/2017 2:11 PM ZXKISELEV | 347B2A06-84F7-4202-8705-7A8C34050098 | Labor | 07/14/2017 | 07/14/2017 | Zhan Kiselev
|  | PHILIPS MEDICAL SYSTEMS | S3 | TRANSDUCER, ULTRASOUND | US99N06786 | OPERATING ROOM - PAVILION | Pavilion |  |  | 01/01/2001 |  |  |  |  | NO | YES |  |  |  |  | PHILIPS MEDICAL SYSTEMS 10346523 US99N06786 |  |  | Disposition |  |  |  | Accessory | 6M:00-MFG | 07/27/2017 | 02/01/2020 | COOPER UNIVERSITY HOSPITAL |  |  | EQUIPMENT STORAGE P316 | 0011830741 | DOMINIC VENDETTA | Preventative Maintenance | Closed | Zhan Kiselev | 07/01/2017 | 07/25/2017 | Performance Assurance: 00-MFG | 7/25/2017 11:31:23 AM ZXKISELEV (ZXKISELEV 7/25/2017 12:00 AM) UNIT NOT BEING USED. DEPARTMENT DOES NOT WANT IT. UNIT IS IN STORAGE. (ZXKISELEV 7/25/2017 12:00 AM) ACCORDING TO JOHN FLOWERS MACHINE ALONG WITH THE PROBE WILL BE TRADED IN FOR A NEW UNIT 7/25/2017 11:31 AM ZXKISELEV This device has been removed from an active status with the RSQ Database, and physically removed from the facility. Device retired on 7/25/2017; Authorized By: YES; Nature of Retirement: OTHER - UNIT NOT LOGER BEING USED.; Days In Service: 781 | 1F307C09-63F2-40FD-B71B-99AB0FCCADD6 | Labor | 07/25/2017 | 07/25/2017 | Zhan Kiselev
|  | PHILIPS MEDICAL SYSTEMS | S5-1 | TRANSDUCER, ULTRASOUND | B34J8M | COOPER BONE & JOINT- GLASSBORO | 221 Victoria Street |  |  | 10/31/2019 |  |  |  |  | NO | YES |  |  |  |  | PHILIPS MEDICAL SYSTEMS 11221873 B34J8M |  |  | Active |  |  |  | Accessory | PAAR:00-PVAR | 10/31/2019 | 10/31/2019 | COOPER AMBULATORY OFF-SITES |  |  | cardiac partners - glassboro | WOT00000002673908 | COURTNEY BUDD | Performance Verification | Closed | Josh Harris | 10/31/2019 | 10/31/2019 | Performance Verification for PHILIPS MEDICAL SYSTEMS 11221873 B34J8M | Initial Install of Performance Verification. Device is ready for patient use. |  |  | 10/31/2019 | 10/31/2019
|  | PHILIPS MEDICAL SYSTEMS | S5-1 | TRANSDUCER, ULTRASOUND | B2NWB9 | ECHOCARDIOLOGY | Kelemen |  |  | 10/31/2019 |  |  |  |  | NO | YES |  |  |  |  | PHILIPS MEDICAL SYSTEMS 11208085 B2NWB9 |  |  | Active |  | 99:99:99:99:99:99 |  | Accessory | PAAR:00-PVAR | 10/31/2019 | 10/31/2019 | COOPER UNIVERSITY HOSPITAL |  |  |  | WOT00000001465887 | LINDA VALENTI | Performance Verification | Closed | Zhan Kiselev | 10/31/2019 | 10/31/2019 | CEID Record Completion for PHILIPS MEDICAL SYSTEMS 11208085 B2NWB9 | New Equipment Inspection | EXP1451409 | Labor | 10/31/2019 | 10/31/2019 | Zhan Kiselev
|  | PHILIPS MEDICAL SYSTEMS | S5-1 | TRANSDUCER, ULTRASOUND | B2LP0M | VOORHEES CARDIOLOGY | 901 Centennial Blvd | Building 2 |  | 10/31/2019 |  |  |  |  | NO | YES |  |  |  |  | PHILIPS MEDICAL SYSTEMS 11208078 B2LP0M |  |  | Active |  | 99:99:99:99:99:99 |  | Accessory | PAAR:00-PVAR | 10/31/2019 | 10/31/2019 | COOPER AMBULATORY OFF-SITES |  |  | Voorhees Echo Lab | WOT00000001197508 | KATHY COMO | Performance Verification | Closed | Zhan Kiselev | 10/31/2019 | 10/31/2019 | Performance Verification for PHILIPS MEDICAL SYSTEMS 11208078 B2LP0M | Initial Install of Performance Verification. Device is ready for patient use. |  |  | 10/31/2019 | 10/31/2019
|  | PHILIPS MEDICAL SYSTEMS | S5-1 | TRANSDUCER, ULTRASOUND | B2HV4Q | ECHOCARDIOLOGY | Kelemen |  |  | 10/31/2019 |  |  |  |  | NO | YES |  |  |  |  | PHILIPS MEDICAL SYSTEMS 11208065 B2HV4Q |  |  | Active |  | 99:99:99:99:99:99 |  | Accessory | PAAR:00-PVAR | 10/31/2019 | 10/31/2019 | COOPER UNIVERSITY HOSPITAL |  |  |  | WOT00000001019047 | LINDA VALENTI | Performance Verification | Closed | Zhan Kiselev | 10/31/2019 | 10/31/2019 | Performance Verification for PHILIPS MEDICAL SYSTEMS 11208065 B2HV4Q | Initial Install of Performance Verification. Device is ready for patient use. |  |  | 10/31/2019 | 10/31/2019
|  | PHILIPS MEDICAL SYSTEMS | S5-1 | TRANSDUCER, ULTRASOUND | B22JXV | ECHOCARDIOLOGY | Kelemen |  |  | 01/11/2018 |  |  |  |  | NO | YES |  |  |  |  | PHILIPS MEDICAL SYSTEMS 10769600 B22JXV |  |  | Active |  | 99:99:99:99:99:99 |  | Accessory | PAAR:00-PVAR | 11/02/2019 |  | COOPER UNIVERSITY HOSPITAL |  |  |  | 0012663478 | LINDA VALENTI | Performance Verification | Closed | Josh Harris | 01/19/2018 | 01/19/2018 | INCOMING INVENTORY | DEVICE INVENTORIED | 82944A6E-176E-4593-9970-64528FF97491 | Labor | 01/19/2018 | 01/19/2018 | Josh Harris
|  | PHILIPS MEDICAL SYSTEMS | S5-1 | TRANSDUCER, ULTRASOUND | B1KXZN | ECHOCARDIOLOGY | Kelemen |  |  | 01/11/2018 |  |  |  |  | NO | YES |  |  |  |  | PHILIPS MEDICAL SYSTEMS 10752764 B1KXZN |  |  | Active |  | 99:99:99:99:99:99 |  | Accessory | PAAR:00-PVAR | 11/02/2019 |  | COOPER UNIVERSITY HOSPITAL |  |  |  | 0012663490 | LINDA VALENTI | Performance Verification | Closed | Josh Harris | 01/19/2018 | 01/19/2018 | INCOMING INVENTORY | DEVICE INVENTORIED | D4CBF167-2FBE-4243-AC14-583FECCEFC2B | Labor | 01/19/2018 | 01/19/2018 | Josh Harris
|  | PHILIPS MEDICAL SYSTEMS | S5-1 | TRANSDUCER, ULTRASOUND | 03FWXM |  | 6015 Main St | [7 empty] | NO | YES
|  | PHILIPS MEDICAL SYSTEMS | S5-1 | TRANSDUCER, ULTRASOUND | B0FQ9M | ECHOCARDIOLOGY | Kelemen |  |  | 08/29/2012 |  |  |  |  | NO | YES |  |  |  |  | PHILIPS MEDICAL SYSTEMS 10369337 B0FQ9M |  |  | Active |  | 99:99:99:99:99:99 |  | Accessory | PAAR:00-PVAR | 10/31/2019 |  | COOPER UNIVERSITY HOSPITAL |  |  | ECHO | 0011830660 | LINDA VALENTI | Preventative Maintenance | Closed | Zhan Kiselev | 07/01/2017 | 07/14/2017 | Performance Assurance: 00-MFG | 7/14/2017 11:33:00 AM ZXKISELEV (ZXKISELEV 7/14/2017 12:00 AM) PM WILL BE DONE ON THE NEXT ULTRASOUND PM CYCLE 7/14/2017 11:33 AM ZXKISELEV | 1F8894CC-0890-4D7B-B671-E465FA180F93 | Labor | 07/14/2017 | 07/14/2017 | Zhan Kiselev
|  | PHILIPS MEDICAL SYSTEMS | S5-1 | TRANSDUCER, ULTRASOUND |  | BRACE ROAD-CARDIOLOGY | 900 Centennial Blvd | Suite M |  | 01/01/1900 |  |  |  |  | NO | YES |  |  |  |  | PHILIPS MEDICAL SYSTEMS 10366010 453561265582 |  |  | Active |  | 99:99:99:99:99:99 |  | Accessory | PAAR:00-PVAR | 11/02/2019 |  | COOPER AMBULATORY OFF-SITES |  |  | voorhees camden. |  | Beth Mook
|  | PHILIPS MEDICAL SYSTEMS | S5-1 | TRANSDUCER, ULTRASOUND | 02GR6D | VOORHEES SURGERY CENTER-RADIOLOGY | 900 Centennial Blvd | Suite B |  | 06/28/2015 |  |  |  |  | NO | YES |  |  |  |  | PHILIPS MEDICAL SYSTEMS 10356884 02GR6D |  |  | Active |  | 99:99:99:99:99:99 |  | Accessory | PAAR:00-PVAR | 10/31/2019 |  | COOPER AMBULATORY OFF-SITES |  |  | ULTRASOUND B |  | PAT STIENES
|  | PHILIPS MEDICAL SYSTEMS | S5-1 | TRANSDUCER, ULTRASOUND | BOFPRH | 3 COOPER-CARDIAC DIAGNOSTIC CENTER | 3 Cooper |  |  | 10/31/2019 |  |  |  |  | NO | YES |  |  |  |  | PHILIPS MEDICAL SYSTEMS 30149582 BOFPRH |  |  | Active |  | 99:99:99:99:99:99 |  | Accessory | PAAR:00-PVAR | 10/31/2019 | 10/31/2019 | COOPER AMBULATORY OFF-SITES |  |  | SUITE 318 - ULTRASOUND ROOM | 0011830468 | CARLA TRUELL | Preventative Maintenance | Closed | Zhan Kiselev | 10/31/2019 | 10/31/2019 | Performance Assurance: 00-MFG | 7/18/2017 5:47:32 PM ZXKISELEV (ZXKISELEV 7/18/2017 12:00 AM) PASS | 7EBD6257-DAEE-4A4B-A3C9-06B67A1E878F | Labor | 10/31/2019 | 10/31/2019 | Zhan Kiselev
|  | PHILIPS MEDICAL SYSTEMS | S5-1 | TRANSDUCER, ULTRASOUND | B0D2CZ | INTENSIVE CARE NURSERY | Dorrance |  |  | 10/31/2019 |  |  |  |  | NO | YES |  |  |  |  | PHILIPS MEDICAL SYSTEMS 30143520 B0D2CZ |  |  | Active |  | 99:99:99:99:99:99 |  | Accessory | PAAR:00-PVAR | 10/31/2019 | 10/31/2019 | COOPER UNIVERSITY HOSPITAL |  |  | NICN | 0011830667 | JOANNE FOX | Preventative Maintenance | Closed | Zhan Kiselev | 10/31/2019 | 10/31/2019 | Performance Assurance: 00-MFG | 7/14/2017 11:33:47 AM ZXKISELEV (ZXKISELEV 7/14/2017 12:00 AM) PM WILL BE DONE ON THE NEXT ULTRASOUND PM CYCLE 7/14/2017 11:33 AM ZXKISELEV | 1C725800-23BF-4C0E-B658-C569F8E7B0BA | Labor | 10/31/2019 | 10/31/2019 | Zhan Kiselev
|  | PHILIPS MEDICAL SYSTEMS | S5-1 | TRANSDUCER, ULTRASOUND | B0C4W1 | WOODSTOWN - CARDIOLOGY | 66 East Ave |  |  | 01/01/1900 |  |  |  |  | NO | YES |  |  |  |  | PHILIPS MEDICAL SYSTEMS 10345891 B0C4W1 |  |  | Active |  | 99:99:99:99:99:99 |  | Accessory | PAAR:00-PVAR | 10/31/2019 |  | COOPER AMBULATORY OFF-SITES |  |  | ULTRASOUND ROOM | 0011830521 | SUSAN WHITZELL | Preventative Maintenance | Closed | Zhan Kiselev | 07/01/2017 | 07/14/2017 | Performance Assurance: 00-MFG | 7/14/2017 11:13:02 AM ZXKISELEV (ZXKISELEV 7/14/2017 12:00 AM) PM WILL BE DONE ON THE NEXT ULTRASOUND PM CYCLE 7/14/2017 11:13 AM ZXKISELEV | CD1069ED-928B-4CF0-9F59-826E967DA9D4 | Labor | 07/14/2017 | 07/14/2017 | Zhan Kiselev
|  | PHILIPS MEDICAL SYSTEMS | S5-1 | TRANSDUCER, ULTRASOUND | B0C4TF | 3 COOPER-PEDIATRICS | 3 Cooper |  |  | 07/06/2012 |  |  |  |  | NO | YES |  |  |  |  | PHILIPS MEDICAL SYSTEMS 10345650 B0C4TF |  |  | Active |  | 99:99:99:99:99:99 |  | Accessory | PAAR:00-PVAR | 10/31/2019 |  | COOPER AMBULATORY OFF-SITES |  |  | Suite 200 - Exam 202 |  | MAUREEN OBRIEN
|  | PHILIPS MEDICAL SYSTEMS | S5-1 | TRANSDUCER, ULTRASOUND |  | VOORHEES CARDIOLOGY | MD Anderson Cancer Center |  |  | 11/02/2019 |  |  |  |  | NO | YES |  |  |  |  | PHILIPS MEDICAL SYSTEMS 30142519 453561176743 |  |  | Active |  | 99:99:99:99:99:99 |  | Accessory | PAAR:00-PVAR | 11/02/2019 | 11/02/2019 | COOPER AMBULATORY OFF-SITES |  |  | VOORHEES Echo Lab | 0011830527 | KATHY COMO | Preventative Maintenance | Closed | Zhan Kiselev | 11/02/2019 | 11/02/2019 | Performance Assurance: 00-MFG | 7/14/2017 3:07:10 PM ZXKISELEV (ZXKISELEV 7/14/2017 12:00 AM) PM WILL BE DONE ON THE NEXT ULTRASOUND PM CYCLE | 05D22E88-EBB4-4B2F-A084-3460A3A0F901 | Labor | 11/02/2019 | 11/02/2019 | Zhan Kiselev
|  | PHILIPS MEDICAL SYSTEMS | S5-1 | TRANSDUCER, ULTRASOUND | 03c7wv |  | Kelemen | [7 empty] | NO | YES
|  | PHILIPS MEDICAL SYSTEMS | S8-3 | TRANSDUCER, ULTRASOUND | B0F7HK | INTENSIVE CARE NURSERY | Dorrance |  |  | 07/06/2012 |  |  |  |  | NO | YES |  |  |  |  | PHILIPS MEDICAL SYSTEMS 10355223 B0F7HK |  |  | Active |  | 99:99:99:99:99:99 |  | Accessory | PAAR:00-PVAR | 10/31/2019 |  | COOPER UNIVERSITY HOSPITAL |  |  | NICN | 0011830668 | JOANNE FOX | Preventative Maintenance | Closed | Zhan Kiselev | 07/01/2017 | 07/14/2017 | Performance Assurance: 00-MFG | 7/14/2017 11:34:04 AM ZXKISELEV (ZXKISELEV 7/14/2017 12:00 AM) PM WILL BE DONE ON THE NEXT ULTRASOUND PM CYCLE 7/14/2017 11:34 AM ZXKISELEV | BC788095-1BA5-473F-BD0D-1E9595769C63 | Labor | 07/14/2017 | 07/14/2017 | Zhan Kiselev
|  | PHILIPS MEDICAL SYSTEMS | S8-3 | TRANSDUCER, ULTRASOUND | B0F5MN | 3 COOPER-PEDIATRICS | 3 Cooper |  |  | 07/06/2012 |  |  |  |  | NO | YES |  |  |  |  | PHILIPS MEDICAL SYSTEMS 10345651 B0F5MN |  |  | Active |  | 99:99:99:99:99:99 |  | Accessory | PAAR:00-PVAR | 10/31/2019 |  | COOPER AMBULATORY OFF-SITES |  |  | Suite 200 - Exam 202 | 0011830469 | MAUREEN OBRIEN | Preventative Maintenance | Closed | Zhan Kiselev | 07/01/2017 | 07/14/2017 | Performance Assurance: 00-MFG | 7/14/2017 2:10:52 PM ZXKISELEV (ZXKISELEV 7/14/2017 12:00 AM) PM WILL BE DONE ON THE NEXT ULTRASOUND PM CYCLE 7/14/2017 2:10 PM ZXKISELEV | E2DC9E30-EBE7-416F-9788-03C9062B6C44 | Labor | 07/14/2017 | 07/14/2017 | Zhan Kiselev
|  | PHILIPS MEDICAL SYSTEMS | X5-1 | TRANSDUCER, ULTRASOUND | B2NT4N | ECHOCARDIOLOGY | Kelemen |  |  | 10/31/2019 |  |  |  |  | NO | YES |  |  |  |  | PHILIPS MEDICAL SYSTEMS 11208084 B2NT4N |  |  | Active |  | 99:99:99:99:99:99 |  | Accessory | PAAR:00-PVAR | 10/31/2019 | 10/31/2019 | COOPER UNIVERSITY HOSPITAL |  |  |  | WOT00000001465950 | LINDA VALENTI | Performance Verification | Closed | Zhan Kiselev | 10/31/2019 | 10/31/2019 | Performance Verification for PHILIPS MEDICAL SYSTEMS 11208084 B2NT4N | Initial Install of Performance Verification. Device is ready for patient use. |  |  | 10/31/2019 | 10/31/2019
|  | PHILIPS MEDICAL SYSTEMS | X5-1 | TRANSDUCER, ULTRASOUND | B22BTT | VOORHEES CARDIOLOGY SUITE 102 | 901 Centennial Blvd | Building 2 |  | 04/12/2017 |  |  |  |  | NO | YES |  |  |  |  | PHILIPS MEDICAL SYSTEMS 10649786 B22BTT |  |  | Active |  | 99:99:99:99:99:99 |  | Accessory | PAAR:00-PVAR | 10/31/2019 |  | COOPER AMBULATORY OFF-SITES |  |  |  | 0011615192 | MICHELE MOLINARI | Performance Verification | Closed | Bonnie Aichroth | 05/05/2017 | 05/05/2017 | INCOMING INVENTORY | DEVICE INVENTORIED | 6EA3FF3C-1042-495E-96E8-95A5C37A16C2 | Labor | 05/05/2017 | 05/05/2017 | Bonnie Aichroth
|  | SHENZHEN MINDRAY BIO-MEDICAL ELECTRONICS | P7-3TS | TRANSDUCER, ULTRASOUND | NYJ94000465 | INTENSIVE CARE UNIT | Kelemen |  |  | 10/31/2019 |  |  |  |  | NO | YES |  |  |  |  | SHENZHEN MINDRAY BIO-MEDICAL ELECTRONICS 11208415 NYJ94000465 |  |  | Active |  |  |  | Accessory | PAAR:00-PVAR | 10/31/2019 | 10/31/2019 | COOPER UNIVERSITY HOSPITAL |  |  | Performance Verification | WOT00000003223574 | CAROLYN RUMELL | Performance Verification | Closed | Zhan Kiselev | 10/31/2019 | 10/31/2019 | Performance Verification for UNMATCHED 11208415 NYJ94000465 | Initial Install of Performance Verification. Device is ready for patient use. |  |  | 10/31/2019 | 10/31/2019
|  | SIEMENS MEDICAL | 9L4 MULTI-D | TRANSDUCER, ULTRASOUND |  | CARDIAC CATH LAB | Kelemen |  |  | 02/12/2018 |  |  |  |  | NO | YES |  |  |  |  | SIEMENS MEDICAL 10752775 75148025 |  |  | Active |  | 99:99:99:99:99:99 |  | Accessory | PAAR:00-PVAR | 10/31/2019 |  | COOPER UNIVERSITY HOSPITAL |  |  | Cath Lab 4 | WOT00000000545837 | LINDA BEAN | Performance Verification | Closed | Zhan Kiselev | 02/13/2018 | 07/30/2018 | CEID Record Completion for SIEMENS MEDICAL 10752775 75148025 | New Inventory of a Ultrasound Probe | EXP0129756 | Labor | 02/13/2018 | 02/13/2018 | Zhan Kiselev
|  | SIEMENS MEDICAL | CH5-2 | TRANSDUCER, ULTRASOUND |  | AUDUBON URGENT CARE | 201 S Broadway |  |  | 07/01/2008 |  |  |  |  | NO | YES |  |  |  |  | SIEMENS MEDICAL 10366263 82435327 |  |  | Disposition |  |  |  | Accessory | PAAR:00-PVAR | 11/02/2019 |  | COOPER AMBULATORY OFF-SITES |  |  | Audubon Urgant Care | WOT00000000650288 | MELISSA PORTOBANCO | Disposition | Closed | Zhan Kiselev | 03/12/2018 | 03/23/2018 | Equipment Disposition | Disposition being closed per CMPLRSQM0010780
|  | SIEMENS MEDICAL | CH5-2 | TRANSDUCER, ULTRASOUND |  | VOORHEES SURGERY CENTER-SURGERY DEPT | 6015 Main Street |  |  | 01/01/1900 |  |  |  |  | NO | YES |  |  |  |  | SIEMENS MEDICAL 10348054 82435318 |  |  | Active |  | 99:99:99:99:99:99 |  | Accessory | PAAR:00-PVAR | 11/02/2019 |  | COOPER AMBULATORY OFF-SITES |  |  | PROCEDURE RM C |  | Theresa Megali
|  | SIEMENS MEDICAL | CH5-2 | TRANSDUCER, ULTRASOUND | S31915088 | 3 COOPER-MULTISPECIALTY CENTER | 3 Cooper |  |  | 01/01/1900 |  |  |  |  | NO | YES |  |  |  |  | SIEMENS MEDICAL 10345577 S31915088 |  |  | Active |  | 99:99:99:99:99:99 |  | Accessory | PAAR:00-PVAR | 11/02/2019 |  | COOPER AMBULATORY OFF-SITES |  |  | SUITE 104 - EXAM 169 |  | MARGIE OUTLER
|  | SIEMENS MEDICAL | EC9-4 | TRANSDUCER, ULTRASOUND |  | 3 COOPER-MULTISPECIALTY CENTER | 3 Cooper |  |  | 04/03/2013 |  |  |  |  | NO | YES |  |  |  |  | SIEMENS MEDICAL 10345576 31204031 |  |  | Active |  | 99:99:99:99:99:99 |  | Accessory | PAAR:00-PVAR | 11/02/2019 |  | COOPER AMBULATORY OFF-SITES |  |  | SUITE 104 - EXAM 169 |  | MARGIE OUTLER
|  | SIEMENS MEDICAL | SWIFTLINK | TRANSDUCER, ULTRASOUND |  | SAME DAY OR-2ND FL PAVILION | Kelemen |  |  | 10/31/2019 |  |  |  |  | NO | YES |  |  |  |  | SIEMENS MEDICAL 30212645 73711019 |  |  | Active |  | 99:99:99:99:99:99 |  | Accessory | PAAR:00-PVAR | 10/31/2019 | 10/31/2019 | COOPER UNIVERSITY HOSPITAL |  |  |  | WOT00000000805948 | JOE DRUCTOR | Repair | Closed | Stephen Zubrzycki | 10/31/2019 | 10/31/2019 | SwiftLink - cable needs replaced | Analyzed unit. Swapped out unit. Zhan looked at unit and used a test catheter. Problem was with catheter. VPO of unit. | EXP0409260 | Labor | 10/31/2019 | 10/31/2019 | Stephen Zubrzycki
|  | SIEMENS MEDICAL | SWIFTLINK ACUNAV | TRANSDUCER, ULTRASOUND |  | CARDIAC CATH LAB | Kelemen |  |  | 10/31/2019 |  |  |  |  | NO | YES |  |  |  |  | SIEMENS MEDICAL 11208091 81511183 |  |  | Active |  | 99:99:99:99:99:99 |  | Accessory | PAAR:00-PVAR | 10/31/2019 | 10/31/2019 | COOPER UNIVERSITY HOSPITAL |  |  | Performance Verification | WOT00000001818013 | LINDA BEAN | Repair | Closed | Zhan Kiselev | 10/31/2019 | 10/31/2019 | not recognizing swiftlink | Analyzed unit. Customer complained that swiftlink probe does not recognize catheter. I brought my test catheter, connected and it worked without any problem. Told nurse she might had a problem with a catheter they are using. | EXP1888031 | Labor | 10/31/2019 | 10/31/2019 | Zhan Kiselev
|  | SIEMENS MEDICAL | VF13-5 | TRANSDUCER, ULTRASOUND |  | AUDUBON URGENT CARE | 201 S Broadway |  |  | 07/01/2008 |  |  |  |  | NO | YES |  |  |  |  | SIEMENS MEDICAL 10366265 82435022 |  |  | Disposition |  |  |  | Accessory | PAAR:00-PVAR | 11/02/2019 |  | COOPER AMBULATORY OFF-SITES |  |  | Audubon Urgant Care | WOT00000000650286 | MELISSA PORTOBANCO | Disposition | Closed | Zhan Kiselev | 03/12/2018 | 03/23/2018 | Equipment Disposition | Disposition being closed per CMPLRSQM0010780
|  | SIEMENS MEDICAL | VF13-5 | TRANSDUCER, ULTRASOUND | s82439008 | VOORHEES SURGERY CENTER-SURGERY DEPT | 6015 Main St |  |  | 01/01/1900 |  |  |  |  | NO | YES |  |  |  |  | SIEMENS MEDICAL 10348053 s82439008 |  |  | Active |  | 99:99:99:99:99:99 |  | Accessory | PAAR:00-PVAR | 11/02/2019 |  | COOPER AMBULATORY OFF-SITES |  |  | PROCEDURE RM C |  | Theresa Megali
|  | SIEMENS MEDICAL | VF13-5 | TRANSDUCER, ULTRASOUND |  | 3 COOPER-MULTISPECIALTY CENTER | 3 Cooper |  |  | 04/03/2013 |  |  |  |  | NO | YES |  |  |  |  | SIEMENS MEDICAL 10345575 3210001 |  |  | Active |  | 99:99:99:99:99:99 |  | Accessory | PAAR:00-PVAR | 11/02/2019 |  | COOPER AMBULATORY OFF-SITES |  |  | SUITE 104 - EXAM 169 |  | MARGIE OUTLER
|  | SIEMENS MEDICAL | VF8-3 | TRANSDUCER, ULTRASOUND | BE70190 | AUDUBON URGENT CARE | 201 S Broadway |  |  | 07/01/2008 |  |  |  |  | NO | YES |  |  |  |  | SIEMENS MEDICAL 10366264 BE70190 |  |  | Disposition |  |  |  | Accessory | PAAR:00-PVAR | 11/02/2019 |  | COOPER AMBULATORY OFF-SITES |  |  | Audubon Urgant Care | WOT00000000650285 | MELISSA PORTOBANCO | Disposition | Closed | Zhan Kiselev | 03/12/2018 | 03/23/2018 | Equipment Disposition | Disposition being closed per CMPLRSQM0010780
|  | SIEMENS MEDICAL | VF8-3 | TRANSDUCER, ULTRASOUND | be70187 | VOORHEES SURGERY CENTER-SURGERY DEPT | 6015 Main Street |  |  | 01/01/1900 |  |  |  |  | NO | YES |  |  |  |  | SIEMENS MEDICAL 10348052 be70187 |  |  | Active |  | 99:99:99:99:99:99 |  | Accessory | PAAR:00-PVAR | 11/02/2019 |  | COOPER AMBULATORY OFF-SITES |  |  | PROCEDURE RM C |  | Theresa Megali
|  | SIEMENS MEDICAL | VF8-3 | TRANSDUCER, ULTRASOUND | SBE31450 | 3 COOPER-MULTISPECIALTY CENTER | 3 Cooper |  |  | 01/01/1900 |  |  |  |  | NO | YES |  |  |  |  | SIEMENS MEDICAL 10345578 SBE31450 |  |  | Active |  | 99:99:99:99:99:99 |  | Accessory | PAAR:00-PVAR | 11/01/2019 |  | COOPER AMBULATORY OFF-SITES |  |  | SUITE 104 - EXAM 169 |  | MARGIE OUTLER
|  | SIEMENS MEDICAL | Z6MS | TRANSDUCER, ULTRASOUND |  | CARDIAC CATH LAB | Kelemen |  |  | 02/12/2018 |  |  |  |  | NO | YES |  |  |  |  | SIEMENS MEDICAL 10752779 75049002 |  |  | Active |  | 99:99:99:99:99:99 |  | Accessory | PAAR:00-PVAR | 10/31/2019 |  | COOPER UNIVERSITY HOSPITAL |  |  | Cath Lab 4 | WOT00000000545859 | LINDA BEAN | Performance Verification | Closed | Zhan Kiselev | 02/13/2018 | 07/30/2018 | Performance Verification for SIEMENS MEDICAL 10752779 75049002 | Initial Install of Performance Verification. Device is ready for patient use.
|  | SONOSITE | C60X/5-2 MHZ | TRANSDUCER, ULTRASOUND | 041J6V | 1101 KINGS HIGHWAY | 1101 N Kings Hwy |  |  | 10/31/2019 |  |  |  |  | NO | YES |  |  |  |  | SONOSITE 30149636 041J6V |  |  | Active |  | 99:99:99:99:99:99 |  | Accessory | PAAR:00-PVAR | 10/31/2019 | 10/31/2019 | COOPER AMBULATORY OFF-SITES |  |  | 1101 KINGS HIGHWAY |  | STEVE LOWE |  |  |  | 10/31/2019 | 10/31/2019 |  |  |  |  | 10/31/2019 | 10/31/2019
|  | SONOSITE | C60XP/5-2MHZ | TRANSDUCER, ULTRASOUND | 04D7L7 | CCU - CORONARY CARE UNIT | Pavilion |  |  | 10/31/2019 |  |  |  |  | NO | YES |  |  |  |  | FUJI MEDICAL 11208048 04D7L7 |  |  | Active |  | 99:99:99:99:99:99 |  | Accessory | PAAR:00-PVAR | 10/31/2019 | 10/31/2019 | COOPER UNIVERSITY HOSPITAL |  |  | Kel 4th Floor CCU | WOT00000000810166 | CAROLYN RUMELL | Performance Verification | Closed | Zhan Kiselev | 10/31/2019 | 10/31/2019 | Performance Verification for FUJI MEDICAL 11208048 04D7L7 | Initial Install of Performance Verification. Device is ready for patient use. |  |  | 10/31/2019 | 10/31/2019
|  | SONOSITE | C60XP/5-2MHZ | TRANSDUCER, ULTRASOUND | 04D66N | INTENSIVE CARE UNIT | Pavilion |  |  | 10/31/2019 |  |  |  |  | NO | YES |  |  |  |  | FUJI MEDICAL 11208050 04D66N |  |  | Active |  | 99:99:99:99:99:99 |  | Accessory | PAAR:00-PVAR | 10/31/2019 | 10/31/2019 | COOPER UNIVERSITY HOSPITAL |  |  | Pav 4th Floor ICU | WOT00000000810202 | CAROLYN RUMELL | Performance Verification | Closed | Zhan Kiselev | 10/31/2019 | 10/31/2019 | Performance Verification for FUJI MEDICAL 11208050 04D66N | Initial Install of Performance Verification. Device is ready for patient use. |  |  | 10/31/2019 | 10/31/2019
|  | SONOSITE | C60XP/5-2MHZ | TRANSDUCER, ULTRASOUND | 048N3H | TRAUMA ICU | Kelemen |  |  | 06/08/2017 |  |  |  |  | NO | YES |  |  |  |  | SONOSITE 10769588 048N3H |  |  | Active |  | 99:99:99:99:99:99 |  | Accessory | PAAR:00-PVAR | 10/31/2019 |  | COOPER UNIVERSITY HOSPITAL |  |  |  | 0011746652 | Diane Floyd | Preventative Maintenance | Closed | Bonnie Aichroth | 06/08/2017 | 06/08/2017 | PERFORMANCE ASSURANCE AT INVENTORY | INVENTORIED DEVICE AND ENSURED DEVICE WAS FUNCTIONING PROPERLY. | 1E1F45A7-F779-4685-A7D0-755D07D440B9 | Labor | 06/08/2017 | 06/08/2017 | Zhan Kiselev
|  | SONOSITE | C60XP/5-2MHZ | TRANSDUCER, ULTRASOUND | 044cz4 |  | Kelemen | [7 empty] | NO | YES
|  | SONOSITE | HFL38X/13-6 MHZ | TRANSDUCER, ULTRASOUND | 03ZJC7 | OR - KELEMEN 3 | Pavilion |  |  | 11/06/2014 |  |  |  |  | NO | YES |  |  |  |  | SONOSITE 10355484 03ZJC7 |  |  | Active |  | 99:99:99:99:99:99 |  | Accessory | PAAR:00-PVAR | 10/31/2019 |  | COOPER UNIVERSITY HOSPITAL |  |  | OR 6 |  | DOMINIC VENDETTA
|  | SONOSITE | HFL38XP/13-6 MHZ | TRANSDUCER, ULTRASOUND | 04DLX1 | INTENSIVE CARE UNIT | Pavilion |  |  | 10/31/2019 |  |  |  |  | NO | YES |  |  |  |  | SONOSITE 11208051 04DLX1 |  |  | Active |  | 99:99:99:99:99:99 |  | Accessory | PAAR:00-PVAR | 10/31/2019 | 10/31/2019 | COOPER UNIVERSITY HOSPITAL |  |  | Pav 4th Floor ICU | WOT00000000810232 | CAROLYN RUMELL | Performance Verification | Closed | Zhan Kiselev | 10/31/2019 | 10/31/2019 | Performance Verification for SONOSITE 11208051 04DLX1 | Initial Install of Performance Verification. Device is ready for patient use. |  |  | 10/31/2019 | 10/31/2019
|  | SONOSITE | HFL38XP/13-6 MHZ | TRANSDUCER, ULTRASOUND | 04DLX5 | CCU - CORONARY CARE UNIT | Pavilion |  |  | 10/31/2019 |  |  |  |  | NO | YES |  |  |  |  | SONOSITE 11208047 04DLX5 |  |  | Active |  | 99:99:99:99:99:99 |  | Accessory | PAAR:00-PVAR | 10/31/2019 | 10/31/2019 | COOPER UNIVERSITY HOSPITAL |  |  | 4th Floor CCU | WOT00000000810138 | CAROLYN RUMELL | Performance Verification | Closed | Zhan Kiselev | 10/31/2019 | 10/31/2019 | Performance Verification for SONOSITE 11208047 04DLX5 | Initial Install of Performance Verification. Device is ready for patient use. |  |  | 10/31/2019 | 10/31/2019
|  | SONOSITE | HFL50X/15-6 MHZ | TRANSDUCER, ULTRASOUND | 041JCT | 1101 KINGS HIGHWAY | 1101 N Kings Hwy |  |  | 10/31/2019 |  |  |  |  | NO | YES |  |  |  |  | SONOSITE 30149637 041JCT |  |  | Active |  | 99:99:99:99:99:99 |  | Accessory | PAAR:00-PVAR | 10/31/2019 | 10/31/2019 | COOPER AMBULATORY OFF-SITES |  |  |  |  | STEVE LOWE |  |  |  | 10/31/2019 | 10/31/2019 |  |  |  |  | 10/31/2019 | 10/31/2019
|  | SONOSITE | L25X 13-6MHZ | TRANSDUCER, ULTRASOUND | 03CP3N | PEDIATRIC INTENSIVE CARE UNIT | Kelemen |  |  | 09/18/2008 |  |  |  |  | NO | YES |  |  |  |  | SONOSITE 10360449 03CP3N |  |  | Active |  | 99:99:99:99:99:99 |  | Accessory | PAAR:00-PVAR | 10/31/2019 |  | COOPER UNIVERSITY HOSPITAL |  |  | PICU |  | Susan Cannon
|  | SONOSITE | L25X 13-6MHZ | TRANSDUCER, ULTRASOUND | 03TJ9J | CCU - CORONARY CARE UNIT | Kelemen |  |  | 12/30/2012 |  |  |  |  | NO | YES |  |  |  |  | SONOSITE 10355710 03TJ9J |  |  | Disposition |  |  |  | Accessory | PAAR:00-PVAR | 10/16/2019 |  | COOPER UNIVERSITY HOSPITAL |  |  | CCU |  | CAROLYN RUMELL
|  | SONOSITE | L25X/13-6MHZ | TRANSDUCER, ULTRASOUND | 04LPB7 | ANESTHESIOLOGY | Pavilion |  |  | 10/31/2019 |  |  |  |  | NO | YES |  |  |  |  | SONOSITE 11208390 04LPB7 |  |  | Active |  |  |  | Accessory | PAAR:00-PVAR | 10/31/2019 | 10/31/2019 | COOPER UNIVERSITY HOSPITAL |  |  | Performance Verification | WOT00000002743478 | GIACINTA ROUPAS | Performance Verification | Closed | Zhan Kiselev | 10/31/2019 | 10/31/2019 | Performance Verification for SONOSITE 11208390 04LPB7 | Initial Install of Performance Verification. Device is ready for patient use. |  |  | 10/31/2019 | 10/31/2019
|  | SONOSITE | L25X/13-6MHZ | TRANSDUCER, ULTRASOUND | 04CRX9 | PAVILION 8 | Pavilion |  |  | 10/31/2019 |  |  |  |  | NO | YES |  |  |  |  | SONOSITE 11208107 04CRX9 |  |  | Active |  | 99:99:99:99:99:99 |  | Accessory | PAAR:00-PVAR | 10/31/2019 | 10/31/2019 | COOPER UNIVERSITY HOSPITAL |  |  |  | WOT00000001018647 | BRIAN OSHAUGHNESSY | Performance Verification | Closed | Zhan Kiselev | 10/31/2019 | 10/31/2019 | Performance Verification for SONOSITE 11208107 04CRX9 | Initial Install of Performance Verification. Device is ready for patient use. |  |  | 10/31/2019 | 10/31/2019
|  | SONOSITE | L25X/13-6MHZ | TRANSDUCER, ULTRASOUND | 04CRX5 | INCU - KELEMEN S10 | Kelemen |  |  | 10/31/2019 |  |  |  |  | NO | YES |  |  |  |  | SONOSITE 11208105 04CRX5 |  |  | Active |  | 99:99:99:99:99:99 |  | Accessory | PAAR:00-PVAR | 10/31/2019 | 10/31/2019 | COOPER UNIVERSITY HOSPITAL |  |  |  | WOT00000001018608 | Lisa Brooks | Performance Verification | Closed | Zhan Kiselev | 10/31/2019 | 10/31/2019 | Performance Verification for SONOSITE 11208105 04CRX5 | Initial Install of Performance Verification. Device is ready for patient use. |  |  | 10/31/2019 | 10/31/2019
|  | SONOSITE | L25X/13-6MHZ | TRANSDUCER, ULTRASOUND | 0497XZ | SAME DAY PACU-2ND FL PAVILION | Pavilion |  |  | 02/16/2018 |  |  |  |  | NO | YES |  |  |  |  | SONOSITE 10752782 0497XZ |  |  | Active |  | 99:99:99:99:99:99 |  | Accessory | PAAR:00-PVAR | 10/31/2019 |  | COOPER UNIVERSITY HOSPITAL |  |  | SAME DAY OR-2ND FL PAVILION | WOT00000000642323 | Lisa Geoghegan | Performance Verification | Closed | Zhan Kiselev | 03/06/2018 | 07/30/2018 | Performance Verification for SONOSITE 10752782 0497XZ | Initial Install of Performance Verification. Device is ready for patient use.
|  | SONOSITE | L25XP/13-6MHZ | TRANSDUCER, ULTRASOUND | 048NJH | TRAUMA ICU | Kelemen |  |  | 06/08/2017 |  |  |  |  | NO | YES |  |  |  |  | SONOSITE 10769589 048NJH |  |  | Active |  | 99:99:99:99:99:99 |  | Accessory | PAAR:00-PVAR | 10/31/2019 |  | COOPER UNIVERSITY HOSPITAL |  |  |  | 0011746646 | Diane Floyd | Preventative Maintenance | Closed | Bonnie Aichroth | 06/08/2017 | 06/08/2017 | PERFORMANCE ASSURANCE AT INVENTORY | INVENTORIED DEVICE AND ENSURED DEVICE WAS FUNCTIONING PROPERLY. | 759D585C-B322-4A86-A4CB-5C3D3D9108B1 | Labor | 06/08/2017 | 06/08/2017 | Zhan Kiselev
|  | SONOSITE | L25XP/13-6MHZ | TRANSDUCER, ULTRASOUND | 048NBF | TRAUMA ICU | Kelemen |  |  | 06/08/2017 |  |  |  |  | NO | YES |  |  |  |  | SONOSITE 10769592 048NBF |  |  | Active |  | 99:99:99:99:99:99 |  | Accessory | PAAR:00-PVAR | 10/31/2019 |  | COOPER UNIVERSITY HOSPITAL |  |  |  | 0011746642 | Diane Floyd | Preventative Maintenance | Closed | Bonnie Aichroth | 06/08/2017 | 06/08/2017 | PERFORMANCE ASSURANCE AT INVENTORY | INVENTORIED DEVICE AND ENSURED DEVICE WAS FUNCTIONING PROPERLY. | 57B527C0-ACCB-4C43-97B6-A2F2C0381BE1 | Labor | 06/08/2017 | 06/08/2017 | Zhan Kiselev
|  | SONOSITE | L38/10-5MHZ | TRANSDUCER, ULTRASOUND | 03Z3F7 | CARDIAC CATH LAB | Kelemen |  |  | 10/28/2014 |  |  |  |  | NO | YES |  |  |  |  | SONOSITE 10366697 03Z3F7 |  |  | Active |  | 99:99:99:99:99:99 |  | Accessory | PAAR:00-PVAR | 10/31/2019 |  | COOPER UNIVERSITY HOSPITAL |  |  | CCL - Lab 1 |  | LINDA BEAN
|  | SONOSITE | P10X | TRANSDUCER, ULTRASOUND | 03CYL3 | PEDIATRIC INTENSIVE CARE UNIT | Kelemen |  |  | 09/18/2008 |  |  |  |  | NO | YES |  |  |  |  | SONOSITE 10360448 03CYL3 |  |  | Active |  | 99:99:99:99:99:99 |  | Accessory | PAAR:00-PVAR | 10/31/2019 |  | COOPER UNIVERSITY HOSPITAL |  |  | PICU |  | Susan Cannon
|  | SONOSITE | P21XP/5-1MHZ | TRANSDUCER, ULTRASOUND | 044d3L |  | Kelemen | [7 empty] | NO | YES
|  | SONOSITE | RP19X/ 5-1MHZ | TRANSDUCER, ULTRASOUND | 04CFYR | PAVILION 8 | Pavilion |  |  | 10/31/2019 |  |  |  |  | NO | YES |  |  |  |  | SONOSITE 11208108 04CFYR |  |  | Active |  | 99:99:99:99:99:99 |  | Accessory | PAAR:00-PVAR | 10/31/2019 | 10/31/2019 | COOPER UNIVERSITY HOSPITAL |  |  |  | WOT00000001018656 | BRIAN OSHAUGHNESSY | Performance Verification | Closed | Zhan Kiselev | 10/31/2019 | 10/31/2019 | Performance Verification for SONOSITE 11208108 04CFYR | Initial Install of Performance Verification. Device is ready for patient use. |  |  | 10/31/2019 | 10/31/2019
|  | SONOSITE | RP19X/ 5-1MHZ | TRANSDUCER, ULTRASOUND | 04CH53 | INCU - KELEMEN S10 | Kelemen |  |  | 10/31/2019 |  |  |  |  | NO | YES |  |  |  |  | SONOSITE 11208104 04CH53 |  |  | Active |  | 99:99:99:99:99:99 |  | Accessory | PAAR:00-PVAR | 10/31/2019 | 10/31/2019 | COOPER UNIVERSITY HOSPITAL |  |  |  | WOT00000001018578 | Lisa Brooks | Performance Verification | Closed | Zhan Kiselev | 10/31/2019 | 10/31/2019 | Performance Verification for SONOSITE 11208104 04CH53 | Initial Install of Performance Verification. Device is ready for patient use. |  |  | 10/31/2019 | 10/31/2019
|  | SONOSITE | RP19X/ 5-1MHZ | TRANSDUCER, ULTRASOUND | 04DLXF | INTENSIVE CARE UNIT | Pavilion |  |  | 10/31/2019 |  |  |  |  | NO | YES |  |  |  |  | SONOSITE 11208052 04DLXF |  |  | Active |  | 99:99:99:99:99:99 |  | Accessory | PAAR:00-PVAR | 10/31/2019 | 10/31/2019 | COOPER UNIVERSITY HOSPITAL |  |  | Pav 4th Floor ICU | WOT00000000810242 | CAROLYN RUMELL | Performance Verification | Closed | Zhan Kiselev | 10/31/2019 | 10/31/2019 | Performance Verification for SONOSITE 11208052 04DLXF | Initial Install of Performance Verification. Device is ready for patient use. |  |  | 10/31/2019 | 10/31/2019
|  | SONOSITE | RP19X/ 5-1MHZ | TRANSDUCER, ULTRASOUND | 04DLXD | CCU - CORONARY CARE UNIT | Pavilion |  |  | 10/31/2019 |  |  |  |  | NO | YES |  |  |  |  | SONOSITE 11208046 04DLXD |  |  | Active |  | 99:99:99:99:99:99 |  | Accessory | PAAR:00-PVAR | 10/31/2019 | 10/31/2019 | COOPER UNIVERSITY HOSPITAL |  |  | CCU - CORONARY CARE UNIT | WOT00000000810065 | CAROLYN RUMELL | Performance Verification | Closed | Zhan Kiselev | 10/31/2019 | 10/31/2019 | Performance Verification for SONOSITE 11208046 04DLXD | Initial Install of Performance Verification. Device is ready for patient use. |  |  | 10/31/2019 | 10/31/2019
|  | SONOSITE | RP19X/ 5-1MHZ | TRANSDUCER, ULTRASOUND | 048Q70 | TRAUMA ICU | Kelemen |  |  | 06/08/2017 |  |  |  |  | NO | YES |  |  |  |  | SONOSITE 10769590 048Q70 |  |  | Active |  | 99:99:99:99:99:99 |  | Accessory | PAAR:00-PVAR | 10/31/2019 |  | COOPER UNIVERSITY HOSPITAL |  |  |  | 0011746638 | Diane Floyd | Performance Verification | Closed | Bonnie Aichroth | 06/08/2017 | 06/08/2017 | INCOMING INVENTORY | DEVICE INVENTORIED | 3E7A5C8E-AC47-4BDC-AC8C-CC420B6A3127 | Labor | 06/08/2017 | 06/08/2017 | Bonnie Aichroth
|  | SONOSITE | RP19X/ 5-1MHZ | TRANSDUCER, ULTRASOUND | 048MNQ | TRAUMA ICU | Kelemen |  |  | 06/08/2017 |  |  |  |  | NO | YES |  |  |  |  | SONOSITE 10769594 048MNQ |  |  | Active |  | 99:99:99:99:99:99 |  | Accessory | PAAR:00-PVAR | 10/31/2019 |  | COOPER UNIVERSITY HOSPITAL |  |  |  | 0011746636 | Diane Floyd | Preventative Maintenance | Closed | Bonnie Aichroth | 06/08/2017 | 06/08/2017 | PERFORMANCE ASSURANCE AT INVENTORY | INVENTORIED DEVICE AND ENSURED DEVICE WAS FUNCTIONING PROPERLY. | 5DA1E226-CF61-4AAA-9DEB-E759F0426DF5 | Labor | 06/08/2017 | 06/08/2017 | Zhan Kiselev
|  | ZONARE | C4-1 | TRANSDUCER, ULTRASOUND | 12023c4x115a | TRAUMA ICU | Kelemen |  |  | 01/01/1900 |  |  |  |  | NO | YES |  |  |  |  | ZONARE 10357231 12023c4x115a |  |  | Disposition |  |  |  | Accessory | PAAR:00-PVAR | 11/02/2019 |  | COOPER UNIVERSITY HOSPITAL |  |  | ED TRUMA ROOMS | 0011616715 | Diane Floyd | Repair | Closed | Zhan Kiselev | 05/05/2017 | 06/19/2017 | TRANSDUCER - NOT PICKING UP PROPERLY - ED TRAUMA ADMITTING | 5/8/2017 1:39:33 PM ZXKISELEV (ZXKISELEV 5/8/2017 12:00 AM) ANALYZED UNIT, PROBE HAS DEAD ELEMENTS. NEEDS TO BE REPLACED. CALLED ZONARE: 12 WEEKS TO REPLACE $2800 NO LOANER PROBE WILL BE PRIVIDED. EXCHANGE $6375. REACHED OUT TO BAYER THEY WILL PROVIDE ME WITH A QUOTE IF THEY'LL FIND ANY. 6/19/2017 4:10:36 PM ZXKISELEV (ZXKISELEV 6/19/2017 12:00 AM) DEPARTMENT DOES NOT WANT TO FIX IT. 6/19/2017 4:10:38 PM ZXKISELEV This device has been removed from an active status with the RSQ Database, and physically removed from the facility. Device retired on 6/19/2017; Authorized By: YES; Nature of Retirement: BEYOND ECONOMICAL REPAIR; Days In Service: 745 | C4E37793-11B1-49DE-A9CD-2494CF2B6074 | Labor | 05/08/2017 | 05/08/2017 | Zhan Kiselev
|  | ZONARE | C4-1 | TRANSDUCER, ULTRASOUND | 02425C4X113D | TRAUMA ADMIT | Kelemen | HP |  | 11/02/2019 |  |  |  |  | NO | YES |  |  |  |  | ZONARE 30144323 02425C4X113D |  |  | Active |  | 99:99:99:99:99:99 |  | Accessory | PAAR:00-PVAR | 11/02/2019 | 11/02/2019 | COOPER UNIVERSITY HOSPITAL |  |  | TRAUMA Helipat | WOT00000000504394 | Diane Floyd | Disposition | Closed | Richard Jolly | 11/02/2019 | 11/02/2019 | Bulk Disposition CNL | Found probe. Probe needs to be replaced. Work Order Task will be closed. Refer to WOT00000002203954. | EXP2336995 | Labor | 11/02/2019 | 11/02/2019 | Zhan Kiselev
|  | ZONARE | L8-3 | TRANSDUCER, ULTRASOUND | 02726L5X111H | TRAUMA ADMIT | Kelemen | HP |  | 02/21/2019 |  |  |  |  | NO | YES |  |  |  |  | ZONARE 30144322 02726L5X111H |  |  | Active |  | 99:99:99:99:99:99 |  | Accessory | 1Y:00-MFG | 02/21/2019 | 02/21/2019 | COOPER UNIVERSITY HOSPITAL |  |  | TRAUMA ADMIT |  | Diane Floyd |  |  |  | 02/21/2019 | 02/21/2019 |  |  |  |  | 02/21/2019 | 02/21/2019
|  | ZONARE | P4-1C | TRANSDUCER, ULTRASOUND | 05860P4X113K | TRAUMA ICU | Kelemen | HP |  | 02/28/2019 |  |  |  |  | NO | YES |  |  |  |  | ZONARE 30144321 05860P4X113K |  |  | Disposition |  | 99:99:99:99:99:99 |  | Accessory | 1Y:00-MFG | 02/28/2019 | 02/28/2019 | COOPER UNIVERSITY HOSPITAL |  |  | TRAUMA ICU | 0011701251 | Diane Floyd | Preventative Maintenance | Closed | Zhan Kiselev | 02/28/2019 | 02/28/2019 | Performance Assurance: 00-MFG | 6/27/2017 7:36:36 AM ZXKISELEV (ZXKISELEV 6/27/2017 12:00 AM) PM WAS COMPLETED BACK IN 2/13/17 W.O.#0011622692 PROBE GET PM DURING ULTRASOUND PM | 65CD9238-BE92-445E-9CFD-8856BCA18B1D | Labor | 02/28/2019 | 02/28/2019 | Zhan Kiselev
|  | PHILIPS MEDICAL SYSTEMS | T6210 OMNIPLANE II | TRANSDUCER, ULTRASOUND, TEE | US97402681 | ECHOCARDIOLOGY | Kelemen |  |  | 08/03/2017 |  |  |  |  | NO | YES |  |  |  |  | PHILIPS MEDICAL SYSTEMS 30142869 US97402681 |  |  | Disposition |  |  |  | Accessory | 6M:00-MFG | 08/03/2017 | 08/03/2017 | COOPER UNIVERSITY HOSPITAL |  |  | OR | 0011830661 | LINDA VALENTI | Preventative Maintenance | Closed | Zhan Kiselev | 08/03/2017 | 08/03/2017 | Performance Assurance: 00-MFG | 7/14/2017 11:33:23 AM ZXKISELEV (ZXKISELEV 7/14/2017 12:00 AM) PM WILL BE DONE ON THE NEXT ULTRASOUND PM CYCLE 7/14/2017 11:33 AM ZXKISELEV 7/14/2017 3:16:56 PM ZXKISELEV (ZXKISELEV 7/14/2017 12:00 AM) PROBE REMOVED FROM SERVICE. DEPARTMENT DOES NOT USE IT ANYMORE. 7/14/2017 3:16 PM ZXKISELEV This device has been removed from an active status with the RSQ Database, and physically removed from the facility. Device retired on 7/14/2017; Authorized By: YES; Nature of Retirement: OTHER - DEPARTMENT DOES NOT NEED THE PROBE ANYMORE; Days In Service: 770 | 09E6E7EF-335D-4796-8D9E-0175869EBC7E | Labor | 08/03/2017 | 08/03/2017 | Zhan Kiselev
|  | PHILIPS MEDICAL SYSTEMS | X7-2T | TRANSDUCER, ULTRASOUND, TEE | B1ZGY3 | ANESTHESIOLOGY | Pavilion |  |  | 10/31/2019 |  |  |  |  | NO | YES |  |  |  |  | PHILIPS MEDICAL SYSTEMS 11208130 B1ZGY3 |  |  | Active |  | 99:99:99:99:99:99 |  | Accessory | PAAR:00-PVAR | 10/31/2019 | 10/31/2019 | COOPER UNIVERSITY HOSPITAL |  |  | OR | WOT00000001197542 | GIACINTA ROUPAS | Performance Verification | Closed | Zhan Kiselev | 10/31/2019 | 10/31/2019 | Performance Verification for PHILIPS MEDICAL SYSTEMS 11208130 B1ZGY3 | Initial Install of Performance Verification. Device is ready for patient use. |  |  | 10/31/2019 | 10/31/2019
|  | PHILIPS MEDICAL SYSTEMS | X7-2T | TRANSDUCER, ULTRASOUND, TEE | B241KB | OPERATING ROOM - PAVILION | Pavilion |  |  | 09/06/2017 |  |  |  |  | NO | YES |  |  |  |  | PHILIPS MEDICAL SYSTEMS 10769606 B241KB |  |  | Active |  | 99:99:99:99:99:99 |  | Accessory | PAAR:00-PVAR | 10/31/2019 |  | COOPER UNIVERSITY HOSPITAL |  |  |  | 0012151352 | DOMINIC VENDETTA | Preventative Maintenance | Closed | Zhan Kiselev | 09/12/2017 | 09/12/2017 | PERFORMANCE ASSURANCE AT INVENTORY | INVENTORIED DEVICE AND ENSURED DEVICE WAS FUNCTIONING PROPERLY. | 166C4005-5A05-4E35-9D14-2094E16D49A3 | Labor | 09/06/2017 | 09/06/2017 | Zhan Kiselev
|  | PHILIPS MEDICAL SYSTEMS | X7-2T | TRANSDUCER, ULTRASOUND, TEE | B1H47D | ANESTHESIOLOGY | Pavilion |  |  | 05/16/2016 |  |  |  |  | NO | YES |  |  |  |  | PHILIPS MEDICAL SYSTEMS 10769603 B1H47D |  |  | Active |  | 99:99:99:99:99:99 |  | Accessory | PAAR:00-PVAR | 10/31/2019 |  | COOPER UNIVERSITY HOSPITAL |  |  |  |  | GIACINTA ROUPAS
|  | PHILIPS MEDICAL SYSTEMS | X7-2T | TRANSDUCER, ULTRASOUND, TEE | BOKWD2 |  | Pavilion |  |  | 05/08/2017 |  |  |  |  | NO | YES |  |  |  |  | PHILIPS MEDICAL SYSTEMS 10649791 BOKWD2 |  |  | Active |  | 99:99:99:99:99:99 |  | Accessory | PAAR:00-PVAR | 10/31/2019 |  | COOPER UNIVERSITY HOSPITAL |  |  |  | 0012389164 | GIACINTA ROUPAS | Preventative Maintenance | Closed | Josh Harris | 11/07/2017 | 11/07/2017 | PERFORMANCE ASSURANCE AT INVENTORY | INVENTORIED DEVICE AND ENSURED DEVICE WAS FUNCTIONING PROPERLY. | 7C95F30B-2DF7-4440-8CA7-EF92F4776847 | Labor | 05/08/2017 | 05/08/2017 | Zhan Kiselev
|  | PHILIPS MEDICAL SYSTEMS | X7-2T | TRANSDUCER, ULTRASOUND, TEE | B1YFTH | ECHOCARDIOLOGY | Kelemen |  |  | 07/05/2017 |  |  |  |  | NO | YES |  |  |  |  | PHILIPS MEDICAL SYSTEMS 10480103 B1YFTH |  |  | Active |  | 99:99:99:99:99:99 |  | Accessory | PAAR:00-PVAR | 10/31/2019 |  | COOPER UNIVERSITY HOSPITAL |  |  |  | 0012143260 | LINDA VALENTI | Performance Verification | Closed | Zhan Kiselev | 09/07/2017 | 09/07/2017 | INCOMING INVENTORY | DEVICE INVENTORIED | D5E1DE1B-A97E-47C5-9249-82C52B9ECACD | Labor | 09/07/2017 | 09/07/2017 | Bonnie Aichroth
|  | PHILIPS MEDICAL SYSTEMS | X7-2T | TRANSDUCER, ULTRASOUND, TEE | B1CJ12 | ECHOCARDIOLOGY | Kelemen |  |  | 08/05/2015 |  |  |  |  | NO | YES |  |  |  |  | PHILIPS MEDICAL SYSTEMS 10369443 B1CJ12 |  |  | Active |  | 99:99:99:99:99:99 |  | Accessory | PAAR:00-PVAR | 10/31/2019 |  | COOPER UNIVERSITY HOSPITAL |  |  | ECHO |  | LINDA VALENTI
|  | PHILIPS MEDICAL SYSTEMS | X7-2T | TRANSDUCER, ULTRASOUND, TEE | b15v1f | ECHOCARDIOLOGY | Kelemen |  |  | 08/10/2015 |  |  |  |  | NO | YES |  |  |  |  | PHILIPS MEDICAL SYSTEMS 10357238 b15v1f |  |  | Active |  | 99:99:99:99:99:99 |  | Accessory | PAAR:00-PVAR | 11/02/2019 |  | COOPER UNIVERSITY HOSPITAL |  |  | eco lab | WOT00000002203909 | LINDA VALENTI | Disposition | Closed | Zhan Kiselev | 02/14/2019 | 05/20/2019 | Bulk Disposition CNL
|  | GE HEALTHCARE | APEXPRO | TRANSMITTER, TELEMETRY | b4tt6700g |  | Kelemen | [7 empty] | NO | YES
|  | GE HEALTHCARE | APEXPRO | TRANSMITTER, TELEMETRY | RT911175900GA | NEURO/ORTHO/MEDSURG/7 PAV | Pavilion |  |  | 11/01/2019 |  | 11/1/24 |  |  | NO | YES |  |  |  |  | GE MEDICAL SYSTEMS 30143094 RT911175900GA |  |  | Active |  | 99:99:99:99:99:99 |  | Accessory | PAAR:00-PVAR | 11/01/2019 | 11/01/2019 | COOPER UNIVERSITY HOSPITAL |  |  | k1. er | 0011298268 | Pam Young | Repair | Closed | Richard Jolly | 11/01/2019 | 11/01/2019 | TRANSMITTER - NEEDS REPROGRAMMED - PAV 7 NURSE STATION | 2/28/2017 3:05:19 PM RCJOLLY (RCJOLLY 2/28/2017 10:00 AM) THEY CAN NOT USE THE CDU TELE PAC BECAUSE ITS A DIFFERENT SYSTEM | B0ED44A3-0A5F-4604-A81F-A08760B803FF | Labor | 11/01/2019 | 11/01/2019 | Richard Jolly
|  | GE HEALTHCARE | APEXPRO CH | TRANSMITTER, TELEMETRY | RT919250136SA | CDU - CLINICAL DECISION UNIT-9 KELEMEN | Kelemen |  |  | 10/31/2019 |  | 10/31/24 |  |  | NO | YES |  |  |  |  | GE MEDICAL SYSTEMS 11208411 RT919250136SA |  |  | Active |  |  |  | Accessory | PAAR:00-PVAR | 10/31/2019 | 10/31/2019 | COOPER UNIVERSITY HOSPITAL |  |  | CDU ER | WOT00000003175530 | KAREN GRUBER | Performance Verification | Closed | Michael Youch | 10/31/2019 | 10/31/2019 | Performance Verification for GE MEDICAL SYSTEMS 11208411 RT919250136SA | Initial Install of Performance Verification. Device is ready for patient use. |  |  | 10/31/2019 | 10/31/2019
|  | GE HEALTHCARE | APEXPRO CH | TRANSMITTER, TELEMETRY | RT919240353SA | CDU - CLINICAL DECISION UNIT-9 KELEMEN | Kelemen |  |  | 10/31/2019 |  | 10/31/24 |  |  | NO | YES |  |  |  |  | GE MEDICAL SYSTEMS 11208410 RT919240353SA |  |  | Active |  |  |  | Accessory | PAAR:00-PVAR | 10/31/2019 | 10/31/2019 | COOPER UNIVERSITY HOSPITAL |  |  | CDU ER | WOT00000003175424 | KAREN GRUBER | Performance Verification | Closed | Michael Youch | 10/31/2019 | 10/31/2019 | Performance Verification for GE MEDICAL SYSTEMS 11208410 RT919240353SA | Initial Install of Performance Verification. Device is ready for patient use. |  |  | 10/31/2019 | 10/31/2019
|  | GE HEALTHCARE | APEXPRO CH | TRANSMITTER, TELEMETRY | RT918280009SA | KELEMEN 8 PCU | Kelemen |  |  | 10/31/2019 |  | 10/31/24 |  |  | NO | YES |  |  |  |  | GE MEDICAL SYSTEMS 11208209 RT918280009SA |  |  | Active |  | 99:99:99:99:99:99 |  | Accessory | PAAR:00-PVAR | 10/31/2019 | 10/31/2019 | COOPER UNIVERSITY HOSPITAL |  |  | TTX 8669 | WOT00000001544776 | BYRON WELLS | Performance Verification | Closed | Michael Youch | 10/31/2019 | 10/31/2019 | Performance Verification for GE MEDICAL SYSTEMS 11208209 RT918280009SA | Initial Install of Performance Verification. Device is ready for patient use. |  |  | 10/31/2019 | 10/31/2019
|  | GE HEALTHCARE | APEXPRO CH | TRANSMITTER, TELEMETRY | RT918300035SA | CDU - CLINICAL DECISION UNIT-9 KELEMEN | Kelemen |  |  | 10/31/2019 |  | 10/31/24 |  |  | NO | YES |  |  |  |  | GE MEDICAL SYSTEMS 11208267 RT918300035SA |  |  | Active |  | 99:99:99:99:99:99 |  | Accessory | PAAR:00-PVAR | 10/31/2019 | 10/31/2019 | COOPER UNIVERSITY HOSPITAL |  |  | TTX 8598 | WOT00000001564187 | KAREN GRUBER | Performance Verification | Closed | Michael Youch | 10/31/2019 | 10/31/2019 | Performance Verification for GE MEDICAL SYSTEMS 11208267 RT918300035SA | Initial Install of Performance Verification. Device is ready for patient use. |  |  | 10/31/2019 | 10/31/2019
|  | GE HEALTHCARE | APEXPRO CH | TRANSMITTER, TELEMETRY | RT918300024SA | BIOMEDICAL | Kelemen |  |  | 10/31/2019 |  | 10/31/24 |  |  | NO | YES |  |  |  |  | GE MEDICAL SYSTEMS 11208266 RT918300024SA |  |  | Active |  | 99:99:99:99:99:99 |  | Accessory | PAAR:00-PVAR | 10/31/2019 | 10/31/2019 | COOPER UNIVERSITY HOSPITAL |  |  |  | WOT00000001564179 | Bonnie Aichroch | Performance Verification | Closed | Michael Youch | 10/31/2019 | 10/31/2019 | Performance Verification for GE MEDICAL SYSTEMS 11208266 RT918300024SA | Initial Install of Performance Verification. Device is ready for patient use. |  |  | 10/31/2019 | 10/31/2019
|  | GE HEALTHCARE | APEXPRO CH | TRANSMITTER, TELEMETRY | RT918300003SA | MED/SURG 6 PAVILION | Pavilion |  |  | 10/31/2019 |  | 10/31/24 |  |  | NO | YES |  |  |  |  | GE MEDICAL SYSTEMS 11208261 RT918300003SA |  |  | Active |  | 99:99:99:99:99:99 |  | Accessory | PAAR:00-PVAR | 10/31/2019 | 10/31/2019 | COOPER UNIVERSITY HOSPITAL |  |  | TTX 8553 | WOT00000001564119 | BRIAN OSHAUGHNESSY | Performance Verification | Closed | Michael Youch | 10/31/2019 | 10/31/2019 | Performance Verification for GE MEDICAL SYSTEMS 11208261 RT918300003SA | Initial Install of Performance Verification. Device is ready for patient use. |  |  | 10/31/2019 | 10/31/2019
|  | GE HEALTHCARE | APEXPRO CH | TRANSMITTER, TELEMETRY | RT918290029SA | INCU - KELEMEN S10 | Kelemen |  |  | 10/31/2019 |  | 10/31/24 |  |  | NO | YES |  |  |  |  | GE MEDICAL SYSTEMS 11208251 RT918290029SA |  |  | Active |  | 99:99:99:99:99:99 |  | Accessory | PAAR:00-PVAR | 10/31/2019 | 10/31/2019 | COOPER UNIVERSITY HOSPITAL |  |  | TTX 8551 | WOT00000001563367 | Lisa Brooks | Performance Verification | Closed | Michael Youch | 10/31/2019 | 10/31/2019 | Performance Verification for GE MEDICAL SYSTEMS 11208251 RT918290029SA | Initial Install of Performance Verification. Device is ready for patient use. |  |  | 10/31/2019 | 10/31/2019
|  | GE HEALTHCARE | APEXPRO CH | TRANSMITTER, TELEMETRY | RT918290025SA | KELEMEN 8 PCU | Kelemen |  |  | 10/31/2019 |  | 10/31/24 |  |  | NO | YES |  |  |  |  | GE MEDICAL SYSTEMS 11208248 RT918290025SA |  |  | Active |  | 99:99:99:99:99:99 |  | Accessory | PAAR:00-PVAR | 10/31/2019 | 10/31/2019 | COOPER UNIVERSITY HOSPITAL |  |  | TTX 8618 | WOT00000001563348 | BYRON WELLS | Performance Verification | Closed | Michael Youch | 10/31/2019 | 10/31/2019 | CEID Record Completion for GE MEDICAL SYSTEMS 11208248 RT918290025SA | Inventoried, documented, programmed channel, verified. | EXP1596328 | Labor | 10/31/2019 | 10/31/2019 | Michael Youch
|  | GE HEALTHCARE | APEXPRO CH | TRANSMITTER, TELEMETRY | RT918290015SA | CARDIAC CATH LAB | Kelemen |  |  | 10/31/2019 |  | 10/31/24 |  |  | NO | YES |  |  |  |  | GE MEDICAL SYSTEMS 11208247 RT918290015SA |  |  | Active |  | 99:99:99:99:99:99 |  | Accessory | PAAR:00-PVAR | 10/31/2019 | 10/31/2019 | COOPER UNIVERSITY HOSPITAL |  |  | CCL - Med Room (TTX 8673) | WOT00000001563326 | LINDA BEAN | Performance Verification | Closed | Michael Youch | 10/31/2019 | 10/31/2019 | Performance Verification for GE MEDICAL SYSTEMS 11208247 RT918290015SA | Initial Install of Performance Verification. Device is ready for patient use. |  |  | 10/31/2019 | 10/31/2019
|  | GE HEALTHCARE | APEXPRO CH | TRANSMITTER, TELEMETRY | RT918280091SA | NEURO/ORTHO/MEDSURG/7 PAV | Pavilion |  |  | 10/31/2019 |  | 10/31/24 |  |  | NO | YES |  |  |  |  | GE MEDICAL SYSTEMS 11208242 RT918280091SA |  |  | Active |  | 99:99:99:99:99:99 |  | Accessory | PAAR:00-PVAR | 10/31/2019 | 10/31/2019 | COOPER UNIVERSITY HOSPITAL |  |  | TTX 8606 | WOT00000001558153 | Pam Young | Performance Verification | Closed | Michael Youch | 10/31/2019 | 10/31/2019 | CEID Record Completion for GE MEDICAL SYSTEMS 11208242 RT918280091SA | Inventoried, documented, programmed channel, verified. | EXP1595933 | Labor | 10/31/2019 | 10/31/2019 | Michael Youch
|  | GE HEALTHCARE | APEXPRO CH | TRANSMITTER, TELEMETRY | RT918290003SA | CARDIAC CATH LAB | Kelemen |  |  | 10/31/2019 |  | 10/31/24 |  |  | NO | YES |  |  |  |  | GE MEDICAL SYSTEMS 11208246 RT918290003SA |  |  | Active |  | 99:99:99:99:99:99 |  | Accessory | PAAR:00-PVAR | 10/31/2019 | 10/31/2019 | COOPER UNIVERSITY HOSPITAL |  |  | CCL - Med Room (TTX 8672) | WOT00000001563315 | LINDA BEAN | Performance Verification | Closed | Michael Youch | 10/31/2019 | 10/31/2019 | Performance Verification for GE MEDICAL SYSTEMS 11208246 RT918290003SA | Initial Install of Performance Verification. Device is ready for patient use. |  |  | 10/31/2019 | 10/31/2019
|  | GE HEALTHCARE | APEXPRO CH | TRANSMITTER, TELEMETRY | RT918290002SA | CARDIAC CATH LAB | Kelemen |  |  | 10/31/2019 |  | 10/31/24 |  |  | NO | YES |  |  |  |  | GE MEDICAL SYSTEMS 11208245 RT918290002SA |  |  | Active |  | 99:99:99:99:99:99 |  | Accessory | PAAR:00-PVAR | 10/31/2019 | 10/31/2019 | COOPER UNIVERSITY HOSPITAL |  |  | CCL - Med Room (TTX 8671) | WOT00000001563291 | LINDA BEAN | Performance Verification | Closed | Michael Youch | 10/31/2019 | 10/31/2019 | Performance Verification for GE MEDICAL SYSTEMS 11208245 RT918290002SA | Initial Install of Performance Verification. Device is ready for patient use. |  |  | 10/31/2019 | 10/31/2019
|  | GE HEALTHCARE | APEXPRO CH | TRANSMITTER, TELEMETRY | RT918290001SA | NEURO/ORTHO/MEDSURG/7 PAV | Kelemen |  |  | 10/31/2019 |  | 10/31/24 |  |  | NO | YES |  |  |  |  | GE MEDICAL SYSTEMS 11208244 RT918290001SA |  |  | Active |  | 99:99:99:99:99:99 |  | Accessory | PAAR:00-PVAR | 10/31/2019 | 10/31/2019 | COOPER UNIVERSITY HOSPITAL |  |  | TTX 8608 | WOT00000001558196 | Pam Young | Performance Verification | Closed | Michael Youch | 10/31/2019 | 10/31/2019 | Performance Verification for GE MEDICAL SYSTEMS 11208244 RT918290001SA | Initial Install of Performance Verification. Device is ready for patient use. |  |  | 10/31/2019 | 10/31/2019
|  | GE HEALTHCARE | APEXPRO CH | TRANSMITTER, TELEMETRY | RT918280094SA | NEURO/ORTHO/MEDSURG/7 PAV | Kelemen |  |  | 10/31/2019 |  | 10/31/24 |  |  | NO | YES |  |  |  |  | GE MEDICAL SYSTEMS 11208243 RT918280094SA |  |  | Active |  | 99:99:99:99:99:99 |  | Accessory | PAAR:00-PVAR | 10/31/2019 | 10/31/2019 | COOPER UNIVERSITY HOSPITAL |  |  | TTX 8607 | WOT00000001558179 | Pam Young | Performance Verification | Closed | Michael Youch | 10/31/2019 | 10/31/2019 | CEID Record Completion for GE MEDICAL SYSTEMS 11208243 RT918280094SA | Inventoried, documented, programmed channel, verified. | EXP1595943 | Labor | 10/31/2019 | 10/31/2019 | Michael Youch
|  | GE HEALTHCARE | APEXPRO CH | TRANSMITTER, TELEMETRY | RT918260118SA | INCU - KELEMEN S10 | Kelemen |  |  | 10/31/2019 |  | 10/31/24 |  |  | NO | YES |  |  |  |  | GE MEDICAL SYSTEMS 11208231 RT918260118SA |  |  | Active |  | 99:99:99:99:99:99 |  | Accessory | PAAR:00-PVAR | 10/31/2019 | 10/31/2019 | COOPER UNIVERSITY HOSPITAL |  |  | TTX 8541 | WOT00000001557893 | Lisa Brooks | Performance Verification | Closed | Michael Youch | 10/31/2019 | 10/31/2019 | CEID Record Completion for GE MEDICAL SYSTEMS 11208231 RT918260118SA | Inventoried, documented, programmed channel, verified. | EXP1595691 | Labor | 10/31/2019 | 10/31/2019 | Michael Youch
|  | GE HEALTHCARE | APEXPRO CH | TRANSMITTER, TELEMETRY | RT918290042SA | CARDIAC CATH LAB | Kelemen |  |  | 10/31/2019 |  | 10/31/24 |  |  | NO | YES |  |  |  |  | GE MEDICAL SYSTEMS 11208224 RT918290042SA |  |  | Active |  | 99:99:99:99:99:99 |  | Accessory | PAAR:00-PVAR | 10/31/2019 | 10/31/2019 | COOPER UNIVERSITY HOSPITAL |  |  | CCL - Med Room (TTX 8658) | WOT00000001547847 | LINDA BEAN | Performance Verification | Closed | Michael Youch | 10/31/2019 | 10/31/2019 | Performance Verification for GE MEDICAL SYSTEMS 11208224 RT918290042SA | Initial Install of Performance Verification. Device is ready for patient use. |  |  | 10/31/2019 | 10/31/2019
|  | GE HEALTHCARE | APEXPRO CH | TRANSMITTER, TELEMETRY | RT918290045SA | CARDIAC CATH LAB | Kelemen |  |  | 10/31/2019 |  | 10/31/24 |  |  | NO | YES |  |  |  |  | GE MEDICAL SYSTEMS 11208226 RT918290045SA |  |  | Active |  | 99:99:99:99:99:99 |  | Accessory | PAAR:00-PVAR | 10/31/2019 | 10/31/2019 | COOPER UNIVERSITY HOSPITAL |  |  | CCL - Med Room (TTX 8660) | WOT00000001547898 | LINDA BEAN | Performance Verification | Closed | Michael Youch | 10/31/2019 | 10/31/2019 | Performance Verification for GE MEDICAL SYSTEMS 11208226 RT918290045SA | Initial Install of Performance Verification. Device is ready for patient use. |  |  | 10/31/2019 | 10/31/2019
|  | GE HEALTHCARE | APEXPRO CH | TRANSMITTER, TELEMETRY | RT918290043SA | CARDIAC CATH LAB | Kelemen |  |  | 10/31/2019 |  | 10/31/24 |  |  | NO | YES |  |  |  |  | GE MEDICAL SYSTEMS 11208225 RT918290043SA |  |  | Active |  | 99:99:99:99:99:99 |  | Accessory | PAAR:00-PVAR | 10/31/2019 | 10/31/2019 | COOPER UNIVERSITY HOSPITAL |  |  | CCL - Med Room (TTX 8659) | WOT00000001547876 | LINDA BEAN | Performance Verification | Closed | Michael Youch | 10/31/2019 | 10/31/2019 | Performance Verification for GE MEDICAL SYSTEMS 11208225 RT918290059SA | Initial Install of Performance Verification. Device is ready for patient use. |  |  | 10/31/2019 | 10/31/2019
|  | GE HEALTHCARE | APEXPRO CH | TRANSMITTER, TELEMETRY | RT918290026SA | CARDIAC CATH LAB | Kelemen |  |  | 10/31/2019 |  | 10/31/24 |  |  | NO | YES |  |  |  |  | GE MEDICAL SYSTEMS 11208219 RT918290026SA |  |  | Active |  | 99:99:99:99:99:99 |  | Accessory | PAAR:00-PVAR | 10/31/2019 | 10/31/2019 | COOPER UNIVERSITY HOSPITAL |  |  | CCL - Med Room (TTX 8637) | WOT00000001547664 | LINDA BEAN | Performance Verification | Closed | Michael Youch | 10/31/2019 | 10/31/2019 | Performance Verification for GE MEDICAL SYSTEMS 11208219 RT918290026SA | Initial Install of Performance Verification. Device is ready for patient use. |  |  | 10/31/2019 | 10/31/2019
|  | GE HEALTHCARE | APEXPRO CH | TRANSMITTER, TELEMETRY | RT918290038SA | CARDIAC CATH LAB | Kelemen |  |  | 10/31/2019 |  | 10/31/24 |  |  | NO | YES |  |  |  |  | GE MEDICAL SYSTEMS 11208223 RT918290038SA |  |  | Active |  | 99:99:99:99:99:99 |  | Accessory | PAAR:00-PVAR | 10/31/2019 | 10/31/2019 | COOPER UNIVERSITY HOSPITAL |  |  | CCL - Med Room (TTX 8657) | WOT00000001547829 | LINDA BEAN | Performance Verification | Closed | Michael Youch | 10/31/2019 | 10/31/2019 | Performance Verification for GE MEDICAL SYSTEMS 11208223 RT918290038SA | Initial Install of Performance Verification. Device is ready for patient use. |  |  | 10/31/2019 | 10/31/2019
|  | GE HEALTHCARE | APEXPRO CH | TRANSMITTER, TELEMETRY | RT918290035SA | MED/SURG 6 PAVILION | Kelemen |  |  | 10/31/2019 |  | 10/31/24 |  |  | NO | YES |  |  |  |  | GE MEDICAL SYSTEMS 11208221 RT918290035SA |  |  | Active |  | 99:99:99:99:99:99 |  | Accessory | PAAR:00-PVAR | 10/31/2019 | 10/31/2019 | COOPER UNIVERSITY HOSPITAL |  |  | TTX 8639 | WOT00000001547798 | BRIAN OSHAUGHNESSY | Performance Verification | Closed | Michael Youch | 10/31/2019 | 10/31/2019 | Performance Verification for GE MEDICAL SYSTEMS 11208221 RT918290035SA | Initial Install of Performance Verification. Device is ready for patient use. |  |  | 10/31/2019 | 10/31/2019
|  | GE HEALTHCARE | APEXPRO CH | TRANSMITTER, TELEMETRY | RT918290030SA | CARDIAC CATH LAB | Kelemen |  |  | 10/31/2019 |  | 10/31/24 |  |  | NO | YES |  |  |  |  | GE MEDICAL SYSTEMS 11208220 RT918290030SA |  |  | Active |  | 99:99:99:99:99:99 |  | Accessory | PAAR:00-PVAR | 10/31/2019 | 10/31/2019 | COOPER UNIVERSITY HOSPITAL |  |  | CCL - Med Room (TTX 8638) | WOT00000001547779 | LINDA BEAN | Performance Verification | Closed | Michael Youch | 10/31/2019 | 10/31/2019 | CEID Record Completion for GE MEDICAL SYSTEMS 11208220 RT918290030SA | Inventoried, safety, and documentation . | EXP1494587 | Labor | 10/31/2019 | 10/31/2019 | Michael Youch
|  | GE HEALTHCARE | APEXPRO CH | TRANSMITTER, TELEMETRY | RT918300016SA | KELEMEN 8 PCU | Kelemen |  |  | 10/31/2019 |  | 10/31/24 |  |  | NO | YES |  |  |  |  | GE MEDICAL SYSTEMS 11208217 RT918300016SA |  |  | Active |  | 99:99:99:99:99:99 |  | Accessory | PAAR:00-PVAR | 10/31/2019 | 10/31/2019 | COOPER UNIVERSITY HOSPITAL |  |  | TTX 8731 | WOT00000001545281 | BYRON WELLS | Performance Verification | Closed | Michael Youch | 10/31/2019 | 10/31/2019 | Performance Verification for GE MEDICAL SYSTEMS 11208217 RT918300016SA | Initial Install of Performance Verification. Device is ready for patient use. |  |  | 10/31/2019 | 10/31/2019
|  | GE HEALTHCARE | APEXPRO CH | TRANSMITTER, TELEMETRY | RT918300015SA | KELEMEN 8 PCU | Kelemen |  |  | 10/31/2019 |  | 10/31/24 |  |  | NO | YES |  |  |  |  | GE MEDICAL SYSTEMS 11208216 RT918300015SA |  |  | Active |  | 99:99:99:99:99:99 |  | Accessory | PAAR:00-PVAR | 10/31/2019 | 10/31/2019 | COOPER UNIVERSITY HOSPITAL |  |  | TTX 8730 | WOT00000001545264 | BYRON WELLS | Performance Verification | Closed | Michael Youch | 10/31/2019 | 10/31/2019 | Performance Verification for GE MEDICAL SYSTEMS 11208216 RT918300015SA | Initial Install of Performance Verification. Device is ready for patient use. |  |  | 10/31/2019 | 10/31/2019
|  | GE HEALTHCARE | APEXPRO CH | TRANSMITTER, TELEMETRY | RT918250012SA | KELEMEN 8 PCU | Kelemen |  |  | 10/31/2019 |  | 10/31/24 |  |  | NO | YES |  |  |  |  | GE MEDICAL SYSTEMS 11208215 RT918250012SA |  |  | Active |  | 99:99:99:99:99:99 |  | Accessory | PAAR:00-PVAR | 10/31/2019 | 10/31/2019 | COOPER UNIVERSITY HOSPITAL |  |  | TTX 8728 | WOT00000001545230 | BYRON WELLS | Performance Verification | Closed | Michael Youch | 10/31/2019 | 10/31/2019 | Performance Verification for GE MEDICAL SYSTEMS 11208215 RT918250012SA | Initial Install of Performance Verification. Device is ready for patient use. |  |  | 10/31/2019 | 10/31/2019
|  | GE HEALTHCARE | APEXPRO CH | TRANSMITTER, TELEMETRY | RT918260011SA | KELEMEN 8 PCU | Kelemen |  |  | 10/31/2019 |  | 10/31/24 |  |  | NO | YES |  |  |  |  | GE MEDICAL SYSTEMS 11208214 RT918260011SA |  |  | Active |  | 99:99:99:99:99:99 |  | Accessory | PAAR:00-PVAR | 10/31/2019 | 10/31/2019 | COOPER UNIVERSITY HOSPITAL |  |  | TTX 8726 | WOT00000001545224 | BYRON WELLS | Performance Verification | Closed | Michael Youch | 10/31/2019 | 10/31/2019 | Performance Verification for GE MEDICAL SYSTEMS 11208214 RT918260011SA | Initial Install of Performance Verification. Device is ready for patient use. |  |  | 10/31/2019 | 10/31/2019
|  | GE HEALTHCARE | APEXPRO CH | TRANSMITTER, TELEMETRY | RT918300002SA | KELEMEN 8 PCU | Kelemen |  |  | 10/31/2019 |  | 10/31/24 |  |  | NO | YES |  |  |  |  | GE MEDICAL SYSTEMS 11208213 RT918300002SA |  |  | Active |  | 99:99:99:99:99:99 |  | Accessory | PAAR:00-PVAR | 10/31/2019 | 10/31/2019 | COOPER UNIVERSITY HOSPITAL |  |  | TTX 8723 | WOT00000001545202 | BYRON WELLS | Performance Verification | Closed | Michael Youch | 10/31/2019 | 10/31/2019 | Performance Verification for GE MEDICAL SYSTEMS 11208213 RT918300002SA | Initial Install of Performance Verification. Device is ready for patient use. |  |  | 10/31/2019 | 10/31/2019
|  | GE HEALTHCARE | APEXPRO CH | TRANSMITTER, TELEMETRY | RT918230328SA | KELEMEN 8 PCU | Kelemen |  |  | 10/31/2019 |  | 10/31/24 |  |  | NO | YES |  |  |  |  | GE MEDICAL SYSTEMS 11208211 RT918230328SA |  |  | Active |  | 99:99:99:99:99:99 |  | Accessory | PAAR:00-PVAR | 10/31/2019 | 10/31/2019 | COOPER UNIVERSITY HOSPITAL |  |  | TTX 8721 | WOT00000001545135 | BYRON WELLS | Performance Verification | Closed | Michael Youch | 10/31/2019 | 10/31/2019 | CEID Record Completion for GE MEDICAL SYSTEMS 11208211 RT918230328SA | Inventoried, safety, and documentation . | EXP1494325 | Labor | 10/31/2019 | 10/31/2019 | Michael Youch
|  | GE HEALTHCARE | APEXPRO CH | TRANSMITTER, TELEMETRY | RT918280047SA | CARDIAC CATH LAB | Kelemen |  |  | 10/31/2019 |  | 10/31/24 |  |  | NO | YES |  |  |  |  | GE MEDICAL SYSTEMS 11208210 RT918280047SA |  |  | Active |  | 99:99:99:99:99:99 |  | Accessory | PAAR:00-PVAR | 10/31/2019 | 10/31/2019 | COOPER UNIVERSITY HOSPITAL |  |  | CCL - Med Room (TTX 8670) | WOT00000001544795 | LINDA BEAN | Performance Verification | Closed | Michael Youch | 10/31/2019 | 10/31/2019 | Performance Verification for GE MEDICAL SYSTEMS 11208210 RT9182800047SA | Initial Install of Performance Verification. Device is ready for patient use. |  |  | 10/31/2019 | 10/31/2019
|  | GE HEALTHCARE | APEXPRO CH | TRANSMITTER, TELEMETRY | RT918270109SA | KELEMEN 8 PCU | Kelemen |  |  | 10/31/2019 |  | 10/31/24 |  |  | NO | YES |  |  |  |  | GE MEDICAL SYSTEMS 11208206 RT918270109SA |  |  | Active |  | 99:99:99:99:99:99 |  | Accessory | PAAR:00-PVAR | 10/31/2019 | 10/31/2019 | COOPER UNIVERSITY HOSPITAL |  |  | TTX 8666 | WOT00000001544698 | BYRON WELLS | Performance Verification | Closed | Michael Youch | 10/31/2019 | 10/31/2019 | Performance Verification for GE MEDICAL SYSTEMS 11208206 RT918270109SA | Initial Install of Performance Verification. Device is ready for patient use. |  |  | 10/31/2019 | 10/31/2019
|  | GE HEALTHCARE | APEXPRO CH | TRANSMITTER, TELEMETRY | RT918300012SA | KELEMEN 8 PCU | Kelemen |  |  | 10/31/2019 |  | 10/31/24 |  |  | NO | YES |  |  |  |  | GE MEDICAL SYSTEMS 11208201 RT918300012SA |  |  | Active |  | 99:99:99:99:99:99 |  | Accessory | PAAR:00-PVAR | 10/31/2019 | 10/31/2019 | COOPER UNIVERSITY HOSPITAL |  |  | TTX 8745 | WOT00000001543318 | BYRON WELLS | Performance Verification | Closed | Michael Youch | 10/31/2019 | 10/31/2019 | Performance Verification for GE MEDICAL SYSTEMS 11208201 RT918300012xSA | Initial Install of Performance Verification. Device is ready for patient use. |  |  | 10/31/2019 | 10/31/2019
|  | GE HEALTHCARE | APEXPRO CH | TRANSMITTER, TELEMETRY | RT918270022SA | CDU - CLINICAL DECISION UNIT-9 KELEMEN | Kelemen |  |  | 10/31/2019 |  | 10/31/24 |  |  | NO | YES |  |  |  |  | GE MEDICAL SYSTEMS 11208169 RT918270022SA |  |  | Active |  | 99:99:99:99:99:99 |  | Accessory | PAAR:00-PVAR | 10/31/2019 | 10/31/2019 | COOPER UNIVERSITY HOSPITAL |  |  | TTX 8646 | WOT00000001170428 | KAREN GRUBER | Performance Verification | Closed | Michael Youch | 10/31/2019 | 10/31/2019 | Performance Verification for GE MEDICAL SYSTEMS 11208169 RT918270022SA | Initial Install of Performance Verification. Device is ready for patient use. |  |  | 10/31/2019 | 10/31/2019
|  | GE HEALTHCARE | APEXPRO CH | TRANSMITTER, TELEMETRY | RT910254187GA | KELEMEN 8 PCU | Kelemen |  |  | 10/31/2019 |  | 10/31/24 |  |  | NO | YES |  |  |  |  | GE MEDICAL SYSTEMS 11208172 RT910254187GA |  |  | Active |  | 99:99:99:99:99:99 |  | Accessory | PAAR:00-PVAR | 10/31/2019 | 10/31/2019 | COOPER UNIVERSITY HOSPITAL |  |  | TTX 8531 | WOT00000001176113 | BYRON WELLS | Performance Verification | Closed | Michael Youch | 10/31/2019 | 10/31/2019 | Performance Verification for GE MEDICAL SYSTEMS 11208172 RT910254187GA | Initial Install of Performance Verification. Device is ready for patient use. |  |  | 10/31/2019 | 10/31/2019
|  | GE HEALTHCARE | APEXPRO CH | TRANSMITTER, TELEMETRY | RT918270074SA | CDU - CLINICAL DECISION UNIT-9 KELEMEN | Kelemen |  |  | 10/31/2019 |  | 10/31/24 |  |  | NO | YES |  |  |  |  | GE MEDICAL SYSTEMS 11208167 RT918270074SA |  |  | Active |  | 99:99:99:99:99:99 |  | Accessory | PAAR:00-PVAR | 10/31/2019 | 10/31/2019 | COOPER UNIVERSITY HOSPITAL |  |  | TTX 8644 | WOT00000001170381 | KAREN GRUBER | Performance Verification | Closed | Michael Youch | 10/31/2019 | 10/31/2019 | Performance Verification for GE MEDICAL SYSTEMS 11208167 RT918270074SA | Initial Install of Performance Verification. Device is ready for patient use. |  |  | 10/31/2019 | 10/31/2019
|  | GE HEALTHCARE | APEXPRO CH | TRANSMITTER, TELEMETRY | RT918270039SA | CDU - CLINICAL DECISION UNIT-9 KELEMEN | Kelemen |  |  | 10/31/2019 |  | 10/31/24 |  |  | NO | YES |  |  |  |  | GE MEDICAL SYSTEMS 11208165 RT918270039SA |  |  | Active |  | 99:99:99:99:99:99 |  | Accessory | PAAR:00-PVAR | 10/31/2019 | 10/31/2019 | COOPER UNIVERSITY HOSPITAL |  |  | TTX 8642 | WOT00000001170340 | KAREN GRUBER | Performance Verification | Closed | Michael Youch | 10/31/2019 | 10/31/2019 | Performance Verification for GE MEDICAL SYSTEMS 11208165 RT918270039SA | Initial Install of Performance Verification. Device is ready for patient use. |  |  | 10/31/2019 | 10/31/2019
|  | GE HEALTHCARE | APEXPRO CH | TRANSMITTER, TELEMETRY | RT918270008SA | CDU - CLINICAL DECISION UNIT-9 KELEMEN | Kelemen |  |  | 10/31/2019 |  | 10/31/24 |  |  | NO | YES |  |  |  |  | GE MEDICAL SYSTEMS 11208164 RT918270008SA |  |  | Active |  | 99:99:99:99:99:99 |  | Accessory | PAAR:00-PVAR | 10/31/2019 | 10/31/2019 | COOPER UNIVERSITY HOSPITAL |  |  | TTX 8641 | WOT00000001170311 | KAREN GRUBER | Performance Verification | Closed | Michael Youch | 10/31/2019 | 10/31/2019 | Performance Verification for GE MEDICAL SYSTEMS 11208164 RT918270008SA | Initial Install of Performance Verification. Device is ready for patient use. |  |  | 10/31/2019 | 10/31/2019
|  | GE HEALTHCARE | APEXPRO CH | TRANSMITTER, TELEMETRY | RT918270048SA | CDU - CLINICAL DECISION UNIT-9 KELEMEN | Kelemen |  |  | 10/31/2019 |  | 10/31/24 |  |  | NO | YES |  |  |  |  | GE MEDICAL SYSTEMS 11208163 RT918270048SA |  |  | Active |  | 99:99:99:99:99:99 |  | Accessory | PAAR:00-PVAR | 10/31/2019 | 10/31/2019 | COOPER UNIVERSITY HOSPITAL |  |  | TTX 8647 | WOT00000001170277 | KAREN GRUBER | Performance Verification | Closed | Michael Youch | 10/31/2019 | 10/31/2019 | Performance Verification for GE MEDICAL SYSTEMS 11208163 RT918270048SA | Initial Install of Performance Verification. Device is ready for patient use. |  |  | 10/31/2019 | 10/31/2019
|  | GE HEALTHCARE | APEXPRO CH | TRANSMITTER, TELEMETRY | RT918260098SA | CDU - CLINICAL DECISION UNIT-9 KELEMEN | Kelemen |  |  | 10/31/2019 |  | 10/31/24 |  |  | NO | YES |  |  |  |  | GE MEDICAL SYSTEMS 11208158 RT918260098SA |  |  | Active |  | 99:99:99:99:99:99 |  | Accessory | PAAR:00-PVAR | 10/31/2019 | 10/31/2019 | COOPER UNIVERSITY HOSPITAL |  |  | TTX 8595 | WOT00000001169953 | KAREN GRUBER | Performance Verification | Closed | Richard Jolly | 10/31/2019 | 10/31/2019 | Performance Verification for GE MEDICAL SYSTEMS 11208158 Rt918260098sa | Initial Install of Performance Verification. Device is ready for patient use. |  |  | 10/31/2019 | 10/31/2019
|  | GE HEALTHCARE | APEXPRO CH | TRANSMITTER, TELEMETRY | RT907152237GA |  | Kelemen | [7 empty] | NO | YES
|  | GE HEALTHCARE | APEXPRO CH | TRANSMITTER, TELEMETRY | Rt907039725ga |  | Kelemen | [7 empty] | NO | YES
|  | GE HEALTHCARE | APEXPRO CH | TRANSMITTER, TELEMETRY | RT912364419GA | KELEMEN 8 PCU | Kelemen |  |  | 09/01/2012 |  | 9/1/17 |  |  | NO | YES |  |  |  |  | GE MEDICAL SYSTEMS 10725739 RT912364419GA |  |  | Active |  | 99:99:99:99:99:99 |  | Accessory | PAAR:00-PVAR | 11/02/2019 |  | COOPER UNIVERSITY HOSPITAL |  |  | TTX 8562 | WOT00000001322558 | BYRON WELLS | Repair | Closed | Michael Youch | 08/26/2018 | 11/06/2018 | not powering up | cleaned battery contacts, verified, RTS. | EXP1187285 | Labor | 08/27/2018 | 08/27/2018 | Michael Youch
|  | GE HEALTHCARE | APEXPRO CH | TRANSMITTER, TELEMETRY | RT913494226GA |  | Kelemen | [7 empty] | NO | YES
|  | GE HEALTHCARE | APEXPRO CH | TRANSMITTER, TELEMETRY | RT917120228SA | KELEMEN 8 PCU | Kelemen |  |  | 06/07/2017 |  | 6/7/22 |  |  | NO | YES |  |  |  |  | GE MEDICAL SYSTEMS 10725628 RT917120228SA |  |  | Active |  | 99:99:99:99:99:99 |  | Accessory | PAAR:00-PVAR | 10/31/2019 |  | COOPER UNIVERSITY HOSPITAL |  |  |  | 0011913534 | BYRON WELLS | Preventative Maintenance | Closed | Michael Youch | 07/20/2017 | 07/20/2017 | PERFORMANCE ASSURANCE AT INVENTORY | INVENTORIED DEVICE AND ENSURED DEVICE WAS FUNCTIONING PROPERLY. | 113C76BC-51E3-49CD-BB99-90ECCED282B0 | Labor | 07/20/2017 | 07/20/2017 | Michael Youch
|  | GE HEALTHCARE | APEXPRO CH | TRANSMITTER, TELEMETRY | RT906529400GA | KELEMEN 8 PCU | Kelemen |  |  | 06/29/2017 |  | 6/29/22 |  |  | NO | YES |  |  |  |  | GE MEDICAL SYSTEMS 10725629 RT906529400GA |  |  | Active |  | 99:99:99:99:99:99 |  | Accessory | PAAR:00-PVAR | 10/31/2019 |  | COOPER UNIVERSITY HOSPITAL |  |  |  | 0011863080 | BYRON WELLS | Performance Verification | Closed | Michael Youch | 06/29/2017 | 06/29/2017 | INCOMING INVENTORY | DEVICE INVENTORIED | 4F5CCCC2-605E-47EF-89A5-EEF76DADB94A | Labor | 06/29/2017 | 06/29/2017 | Michael Youch
|  | GE HEALTHCARE | APEXPRO CH | TRANSMITTER, TELEMETRY | RT917120219SA | NEURO/ORTHO/MEDSURG/7 PAV | Pavilion |  |  | 06/07/2017 |  | 6/7/22 |  |  | NO | YES |  |  |  |  | GE MEDICAL SYSTEMS 10725626 RT917120219SA |  |  | Active |  | 99:99:99:99:99:99 |  | Accessory | PAAR:00-PVAR | 10/31/2019 |  | COOPER UNIVERSITY HOSPITAL |  |  |  | 0011913453 | Pam Young | Performance Verification | Closed | Michael Youch | 07/20/2017 | 07/20/2017 | INCOMING INVENTORY | DEVICE INVENTORIED | B6E3D6D1-93D7-4CB3-963B-6D9DD87C4C15 | Labor | 07/20/2017 | 07/20/2017 | Michael Youch
|  | GE HEALTHCARE | APEXPRO CH | TRANSMITTER, TELEMETRY | RT917120213SA | NEURO/ORTHO/MEDSURG/7 PAV | Pavilion |  |  | 03/20/2017 |  | 3/20/22 |  |  | NO | YES |  |  |  |  | GE MEDICAL SYSTEMS 10725624 RT917120213SA |  |  | Active |  | 99:99:99:99:99:99 |  | Accessory | PAAR:00-PVAR | 10/31/2019 |  | COOPER UNIVERSITY HOSPITAL |  |  |  | 0012141511 | Pam Young | Performance Verification | Closed | Michael Youch | 09/07/2017 | 09/07/2017 | INCOMING INVENTORY | DEVICE INVENTORIED | F5259BA0-3E8F-45F1-A8DA-B323FEFE36EE | Labor | 09/07/2017 | 09/07/2017 | Bonnie Aichroth
|  | GE HEALTHCARE | APEXPRO CH | TRANSMITTER, TELEMETRY | RT917120208SA | NEURO/ORTHO/MEDSURG/7 PAV | Pavilion |  |  | 03/20/2017 |  | 3/20/22 |  |  | NO | YES |  |  |  |  | GE MEDICAL SYSTEMS 10725622 RT917120208SA |  |  | Active |  | 99:99:99:99:99:99 |  | Accessory | PAAR:00-PVAR | 10/31/2019 |  | COOPER UNIVERSITY HOSPITAL |  |  |  | 0012141496 | Pam Young | Performance Verification | Closed | Michael Youch | 09/07/2017 | 09/07/2017 | INCOMING INVENTORY | DEVICE INVENTORIED | D28BF8E9-C84D-4410-954C-4093A19D2033 | Labor | 09/07/2017 | 09/07/2017 | Bonnie Aichroth
|  | GE HEALTHCARE | APEXPRO CH | TRANSMITTER, TELEMETRY | RT917120206SA | KELEMEN 8 PCU | Kelemen |  |  | 06/07/2017 |  | 6/7/22 |  |  | NO | YES |  |  |  |  | GE MEDICAL SYSTEMS 10725609 RT917120206SA |  |  | Active |  | 99:99:99:99:99:99 |  | Accessory | PAAR:00-PVAR | 10/31/2019 |  | COOPER UNIVERSITY HOSPITAL |  |  |  | 0012158898 | BYRON WELLS | Preventative Maintenance | Closed | Richard Jolly | 09/14/2017 | 09/14/2017 | PERFORMANCE ASSURANCE AT INVENTORY | INVENTORIED DEVICE AND ENSURED DEVICE WAS FUNCTIONING PROPERLY. | 55FF2BBF-93E2-4815-8C71-D83DAE9876C0 | Labor | 06/07/2017 | 06/07/2017 | Richard Jolly
|  | GE HEALTHCARE | APEXPRO CH | TRANSMITTER, TELEMETRY | RT917120188SA | KELEMEN 8 PCU | Kelemen |  |  | 06/07/2017 |  | 6/7/22 |  |  | NO | YES |  |  |  |  | GE MEDICAL SYSTEMS 10725606 RT917120188SA |  |  | Active |  | 99:99:99:99:99:99 |  | Accessory | PAAR:00-PVAR | 10/31/2019 |  | COOPER UNIVERSITY HOSPITAL |  |  |  | 0012158880 | BYRON WELLS | Preventative Maintenance | Closed | Richard Jolly | 09/14/2017 | 09/14/2017 | PERFORMANCE ASSURANCE AT INVENTORY | INVENTORIED DEVICE AND ENSURED DEVICE WAS FUNCTIONING PROPERLY. | 7AE5FD18-9853-47BB-8688-0C41DA898B92 | Labor | 06/07/2017 | 06/07/2017 | Richard Jolly
|  | GE HEALTHCARE | APEXPRO CH | TRANSMITTER, TELEMETRY | RT917120183SA | KELEMEN 8 PCU | Kelemen |  |  | 06/07/2017 |  | 6/7/22 |  |  | NO | YES |  |  |  |  | GE MEDICAL SYSTEMS 10725604 RT917120183SA |  |  | Active |  | 99:99:99:99:99:99 |  | Accessory | PAAR:00-PVAR | 10/31/2019 |  | COOPER UNIVERSITY HOSPITAL |  |  |  | 0012158867 | BYRON WELLS | Preventative Maintenance | Closed | Richard Jolly | 09/14/2017 | 09/14/2017 | PERFORMANCE ASSURANCE AT INVENTORY | INVENTORIED DEVICE AND ENSURED DEVICE WAS FUNCTIONING PROPERLY. | D8BE7E53-69D2-4BA7-A08E-4FBC0F295D33 | Labor | 06/07/2017 | 06/07/2017 | Richard Jolly
|  | GE HEALTHCARE | APEXPRO CH | TRANSMITTER, TELEMETRY | RT917120198SA | INCU - KELEMEN S10 | Kelemen |  |  | 06/07/2017 |  | 6/7/22 |  |  | NO | YES |  |  |  |  | GE MEDICAL SYSTEMS 10725591 RT917120198SA |  |  | Active |  | 99:99:99:99:99:99 |  | Accessory | PAAR:00-PVAR | 10/31/2019 |  | COOPER UNIVERSITY HOSPITAL |  |  | S 10 | 0012157783 | Lisa Brooks | Performance Verification | Closed | Richard Jolly | 09/13/2017 | 09/13/2017 | INCOMING INVENTORY | DEVICE INVENTORIED | 1C2DA2D1-48B2-4899-9EA4-D052BF18996B | Labor | 09/13/2017 | 09/13/2017 | Bonnie Aichroth
|  | GE HEALTHCARE | APEXPRO CH | TRANSMITTER, TELEMETRY | RT913240877GA | KELEMEN 8 PCU | Kelemen |  |  | 07/25/2013 |  | 7/25/18 |  |  | NO | YES |  |  |  |  | GE MEDICAL SYSTEMS 10725579 RT913240877GA |  |  | Disposition |  | 99:99:99:99:99:99 |  | Equipment | PAAR:00-PVAR | 11/02/2019 |  | COOPER UNIVERSITY HOSPITAL |  |  | stopped working, replaced w/11208248 | WOT00000001080279 | BYRON WELLS | Repair | Closed | Michael Youch | 06/27/2018 | 07/18/2018 | broken | repaired battery connection, verified, RTS | EXP0932960 | Labor | 06/28/2018 | 06/28/2018 | Michael Youch
|  | GE HEALTHCARE | APEXPRO CH | TRANSMITTER, TELEMETRY | RT917120151SA | MED/SURG 6 PAVILION | Kelemen |  |  | 06/07/2017 |  | 6/7/22 |  |  | NO | YES |  |  |  |  | GE MEDICAL SYSTEMS 10725571 RT917120151SA |  |  | Active |  | 99:99:99:99:99:99 |  | Accessory | PAAR:00-PVAR | 10/31/2019 |  | COOPER UNIVERSITY HOSPITAL |  |  |  | 0011746296 | BRIAN OSHAUGHNESSY | Performance Verification | Closed | Bonnie Aichroth | 06/08/2017 | 06/08/2017 | INCOMING INVENTORY | DEVICE INVENTORIED | 3787C014-8682-43B1-A4A9-25B75F2DE4F0 | Labor | 06/08/2017 | 06/08/2017 | Bonnie Aichroth
|  | GE HEALTHCARE | APEXPRO CH | TRANSMITTER, TELEMETRY | RT917120164SA | MED/SURG 6 PAVILION | Pavilion |  |  | 06/07/2017 |  | 6/7/22 |  |  | NO | YES |  |  |  |  | GE MEDICAL SYSTEMS 10725569 RT917120164SA |  |  | Disposition |  | 99:99:99:99:99:99 |  | Accessory | PAAR:00-PVAR | 10/16/2019 |  | COOPER UNIVERSITY HOSPITAL |  |  |  | 0011746291 | BRIAN OSHAUGHNESSY | Performance Verification | Closed | Bonnie Aichroth | 06/08/2017 | 06/08/2017 | INCOMING INVENTORY | DEVICE INVENTORIED | B3144146-B30E-4EEC-9024-2D04BB141B66 | Labor | 06/08/2017 | 06/08/2017 | Bonnie Aichroth
|  | GE HEALTHCARE | APEXPRO CH | TRANSMITTER, TELEMETRY | RT918280046SA |  | Pavilion | [7 empty] | NO | YES
|  | GE HEALTHCARE | APEXPRO CH | TRANSMITTER, TELEMETRY | RT911175916GA | CARDIAC CATH LAB | Kelemen |  |  | 01/01/1900 |  |  |  |  | NO | YES |  |  |  |  | GE MEDICAL SYSTEMS 10369228 RT911175916GA |  |  | Active |  | 99:99:99:99:99:99 |  | Accessory | PAAR:00-PVAR | 11/02/2019 |  | COOPER UNIVERSITY HOSPITAL |  |  | CCL - Med Room (TTX 8697) | WOT00000001565342 | LINDA BEAN | Cyber Remediation | Closed | Stephen Zubrzycki | 10/11/2018 | 10/12/2018 | SFT000240 GE Apex Pro Wannacry Patch | This activity was created in error. Only the CIC devices should have received WOs. A new Activity will be issued for ONLY the Apex Pro CIC devices Updated by: Annette Richard This activity was created in error. Only the CIC devices should have received WOs. A new Activity will be issued for ONLY the Apex Pro CIC devices Updated by: Annette Richard
|  | GE HEALTHCARE | APEXPRO CH | TRANSMITTER, TELEMETRY | RT911175923GA | CARDIAC CATH LAB | Kelemen |  |  | 01/01/1900 |  |  |  |  | NO | YES |  |  |  |  | GE MEDICAL SYSTEMS 10369229 RT911175923GA |  |  | Active |  | 99:99:99:99:99:99 |  | Accessory | PAAR:00-PVAR | 11/02/2019 |  | COOPER UNIVERSITY HOSPITAL |  |  | CCL - Med Room (TTX 8705) | WOT00000001183152 | LINDA BEAN | Repair | Closed | Stephen Zubrzycki | 07/20/2018 | 07/30/2018 | not turning on or lighting up, changed the batteries | Analyzed unit. Covering was loose and was shorting out board. Reconnected and resoldered. VPO of unit. | EXP0969936 | Labor | 07/23/2018 | 07/23/2018 | Stephen Zubrzycki
|  | GE HEALTHCARE | APEXPRO CH | TRANSMITTER, TELEMETRY | RT911175925GA | CARDIAC CATH LAB | Kelemen |  |  | 05/06/2015 |  | 5/6/20 |  |  | NO | YES |  |  |  |  | GE MEDICAL SYSTEMS 10369227 RT911175925GA |  |  | Active |  | 99:99:99:99:99:99 |  | Accessory | PAAR:00-PVAR | 10/31/2019 |  | COOPER UNIVERSITY HOSPITAL |  |  | CCL - Med Room (TTX 8711) | WOT00000000945411 | LINDA BEAN | Disposition | Closed | Stephen Zubrzycki | 05/22/2018 | 06/25/2018 | Equipment Disposition | CNL unit. Dept said they only have 5 transmitters and I found all of them. | EXP0609714 | Labor | 05/22/2018 | 05/22/2018 | Stephen Zubrzycki
|  | GE HEALTHCARE | APEXPRO CH | TRANSMITTER, TELEMETRY |  |  | Kelemen | [7 empty] | NO | YES
|  | GE HEALTHCARE | APEXPRO CH | TRANSMITTER, TELEMETRY | Rt917120214SA |  | Pavilion | [7 empty] | NO | YES
|  | GE HEALTHCARE | APEXPRO CH | TRANSMITTER, TELEMETRY |  |  | Kelemen | [7 empty] | NO | YES
|  | GE HEALTHCARE | APEXPRO CH | TRANSMITTER, TELEMETRY | Rt909471687ga |  | Kelemen | [7 empty] | NO | YES
|  | GE HEALTHCARE | APEXPRO CH | TRANSMITTER, TELEMETRY | RT915499132GA | KELEMEN 8 PCU | Kelemen |  |  | 11/02/2019 |  | 11/2/24 |  |  | NO | YES |  |  |  |  | GE MEDICAL SYSTEMS 30142798 RT915499132GA |  |  | Active |  | 99:99:99:99:99:99 |  | Accessory | PAAR:00-PVAR | 11/02/2019 | 11/02/2019 | COOPER UNIVERSITY HOSPITAL |  |  | PCU/8N MONITOR RM |  | BYRON WELLS |  |  |  | 11/02/2019 | 11/02/2019 |  |  |  |  | 11/02/2019 | 11/02/2019
|  | GE HEALTHCARE | APEXPRO CH | TRANSMITTER, TELEMETRY | RT910254191GA | INCU - KELEMEN S10 | Pavilion |  |  | 11/02/2019 |  | 11/2/24 |  |  | NO | YES |  |  |  |  | GE MEDICAL SYSTEMS 30142788 RT910254191GA |  |  | Active |  | 99:99:99:99:99:99 |  | Accessory | PAAR:00-PVAR | 11/02/2019 | 11/02/2019 | COOPER UNIVERSITY HOSPITAL |  |  | Pav 6 |  | Lisa Brooks |  |  |  | 11/02/2019 | 11/02/2019 |  |  |  |  | 11/02/2019 | 11/02/2019
|  | GE HEALTHCARE | APEXPRO CH | TRANSMITTER, TELEMETRY | RT910254102GA | MED/SURG 6 PAVILION | Pavilion |  |  | 11/02/2019 |  | 11/2/24 |  |  | NO | YES |  |  |  |  | GE MEDICAL SYSTEMS 30142776 RT910254102GA |  |  | Active |  | 99:99:99:99:99:99 |  | Accessory | PAAR:00-PVAR | 11/02/2019 | 11/02/2019 | COOPER UNIVERSITY HOSPITAL |  |  | PCU/8N MONITOR RM |  | BRIAN OSHAUGHNESSY |  |  |  | 11/02/2019 | 11/02/2019 |  |  |  |  | 11/02/2019 | 11/02/2019
|  | GE HEALTHCARE | APEXPRO CH | TRANSMITTER, TELEMETRY | RT912344227GA |  | Pavilion | [7 empty] | NO | YES
|  | GE HEALTHCARE | CARESCAPE T14 | TRANSMITTER, TELEMETRY | SE318370090SA | PAVILION 8 | Pavilion |  |  | 10/31/2019 |  | 10/31/24 |  |  | NO | YES |  |  |  |  | GE MEDICAL SYSTEMS 11208312 SE318370090SA |  |  | Active |  | 99:99:99:99:99:99 |  | Equipment | PAAR:00-PVAR | 10/31/2019 | 10/31/2019 | COOPER UNIVERSITY HOSPITAL |  |  | TTX 10028 | WOT00000001591840 | BRIAN OSHAUGHNESSY | Performance Verification | Closed | Michael Youch | 10/31/2019 | 10/31/2019 | Performance Verification for GE MEDICAL SYSTEMS 11208312 SE318370090SA | Initial Install of Performance Verification. Device is ready for patient use. |  |  | 10/31/2019 | 10/31/2019
|  | GE HEALTHCARE | CARESCAPE T14 | TRANSMITTER, TELEMETRY | SE318370068SA | CHIP - 9 PAVILION | Pavilion |  |  | 10/31/2019 |  | 10/31/24 |  |  | NO | YES |  |  |  |  | GE MEDICAL SYSTEMS 11208305 SE318370068SA |  |  | Active |  | 99:99:99:99:99:99 |  | Equipment | PAAR:00-PVAR | 10/31/2019 | 10/31/2019 | COOPER UNIVERSITY HOSPITAL |  |  |  | WOT00000001591814 | KIM HUMMEL | Performance Verification | Closed | Michael Youch | 10/31/2019 | 10/31/2019 | Performance Verification for GE MEDICAL SYSTEMS 11208305 SE318370068SA | Initial Install of Performance Verification. Device is ready for patient use. |  |  | 10/31/2019 | 10/31/2019
|  | GE HEALTHCARE | CARESCAPE T14 | TRANSMITTER, TELEMETRY | SE318370071SA | MD ANDERSON INPATIENT ONCOLOGY | Pavilion |  |  | 10/31/2019 |  | 10/31/24 |  |  | NO | YES |  |  |  |  | GE MEDICAL SYSTEMS 11208308 SE318370071SA |  |  | Active |  | 99:99:99:99:99:99 |  | Equipment | PAAR:00-PVAR | 10/31/2019 | 10/31/2019 | COOPER UNIVERSITY HOSPITAL |  |  | P5 - TTX 10089 | WOT00000001591827 | MIRIAM ZIEGLER | Performance Verification | Closed | Michael Youch | 10/31/2019 | 10/31/2019 | Performance Verification for GE MEDICAL SYSTEMS 11208308 SE318370071SA | Initial Install of Performance Verification. Device is ready for patient use. |  |  | 10/31/2019 | 10/31/2019
|  | GE HEALTHCARE | CARESCAPE T14 | TRANSMITTER, TELEMETRY | SE318370074SA | CHIP - 9 PAVILION | Kelemen |  |  | 10/31/2019 |  | 10/31/24 |  |  | NO | YES |  |  |  |  | GE MEDICAL SYSTEMS 11208310 SE318370074SA |  |  | Active |  | 99:99:99:99:99:99 |  | Equipment | PAAR:00-PVAR | 10/31/2019 | 10/31/2019 | COOPER UNIVERSITY HOSPITAL |  |  |  | WOT00000001591833 | KIM HUMMEL | Performance Verification | Closed | Michael Youch | 10/31/2019 | 10/31/2019 | Performance Verification for GE MEDICAL SYSTEMS 11208310 SE318370074SA | Initial Install of Performance Verification. Device is ready for patient use. |  |  | 10/31/2019 | 10/31/2019
|  | GE HEALTHCARE | CARESCAPE T14 | TRANSMITTER, TELEMETRY | SE318370073SA | CHIP - 9 PAVILION | Kelemen |  |  | 10/31/2019 |  | 10/31/24 |  |  | NO | YES |  |  |  |  | GE MEDICAL SYSTEMS 11208309 SE318370073SA |  |  | Active |  | 99:99:99:99:99:99 |  | Equipment | PAAR:00-PVAR | 10/31/2019 | 10/31/2019 | COOPER UNIVERSITY HOSPITAL |  |  |  | WOT00000001591829 | KIM HUMMEL | Performance Verification | Closed | Michael Youch | 10/31/2019 | 10/31/2019 | Performance Verification for GE MEDICAL SYSTEMS 11208309 SE318370073SA | Initial Install of Performance Verification. Device is ready for patient use. |  |  | 10/31/2019 | 10/31/2019
|  | GE HEALTHCARE | CARESCAPE T14 | TRANSMITTER, TELEMETRY | SE318370070SA | KELEMEN 9 | Kelemen |  |  | 10/31/2019 |  | 10/31/24 |  |  | NO | YES |  |  |  |  | GE MEDICAL SYSTEMS 11208307 SE318370070SA |  |  | Active |  | 99:99:99:99:99:99 |  | Equipment | PAAR:00-PVAR | 10/31/2019 | 10/31/2019 | COOPER UNIVERSITY HOSPITAL |  |  | TTX 10106 | WOT00000001591824 | LAURA ZIMMERMAN | Performance Verification | Closed | Michael Youch | 10/31/2019 | 10/31/2019 | CEID Record Completion for GE MEDICAL SYSTEMS 11208307 SE318370070SA | Inventoried, documented, programmed channel, verified. | EXP1597179 | Labor | 10/31/2019 | 10/31/2019 | Michael Youch
|  | GE HEALTHCARE | CARESCAPE T14 | TRANSMITTER, TELEMETRY | SE318370069SA | MD ANDERSON INPATIENT ONCOLOGY | Pavilion |  |  | 10/31/2019 |  | 10/31/24 |  |  | NO | YES |  |  |  |  | GE MEDICAL SYSTEMS 11208306 SE318370069SA |  |  | Active |  | 99:99:99:99:99:99 |  | Equipment | PAAR:00-PVAR | 10/31/2019 | 10/31/2019 | COOPER UNIVERSITY HOSPITAL |  |  | P5 - (Biomed) TTX 10051 | WOT00000001591817 | MIRIAM ZIEGLER | Performance Verification | Closed | Michael Youch | 10/31/2019 | 10/31/2019 | Performance Verification for GE MEDICAL SYSTEMS 11208306 SE318370069SA | Initial Install of Performance Verification. Device is ready for patient use. |  |  | 10/31/2019 | 10/31/2019
|  | GE HEALTHCARE | CARESCAPE T14 | TRANSMITTER, TELEMETRY | SE318370064SA | CHIP - 9 PAVILION | Pavilion |  |  | 10/31/2019 |  | 10/31/24 |  |  | NO | YES |  |  |  |  | GE MEDICAL SYSTEMS 11208302 SE318370064SA |  |  | Active |  | 99:99:99:99:99:99 |  | Equipment | PAAR:00-PVAR | 10/31/2019 | 10/31/2019 | COOPER UNIVERSITY HOSPITAL |  |  |  | WOT00000001591792 | KIM HUMMEL | Performance Verification | Closed | Michael Youch | 10/31/2019 | 10/31/2019 | Performance Verification for GE MEDICAL SYSTEMS 11208302 SE318370064SA | Initial Install of Performance Verification. Device is ready for patient use. |  |  | 10/31/2019 | 10/31/2019
|  | GE HEALTHCARE | CARESCAPE T14 | TRANSMITTER, TELEMETRY | SE318370062SA | CHIP - 9 PAVILION | Pavilion |  |  | 10/31/2019 |  | 10/31/24 |  |  | NO | YES |  |  |  |  | GE MEDICAL SYSTEMS 11208301 SE318370062SA |  |  | Active |  | 99:99:99:99:99:99 |  | Equipment | PAAR:00-PVAR | 10/31/2019 | 10/31/2019 | COOPER UNIVERSITY HOSPITAL |  |  |  | WOT00000001591787 | KIM HUMMEL | Performance Verification | Closed | Michael Youch | 10/31/2019 | 10/31/2019 | Performance Verification for GE MEDICAL SYSTEMS 11208301 SE318370062SA | Initial Install of Performance Verification. Device is ready for patient use. |  |  | 10/31/2019 | 10/31/2019
|  | GE HEALTHCARE | CARESCAPE T14 | TRANSMITTER, TELEMETRY | SE318370020SA | PAVILION 8 | Pavilion |  |  | 10/31/2019 |  | 10/31/24 |  |  | NO | YES |  |  |  |  | GE MEDICAL SYSTEMS 11208284 SE318370020SA |  |  | Active |  | 99:99:99:99:99:99 |  | Equipment | PAAR:00-PVAR | 10/31/2019 | 10/31/2019 | COOPER UNIVERSITY HOSPITAL |  |  |  | WOT00000001592044 | BRIAN OSHAUGHNESSY | Performance Verification | Closed | Michael Youch | 10/31/2019 | 10/31/2019 | Performance Verification for GE MEDICAL SYSTEMS 11208284 SE318370020SA | Initial Install of Performance Verification. Device is ready for patient use. |  |  | 10/31/2019 | 10/31/2019
|  | GE HEALTHCARE | CARESCAPE T14 | TRANSMITTER, TELEMETRY | SE318370057SA | CHIP - 9 PAVILION | Pavilion |  |  | 10/31/2019 |  | 10/31/24 |  |  | NO | YES |  |  |  |  | GE MEDICAL SYSTEMS 11208298 SE318370057SA |  |  | Active |  | 99:99:99:99:99:99 |  | Equipment | PAAR:00-PVAR | 10/31/2019 | 10/31/2019 | COOPER UNIVERSITY HOSPITAL |  |  |  | WOT00000001591767 | KIM HUMMEL | Performance Verification | Closed | Michael Youch | 10/31/2019 | 10/31/2019 | Performance Verification for GE MEDICAL SYSTEMS 11208298 SE318370057SA | Initial Install of Performance Verification. Device is ready for patient use. |  |  | 10/31/2019 | 10/31/2019
|  | GE HEALTHCARE | CARESCAPE T14 | TRANSMITTER, TELEMETRY | SE318370052SA | CHIP - 9 PAVILION | Pavilion |  |  | 10/31/2019 |  | 10/31/24 |  |  | NO | YES |  |  |  |  | GE MEDICAL SYSTEMS 11208296 SE318370052SA |  |  | Active |  | 99:99:99:99:99:99 |  | Equipment | PAAR:00-PVAR | 10/31/2019 | 10/31/2019 | COOPER UNIVERSITY HOSPITAL |  |  |  | WOT00000001591750 | KIM HUMMEL | Performance Verification | Closed | Michael Youch | 10/31/2019 | 10/31/2019 | CEID Record Completion for GE MEDICAL SYSTEMS 11208296 SE318370052SA | Inventoried, documented, programmed channel, verified. | EXP1596975 | Labor | 10/31/2019 | 10/31/2019 | Michael Youch
|  | GE HEALTHCARE | CARESCAPE T14 | TRANSMITTER, TELEMETRY | SE318370050SA | CHIP - 9 PAVILION | Pavilion |  |  | 10/31/2019 |  | 10/31/24 |  |  | NO | YES |  |  |  |  | GE MEDICAL SYSTEMS 11208295 SE318370050SA |  |  | Active |  | 99:99:99:99:99:99 |  | Equipment | PAAR:00-PVAR | 10/31/2019 | 10/31/2019 | COOPER UNIVERSITY HOSPITAL |  |  |  | WOT00000001591744 | KIM HUMMEL | Performance Verification | Closed | Michael Youch | 10/31/2019 | 10/31/2019 | Performance Verification for GE MEDICAL SYSTEMS 11208295 SE318370050SA | Initial Install of Performance Verification. Device is ready for patient use. |  |  | 10/31/2019 | 10/31/2019
|  | GE HEALTHCARE | CARESCAPE T14 | TRANSMITTER, TELEMETRY | SE318370049SA | CHIP - 9 PAVILION | Pavilion |  |  | 10/31/2019 |  | 10/31/24 |  |  | NO | YES |  |  |  |  | GE MEDICAL SYSTEMS 11208294 SE318370049SA |  |  | Active |  | 99:99:99:99:99:99 |  | Equipment | PAAR:00-PVAR | 10/31/2019 | 10/31/2019 | COOPER UNIVERSITY HOSPITAL |  |  |  | WOT00000001591728 | KIM HUMMEL | Performance Verification | Closed | Michael Youch | 10/31/2019 | 10/31/2019 | Performance Verification for GE MEDICAL SYSTEMS 11208294 SE318370049SA | Initial Install of Performance Verification. Device is ready for patient use. |  |  | 10/31/2019 | 10/31/2019
|  | GE HEALTHCARE | CARESCAPE T14 | TRANSMITTER, TELEMETRY | SE318370046SA | CHIP - 9 PAVILION | Pavilion |  |  | 10/31/2019 |  | 10/31/24 |  |  | NO | YES |  |  |  |  | GE MEDICAL SYSTEMS 11208292 SE318370046SA |  |  | Active |  | 99:99:99:99:99:99 |  | Equipment | PAAR:00-PVAR | 10/31/2019 | 10/31/2019 | COOPER UNIVERSITY HOSPITAL |  |  |  | WOT00000001591711 | KIM HUMMEL | Performance Verification | Closed | Michael Youch | 10/31/2019 | 10/31/2019 | Performance Verification for GE MEDICAL SYSTEMS 11208292 SE318370046SA | Initial Install of Performance Verification. Device is ready for patient use. |  |  | 10/31/2019 | 10/31/2019
|  | GE HEALTHCARE | CARESCAPE T14 | TRANSMITTER, TELEMETRY | SE318370040SA | CHIP - 9 PAVILION | Pavilion |  |  | 10/31/2019 |  | 10/31/24 |  |  | NO | YES |  |  |  |  | GE MEDICAL SYSTEMS 11208291 SE318370040SA |  |  | Active |  | 99:99:99:99:99:99 |  | Equipment | PAAR:00-PVAR | 10/31/2019 | 10/31/2019 | COOPER UNIVERSITY HOSPITAL |  |  |  | WOT00000001591699 | KIM HUMMEL | Performance Verification | Closed | Michael Youch | 10/31/2019 | 10/31/2019 | Performance Verification for GE MEDICAL SYSTEMS 11208291 SE318370040SA | Initial Install of Performance Verification. Device is ready for patient use. |  |  | 10/31/2019 | 10/31/2019
|  | GE HEALTHCARE | CARESCAPE T14 | TRANSMITTER, TELEMETRY | SE318370014SA | PAVILION 8 | Pavilion |  |  | 10/31/2019 |  | 10/31/24 |  |  | NO | YES |  |  |  |  | GE MEDICAL SYSTEMS 11208282 SE318370014SA |  |  | Active |  | 99:99:99:99:99:99 |  | Equipment | PAAR:00-PVAR | 10/31/2019 | 10/31/2019 | COOPER UNIVERSITY HOSPITAL |  |  |  | WOT00000001592039 | BRIAN OSHAUGHNESSY | Performance Verification | Closed | Michael Youch | 10/31/2019 | 10/31/2019 | Performance Verification for GE MEDICAL SYSTEMS 11208282 SE318370014SA | Initial Install of Performance Verification. Device is ready for patient use. |  |  | 10/31/2019 | 10/31/2019
|  | GE HEALTHCARE | CARESCAPE T14 | TRANSMITTER, TELEMETRY | SE318370011SA | PAVILION 8 | Pavilion |  |  | 10/31/2019 |  | 10/31/24 |  |  | NO | YES |  |  |  |  | GE MEDICAL SYSTEMS 11208281 SE318370011SA |  |  | Active |  | 99:99:99:99:99:99 |  | Equipment | PAAR:00-PVAR | 10/31/2019 | 10/31/2019 | COOPER UNIVERSITY HOSPITAL |  |  |  | WOT00000001592037 | BRIAN OSHAUGHNESSY | Performance Verification | Closed | Michael Youch | 10/31/2019 | 10/31/2019 | Performance Verification for GE MEDICAL SYSTEMS 11208281 SE318370011SA | Initial Install of Performance Verification. Device is ready for patient use. |  |  | 10/31/2019 | 10/31/2019
|  | GE HEALTHCARE | CARESCAPE T14 | TRANSMITTER, TELEMETRY | SE318370001SA | PAVILION 8 | Pavilion |  |  | 10/31/2019 |  | 10/31/24 |  |  | NO | YES |  |  |  |  | GE MEDICAL SYSTEMS 11208280 SE318370001SA |  |  | Active |  | 99:99:99:99:99:99 |  | Equipment | PAAR:00-PVAR | 10/31/2019 | 10/31/2019 | COOPER UNIVERSITY HOSPITAL |  |  |  | WOT00000001592034 | BRIAN OSHAUGHNESSY | Performance Verification | Closed | Michael Youch | 10/31/2019 | 10/31/2019 | Performance Verification for GE MEDICAL SYSTEMS 11208280 SE318370001SA | Initial Install of Performance Verification. Device is ready for patient use. |  |  | 10/31/2019 | 10/31/2019
|  | GE HEALTHCARE | CARESCAPE T14 | TRANSMITTER, TELEMETRY | SE318360026SA | PAVILION 8 | Pavilion |  |  | 10/31/2019 |  | 10/31/24 |  |  | NO | YES |  |  |  |  | GE MEDICAL SYSTEMS 11208279 SE318360026SA |  |  | Active |  | 99:99:99:99:99:99 |  | Equipment | PAAR:00-PVAR | 10/31/2019 | 10/31/2019 | COOPER UNIVERSITY HOSPITAL |  |  |  | WOT00000001592031 | BRIAN OSHAUGHNESSY | Performance Verification | Closed | Michael Youch | 10/31/2019 | 10/31/2019 | Performance Verification for GE MEDICAL SYSTEMS 11208279 SE318360026SA | Initial Install of Performance Verification. Device is ready for patient use. |  |  | 10/31/2019 | 10/31/2019
|  | GE HEALTHCARE | CARESCAPE T14 | TRANSMITTER, TELEMETRY | SE318360024SA | PAVILION 8 | Pavilion |  |  | 10/31/2019 |  | 10/31/24 |  |  | NO | YES |  |  |  |  | GE MEDICAL SYSTEMS 11208278 SE318360024SA |  |  | Active |  | 99:99:99:99:99:99 |  | Equipment | PAAR:00-PVAR | 10/31/2019 | 10/31/2019 | COOPER UNIVERSITY HOSPITAL |  |  |  | WOT00000001592027 | BRIAN OSHAUGHNESSY | Performance Verification | Closed | Michael Youch | 10/31/2019 | 10/31/2019 | Performance Verification for GE MEDICAL SYSTEMS 11208278 SE318360024SA | Initial Install of Performance Verification. Device is ready for patient use. |  |  | 10/31/2019 | 10/31/2019
|  | GE HEALTHCARE | CARESCAPE T14 | TRANSMITTER, TELEMETRY | SE318360017SA | PAVILION 8 | Pavilion |  |  | 10/31/2019 |  | 10/31/24 |  |  | NO | YES |  |  |  |  | GE MEDICAL SYSTEMS 11208276 SE318360017SA |  |  | Active |  | 99:99:99:99:99:99 |  | Equipment | PAAR:00-PVAR | 10/31/2019 | 10/31/2019 | COOPER UNIVERSITY HOSPITAL |  |  |  | WOT00000001592021 | BRIAN OSHAUGHNESSY | Performance Verification | Closed | Michael Youch | 10/31/2019 | 10/31/2019 | Performance Verification for GE MEDICAL SYSTEMS 11208276 SE318360017SA | Initial Install of Performance Verification. Device is ready for patient use. |  |  | 10/31/2019 | 10/31/2019
|  | GE HEALTHCARE | CARESCAPE T14 | TRANSMITTER, TELEMETRY | SE318360014SA | PAVILION 8 | Pavilion |  |  | 10/31/2019 |  | 10/31/24 |  |  | NO | YES |  |  |  |  | GE MEDICAL SYSTEMS 11208275 SE318360014SA |  |  | Active |  | 99:99:99:99:99:99 |  | Equipment | PAAR:00-PVAR | 10/31/2019 | 10/31/2019 | COOPER UNIVERSITY HOSPITAL |  |  |  | WOT00000001592019 | BRIAN OSHAUGHNESSY | Performance Verification | Closed | Michael Youch | 10/31/2019 | 10/31/2019 | Performance Verification for GE MEDICAL SYSTEMS 11208275 SE318360014SA | Initial Install of Performance Verification. Device is ready for patient use. |  |  | 10/31/2019 | 10/31/2019
|  | GE HEALTHCARE | CARESCAPE T14 | TRANSMITTER, TELEMETRY | SE318360007SA | PAVILION 8 | Pavilion |  |  | 10/31/2019 |  | 10/31/24 |  |  | NO | YES |  |  |  |  | GE MEDICAL SYSTEMS 11208272 SE318360007SA |  |  | Active |  | 99:99:99:99:99:99 |  | Equipment | PAAR:00-PVAR | 10/31/2019 | 10/31/2019 | COOPER UNIVERSITY HOSPITAL |  |  |  | WOT00000001592012 | BRIAN OSHAUGHNESSY | Performance Verification | Closed | Michael Youch | 10/31/2019 | 10/31/2019 | Performance Verification for GE MEDICAL SYSTEMS 11208272 SE318360007SA | Initial Install of Performance Verification. Device is ready for patient use. |  |  | 10/31/2019 | 10/31/2019
|  | GE HEALTHCARE | CARESCAPE T14 | TRANSMITTER, TELEMETRY | SE318360006SA | PAVILION 8 | Pavilion |  |  | 10/31/2019 |  | 10/31/24 |  |  | NO | YES |  |  |  |  | GE MEDICAL SYSTEMS 11208271 SE318360006SA |  |  | Active |  | 99:99:99:99:99:99 |  | Equipment | PAAR:00-PVAR | 10/31/2019 | 10/31/2019 | COOPER UNIVERSITY HOSPITAL |  |  |  | WOT00000001592009 | BRIAN OSHAUGHNESSY | Performance Verification | Closed | Michael Youch | 10/31/2019 | 10/31/2019 | CEID Record Completion for GE MEDICAL SYSTEMS 11208271 SE318360006SA | Inventoried, documented, programmed channel, verified. | EXP1597345 | Labor | 10/31/2019 | 10/31/2019 | Michael Youch
|  | GE HEALTHCARE | CARESCAPE T14 | TRANSMITTER, TELEMETRY | SE318360005SA | PAVILION 8 | Pavilion |  |  | 10/31/2019 |  | 10/31/24 |  |  | NO | YES |  |  |  |  | GE MEDICAL SYSTEMS 11208270 SE318360005SA |  |  | Active |  | 99:99:99:99:99:99 |  | Equipment | PAAR:00-PVAR | 10/31/2019 | 10/31/2019 | COOPER UNIVERSITY HOSPITAL |  |  |  | WOT00000001592002 | BRIAN OSHAUGHNESSY | Performance Verification | Closed | Michael Youch | 10/31/2019 | 10/31/2019 | CEID Record Completion for GE MEDICAL SYSTEMS 11208270 SE318360005SA | Inventoried, documented, programmed channel, verified. | EXP1597338 | Labor | 10/31/2019 | 10/31/2019 | Michael Youch
|  | GE HEALTHCARE | CARESCAPE T14 | TRANSMITTER, TELEMETRY | SE318360003SA | PAVILION 8 | Pavilion |  |  | 10/31/2019 |  | 10/31/24 |  |  | NO | YES |  |  |  |  | GE MEDICAL SYSTEMS 11208269 SE318360003SA |  |  | Active |  | 99:99:99:99:99:99 |  | Equipment | PAAR:00-PVAR | 10/31/2019 | 10/31/2019 | COOPER UNIVERSITY HOSPITAL |  |  |  | WOT00000001591999 | BRIAN OSHAUGHNESSY | Performance Verification | Closed | Michael Youch | 10/31/2019 | 10/31/2019 | Performance Verification for GE MEDICAL SYSTEMS 11208269 SE318360003SA | Initial Install of Performance Verification. Device is ready for patient use. |  |  | 10/31/2019 | 10/31/2019
|  | GE HEALTHCARE | CARESCAPE T14 | TRANSMITTER, TELEMETRY | SE318360002SA | PAVILION 8 | Pavilion |  |  | 10/31/2019 |  | 10/31/24 |  |  | NO | YES |  |  |  |  | GE MEDICAL SYSTEMS 11208268 SE318360002SA |  |  | Active |  | 99:99:99:99:99:99 |  | Equipment | PAAR:00-PVAR | 10/31/2019 | 10/31/2019 | COOPER UNIVERSITY HOSPITAL |  |  |  | WOT00000001591989 | BRIAN OSHAUGHNESSY | Performance Verification | Closed | Michael Youch | 10/31/2019 | 10/31/2019 | Performance Verification for GE MEDICAL SYSTEMS 11208268 SE318360002SA | Initial Install of Performance Verification. Device is ready for patient use. |  |  | 10/31/2019 | 10/31/2019
|  | GE HEALTHCARE | CARESCAPE T14 | TRANSMITTER, TELEMETRY | SE318380006SA | CHIP - 9 PAVILION | Pavilion |  |  | 10/31/2019 |  | 10/31/24 |  |  | NO | YES |  |  |  |  | GE MEDICAL SYSTEMS 11208194 SE318380006SA |  |  | Active |  | 99:99:99:99:99:99 |  | Equipment | PAAR:00-PVAR | 10/31/2019 | 10/31/2019 | COOPER UNIVERSITY HOSPITAL |  |  | TTX 10036 | WOT00000001561901 | KIM HUMMEL | Performance Verification | Closed | Michael Youch | 10/31/2019 | 10/31/2019 | Performance Verification for GE MEDICAL SYSTEMS 11208194 SE318380006SA | Initial Install of Performance Verification. Device is ready for patient use. |  |  | 10/31/2019 | 10/31/2019
|  | GE HEALTHCARE | CARESCAPE T14 | TRANSMITTER, TELEMETRY | SE316294965SA | CDU - CLINICAL DECISION UNIT-9 KELEMEN | Kelemen |  |  | 10/10/2016 |  | 10/10/21 |  |  | NO | YES |  |  |  |  | GE MEDICAL SYSTEMS 10769320 SE316294965SA |  |  | Active |  | 99:99:99:99:99:99 |  | Equipment | PAAR:00-PVAR | 10/31/2019 |  | COOPER UNIVERSITY HOSPITAL |  |  | TTX 10100AP | 0011174898 | KAREN GRUBER | Preventative Maintenance | Closed | Bonnie Aichroth | 02/03/2017 | 02/03/2017 | PERFORMANCE ASSURANCE AT INVENTORY | INVENTORIED DEVICE AND ENSURED DEVICE WAS FUNCTIONING PROPERLY. | 382B2BE5-27E9-423B-8DAA-8FD1266E6274 | Labor | 10/10/2016 | 10/10/2016 | Richard Jolly
|  | GE HEALTHCARE | CARESCAPE T14 | TRANSMITTER, TELEMETRY | SE316315331SA | CDU - CLINICAL DECISION UNIT-9 KELEMEN | Kelemen |  |  | 10/10/2016 |  | 10/10/21 |  |  | NO | YES |  |  |  |  | GE MEDICAL SYSTEMS 10769321 SE316315331SA |  |  | Active |  | 99:99:99:99:99:99 |  | Equipment | PAAR:00-PVAR | 10/31/2019 |  | COOPER UNIVERSITY HOSPITAL |  |  | TTX 10099AP | 0011174904 | KAREN GRUBER | Preventative Maintenance | Closed | Bonnie Aichroth | 02/03/2017 | 02/03/2017 | PERFORMANCE ASSURANCE AT INVENTORY | INVENTORIED DEVICE AND ENSURED DEVICE WAS FUNCTIONING PROPERLY. | D51943E9-9555-4320-BAAC-24953EAE8929 | Labor | 10/10/2016 | 10/10/2016 | Richard Jolly
|  | GE HEALTHCARE | CARESCAPE T14 | TRANSMITTER, TELEMETRY | SE316294945SA | CDU - CLINICAL DECISION UNIT-9 KELEMEN | Kelemen |  |  | 10/10/2016 |  | 10/10/21 |  |  | NO | YES |  |  |  |  | GE MEDICAL SYSTEMS 10769312 SE316294945SA |  |  | Active |  | 99:99:99:99:99:99 |  | Equipment | PAAR:00-PVAR | 10/31/2019 |  | COOPER UNIVERSITY HOSPITAL |  |  | TTX 10107AP | 0011174852 | KAREN GRUBER | Performance Verification | Closed | Bonnie Aichroth | 02/03/2017 | 02/03/2017 | INCOMING INVENTORY | DEVICE INVENTORIED | 3B36EBEB-4D40-4CA2-8CC7-3BC34B33195D | Labor | 02/03/2017 | 02/03/2017 | Bonnie Aichroth
|  | GE HEALTHCARE | CARESCAPE T14 | TRANSMITTER, TELEMETRY | SE317250102SA | CHIP - 9 PAVILION | Pavilion |  |  | 06/28/2017 |  | 6/28/22 |  |  | NO | YES |  |  |  |  | GE MEDICAL SYSTEMS 10725630 SE317250102SA |  |  | Active |  | 99:99:99:99:99:99 |  | Equipment | PAAR:00-PVAR | 10/31/2019 |  | COOPER UNIVERSITY HOSPITAL |  |  | PAV 9 | 0012114114 | KIM HUMMEL | Repair | Closed | Michael Youch | 08/27/2017 | 08/31/2017 | TELE MONITOR - NOT WORKING - PAVILION 9 UNIT SECRETARY'S DESK | 8/28/2017 2:30:30 PM MDYOUCH (MDYOUCH 8/28/2017 1:30 PM) CHECKED UNIT WITH MAINTENANCE SW WHICH SHOWED NO ERRORS. TESTED WITH SIMULATOR IN PAV9, INCLUDING WARMING IT, WITH NO PROBLEMS RTS. | 0528C322-71D9-411D-8DFF-4B99E920F92F | Labor | 08/28/2017 | 08/28/2017 | Michael Youch
|  | GE HEALTHCARE | CARESCAPE T14 | TRANSMITTER, TELEMETRY | SE317210042SA | CHIP - 9 PAVILION | Pavilion |  |  | 03/20/2017 |  | 3/20/22 |  |  | NO | YES |  |  |  |  | GE MEDICAL SYSTEMS 10725619 SE317210042SA |  |  | Active |  | 99:99:99:99:99:99 |  | Equipment | PAAR:00-PVAR | 10/31/2019 |  | COOPER UNIVERSITY HOSPITAL |  |  |  | 0012127188 | KIM HUMMEL | Preventative Maintenance | Closed | Michael Youch | 08/31/2017 | 08/31/2017 | PERFORMANCE ASSURANCE AT INVENTORY | INVENTORIED DEVICE AND ENSURED DEVICE WAS FUNCTIONING PROPERLY. | FD53BE43-CD1E-4DD8-AC52-43A935165F52 | Labor | 03/20/2017 | 03/20/2017 | Michael Youch
|  | GE HEALTHCARE | CARESCAPE T14 | TRANSMITTER, TELEMETRY | SE317210031SA | CHIP - 9 PAVILION | Pavilion |  |  | 03/20/2017 |  | 3/20/22 |  |  | NO | YES |  |  |  |  | GE MEDICAL SYSTEMS 10725617 SE317210031SA |  |  | Active |  | 99:99:99:99:99:99 |  | Equipment | PAAR:00-PVAR | 10/31/2019 |  | COOPER UNIVERSITY HOSPITAL |  |  | TTX10050 | 0012127150 | KIM HUMMEL | Preventative Maintenance | Closed | Michael Youch | 08/31/2017 | 08/31/2017 | PERFORMANCE ASSURANCE AT INVENTORY | INVENTORIED DEVICE AND ENSURED DEVICE WAS FUNCTIONING PROPERLY. | 22B21814-64F5-4932-935E-36A90DA2023E | Labor | 03/20/2017 | 03/20/2017 | Michael Youch
|  | GE HEALTHCARE | CARESCAPE T14 | TRANSMITTER, TELEMETRY | SE317210229SA | PAVILION 8 | Pavilion |  |  | 03/20/2017 |  | 3/20/22 |  |  | NO | YES |  |  |  |  | GE MEDICAL SYSTEMS 10725615 SE317210229SA |  |  | Active |  | 99:99:99:99:99:99 |  | Equipment | PAAR:00-PVAR | 10/31/2019 |  | COOPER UNIVERSITY HOSPITAL |  |  | BME | 0012126843 | BRIAN OSHAUGHNESSY | Performance Verification | Closed | Michael Youch | 08/31/2017 | 08/31/2017 | INCOMING INVENTORY | DEVICE INVENTORIED | 7E5ED644-A461-42D1-9A03-C9FB588C36E6 | Labor | 08/31/2017 | 08/31/2017 | Bonnie Aichroth
|  | GE HEALTHCARE | CARESCAPE T14 | TRANSMITTER, TELEMETRY | SE317210059SA | CHIP - 9 PAVILION | Kelemen |  |  | 03/20/2017 |  | 3/20/22 |  |  | NO | YES |  |  |  |  | GE MEDICAL SYSTEMS 10725613 SE317210059SA |  |  | Active |  | 99:99:99:99:99:99 |  | Equipment | PAAR:00-PVAR | 10/31/2019 |  | COOPER UNIVERSITY HOSPITAL |  |  |  | 0012126949 | KIM HUMMEL | Performance Verification | Closed | Michael Youch | 08/31/2017 | 08/31/2017 | INCOMING INVENTORY | DEVICE INVENTORIED | 66B64586-BA62-4C5B-868A-F8947DB16F98 | Labor | 08/31/2017 | 08/31/2017 | Bonnie Aichroth
|  | GE HEALTHCARE | CARESCAPE T14 | TRANSMITTER, TELEMETRY | SE317210007SA | PAVILION 8 | Kelemen |  |  | 03/20/2017 |  | 3/20/22 |  |  | NO | YES |  |  |  |  | GE MEDICAL SYSTEMS 10725614 SE317210007SA |  |  | Active |  | 99:99:99:99:99:99 |  | Equipment | PAAR:00-PVAR | 10/31/2019 |  | COOPER UNIVERSITY HOSPITAL |  |  |  | 0012126926 | BRIAN OSHAUGHNESSY | Performance Verification | Closed | Michael Youch | 08/31/2017 | 08/31/2017 | INCOMING INVENTORY | DEVICE INVENTORIED | EF3EA196-BFAE-48F6-BE8C-30491D171F06 | Labor | 08/31/2017 | 08/31/2017 | Bonnie Aichroth
|  | GE HEALTHCARE | CARESCAPE T14 | TRANSMITTER, TELEMETRY | SE317170075SA | PAVILION 8 | Pavilion |  |  | 03/20/2017 |  | 3/20/22 |  |  | NO | YES |  |  |  |  | GE MEDICAL SYSTEMS 10725558 SE317170075SA |  |  | Active |  | 99:99:99:99:99:99 |  | Equipment | PAAR:00-PVAR | 10/31/2019 |  | COOPER UNIVERSITY HOSPITAL |  |  |  | 0012126920 | BRIAN OSHAUGHNESSY | Preventative Maintenance | Closed | Michael Youch | 08/31/2017 | 08/31/2017 | PERFORMANCE ASSURANCE AT INVENTORY | INVENTORIED DEVICE AND ENSURED DEVICE WAS FUNCTIONING PROPERLY. | 486F996A-C1CB-4487-A232-CE5A1C96F1BE | Labor | 03/20/2017 | 03/20/2017 | Michael Youch
|  | GE HEALTHCARE | CARESCAPE T14 | TRANSMITTER, TELEMETRY | SE316172440SA | MD ANDERSON INPATIENT ONCOLOGY | Pavilion |  |  | 10/31/2019 |  | 10/31/24 |  |  | NO | YES |  |  |  |  | GE MEDICAL SYSTEMS 30280036 SE316172440SA |  |  | Active | 30146394, 30225248 | 99:99:99:99:99:99 |  | Equipment | PAAR:00-PVAR | 10/31/2019 | 10/31/2019 | COOPER UNIVERSITY HOSPITAL |  |  | TTX 10077 P5 |  | MIRIAM ZIEGLER |  |  |  | 10/31/2019 | 10/31/2019 |  |  |  |  | 10/31/2019 | 10/31/2019
|  | GE HEALTHCARE | CARESCAPE T14 | TRANSMITTER, TELEMETRY | SE317170065SA | CHIP - 9 PAVILION | Kelemen |  |  | 10/31/2019 |  | 10/31/24 |  |  | NO | YES |  |  |  |  | GE MEDICAL SYSTEMS 30236294 SE317170065SA |  |  | Active |  | 99:99:99:99:99:99 |  | Equipment | PAAR:00-PVAR | 10/31/2019 | 10/31/2019 | COOPER UNIVERSITY HOSPITAL |  |  |  | 0012126993 | KIM HUMMEL | Preventative Maintenance | Closed | Michael Youch | 10/31/2019 | 10/31/2019 | PERFORMANCE ASSURANCE AT INVENTORY | INVENTORIED DEVICE AND ENSURED DEVICE WAS FUNCTIONING PROPERLY. | 63FBFAD5-2AC5-4922-BA35-80D474952706 | Labor | 10/31/2019 | 10/31/2019 | Michael Youch
|  | GE HEALTHCARE | CARESCAPE T14 | TRANSMITTER, TELEMETRY | SE316172454SA | MD ANDERSON INPATIENT ONCOLOGY | Pavilion |  |  | 10/31/2019 |  | 10/31/24 |  |  | NO | YES |  |  |  |  | GE MEDICAL SYSTEMS 30225150 SE316172454SA |  |  | Active |  | 99:99:99:99:99:99 |  | Equipment | PAAR:00-PVAR | 10/31/2019 | 10/31/2019 | COOPER UNIVERSITY HOSPITAL |  |  | P5 - TTX 10061 |  | MIRIAM ZIEGLER |  |  |  | 10/31/2019 | 10/31/2019 |  |  |  |  | 10/31/2019 | 10/31/2019
|  | GE HEALTHCARE | CARESCAPE T14 | TRANSMITTER, TELEMETRY | SE316172363SA | MD ANDERSON INPATIENT ONCOLOGY | Pavilion |  |  | 10/31/2019 |  | 10/31/24 |  |  | NO | YES |  |  |  |  | GE MEDICAL SYSTEMS 30146412 SE316172363SA |  |  | Active |  | 99:99:99:99:99:99 |  | Equipment | PAAR:00-PVAR | 10/31/2019 | 10/31/2019 | COOPER UNIVERSITY HOSPITAL |  |  | P5 - TTX 10081 |  | MIRIAM ZIEGLER |  |  |  | 10/31/2019 | 10/31/2019 |  |  |  |  | 10/31/2019 | 10/31/2019
|  | GE HEALTHCARE | CARESCAPE T14 | TRANSMITTER, TELEMETRY | SE316172431SA | CHIP - 9 PAVILION | Pavilion |  |  | 10/31/2019 |  | 10/31/24 |  |  | NO | YES |  |  |  |  | GE MEDICAL SYSTEMS 30146391 SE316172431SA |  |  | Active |  | 99:99:99:99:99:99 |  | Equipment | PAAR:00-PVAR | 10/31/2019 | 10/31/2019 | COOPER UNIVERSITY HOSPITAL |  |  | TTX 10040 |  | KIM HUMMEL |  |  |  | 10/31/2019 | 10/31/2019 |  |  |  |  | 10/31/2019 | 10/31/2019
|  | GE MEDICAL SYSTEMS | CARESCAPE T14 | TRANSMITTER, TELEMETRY | SE318370048SA | CHIP - 9 PAVILION |  |  |  | 10/31/2019 |  |  |  |  | NO | YES |  |  |  |  | GE MEDICAL SYSTEMS 11208293 SE318370048SA |  |  | Active |  | 99:99:99:99:99:99 |  | Equipment | PAAR:00-PVAR | 10/31/2019 | 10/31/2019 | COOPER UNIVERSITY HOSPITAL |  |  |  | WOT00000001591717 | KIM HUMMEL | Performance Verification | Closed | Michael Youch | 10/31/2019 | 10/31/2019 | CEID Record Completion for GE MEDICAL SYSTEMS 11208293 SE318370048SA | Inventoried, documented, programmed channel, verified. | EXP1596942 | Labor | 10/31/2019 | 10/31/2019 | Michael Youch
|  | GE MEDICAL SYSTEMS | CARESCAPE T14 | TRANSMITTER, TELEMETRY | SE318370017SA | PAVILION 8 |  |  |  | 10/31/2019 |  |  |  |  | NO | YES |  |  |  |  | GE MEDICAL SYSTEMS 11208283 SE318370017SA |  |  | Active |  | 99:99:99:99:99:99 |  | Equipment | PAAR:00-PVAR | 10/31/2019 | 10/31/2019 | COOPER UNIVERSITY HOSPITAL |  |  |  | WOT00000001592042 | BRIAN OSHAUGHNESSY | Performance Verification | Closed | Michael Youch | 10/31/2019 | 10/31/2019 | Performance Verification for GE MEDICAL SYSTEMS 11208283 SE318370017SA | Initial Install of Performance Verification. Device is ready for patient use. |  |  | 10/31/2019 | 10/31/2019
|  | GE MEDICAL SYSTEMS | CARESCAPE T14 | TRANSMITTER, TELEMETRY | SE318360022SA | PAVILION 8 |  |  |  | 10/31/2019 |  |  |  |  | NO | YES |  |  |  |  | GE MEDICAL SYSTEMS 11208277 SE318360022SA |  |  | Active |  | 99:99:99:99:99:99 |  | Equipment | PAAR:00-PVAR | 10/31/2019 | 10/31/2019 | COOPER UNIVERSITY HOSPITAL |  |  |  | WOT00000001592026 | BRIAN OSHAUGHNESSY | Performance Verification | Closed | Michael Youch | 10/31/2019 | 10/31/2019 | CEID Record Completion for GE MEDICAL SYSTEMS 11208277 SE318360022SA | Inventoried, documented, programmed channel, verified. | EXP1597402 | Labor | 10/31/2019 | 10/31/2019 | Michael Youch
|  | GE MEDICAL SYSTEMS | CARESCAPE T14 | TRANSMITTER, TELEMETRY | SE316294998SA | CDU - CLINICAL DECISION UNIT-9 KELEMEN |  |  |  | 10/10/2016 |  |  |  |  | NO | YES |  |  |  |  | GE MEDICAL SYSTEMS 10769324 SE316294998SA |  |  | Active |  | 99:99:99:99:99:99 |  | Equipment | PAAR:00-PVAR | 10/31/2019 |  | COOPER UNIVERSITY HOSPITAL |  |  | TTX 10098AP | 0011174918 | KAREN GRUBER | Performance Verification | Closed | Bonnie Aichroth | 02/03/2017 | 02/03/2017 | INCOMING INVENTORY | DEVICE INVENTORIED | 6DD0CE9A-0496-4360-92CD-E3FBDF7E0D1C | Labor | 02/03/2017 | 02/03/2017 | Bonnie Aichroth
|  | GE MEDICAL SYSTEMS | CARESCAPE T14 | TRANSMITTER, TELEMETRY | SE316294911SA | CDU - CLINICAL DECISION UNIT-9 KELEMEN |  |  |  | 10/10/2016 |  |  |  |  | NO | YES |  |  |  |  | GE MEDICAL SYSTEMS 10769309 SE316294911SA |  |  | Active |  | 99:99:99:99:99:99 |  | Equipment | PAAR:00-PVAR | 10/31/2019 |  | COOPER UNIVERSITY HOSPITAL |  |  | TTX 10108AP | 0011174448 | KAREN GRUBER | Preventative Maintenance | Closed | Bonnie Aichroth | 02/03/2017 | 02/03/2017 | PERFORMANCE ASSURANCE AT INVENTORY | INVENTORIED DEVICE AND ENSURED DEVICE WAS FUNCTIONING PROPERLY. | D54B21FB-309D-4B12-9E89-0CB482DF3898 | Labor | 10/10/2016 | 10/10/2016 | Richard Jolly
|  | GE MEDICAL SYSTEMS | CARESCAPE T14 | TRANSMITTER, TELEMETRY | SE317260021SA | CHIP - 9 PAVILION |  |  |  | 03/20/2017 |  |  |  |  | NO | YES |  |  |  |  | GE MEDICAL SYSTEMS 10725632 SE317260021SA |  |  | Active |  | 99:99:99:99:99:99 |  | Equipment | PAAR:00-PVAR | 10/31/2019 |  | COOPER UNIVERSITY HOSPITAL |  |  |  | 0012127020 | KIM HUMMEL | Preventative Maintenance | Closed | Michael Youch | 08/31/2017 | 08/31/2017 | PERFORMANCE ASSURANCE AT INVENTORY | INVENTORIED DEVICE AND ENSURED DEVICE WAS FUNCTIONING PROPERLY. | AE3B1723-2BE5-40A0-825B-601F8C21E8C5 | Labor | 03/20/2017 | 03/20/2017 | Michael Youch
|  | GE MEDICAL SYSTEMS | CARESCAPE T14 | TRANSMITTER, TELEMETRY | SE317210044SA | PAVILION 8 |  |  |  | 03/20/2017 |  |  |  |  | NO | YES |  |  |  |  | GE MEDICAL SYSTEMS 10725621 SE317210044SA |  |  | Active |  | 99:99:99:99:99:99 |  | Equipment | PAAR:00-PVAR | 10/31/2019 |  | COOPER UNIVERSITY HOSPITAL |  |  | P8 | 0012126760 | BRIAN OSHAUGHNESSY | Preventative Maintenance | Closed | Michael Youch | 08/31/2017 | 08/31/2017 | PERFORMANCE ASSURANCE AT INVENTORY | INVENTORIED DEVICE AND ENSURED DEVICE WAS FUNCTIONING PROPERLY. | 13378B09-5B23-4A00-8924-7D33318F2DA5 | Labor | 03/20/2017 | 03/20/2017 | Michael Youch
|  | GE MEDICAL SYSTEMS | CARESCAPE T14 | TRANSMITTER, TELEMETRY | SE317210034SA | PAVILION 8 |  |  |  | 03/20/2017 |  |  |  |  | NO | YES |  |  |  |  | GE MEDICAL SYSTEMS 10725620 SE317210034SA |  |  | Active |  | 99:99:99:99:99:99 |  | Equipment | PAAR:00-PVAR | 10/31/2019 |  | COOPER UNIVERSITY HOSPITAL |  |  | BME | 0012126914 | BRIAN OSHAUGHNESSY | Performance Verification | Closed | Michael Youch | 08/31/2017 | 08/31/2017 | INCOMING INVENTORY | DEVICE INVENTORIED | 8AA46121-325A-49A6-A6C3-CBBB7683C5A8 | Labor | 08/31/2017 | 08/31/2017 | Bonnie Aichroth
|  | GE MEDICAL SYSTEMS | CARESCAPE T14 | TRANSMITTER, TELEMETRY | SE317170084SA | PAVILION 8 |  |  |  | 03/20/2017 |  |  |  |  | NO | YES |  |  |  |  | GE MEDICAL SYSTEMS 10725562 SE317170084SA |  |  | Active |  | 99:99:99:99:99:99 |  | Equipment | PAAR:00-PVAR | 10/31/2019 |  | COOPER UNIVERSITY HOSPITAL |  |  | P8 | 0012126936 | BRIAN OSHAUGHNESSY | Preventative Maintenance | Closed | Michael Youch | 08/31/2017 | 08/31/2017 | PERFORMANCE ASSURANCE AT INVENTORY | INVENTORIED DEVICE AND ENSURED DEVICE WAS FUNCTIONING PROPERLY. | F2DD0A78-CCE3-4D63-8D51-15A446BD97A7 | Labor | 03/20/2017 | 03/20/2017 | Michael Youch
|  | GE MEDICAL SYSTEMS | CARESCAPE T14 | TRANSMITTER, TELEMETRY | SE316172445SA | MD ANDERSON INPATIENT ONCOLOGY |  |  |  | 10/31/2019 |  |  |  |  | NO | YES |  |  |  |  | GE MEDICAL SYSTEMS 30280012 SE316172445SA |  |  | Active |  | 99:99:99:99:99:99 |  | Equipment | PAAR:00-PVAR | 10/31/2019 | 10/31/2019 | COOPER UNIVERSITY HOSPITAL |  |  | P5 - TTX 10085 |  | MIRIAM ZIEGLER |  |  |  | 10/31/2019 | 10/31/2019 |  |  |  |  | 10/31/2019 | 10/31/2019
|  | GE MEDICAL SYSTEMS | CARESCAPE T14 | TRANSMITTER, TELEMETRY | SE316172427SA | MD ANDERSON INPATIENT ONCOLOGY |  |  |  | 10/31/2019 |  |  |  |  | NO | YES |  |  |  |  | GE MEDICAL SYSTEMS 30146408 SE316172427SA |  |  | Active |  | 99:99:99:99:99:99 |  | Equipment | PAAR:00-PVAR | 10/31/2019 | 10/31/2019 | COOPER UNIVERSITY HOSPITAL |  |  | P5 - (Biomed?) TTX 10082 |  | MIRIAM ZIEGLER |  |  |  | 10/31/2019 | 10/31/2019 |  |  |  |  | 10/31/2019 | 10/31/2019
|  | GE MEDICAL SYSTEMS | CARESCAPE T14 | TRANSMITTER, TELEMETRY | SE316172448SA | MD ANDERSON INPATIENT ONCOLOGY |  |  |  | 10/31/2019 |  |  |  |  | NO | YES |  |  |  |  | GE MEDICAL SYSTEMS 30146407 SE316172448SA |  |  | Active |  | 99:99:99:99:99:99 |  | Equipment | PAAR:00-PVAR | 10/31/2019 | 10/31/2019 | COOPER UNIVERSITY HOSPITAL |  |  | P5 - TTX 10093 |  | MIRIAM ZIEGLER |  |  |  | 10/31/2019 | 10/31/2019 |  |  |  |  | 10/31/2019 | 10/31/2019
|  | GE MEDICAL SYSTEMS | CARESCAPE T14 | TRANSMITTER, TELEMETRY | SE316172430SA | MD ANDERSON INPATIENT ONCOLOGY |  |  |  | 10/31/2019 |  |  |  |  | NO | YES |  |  |  |  | GE MEDICAL SYSTEMS 30146400 SE316172430SA |  |  | Active |  | 99:99:99:99:99:99 |  | Equipment | PAAR:00-PVAR | 10/31/2019 | 10/31/2019 | COOPER UNIVERSITY HOSPITAL |  |  | P5 - (Biomed?) TTX 10079 |  | MIRIAM ZIEGLER |  |  |  | 10/31/2019 | 10/31/2019 |  |  |  |  | 10/31/2019 | 10/31/2019
|  | GE MEDICAL SYSTEMS | CARESCAPE T14 | TRANSMITTER, TELEMETRY | SE316172446SA | MD ANDERSON INPATIENT ONCOLOGY |  |  |  | 10/31/2019 |  |  |  |  | NO | YES |  |  |  |  | GE MEDICAL SYSTEMS 30146401 SE316172446SA |  |  | Active |  | 99:99:99:99:99:99 |  | Equipment | PAAR:00-PVAR | 10/31/2019 | 10/31/2019 | COOPER UNIVERSITY HOSPITAL |  |  | P5 - (Biomed?) TTX 10074 |  | MIRIAM ZIEGLER |  |  |  | 10/31/2019 | 10/31/2019 |  |  |  |  | 10/31/2019 | 10/31/2019
|  | GE MEDICAL SYSTEMS | CARESCAPE T14 | TRANSMITTER, TELEMETRY | SE316172379SA | MD ANDERSON INPATIENT ONCOLOGY |  |  |  | 10/31/2019 |  |  |  |  | NO | YES |  |  |  |  | GE MEDICAL SYSTEMS 30146393 SE316172379SA |  |  | Active |  | 99:99:99:99:99:99 |  | Equipment | PAAR:00-PVAR | 10/31/2019 | 10/31/2019 | COOPER UNIVERSITY HOSPITAL |  |  | P5 - (Biomed?) TTX 10072 |  | MIRIAM ZIEGLER |  |  |  | 10/31/2019 | 10/31/2019 |  |  |  |  | 10/31/2019 | 10/31/2019
|  | GE MEDICAL SYSTEMS | CARESCAPE T14 | TRANSMITTER, TELEMETRY | SE316724505SA | MD ANDERSON INPATIENT ONCOLOGY |  |  |  | 10/31/2019 |  |  |  |  | NO | YES |  |  |  |  | GE MEDICAL SYSTEMS 30146390 SE316724505SA |  |  | Active |  | 99:99:99:99:99:99 |  | Equipment | PAAR:00-PVAR | 10/31/2019 | 10/31/2019 | COOPER UNIVERSITY HOSPITAL |  |  | P5 - (Biomed?) TTX 10078 |  | MIRIAM ZIEGLER |  |  |  | 10/31/2019 | 10/31/2019 |  |  |  |  | 10/31/2019 | 10/31/2019
|  | GE MEDICAL SYSTEMS | CARESCAPE T14 | TRANSMITTER, TELEMETRY | SE316172439SA | MD ANDERSON INPATIENT ONCOLOGY |  |  |  | 10/31/2019 |  |  |  |  | NO | YES |  |  |  |  | GE MEDICAL SYSTEMS 30146386 SE316172439SA |  |  | Active |  | 99:99:99:99:99:99 |  | Equipment | PAAR:00-PVAR | 10/31/2019 | 10/31/2019 | COOPER UNIVERSITY HOSPITAL |  |  | P5 - (Biomed?) TTX 10075 |  | MIRIAM ZIEGLER |  |  |  | 10/31/2019 | 10/31/2019 |  |  |  |  | 10/31/2019 | 10/31/2019
|  | GE MEDICAL SYSTEMS | CARESCAPE T14 | TRANSMITTER, TELEMETRY | SE316172438SA | MD ANDERSON INPATIENT ONCOLOGY |  |  |  | 10/31/2019 |  |  |  |  | NO | YES |  |  |  |  | GE MEDICAL SYSTEMS 30146385 SE316172438SA |  |  | Active |  | 99:99:99:99:99:99 |  | Equipment | PAAR:00-PVAR | 10/31/2019 | 10/31/2019 | COOPER UNIVERSITY HOSPITAL |  |  | P5 - (Biomed?) TTX 10070 |  | MIRIAM ZIEGLER |  |  |  | 10/31/2019 | 10/31/2019 |  |  |  |  | 10/31/2019 | 10/31/2019
|  | GE MEDICAL SYSTEMS | CARESCAPE T14 | TRANSMITTER, TELEMETRY | SE316172426SA | MD ANDERSON INPATIENT ONCOLOGY |  |  |  | 10/31/2019 |  |  |  |  | NO | YES |  |  |  |  | GE MEDICAL SYSTEMS 30146384 SE316172426SA |  |  | Active |  | 99:99:99:99:99:99 |  | Equipment | PAAR:00-PVAR | 10/31/2019 | 10/31/2019 | COOPER UNIVERSITY HOSPITAL |  |  | P5 - (Biomed?) TTX 10069 |  | MIRIAM ZIEGLER |  |  |  | 10/31/2019 | 10/31/2019 |  |  |  |  | 10/31/2019 | 10/31/2019
|  | GE MEDICAL SYSTEMS | CARESCAPE T14 | TRANSMITTER, TELEMETRY | SE316172458SA | MD ANDERSON INPATIENT ONCOLOGY |  |  |  | 10/31/2019 |  |  |  |  | NO | YES |  |  |  |  | GE MEDICAL SYSTEMS 30146382 SE316172458SA |  |  | Active |  | 99:99:99:99:99:99 |  | Equipment | PAAR:00-PVAR | 10/31/2019 | 10/31/2019 | COOPER UNIVERSITY HOSPITAL |  |  | P5 - TTX 10073 |  | MIRIAM ZIEGLER |  |  |  | 10/31/2019 | 10/31/2019 |  |  |  |  | 10/31/2019 | 10/31/2019
|  | GE MEDICAL SYSTEMS | CARESCAPE T14 | TRANSMITTER, TELEMETRY | SE316172449SA | MD ANDERSON INPATIENT ONCOLOGY |  |  |  | 10/31/2019 |  |  |  |  | NO | YES |  |  |  |  | GE MEDICAL SYSTEMS 30146381 SE316172449SA |  |  | Active |  | 99:99:99:99:99:99 |  | Equipment | PAAR:00-PVAR | 10/31/2019 | 10/31/2019 | COOPER UNIVERSITY HOSPITAL |  |  | P5 - (Biomed?) TTX 10062 |  | MIRIAM ZIEGLER |  |  |  | 10/31/2019 | 10/31/2019 |  |  |  |  | 10/31/2019 | 10/31/2019
|  | GE MEDICAL SYSTEMS | GE MEDICAL SYSTEMS APEXPRO CH TRANSMITTER | TRANSMITTER, TELEMETRY | RT911175894GA | [9 empty] | NO | YES
|  | BIODEX MEDICAL SYSTEMS | 945-285 | TREADMILL |  | CHERRY HILL PHYSICAL THERAPY | 1935 NJ-70 |  |  | 08/27/2002 |  | 8/27/17 |  |  | NO | YES |  |  |  |  | BIODEX MEDICAL SYSTEMS 10346124 02061700 |  |  | Active |  | 99:99:99:99:99:99 |  | Equipment | PAAR:00-PVAR | 11/02/2019 |  | COOPER AMBULATORY OFF-SITES |  |  | PT - Cherry Hill | WOT00000000778740 | COURTNEY BUDD | Repair | Closed | Kirk Lis | 04/10/2018 | 07/30/2018 | power cord has a split and wires exposed | repaired equipment's power cord. performed ovp | EXP0357339 | Labor | 04/10/2018 | 04/10/2018 | Kirk Lis
|  | FULL VISION | TMX425 | TREADMILL | FV10589 | VOORHEES SURGERY CENTER-PULMONARY | 900 Centennial Blvd | Suite K |  | 01/11/2012 |  | 1/11/27 |  |  | NO | YES |  |  |  |  | FULL VISION 10356785 FV10589 |  |  | Active |  | 99:99:99:99:99:99 |  | Equipment | PAAR:00-PVAR | 11/02/2019 |  | COOPER AMBULATORY OFF-SITES |  |  | Exercise Physiology Lab |  | SUSAN PINE
|  | GE HEALTHCARE | T2000 | TREADMILL | C3459812S | BRACE ROAD-CARDIOLOGY | 1210 Brace Rd | Heart Institute |  | 01/01/1900 |  |  |  |  | NO | YES |  |  |  |  | GE MEDICAL SYSTEMS 10366008 C3459812S |  |  | Active |  | 99:99:99:99:99:99 |  | Equipment | PAAR:00-PVAR | 11/02/2019 |  | COOPER AMBULATORY OFF-SITES |  |  | Testing 3 |  | Beth Mook
|  | GE HEALTHCARE | T2100 | TREADMILL | GEDC-1877 | VOORHEES CARDIOLOGY | 901 Centennial Blvd | Building 2 |  | 10/31/2019 |  | 10/31/34 |  |  | NO | YES |  |  |  |  | GE MEDICAL SYSTEMS 11239302 GEDC-1877 |  |  | Active |  | 99:99:99:99:99:99 |  | Equipment | PAAR:00-PVAR | 10/31/2019 | 10/31/2019 | COOPER AMBULATORY OFF-SITES |  |  | CARD BUILDING #2 | WOT00000001752960 | KATHY COMO | Service Request | Closed | Kirk Lis | 10/31/2019 | 10/31/2019 | New treamill/case machine needs checked and tagged. | INVENTORIED NEW EQUIPMENT | EXP1855485 | Labor | 10/31/2019 | 10/31/2019 | Kirk Lis
|  | GE HEALTHCARE | T2100 | TREADMILL | GEDC-3181 | 3 COOPER-CARDIAC DIAGNOSTIC CENTER | 3 Cooper |  |  | 11/11/2019 |  | 11/11/34 |  |  | NO | YES |  |  |  |  | FULL VISION 11222206 GEDC-3181 |  |  | Active |  |  |  | Equipment | PAAR:00-PVAR | 11/11/2019 | 11/11/2019 | COOPER AMBULATORY OFF-SITES |  |  | Suite 318 - Stress Test Room | WOT00000004298152 | CARLA TRUELL | Performance Verification | Closed | Stephen Zubrzycki | 11/11/2019 | 11/11/2019 | Performance Verification for FULL VISION 11222206 GEDC-3181 | Initial Install of Performance Verification. Device is ready for patient use. |  |  | 11/11/2019 | 11/11/2019
|  | GE HEALTHCARE | T2100 | TREADMILL | GEDC-2455 | COOPER BONE & JOINT- GLASSBORO | 221 Victoria Street |  |  | 10/31/2019 |  | 10/31/34 |  |  | NO | YES |  |  |  |  | FULL VISION 11221871 GEDC-2455 |  |  | Active |  |  |  | Equipment | PAAR:00-PVAR | 10/31/2019 | 10/31/2019 | COOPER AMBULATORY OFF-SITES |  |  | GLASSBORO | WOT00000002673922 | COURTNEY BUDD | Performance Verification | Closed | Josh Harris | 10/31/2019 | 10/31/2019 | Performance Verification for FULL VISION 11221871 GEDC-2455 | Initial Install of Performance Verification. Device is ready for patient use. |  |  | 10/31/2019 | 10/31/2019
|  | GE HEALTHCARE | T2100 | TREADMILL | GEDC-0312 | BRACE ROAD-CARDIOLOGY | 1210 Brace Rd | Heart Institute |  | 11/10/2017 |  | 11/10/32 |  |  | NO | YES |  |  |  |  | GE MEDICAL SYSTEMS 10732191 GEDC-0312 |  |  | Active |  | 99:99:99:99:99:99 |  | Equipment | PAAR:00-PVAR | 10/31/2019 |  | COOPER AMBULATORY OFF-SITES |  |  | ROOM 4 | 0012508752 | Beth Mook | Performance Verification | Closed | Josh Harris | 12/15/2017 | 12/15/2017 | INCOMING INVENTORY | DEVICE INVENTORIED | 985447CD-D0CF-48CB-B124-F74E4D7A33DF | Labor | 12/15/2017 | 12/15/2017 | Josh Harris
|  | GE HEALTHCARE | T2100 | TREADMILL | SN816250671SA | BRACHFIELD MEDICAL ASSOCIATES-MEDICINE | 218 Sunset Rd |  |  | 07/11/2016 |  | 7/11/31 |  |  | NO | YES |  |  |  |  | GE MEDICAL SYSTEMS 10505088 SN816250671SA |  |  | Active |  | 99:99:99:99:99:99 |  | Equipment | PAAR:00-PVAR | 10/31/2019 |  | COOPER AMBULATORY OFF-SITES |  |  | 218 SUNSET BLVD |  | CATHY CRAWFORD
|  | GE HEALTHCARE | T2100 | TREADMILL | SN816480311SA | WOODSTOWN - CARDIOLOGY | 66 East Ave |  |  | 12/06/2016 |  | 12/6/31 |  |  | NO | YES |  |  |  |  | GE MEDICAL SYSTEMS 10505016 SN816480311SA |  |  | Active |  | 99:99:99:99:99:99 |  | Equipment | PAAR:00-PVAR | 10/31/2019 |  | COOPER AMBULATORY OFF-SITES |  |  |  | 0011478047 | SUSAN WHITZELL | Performance Verification | Closed | Bonnie Aichroth | 04/12/2017 | 04/12/2017 | INCOMING INVENTORY | DEVICE INVENTORIED | 17B293DF-B4B2-4970-BC66-C59EBCF7B8F8 | Labor | 04/12/2017 | 04/12/2017 | Bonnie Aichroth
|  | GE HEALTHCARE | T2100 | TREADMILL | SN815353980SA | HEART STATION | Kelemen |  |  | 01/29/2016 |  | 1/29/31 |  |  | NO | YES |  |  |  |  | GE MEDICAL SYSTEMS 10369499 SN815353980SA |  |  | Active |  | 99:99:99:99:99:99 |  | Equipment | PAAR:00-PVAR | 10/31/2019 |  | COOPER UNIVERSITY HOSPITAL |  |  | Stress Room 290 |  | MARCEL JOHNSON
|  | GE HEALTHCARE | T2100 | TREADMILL | SN815353984SA | HEART STATION | Kelemen | BASEMENT |  | 01/29/2016 |  | 1/29/31 |  |  | NO | YES |  |  |  |  | GE MEDICAL SYSTEMS 10369497 SN815353984SA |  |  | Active |  | 99:99:99:99:99:99 |  | Equipment | PAAR:00-PVAR | 10/31/2019 |  | COOPER UNIVERSITY HOSPITAL |  |  | B79 |  | MARCEL JOHNSON
|  | GE HEALTHCARE | T2100 | TREADMILL | SN215401797SA | HEART INSTITUTE | 400 Medical Center Dr |  |  | 10/31/2019 |  | 10/31/34 |  |  | NO | YES |  |  |  |  | GE MEDICAL SYSTEMS 30142989 SN215401797SA |  |  | Active |  | 99:99:99:99:99:99 |  | Equipment | PAAR:00-PVAR | 10/31/2019 | 10/31/2019 | COOPER AMBULATORY OFF-SITES |  |  | ECHO ROOM | 0011080805 | KATHRYN COMO | Performance Verification | Closed | Bonnie Aichroth | 10/31/2019 | 10/31/2019 | INCOMING INVENTORY | DEVICE INVENTORIED | DE106CA2-7524-439D-90E1-9F7665F1E9F5 | Labor | 10/31/2019 | 10/31/2019 | Bonnie Aichroth
|  | GE HEALTHCARE | T2100 | TREADMILL | SJV14152345SA | VOORHEES CARDIOLOGY | 901 Centennial Blvd | Building 2 |  | 03/27/2014 |  | 3/27/29 |  |  | NO | YES |  |  |  |  | GE MEDICAL SYSTEMS 10345273 SJV14152345SA |  |  | Active |  | 99:99:99:99:99:99 |  | Equipment | PAAR:00-PVAR | 11/02/2019 |  | COOPER AMBULATORY OFF-SITES |  |  | STRESS ECHO LAB | WOT00000000937478 | KATHY COMO | Alert | Closed | Kirk Lis | 05/18/2018 | 05/13/2019 | ALT001119 - GE Healthcare - Spare Parts For T2100 Treadmill Microflex Drive - A Performance Issue With Customer Owned Spare Parts Was Not Addressed With A Previ | INVESTEGATED ALERT Board is original part which is not affected as per GE service tech. Keith | EXP1791949 | Labor | 11/27/2018 | 11/27/2018 | Kirk Lis
|  | LANDICE, INC. |  | TREADMILL | 7-14382 | CHERRY HILL PHYSICAL THERAPY | 1101 N Kings Hwy |  |  | 01/01/1900 |  |  |  |  | NO | YES |  |  |  |  | LANDICE, INC. 10366073 7-14382 |  |  | Active |  | 99:99:99:99:99:99 |  | Equipment | PAAR:00-PVAR | 11/02/2019 |  | COOPER AMBULATORY OFF-SITES |  |  | EXERCISE ROOM |  | COURTNEY BUDD
|  | LANDICE, INC. | L7 | TREADMILL | L7-107882 | PHYSICAL THERAPY DEPARTMENT | 221 Victoria Street |  |  | 10/31/2019 |  | 10/31/34 |  |  | NO | YES |  |  |  |  | LANDICE, INC. 11221927 L7-107882 |  |  | Active |  |  |  | Equipment | PAAR:00-PVAR | 10/31/2019 | 10/31/2019 | COOPER AMBULATORY OFF-SITES |  |  | Glassboro | WOT00000002753603 | COURTNEY BUDD | Performance Verification | Closed | Josh Harris | 10/31/2019 | 10/31/2019 | Performance Verification for LANDICE, INC. 11221927 L7-107882 | Initial Install of Performance Verification. Device is ready for patient use. |  |  | 10/31/2019 | 10/31/2019
|  | LANDICE, INC. | L7 | TREADMILL | L7-14259 | CHERRY HILL PHYSICAL THERAPY | 1101 N Kings Hwy |  |  | 01/01/1900 |  |  |  |  | NO | YES |  |  |  |  | LANDICE, INC. 10366072 L7-14259 |  |  | Active |  | 99:99:99:99:99:99 |  | Equipment | PAAR:00-PVAR | 11/02/2019 |  | COOPER AMBULATORY OFF-SITES |  |  | EXERCISE ROOM |  | COURTNEY BUDD
|  | SPORTS ART |  | TREADMILL |  | VOORHEES ORTHOPEDICS | 901 Centennial Blvd | Building 1 |  | 11/02/2019 |  | 11/2/34 |  |  | NO | YES |  |  |  |  | SPORTS ART 210337329 0082305 |  |  | Active |  | 99:99:99:99:99:99 |  | Equipment | PAAR:00-PVAR | 11/02/2019 | 11/02/2019 | COOPER AMBULATORY OFF-SITES |  |  | ORTHO PHYSICAL THERAPY |  | CAROL STRANTON |  |  |  | 11/02/2019 | 11/02/2019 |  |  |  |  | 11/02/2019 | 11/02/2019
|  | SPORTS ART |  | TREADMILL |  | VOORHEES ORTHOPEDICS | 901 Centennial Blvd | Building 1 |  | 07/07/2005 |  | 7/7/20 |  |  | NO | YES |  |  |  |  | SPORTS ART 10345000 0078130 |  |  | Active |  | 99:99:99:99:99:99 |  | Equipment | PAAR:00-PVAR | 11/02/2019 |  | COOPER AMBULATORY OFF-SITES |  |  | ORTHO PHYSICAL THERAPY |  | CAROL STRANTON
|  | GENESIS | SE450RS | TUBE SEALER |  | LAB BLOOD BANK | Pavilion | BASEMENT |  | 10/31/2019 |  |  |  |  | NO | YES |  |  |  |  | GENESIS 11207537 343620 |  |  | Active |  | 99:99:99:99:99:99 |  | Equipment | PAAR:00-PVAR | 10/31/2019 | 10/31/2019 | COOPER UNIVERSITY HOSPITAL |  |  | p041 | WOT00000001619174 | Barbara Bayne | Performance Verification | Closed | Gene Amodei | 10/31/2019 | 10/31/2019 | Performance Verification for GENESIS 11207537 343620 | Initial Install of Performance Verification. Device is ready for patient use. |  |  | 10/31/2019 | 10/31/2019
|  | GENESIS | TCD B40 | TUBE WELDER | G100693 | LAB BLOOD BANK | Pavilion | Basement |  | 10/31/2019 |  |  |  |  | NO | YES |  |  |  |  | GENESIS 30438041 G100693 |  |  | Active |  | 99:99:99:99:99:99 |  | Equipment | PAAR:00-PVAR | 10/31/2019 | 10/31/2019 | COOPER UNIVERSITY HOSPITAL |  |  | Performance Verification | WOT00000001461767 | Barbara Bayne | Performance Verification | Closed | Gene Amodei | 10/31/2019 | 10/31/2019 | CEID Record Completion for GENESIS 30438041 G100693 | vpo device device is low voltage Pm should not be required | EXP2325139 | Labor | 10/31/2019 | 10/31/2019 | Gene Amodei
|  | GRASON-STADLER, INC. | GSI TYMPSTAR | TYMPANOMETER | AL051470 | 6200 MAIN ST-SURGERY | 6200 Main St |  |  | 11/21/2005 |  |  |  |  | NO | YES |  |  |  |  | GRASON-STADLER, INC. 10345786 AL051470 |  |  | Active |  | 99:99:99:99:99:99 |  | Equipment | 1Y:00-MFG | 03/18/2019 | 02/01/2020 | COOPER AMBULATORY OFF-SITES |  |  | AUDIO RM |  | BOBBIE MICKLE
|  | INTERACOUSTICS | AT235H | TYMPANOMETER |  | BUNKER HILL-SURGERY | 2 Plaza Dr |  |  | 05/01/2013 |  |  |  |  | NO | YES |  |  |  |  | INTERACOUSTICS 10366925 529673 |  |  | Active |  | 99:99:99:99:99:99 |  | Equipment | 1Y:00-MFG | 03/18/2019 | 02/01/2020 | COOPER AMBULATORY OFF-SITES |  |  | Podiatry PROCEDURE RM |  | ANNE MAIER
|  | WELCH ALLYN, INC. | TM262 AUTO TYMP | TYMPANOMETER |  | VOORHEES PEDIATRICS | 6400 Main St |  |  | 03/16/2001 |  | 3/16/06 |  |  | NO | YES |  |  |  |  | WELCH ALLYN, INC. 10348082 02110 |  |  | Active |  | 99:99:99:99:99:99 |  | Equipment | 1Y:00-MFG | 04/19/2019 | 04/01/2020 | COOPER AMBULATORY OFF-SITES |  |  | HEARING TEST AREA |  | MAUREEN OBRIEN
|  | WELCH ALLYN, INC. | TM262 AUTO TYMP | TYMPANOMETER |  | 3 COOPER-PEDIATRICS | 3 Cooper |  |  | 12/11/2000 |  | 12/11/05 |  |  | NO | YES |  |  |  |  | WELCH ALLYN, INC. 10345643 988275 |  |  | Active |  | 99:99:99:99:99:99 |  | Equipment | 1Y:00-MFG | 11/01/2019 | 11/01/2020 | COOPER AMBULATORY OFF-SITES |  |  | Suite 200 - Exam 1 |  | MAUREEN OBRIEN
|  | WELCH ALLYN, INC. | TM286 AUTO TYMP | TYMPANOMETER | GS0067358 | BUNKER HILL-PEDIATRICS | 4 Plaza Dr |  |  | 11/01/2019 |  | 11/1/24 |  |  | NO | YES |  |  |  |  | WELCH ALLYN, INC. 11208348 GS0067358 |  |  | Active |  | 99:99:99:99:99:99 |  | Equipment | 1Y:00-MFG | 11/01/2019 | 11/01/2019 | COOPER AMBULATORY OFF-SITES |  |  |  | WOT00000001610008 | MAUREEN OBRIEN | Performance Verification | Closed | Michael Youch | 11/01/2019 | 11/01/2019 | CEID Record Completion for WELCH ALLYN, INC. 11208348 GS0067358 | Visual Inspection: double insulated, no exposed conductors, no frayed wires. | EXP1629626 | Labor | 11/01/2019 | 11/01/2019 | Michael Youch
|  | WELCH ALLYN, INC. | TM286 AUTO TYMP | TYMPANOMETER | GS0074713 | BURLINGTON OUTPATIENT PEDIATRICS | 1900 Mount Holly Rd |  |  | 08/09/2019 |  | 8/9/24 |  |  | NO | YES |  |  |  |  | WELCH ALLYN, INC. 11200036 GS0074713 |  |  | Active |  |  |  | Equipment | 1Y:00-MFG | 08/09/2019 | 08/09/2019 | COOPER AMBULATORY OFF-SITES |  |  | BURLINGTON | WOT00000002754604 | CHARMAINE RHETT | Service Request | Closed | Kirk Lis | 08/09/2019 | 08/09/2019 | Ear Machine- Needs to be checked, tagged, and set up | INVENTORIED UNIT INVENTORIED UNIT | EXP3102453 | Labor | 08/09/2019 | 08/09/2019 | Kirk Lis
|  | OLYMPUS AMERICA, INC. | EU-C60 | ULTRASOUND CENTER |  | VOORHEES SURGERY CENTER-PULMONARY | Kelemen |  |  | 12/01/2005 |  |  |  |  | NO | YES |  |  |  |  | OLYMPUS AMERICA, INC. 10347125 1500233 |  |  | Disposition |  |  |  | Equipment | 1Y:00-MFG | 12/15/2015 | 04/01/2020 | COOPER AMBULATORY OFF-SITES |  |  | SUITE E |  | SUSAN PINE
|  | OLYMPUS AMERICA, INC. | EU-ME1 | ULTRASOUND CENTER |  | SPECIAL TEST | Kelemen |  |  | 11/02/2019 |  |  |  |  | NO | YES |  |  |  |  | OLYMPUS AMERICA, INC. 30143426 1121853 |  |  | Active |  | 99:99:99:99:99:99 |  | Equipment | PAAR:00-PVAR | 11/02/2019 | 11/02/2019 | COOPER UNIVERSITY HOSPITAL |  |  | BRONCH SUITE |  | AMY HANNAN |  |  |  | 11/02/2019 | 11/02/2019 |  |  |  |  | 11/02/2019 | 11/02/2019
|  | OLYMPUS AMERICA, INC. | EU-ME1 | ULTRASOUND CENTER |  | SPECIAL TEST | Kelemen |  |  | 11/02/2019 |  |  |  |  | NO | YES |  |  |  |  | OLYMPUS AMERICA, INC. 30143410 7340021 |  |  | Active |  | 99:99:99:99:99:99 |  | Equipment | PAAR:00-PVAR | 11/02/2019 | 11/02/2019 | COOPER UNIVERSITY HOSPITAL |  |  | GI CENTER MT LAUREL |  | AMY HANNAN |  |  |  | 11/02/2019 | 11/02/2019 |  |  |  |  | 11/02/2019 | 11/02/2019
|  | LABORIE MEDICAL TECHNOLOGIES | PORTASCAN 3D | ULTRASOUND, BLADDER VOLUME | MD6000F0645 | VOORHEES UROGYNECOLOGY | 6012 Main St |  |  | 04/16/2019 |  |  |  |  | NO | YES |  |  |  |  | LABORIE MEDICAL TECHNOLOGIES 30149604 MD6000F0645 |  |  | Active |  | 99:99:99:99:99:99 |  | Accessory | 1Y:00-MFG | 04/16/2019 | 04/16/2019 | COOPER AMBULATORY OFF-SITES |  |  | 6012 MAIN STREET |  | Sheronda Coppage-Belt |  |  |  | 04/16/2019 | 04/16/2019 |  |  |  |  | 04/16/2019 | 04/16/2019
|  | MCUBE TECHNOLOGY | CUBESCAN BIOCON-500 | ULTRASOUND, BLADDER VOLUME | BC500-DA161205 | PACU KELEMEN | Pavilion |  |  | 12/01/2011 |  | 12/1/16 |  |  | NO | YES |  |  |  |  | MCUBE TECHNOLOGY 10368489 BC500-DA161205 |  |  | Active |  | 99:99:99:99:99:99 |  | Equipment | 1Y:00-CAL | 06/18/2019 | 06/01/2020 | COOPER UNIVERSITY HOSPITAL |  |  | pacu storage |  | FRANK OBRIEN
|  | MCUBE TECHNOLOGY | CUBESCAN BIOCON-500 | ULTRASOUND, BLADDER VOLUME | Bc500-cb096004 |  | 3 Cooper | [7 empty] | NO | YES
|  | MCUBE TECHNOLOGY | CUBESCAN BIOCON-700 | ULTRASOUND, BLADDER VOLUME |  | VOORHEES UROGYNECOLOGY | 6015 Main St |  |  | 10/04/2016 |  | 10/4/21 |  |  | NO | YES |  |  |  |  | MCUBE TECHNOLOGY 10649844 2210570017 |  |  | Active |  | 99:99:99:99:99:99 |  | Equipment | 1Y:00-CAL | 04/16/2019 | 04/01/2020 | COOPER AMBULATORY OFF-SITES |  |  | SUITE G | 0011461720 | Sheronda Coppage-Belt | Preventative Maintenance | Closed | Bonnie Aichroth | 04/06/2017 | 04/06/2017 | PERFORMANCE ASSURANCE AT INVENTORY | INVENTORIED DEVICE AND ENSURED DEVICE WAS FUNCTIONING PROPERLY. | E2721148-A8F9-4C7B-BFBF-759811CA6779 | Labor | 10/04/2016 | 10/04/2016 | Stephen Zubrzycki
|  | MCUBE TECHNOLOGY | CUBESCAN BIOCON-700 | ULTRASOUND, BLADDER VOLUME | BC700-HB450310 | EMERGENCY ROOM | Kelemen |  |  | 03/21/2016 |  | 3/21/21 |  |  | NO | YES |  |  |  |  | MCUBE TECHNOLOGY 10480368 BC700-HB450310 |  |  | Active |  | 99:99:99:99:99:99 |  | Equipment | 1Y:00-CAL | 02/20/2019 | 02/01/2020 | COOPER UNIVERSITY HOSPITAL |  |  | 1st floor |  | KAREN GRUBER
|  | MCUBE TECHNOLOGY | CUBESCAN BIOCON-700 | ULTRASOUND, BLADDER VOLUME | BC700-HB452210 | CCU - CORONARY CARE UNIT | Kelemen |  |  | 03/21/2016 |  | 3/21/21 |  |  | NO | YES |  |  |  |  | MCUBE TECHNOLOGY 10480367 BC700-HB452210 |  |  | Active |  | 99:99:99:99:99:99 |  | Equipment | 1Y:00-CAL | 06/20/2019 | 06/01/2020 | COOPER UNIVERSITY HOSPITAL |  |  | 4TH FLOOR |  | CAROLYN RUMELL
|  | MCUBE TECHNOLOGY | CUBESCAN BIOCON-700 | ULTRASOUND, BLADDER VOLUME | BC700-HB030102 | TSDU - KELEMEN S7 | Kelemen |  |  | 03/21/2016 |  | 3/21/21 |  |  | NO | YES |  |  |  |  | MCUBE TECHNOLOGY 10480365 BC700-HB457710 |  |  | Active |  | 99:99:99:99:99:99 |  | Equipment | 1Y:00-CAL | 02/25/2019 | 02/01/2020 | COOPER UNIVERSITY HOSPITAL |  |  | 7TH FLOOR |  | JEN VANDER HORN
|  | MCUBE TECHNOLOGY | CUBESCAN BIOCON-700 | ULTRASOUND, BLADDER VOLUME | BC700-HB455210 | TRAUMA ICU | Kelemen |  |  | 03/21/2016 |  | 3/21/21 |  |  | NO | YES |  |  |  |  | MCUBE TECHNOLOGY 10480363 BC700-HB455210 |  |  | Active |  | 99:99:99:99:99:99 |  | Equipment | 1Y:00-CAL | 02/21/2019 | 02/01/2020 | COOPER UNIVERSITY HOSPITAL |  |  | 3RD FLOOR |  | Diane Floyd
|  | MCUBE TECHNOLOGY | CUBESCAN BIOCON-700 | ULTRASOUND, BLADDER VOLUME | BC700-HB456610 | CDU - CLINICAL DECISION UNIT-9 KELEMEN | Kelemen |  |  | 03/21/2016 |  | 3/21/21 |  |  | NO | YES |  |  |  |  | MCUBE TECHNOLOGY 10480362 BC700-HB456610 |  |  | Active |  | 99:99:99:99:99:99 |  | Equipment | 1Y:00-CAL | 05/21/2019 | 05/01/2020 | COOPER UNIVERSITY HOSPITAL |  |  | 1st floor |  | KAREN GRUBER
|  | MCUBE TECHNOLOGY | CUBESCAN BIOCON-700 | ULTRASOUND, BLADDER VOLUME | BC700-HB449910 | MOTHER INFANT UNIT | Dorrance |  |  | 03/21/2016 |  | 3/21/21 |  |  | NO | YES |  |  |  |  | MCUBE TECHNOLOGY 10480361 BC700-HB449910 |  |  | Active |  | 99:99:99:99:99:99 |  | Equipment | 1Y:00-CAL | 05/31/2019 | 05/01/2020 | COOPER UNIVERSITY HOSPITAL |  |  | D3 5 AND 6 |  | Christina Smith
|  | MCUBE TECHNOLOGY | CUBESCAN BIOCON-700 | ULTRASOUND, BLADDER VOLUME | BC700-G6242909 | BUNKER HILL-SURGERY | 2 Plaza Dr |  |  | 01/01/1900 |  |  |  |  | NO | YES |  |  |  |  | MCUBE TECHNOLOGY 10366906 BC700-G6242909 |  |  | Active |  | 99:99:99:99:99:99 |  | Equipment | 1Y:00-CAL | 12/24/2018 | 12/01/2019 | COOPER AMBULATORY OFF-SITES |  |  | Surgery lab |  | ANNE MAIER
|  | MCUBE TECHNOLOGY | CUBESCAN BIOCON-700 | ULTRASOUND, BLADDER VOLUME | G7247109 | NEURO/ORTHO/MEDSURG/7 PAV | Pavilion |  |  | 08/27/2014 |  | 8/27/19 |  |  | NO | YES |  |  |  |  | MCUBE TECHNOLOGY 10356698 G7247109 |  |  | Active |  | 99:99:99:99:99:99 |  | Equipment | 1Y:00-CAL | 02/21/2019 | 02/01/2020 | COOPER UNIVERSITY HOSPITAL |  |  | PAVILION 7 |  | Pam Young
|  | MCUBE TECHNOLOGY | CUBESCAN BIOCON-700 | ULTRASOUND, BLADDER VOLUME | BC700-HC479710 | MD ANDERSON INPATIENT ONCOLOGY | Pavilion |  |  | 05/23/2019 |  | 5/23/24 |  |  | NO | YES |  |  |  |  | MCUBE TECHNOLOGY 30146413 BC700-HC479710 |  |  | Active |  | 99:99:99:99:99:99 |  | Equipment | 1Y:00-CAL | 05/23/2019 | 05/23/2019 | COOPER UNIVERSITY HOSPITAL |  |  | P5 - Storage Room |  | MIRIAM ZIEGLER |  |  |  | 05/23/2019 | 05/23/2019 |  |  |  |  | 05/23/2019 | 05/23/2019
|  | MCUBE TECHNOLOGY | CUBESCAN BIOCON-700 | ULTRASOUND, BLADDER VOLUME | BC700-F2110408 | 3 COOPER-MULTISPECIALTY CENTER | 3 Cooper |  |  | 04/18/2013 |  | 4/18/18 |  |  | NO | YES |  |  |  |  | MCUBE TECHNOLOGY 10345633 BC700-F2110408 |  |  | Active |  | 99:99:99:99:99:99 |  | Equipment | 1Y:00-CAL | 11/01/2019 | 11/01/2020 | COOPER AMBULATORY OFF-SITES |  |  | Suite 215 - Moves |  | MARGIE OUTLER
|  | MCUBE TECHNOLOGY | CUBESCAN BIOCON-750 | ULTRASOUND, BLADDER VOLUME | 2220KA0083 | SAME DAY PACU-2ND FL PAVILION | Kelemen |  |  | 02/16/2018 |  | 2/16/23 |  |  | NO | YES |  |  |  |  | MEDLINE INDUSTRIES, INC. 10752783 2220KA0083 |  |  | Active |  | 99:99:99:99:99:99 |  | Equipment | 1Y:00-MFG | 01/29/2019 | 01/01/2020 | COOPER UNIVERSITY HOSPITAL |  |  | SAME DAY PACU-2ND FL PAVILION | WOT00000000642281 | Lisa Geoghegan | Performance Verification | Closed | Zhan Kiselev | 03/06/2018 | 07/30/2018 | Performance Verification for MCUBE TECHNOLOGY CO., LTD. 10752783 2220KA0083 | Initial Install of Performance Verification. Device is ready for patient use.
|  | MCUBE TECHNOLOGY | CUBESCAN BIOCON-750 | ULTRASOUND, BLADDER VOLUME | 2220K60073 | 127 CHURCH - SURGERY | 127 Church Rd |  |  | 08/30/2017 |  | 8/30/22 |  |  | NO | YES |  |  |  |  | MEDLINE INDUSTRIES, INC. 10732141 2220K60073 |  |  | Active |  | 99:99:99:99:99:99 |  | Equipment | 1Y:00-MFG | 10/18/2019 | 10/01/2020 | COOPER AMBULATORY OFF-SITES |  |  | 127 Church Rd. - Hallway | 0012501277 | Carmen Rivera | Preventative Maintenance | Closed | Josh Harris | 12/12/2017 | 12/12/2017 | PERFORMANCE ASSURANCE AT INVENTORY | INVENTORIED DEVICE AND ENSURED DEVICE WAS FUNCTIONING PROPERLY. | B64A3CAF-CB6D-4F3F-8A9F-932B787FBFA4 | Labor | 08/30/2017 | 08/30/2017 | Kirk Lis
|  | VERATHON MEDICAL | BLADDERSCAN BVI 3000 | ULTRASOUND, BLADDER VOLUME | B3105664 | COOPER CANCER CENTER-MULTIDISCIPLINARY CLINIC | MD Anderson Cancer Center |  |  | 08/28/2013 |  | 8/28/18 |  |  | NO | YES |  |  |  |  | VERATHON MEDICAL 10367506 B3105664 |  |  | Active |  | 99:99:99:99:99:99 |  | Equipment | 1Y:00-MFG | 08/27/2019 | 09/01/2020 | COOPER AMBULATORY OFF-SITES |  |  | ROOM C2017 consulting room |  | ROXANNE BERGER
|  | VERATHON MEDICAL | BLADDERSCAN BVI 3000 | ULTRASOUND, BLADDER VOLUME |  | WOODSTOWN - CARDIOLOGY | 66 East Ave |  |  | 01/01/1900 |  |  |  |  | NO | YES |  |  |  |  | DIAGNOSTIC ULTRASOUND CORP. 10366963 03024181 |  |  | Active |  | 99:99:99:99:99:99 |  | Equipment | 1Y:00-MFG | 07/26/2019 | 07/01/2020 | COOPER AMBULATORY OFF-SITES |  |  | MOVES |  | SUSAN WHITZELL
|  | VERATHON MEDICAL | BLADDERSCAN BVI 3000 | ULTRASOUND, BLADDER VOLUME |  | TSDU - KELEMEN S7 | Kelemen |  |  | 08/05/2006 |  | 8/5/11 |  |  | NO | YES |  |  |  |  | DIAGNOSTIC ULTRASOUND CORP. 10349438 05300760 |  |  | Active |  | 99:99:99:99:99:99 |  | Equipment | 1Y:00-MFG | 02/21/2019 | 02/01/2020 | COOPER UNIVERSITY HOSPITAL |  |  | TSDU STOREROOM |  | JEN VANDER HORN
|  | VERATHON MEDICAL | BLADDERSCAN PRIME | ULTRASOUND, BLADDER VOLUME | C1503700 | KELEMEN 8 PCU | Kelemen |  |  | 01/22/2019 |  | 1/22/24 |  |  | NO | YES |  |  |  |  | VERATHON MEDICAL 11208145 C1503700 |  |  | Active |  | 99:99:99:99:99:99 |  | Equipment | 1Y:00-MFG | 01/22/2019 | 01/22/2019 | COOPER UNIVERSITY HOSPITAL |  |  | Biomed | WOT00000001619832 | BYRON WELLS | Performance Verification | Closed | Michael Youch | 01/22/2019 | 01/22/2019 | Performance Verification for VERATHON MEDICAL 11208145 C1503700 | Initial Install of Performance Verification. Device is ready for patient use. |  |  | 01/22/2019 | 01/22/2019
|  | VERATHON MEDICAL | BLADDERSCAN PRIME | ULTRASOUND, BLADDER VOLUME | C1503699 | KELEMEN 8 PCU | Kelemen |  |  | 01/22/2019 |  | 1/22/24 |  |  | NO | YES |  |  |  |  | VERATHON MEDICAL 11208144 C1503699 |  |  | Active |  | 99:99:99:99:99:99 |  | Equipment | 1Y:00-MFG | 01/22/2019 | 01/22/2019 | COOPER UNIVERSITY HOSPITAL |  |  |  | WOT00000001619785 | BYRON WELLS | Performance Verification | Closed | Michael Youch | 01/22/2019 | 01/22/2019 | Performance Verification for VERATHON MEDICAL 11208144 C1503699 | Initial Install of Performance Verification. Device is ready for patient use. |  |  | 01/22/2019 | 01/22/2019
|  | VERATHON MEDICAL | BLADDERSCAN PRIME PLUS | ULTRASOUND, BLADDER VOLUME | C1509084 | KELEMEN 9 | Kelemen |  |  | 09/16/2019 |  | 9/16/24 |  |  | NO | YES |  |  |  |  | VERATHON MEDICAL 11208434 C1509084 |  |  | Active |  |  |  | Equipment | 1Y:00-MFG | 09/16/2019 | 09/16/2019 | COOPER UNIVERSITY HOSPITAL |  |  | Kelemen 9 equipment room | WOT00000003734692 | LAURA ZIMMERMAN | Performance Verification | Completed | Michael Youch | 09/16/2019 | 09/16/2019 | Performance Verification for VERATHON MEDICAL 11208434 C1509084 | Initial Install of Performance Verification. Device is ready for patient use. |  |  | 09/16/2019 | 09/16/2019
|  | VERATHON MEDICAL | BVI 9400 | ULTRASOUND, BLADDER VOLUME | B4500902 | COOPER CANCER CENTER | MD Anderson Cancer Center |  |  | 09/30/2019 |  | 9/30/24 |  |  | NO | YES |  |  |  |  | VERATHON MEDICAL 11222059 B4500902 |  |  | Active |  | 99:99:99:99:99:99 |  | Equipment | 1Y:00-MFG | 09/30/2019 | 09/30/2019 | COOPER AMBULATORY OFF-SITES |  |  | 1st floor CCC | WOT00000001404012 | COLLEEN TEGELER | Performance Verification | Closed | Charles Santomero | 09/30/2019 | 09/30/2019 | Performance Verification for VERATHON MEDICAL 11222059 BA4500902 | Initial Install of Performance Verification. Device is ready for patient use. |  |  | 09/30/2019 | 09/30/2019
|  | VERATHON MEDICAL | BVI 9400 | ULTRASOUND, BLADDER VOLUME | B4020595 | INCU - KELEMEN S10 | Kelemen |  |  | 11/01/2019 |  | 11/1/24 |  |  | NO | YES |  |  |  |  | VERATHON MEDICAL 11208227 B4020595 |  |  | Active |  | 99:99:99:99:99:99 |  | Equipment | 1Y:00-MFG | 11/01/2019 | 11/01/2019 | COOPER UNIVERSITY HOSPITAL |  |  | 10TH FLOOR |  | Lisa Brooks |  |  |  | 11/01/2019 | 11/01/2019 |  |  |  |  | 11/01/2019 | 11/01/2019
|  | VERATHON MEDICAL | BVI 9400 | ULTRASOUND, BLADDER VOLUME | B4303345 | KELEMEN 8 PCU | Kelemen |  |  | 01/29/2016 |  | 1/29/21 |  |  | NO | YES |  |  |  |  | VERATHON MEDICAL 10369488 B4303345 |  |  | Active |  | 99:99:99:99:99:99 |  | Equipment | 1Y:00-MFG | 01/22/2019 | 01/01/2020 | COOPER UNIVERSITY HOSPITAL |  |  |  | 0011598917 | BYRON WELLS | Repair | Closed | Michael Youch | 04/29/2017 | 09/01/2017 | BLADDER SCANNER - NOTE SAYS BROKEN - KELEMEN 8 BACK HALLWAY BY PATIENT ELEVATORS | 5/2/2017 3:59:00 PM MDYOUCH (MDYOUCH 5/2/2017 10:00 AM) UNIT DOES NOT SCAN PROPERLY, DOES NOT PICK UP THE BLADDER. 8/30/2017 3:40:54 PM MDYOUCH connector pins also repaired. | 95863747-ED78-468C-AAAE-EB1655A3AF00 | Labor | 05/02/2017 | 05/02/2017 | Michael Youch
|  | VERATHON MEDICAL | BVI 9400 | ULTRASOUND, BLADDER VOLUME | B4004871 | CCU - CORONARY CARE UNIT | Pavilion |  |  | 09/09/2009 |  | 9/9/14 |  |  | NO | YES |  |  |  |  | VERATHON MEDICAL 10367277 B4004871 |  |  | Active |  | 99:99:99:99:99:99 |  | Equipment | 1Y:00-MFG | 06/25/2019 | 06/01/2020 | COOPER UNIVERSITY HOSPITAL |  |  | CCU |  | CAROLYN RUMELL
|  | VERATHON MEDICAL | BVI 9400 | ULTRASOUND, BLADDER VOLUME | B4022089 | VOORHEES SURGERY CENTER-RADIATION/ONC | 900 Centennial Blvd | Suite D |  | 10/24/2014 |  | 10/24/19 |  |  | NO | YES |  |  |  |  | VERATHON MEDICAL 10356840 B4022089 |  |  | Active |  | 99:99:99:99:99:99 |  | Equipment | 1Y:00-MFG | 04/30/2019 | 04/01/2020 | COOPER AMBULATORY OFF-SITES |  |  | Linear Accelerator Room |  | COLLEEN TEGELER
|  | VERATHON MEDICAL | BVI 9400 | ULTRASOUND, BLADDER VOLUME | B4020051 | PAVILION 8 | Kelemen |  |  | 03/25/2014 |  | 3/25/19 |  |  | NO | YES |  |  |  |  | VERATHON MEDICAL 10356669 B4020051 |  |  | Active |  | 99:99:99:99:99:99 |  | Equipment | 1Y:00-MFG | 07/24/2019 | 07/01/2020 | COOPER UNIVERSITY HOSPITAL |  |  | EQUIPMENT ROOM |  | BRIAN OSHAUGHNESSY
|  | VERATHON MEDICAL | BVI 9400 | ULTRASOUND, BLADDER VOLUME | B4020053 | PAVILION 8 | Pavilion |  |  | 03/25/2014 |  | 3/25/19 |  |  | NO | YES |  |  |  |  | VERATHON MEDICAL 10356670 B4020053 |  |  | Active |  | 99:99:99:99:99:99 |  | Equipment | 1Y:00-MFG | 07/24/2019 | 07/01/2020 | COOPER UNIVERSITY HOSPITAL |  |  | P8 equip room |  | BRIAN OSHAUGHNESSY
|  | VERATHON MEDICAL | BVI 9400 | ULTRASOUND, BLADDER VOLUME | B4020052 | CHIP - 9 PAVILION | Pavilion |  |  | 03/25/2014 |  | 3/25/19 |  |  | NO | YES |  |  |  |  | VERATHON MEDICAL 10356529 B4020052 |  |  | Active |  | 99:99:99:99:99:99 |  | Equipment | 1Y:00-MFG | 07/25/2019 | 07/01/2020 | COOPER UNIVERSITY HOSPITAL |  |  | 9 PAVILION |  | KIM HUMMEL
|  | VERATHON MEDICAL | BVI 9400 | ULTRASOUND, BLADDER VOLUME | B4302162 | COOPER CANCER CENTER | MD Anderson Cancer Center |  |  | 09/30/2019 |  | 9/30/24 |  |  | NO | YES |  |  |  |  | VERATHON MEDICAL 30143144 B4302162 |  |  | Active |  | 99:99:99:99:99:99 |  | Equipment | 1Y:00-MFG | 09/30/2019 | 09/30/2019 | COOPER AMBULATORY OFF-SITES |  |  | CCC 1st Floor |  | COLLEEN TEGELER |  |  |  | 09/30/2019 | 09/30/2019 |  |  |  |  | 09/30/2019 | 09/30/2019
|  | MCUBE TECHNOLOGY | CUBESCAN BIOCON-500 | ULTRASOUND, BLADDER VOLUME, CALIBRATOR | Ckd8017203 |  |  | Biomed vehicle | [6 empty] | NO | YES
|  | ACUSON, INC. | SEQUOIA 512 | ULTRASOUND, DIAGNOSTIC |  | PRINCETON-OB/GYN | 10 Forrestal Rd S |  |  | 09/21/2005 |  | 9/21/10 |  |  | NO | YES |  |  |  |  | ACUSON, INC. 10366224 53380 |  |  | Active |  | CD:10:10:CE:D0:00 |  | Equipment | 1Y:00-MFG | 09/19/2019 | 09/01/2020 | COOPER AMBULATORY OFF-SITES |  |  | ROOM 3 |  | LINDA CARON
|  | ALOKA | APLIO 300 | ULTRASOUND, DIAGNOSTIC | G3042377 |  | Kelemen | [7 empty] | NO | YES | Serial Number G3042377
|  | ALOKA | PROSOUND F75 | ULTRASOUND, DIAGNOSTIC | 204J6441 | SPECIAL TEST | 501 fellowship road |  |  | 04/19/2016 |  | 4/19/21 |  |  | NO | YES |  |  |  |  | ALOKA 10769449 204J6441 |  |  | Active |  | 00:18:7D:9D:42:F6 |  | Equipment | 1Y:00-MFG | 01/07/2019 | 01/01/2020 | COOPER UNIVERSITY HOSPITAL |  |  |  | 0011448105 | AMY HANNAN | Repair | Closed | Salvatore Bombara | 04/03/2017 | 04/04/2017 | ENDOSCOPIC ULTRASOUND - PATIENT ON TABLE, ASKED FOR GENE, NOT WORKING - SPECIAL TEST DEPARTMENT RM 651 |  | 9407C453-398E-4256-8CA5-0C298B3BE788 | Labor | 04/03/2017 | 04/03/2017 | Salvatore Bombara
|  | ALOKA | SSD-1400 | ULTRASOUND, DIAGNOSTIC | M01696 | SHORT PROCEDURE UNIT | Kelemen |  |  | 01/07/2000 |  | 1/7/05 |  |  | NO | YES |  |  |  |  | ALOKA 10480098 M01696 |  |  | Disposition |  |  |  | Equipment | 1Y:00-MFG | 06/15/2017 | 06/01/2020 | COOPER UNIVERSITY HOSPITAL |  |  | 5TH FL SPU/STORAGE |  | Lisa Geoghegan
|  | ALOKA | SSD-2000 | ULTRASOUND, DIAGNOSTIC |  | OR - KELEMEN 3 | Kelemen | BASEMENT |  | 03/08/2001 |  | 3/8/06 |  |  | NO | YES |  |  |  |  | ALOKA 10346301 2380037 |  |  | Disposition |  | 00:00:00:00:00:00 |  | Equipment | 1Y:00-MFG | 02/15/2019 | 02/01/2020 | COOPER UNIVERSITY HOSPITAL |  |  | OR STORAGE RM |  | DOMINIC VENDETTA
|  | ANALOGIC CORPORATION | FLEX FOCUS 200 | ULTRASOUND, DIAGNOSTIC |  | VOORHEES SURGERY CENTER-SURGERY DEPT | 6015 Main St |  |  | 04/12/2010 |  | 4/12/15 |  |  | NO | YES |  |  |  |  | ANALOGIC CORPORATION 10344814 1899902 |  |  | Active |  | 99:99:99:99:99:99 |  | Equipment | 1Y:00-MFG | 04/12/2019 | 04/01/2020 | COOPER AMBULATORY OFF-SITES |  |  | SURGERY - SUITE G |  | Theresa Megali
|  | BARD ACCESS SYSTEMS | SITE RITE 6 | ULTRASOUND, DIAGNOSTIC | DYYJ7020 | OR - KELEMEN 3 | Pavilion |  |  | 06/05/2015 |  | 6/5/20 |  |  | NO | YES |  |  |  |  | BARD ACCESS SYSTEMS 10355492 DYYJ7020 |  |  | Active |  | 99:99:99:99:99:99 |  | Equipment | 1Y:00-MFG | 02/19/2019 | 02/01/2020 | COOPER UNIVERSITY HOSPITAL |  |  | OR 6 AND 7 PUMP ROOM |  | DOMINIC VENDETTA
|  | BARD ACCESS SYSTEMS | SITE RITE 8 | ULTRASOUND, DIAGNOSTIC | DYCTAC553 | SURGICAL CARE UNIT | Kelemen |  |  | 06/04/2019 |  | 6/4/24 |  |  | NO | YES |  |  |  |  | BARD ACCESS SYSTEMS 11208180 DYCTAC553 |  |  | Active |  | 74:FE:48:34:5C:15 |  | Equipment | 1Y:00-MFG | 06/04/2019 | 06/04/2019 | COOPER UNIVERSITY HOSPITAL |  |  | IV TEAM | WOT00000001434245 | Lisa Geoghegan | Performance Verification | Closed | Zhan Kiselev | 06/04/2019 | 06/04/2019 | Performance Verification for BARD ACCESS SYSTEMS 11208180 DYCTAC553 | Initial Install of Performance Verification. Device is ready for patient use. |  |  | 06/04/2019 | 06/04/2019
|  | BARD ACCESS SYSTEMS | SITE RITE 8 | ULTRASOUND, DIAGNOSTIC | DYCTAC550 | SURGICAL CARE UNIT | Kelemen |  |  | 06/04/2019 |  | 6/4/24 |  |  | NO | YES |  |  |  |  | BARD ACCESS SYSTEMS 11208178 DYCTAC550 |  |  | Active |  | 74:FE:48:34:5C:28 |  | Equipment | 1Y:00-MFG | 06/04/2019 | 06/04/2019 | COOPER UNIVERSITY HOSPITAL |  |  | IV TEAM | WOT00000001434381 | Lisa Geoghegan | Performance Verification | Closed | Zhan Kiselev | 06/04/2019 | 06/04/2019 | CEID Record Completion for BARD ACCESS SYSTEMS 11208178 DYCTAC550 | New Equipment Inspection | EXP1376605 | Labor | 06/04/2019 | 06/04/2019 | Zhan Kiselev
|  | BIOSOUND ESAOTE | MYLAB 50 XVISION | ULTRASOUND, DIAGNOSTIC |  | VOORHEES RHEUMATOLOGY | 901 Centennial Blvd | Building 2 |  | 01/23/2008 |  |  |  |  | NO | YES |  |  |  |  | BIOSOUND ESAOTE 10344969 00943 |  |  | Active |  | 99:99:99:99:99:99 |  | Equipment | 1Y:00-MFG | 02/26/2019 | 02/01/2020 | COOPER AMBULATORY OFF-SITES |  |  | bdlg 2 suite 203 ROOM 14 |  | GILA DAVIS
|  | BIOSOUND ESAOTE | MYLAB 70 XVISION | ULTRASOUND, DIAGNOSTIC |  | BUNKER HILL-SURGERY | 2 Plaza Dr |  |  | 01/01/2015 |  |  |  |  | NO | YES |  |  |  |  | BIOSOUND ESAOTE 10366886 3559 |  |  | Active |  | 99:99:99:99:99:99 |  | Equipment | 1Y:00-MFG | 12/24/2018 | 12/01/2019 | COOPER AMBULATORY OFF-SITES |  |  | Podiatry EXAM 3 |  | ANNE MAIER
|  | BIOSOUND ESAOTE | MYLAB 70 XVISION | ULTRASOUND, DIAGNOSTIC |  | 3 COOPER-MULTISPECIALTY CENTER | 3 Cooper |  |  | 01/18/2015 |  |  |  |  | NO | YES |  |  |  |  | BIOSOUND ESAOTE 10345582 3238 |  |  | Active |  | 99:99:99:99:99:99 |  | Equipment | 1Y:00-MFG | 11/01/2019 | 11/01/2020 | COOPER AMBULATORY OFF-SITES |  |  | EXAM 169 |  | MARGIE OUTLER
|  | BK ULTRASOND | FLEX FOCUS 400 | ULTRASOUND, DIAGNOSTIC |  | OPERATING ROOM - PAVILION | Pavilion |  |  | 05/18/2015 |  |  |  |  | NO | YES |  |  |  |  | B & K MEDICAL SYSTEMS, INC. 10369420 5013095 |  |  | Active |  | 00:30:64:30:A4:6B |  | Equipment | 1Y:00-MFG | 10/25/2019 | 10/01/2020 | COOPER UNIVERSITY HOSPITAL |  |  | 2nd floor - general surgery |  | DOMINIC VENDETTA
|  | BK ULTRASOUND | BK3500 | ULTRASOUND, DIAGNOSTIC |  | SAME DAY OR-2ND FL PAVILION | Pavilion |  |  | 02/20/2018 |  | 2/20/23 |  |  | NO | YES |  |  |  |  | BK ULTRASOUND 10752785 5009723 |  |  | Active |  | 99:99:99:99:99:99 |  | Equipment | 1Y:00-MFG | 01/10/2019 | 01/01/2020 | COOPER UNIVERSITY HOSPITAL |  |  | SAME DAY OR-2ND FL PAVILION | WOT00000000642409 | JOE DRUCTOR | Performance Verification | Closed | Zhan Kiselev | 03/06/2018 | 07/30/2018 | Performance Verification for BK ULTRASOUND 10752785 5009723 | Initial Install of Performance Verification. Device is ready for patient use.
|  | BK ULTRASOUND | BK3500 | ULTRASOUND, DIAGNOSTIC |  | ANESTHESIOLOGY | Kelemen |  |  | 05/02/2017 |  | 5/2/22 |  |  | NO | YES |  |  |  |  | BK ULTRASOUND 10649788 5009019 |  |  | Active |  | 99:99:99:99:99:99 |  | Equipment | 1Y:00-MFG | 10/25/2019 | 10/01/2020 | COOPER UNIVERSITY HOSPITAL |  |  |  | 0011785825 | GIACINTA ROUPAS | Preventative Maintenance | Closed | Bonnie Aichroth | 06/22/2017 | 06/22/2017 | PERFORMANCE ASSURANCE AT INVENTORY | INVENTORIED DEVICE AND ENSURED DEVICE WAS FUNCTIONING PROPERLY. | DEA63CD9-8A58-4487-8116-FFE657A2226B | Labor | 05/02/2017 | 05/02/2017 | Zhan Kiselev
|  | BK ULTRASOUND | FLEX FOCUS 300 | ULTRASOUND, DIAGNOSTIC |  | VOORHEES SURGERY CENTER-OPERATING ROOM | 900 Centennial Blvd | Suite E |  | 02/03/2017 |  | 2/3/22 |  |  | NO | YES |  |  |  |  | BK ULTRASOUND 10649955 5009003 |  |  | Active |  | 00:0E:8E:72:61:92 |  | Equipment | 1Y:00-MFG | 04/25/2019 | 04/01/2020 | COOPER AMBULATORY OFF-SITES |  |  |  | 0011088588 | JENNIFER BOMBARO | Performance Verification | Closed | Kirk Lis | 01/26/2017 | 05/30/2017 | NEW LEAP MACHINE - NEEDS SAFETY CHECKED & TAGGED - MEM/ONC, MD ANDERSON, VOORHEES, STE F | 1/26/2017 2:07:39 PM KALIS (KALIS 1/26/2017 12:00 AM) FIRST CONTACT. LEFT MESSAGE ON ANSWER MACHINE 5/30/2017 2:03:27 PM KALIS (KALIS 5/30/2017 12:00 AM) REACH OUT TO MARIE ON UNIT'S STATUS 5/30/2017 2:12:38 PM KALIS (KALIS 5/30/2017 12:00 AM) FOUND UNIT'S WORK ON DIFFERENT WORK ORDER #11478388 | D15489D4-4065-4607-BE08-C85F11DDB20D | Labor | 05/30/2017 | 05/30/2017 | Kirk Lis
|  | BK ULTRASOUND | FLEX FOCUS 500 | ULTRASOUND, DIAGNOSTIC |  | COOPER CANCER CENTER | 900 Centennial Blvd | Suite D |  | 09/01/2019 |  | 9/1/24 |  |  | NO | YES |  |  |  |  | ANALOGIC CORPORATION 11208074 5011370 |  |  | Active |  | CD:10:10:CE:D0:00 |  | Equipment | 1Y:00-MFG | 09/01/2019 | 09/01/2019 | COOPER AMBULATORY OFF-SITES |  |  | 1st Floor | WOT00000001266995 | COLLEEN TEGELER | Performance Verification | Closed | Zhan Kiselev | 09/01/2019 | 09/01/2019 | Performance Verification for ANALOGIC CORPORATION 11208074 5011370 | Initial Install of Performance Verification. Device is ready for patient use. |  |  | 09/01/2019 | 09/01/2019
|  | BK ULTRASOUND | FLEX FOCUS 500 | ULTRASOUND, DIAGNOSTIC |  | COOPER CANCER CENTER | MD Anderson Cancer Center |  |  | 09/30/2019 |  | 9/30/24 |  |  | NO | YES |  |  |  |  | ANALOGIC CORPORATION 11208071 5011371 |  |  | Active |  | 00:30:64:1B:90:D5 |  | Equipment | 1Y:00-MFG | 09/30/2019 | 09/30/2019 | COOPER AMBULATORY OFF-SITES |  |  | C2049 Precedure Room | WOT00000001267175 | COLLEEN TEGELER | Performance Verification | Closed | Zhan Kiselev | 09/30/2019 | 09/30/2019 | Performance Verification for ANALOGIC CORPORATION 11208071 5011371 | Initial Install of Performance Verification. Device is ready for patient use. |  |  | 09/30/2019 | 09/30/2019
|  | BK ULTRASOUND | FLEX FOCUS 500 | ULTRASOUND, DIAGNOSTIC |  | OR - KELEMEN 3 | Pavilion |  |  | 08/31/2017 |  | 8/31/22 |  |  | NO | YES |  |  |  |  | ANALOGIC CORPORATION 10769608 5009705 |  |  | Active |  | 00:00:05:00:97:05 |  | Equipment | 1Y:00-MFG | 02/26/2019 | 02/01/2020 | COOPER UNIVERSITY HOSPITAL |  |  |  | 0012391906 | DOMINIC VENDETTA | Preventative Maintenance | Closed | Josh Harris | 11/08/2017 | 11/08/2017 | PERFORMANCE ASSURANCE AT INVENTORY | INVENTORIED DEVICE AND ENSURED DEVICE WAS FUNCTIONING PROPERLY. | BFB034E2-AD1B-410D-AB3E-428201DB34FD | Labor | 07/31/2017 | 07/31/2017 | Zhan Kiselev
|  | BK ULTRASOUND | FLEX FOCUS 500 | ULTRASOUND, DIAGNOSTIC |  | BUNKER HILL-SURGERY | 2 Plaza Dr |  |  | 02/14/2017 |  | 2/14/22 |  |  | NO | YES |  |  |  |  | B & K MEDICAL SYSTEMS, INC. 10480173 5009118 |  |  | Active |  | 00:0E:8E:6A:60:E1 |  | Equipment | 1Y:00-MFG | 12/24/2018 | 12/01/2019 | COOPER AMBULATORY OFF-SITES |  |  |  | 0011480433 | ANNE MAIER | Performance Verification | Closed | Bonnie Aichroth | 04/13/2017 | 04/13/2017 | INCOMING INVENTORY | DEVICE INVENTORIED | 52A713FB-75B5-4949-BDB8-27EACD0C3672 | Labor | 04/13/2017 | 04/13/2017 | Bonnie Aichroth
|  | BK ULTRASOUND | FLEX FOCUS 500 | ULTRASOUND, DIAGNOSTIC |  | COOPER CANCER CENTER | MD Anderson Cancer Center |  |  | 09/26/2019 |  | 9/26/24 |  |  | NO | YES |  |  |  |  | ANALOGIC CORPORATION 30149630 5006358 |  |  | Active |  | 00:30:64:2B:11:09 |  | Equipment | 1Y:00-MFG | 09/26/2019 | 09/26/2019 | COOPER AMBULATORY OFF-SITES |  |  | RAD/ONCOLOGY - 1ST FLOOR C1102 |  | COLLEEN TEGELER |  |  |  | 09/26/2019 | 09/26/2019 |  |  |  |  | 09/26/2019 | 09/26/2019
|  | BK ULTRASOUND | FLEX FOCUS 800 | ULTRASOUND, DIAGNOSTIC |  | OR - KELEMEN 3 | Kelemen |  |  | 06/01/2014 |  | 6/1/19 |  |  | NO | YES |  |  |  |  | BK ULTRASOUND 10346299 5005849 |  |  | Active |  | 00:02:72:C5:47:65 |  | Equipment | 1Y:00-MFG | 03/15/2019 | 02/01/2020 | COOPER UNIVERSITY HOSPITAL |  |  | OR Robot Room K10, K9 |  | DOMINIC VENDETTA
|  | BK ULTRASOUND | PRO FOCUS 2202 | ULTRASOUND, DIAGNOSTIC | 2005-1858586 | 127 CHURCH - SURGERY | 127 Church Rd |  |  | 03/20/2007 |  |  |  |  | NO | YES |  |  |  |  | B & K MEDICAL SYSTEMS, INC. 10365951 2005-1858586 |  |  | Active |  | 00:30:64:05:98:4E |  | Equipment | 1Y:00-MFG | 06/17/2019 | 06/01/2020 | COOPER AMBULATORY OFF-SITES |  |  | EXAM 2 |  | Carmen Rivera
|  | BK ULTRASOUND | PRO FOCUS 2202 | ULTRASOUND, DIAGNOSTIC |  | COOPER CANCER CENTER | MD Anderson Cancer Center |  |  | 08/28/2013 |  |  |  |  | NO | YES |  |  |  |  | B & K MEDICAL SYSTEMS, INC. 10348789 5001627 |  |  | Disposition |  | 00:00:00:00:00:00 |  | Equipment | 1Y:00-MFG | 03/26/2019 | 03/01/2020 | COOPER AMBULATORY OFF-SITES |  |  | 2ND FLOOR CLOSET |  | COLLEEN TEGELER
|  | ESAOTE | MYLAB SEVEN | ULTRASOUND, DIAGNOSTIC |  | COOPER BONE & JOINT- GLASSBORO | 221 Victoria Street |  |  | 11/01/2019 |  |  |  |  | NO | YES |  |  |  |  | ESAOTE 10769728 00189 |  |  | Active |  | 99:99:99:99:99:99 |  | Equipment | 1Y:00-MFG | 11/01/2019 | 11/01/2019 | COOPER AMBULATORY OFF-SITES |  |  |  | 0012017151 | COURTNEY BUDD | Preventative Maintenance | Closed | Bonnie Aichroth | 11/01/2019 | 11/01/2019 | PERFORMANCE ASSURANCE AT INVENTORY | INVENTORIED DEVICE AND ENSURED DEVICE WAS FUNCTIONING PROPERLY. | F70B2890-AB49-43BE-9099-3DEEB98E378E | Labor | 11/01/2019 | 11/01/2019 | Josh Harris
|  | GE HEALTHCARE | LOGIQ 200 | ULTRASOUND, DIAGNOSTIC | 262718M8 | LABOR & DELIVERY | Dorrance |  |  | 12/08/2000 |  | 12/8/05 |  |  | NO | YES |  |  |  |  | GE MEDICAL SYSTEMS 10354993 262718M8 |  |  | Active |  | CD:10:10:CE:D0:00 |  | Equipment | 1Y:00-MFG | 11/01/2019 | 11/01/2020 | COOPER UNIVERSITY HOSPITAL |  |  | 6TH |  | JOANNA HORST
|  | GE HEALTHCARE | LOGIQ BOOK XP | ULTRASOUND, DIAGNOSTIC | 43372WX2 | 127 CHURCH - SURGERY | 127 Church Rd |  |  | 03/30/2007 |  |  |  |  | NO | YES |  |  |  |  | GE MEDICAL SYSTEMS 10369432 43372WX2 |  |  | Active |  | CD:10:10:CE:D0:00 |  | Equipment | 1Y:00-MFG | 06/17/2019 | 06/01/2020 | COOPER AMBULATORY OFF-SITES |  |  |  |  | Carmen Rivera
|  | GE HEALTHCARE | LOGIQ E | ULTRASOUND, DIAGNOSTIC | 54283WX7 | VOORHEES SURGERY CENTER-SURGERY DEPT | 6015 Main St |  |  | 05/15/2007 |  | 5/15/12 |  |  | NO | YES |  |  |  |  | GE MEDICAL SYSTEMS 10344820 54283WX7 |  |  | Active |  | CD:10:10:CE:D0:00 |  | Equipment | 6M:00-MFG 3Y:00-BAT | 10/01/2019 | 04/01/2020 | COOPER AMBULATORY OFF-SITES |  |  | 6015 Main St. |  | Theresa Megali
|  | GE HEALTHCARE | LOGIQ E9 | ULTRASOUND, DIAGNOSTIC | LE9104865 | ULTRASOUND | Kelemen | BASEMENT |  | 04/22/2019 |  | 4/22/24 |  |  | NO | YES |  |  |  |  | GE MEDICAL SYSTEMS 11208382 LE9104865 |  |  | Active | 10368691, 11208342 | 00:D0:C9:C1:DE:ED |  | Equipment | 1Y:00-MFG 3Y:00-BAT | 04/22/2019 | 04/22/2019 | COOPER UNIVERSITY HOSPITAL |  |  | B20 |  | Tracy Saldutti |  |  |  | 04/22/2019 | 04/22/2019 |  |  |  |  | 04/22/2019 | 04/22/2019
|  | GE HEALTHCARE | LOGIQ E9 | ULTRASOUND, DIAGNOSTIC | LE9104874 | ULTRASOUND | Kelemen | BASEMENT |  | 10/01/2011 |  | 10/1/16 |  |  | NO | YES |  |  |  |  | GE MEDICAL SYSTEMS 10368688 LE9104874 |  |  | Active |  | 00:D0:C9:C1:D5:65 |  | Equipment | 1Y:00-MFG 3Y:00-BAT | 04/22/2019 | 04/01/2020 | COOPER UNIVERSITY HOSPITAL |  |  | B18 |  | Tracy Saldutti
|  | GE HEALTHCARE | LOGIQ E9 | ULTRASOUND, DIAGNOSTIC | LE9104156 | KINGS HIGHWAY-RADIOLOGY | 1103 N Kings Hwy |  |  | 09/30/2011 |  | 9/30/16 |  |  | NO | YES |  |  |  |  | GE MEDICAL SYSTEMS 10368690 LE9104156 |  |  | Active |  | C0:3F:0E:80:EA:BF |  | Equipment | 1Y:00-MFG 3Y:00-BAT | 04/25/2019 | 04/01/2020 | COOPER AMBULATORY OFF-SITES |  |  | Ultrasound |  | SUZEN SCHAFFER
|  | GE HEALTHCARE | LOGIQ E9 | ULTRASOUND, DIAGNOSTIC | LE9104928 | ULTRASOUND | Kelemen | BASEMENT |  | 10/01/2011 |  | 10/1/16 |  |  | NO | YES |  |  |  |  | GE MEDICAL SYSTEMS 10368686 LE9104928 |  |  | Active |  | 00:24:B2:51:16:D8 |  | Equipment | 1Y:00-MFG | 04/22/2019 | 04/01/2020 | COOPER UNIVERSITY HOSPITAL |  |  | ULTRASOUND |  | Tracy Saldutti
|  | GE HEALTHCARE | LOGIQ P5 | ULTRASOUND, DIAGNOSTIC | 94831SU5 | OPERATING ROOM - PAVILION | Pavilion |  |  | 10/27/2008 |  | 10/27/13 |  |  | NO | YES |  |  |  |  | GE MEDICAL SYSTEMS 10368349 94831SU5 |  |  | Active |  | 00:13:95:02:15:BC |  | Equipment | 1Y:00-MFG | 02/19/2019 | 02/01/2020 | COOPER UNIVERSITY HOSPITAL |  |  | OR STORAGE |  | DOMINIC VENDETTA
|  | GE HEALTHCARE | LOGIQ P5 | ULTRASOUND, DIAGNOSTIC | 1302032SU2 | BUNKER HILL-OB/GYN | 4 Plaza Dr |  |  | 07/22/2010 |  | 7/22/15 |  |  | NO | YES |  |  |  |  | GE MEDICAL SYSTEMS 10366987 1302032SU2 |  |  | Active |  | 00:13:95:05:39:49 |  | Equipment | 1Y:00-MFG | 11/01/2019 | 11/01/2020 | COOPER AMBULATORY OFF-SITES |  |  | EXAM 9 |  | LISA POTTS
|  | GE HEALTHCARE | LOGIQ P5 | ULTRASOUND, DIAGNOSTIC | 223578SU6 | LABOR & DELIVERY | Dorrance |  |  | 07/26/2013 |  | 7/26/18 |  |  | NO | YES |  |  |  |  | GE MEDICAL SYSTEMS 10355031 223578SU6 |  |  | Active |  | 00:13:95:03:8A:91 |  | Equipment | 1Y:00-MFG | 11/01/2019 | 11/01/2020 | COOPER UNIVERSITY HOSPITAL |  |  | D6 |  | JOANNA HORST
|  | GE HEALTHCARE | LOGIQ P5 | ULTRASOUND, DIAGNOSTIC | 74780SU8 | ANTERPARTUM-INVITRO FERT | Dorrance |  |  | 01/10/2008 |  | 1/10/13 |  |  | NO | YES |  |  |  |  | GE MEDICAL SYSTEMS 10355018 74780SU8 |  |  | Active |  | 00:13:95:01:17:08 |  | Equipment | 1Y:00-MFG | 02/22/2019 | 01/01/2020 | COOPER UNIVERSITY HOSPITAL |  |  |  |  | GRACE SVEINBZORNSSON
|  | GE HEALTHCARE | LOGIQ P9 | ULTRASOUND, DIAGNOSTIC | Lp9370034 | BRACE ROAD-MEDICINE | 1210 Brace Rd | Endocrinology |  | 10/22/2019 |  | 10/22/24 |  |  | NO | YES |  |  |  |  | GE MEDICAL SYSTEMS 11208460 Lp9370034 |  |  | Active |  | 00:13:95:33:B5:EA |  | Equipment | 6M:00-MFG | 10/22/2019 | 10/22/2019 | COOPER AMBULATORY OFF-SITES |  |  | Performance Verification | WOT00000004079289 | Cheryl Peck | Performance Verification | Completed | Zhan Kiselev | 10/22/2019 | 10/22/2019 | Performance Verification for GE MEDICAL SYSTEMS 11208460 Lp9370034 | Initial Install of Performance Verification. Device is ready for patient use. |  |  | 10/22/2019 | 10/22/2019
|  | GE HEALTHCARE | LOGIQ S8 | ULTRASOUND, DIAGNOSTIC | 505155SU2 | RADIOLOGY DIAGNOSTICS | Kelemen | BASEMENT |  | 05/31/2019 |  | 5/31/24 |  |  | NO | YES |  |  |  |  | GE MEDICAL SYSTEMS 11208079 505155SU2 |  |  | Active |  | 00:13:95:2A:92:FB |  | Equipment | 1Y:00-MFG | 05/31/2019 | 05/31/2019 | COOPER UNIVERSITY HOSPITAL |  |  | Interventional Radiology Department | WOT00000001302597 | PAULETTE DUCKREY | Service Request | Closed | Zhan Kiselev | 05/31/2019 | 05/31/2019 | Need ultrasound equipment checked and tagged | New Equipment Inspection | EXP1156441 | Labor | 05/31/2019 | 05/31/2019 | Zhan Kiselev
|  | GE HEALTHCARE | LOGIQ S8 | ULTRASOUND, DIAGNOSTIC | 503801US2 | ULTRASOUND | Kelemen | BASEMENT |  | 01/30/2018 |  | 1/30/23 |  |  | NO | YES |  |  |  |  | GE MEDICAL SYSTEMS 10752769 503801US2 |  |  | Active |  | 00:13:95:25:D5:1D |  | Equipment | 1Y:00-MFG | 04/25/2019 | 04/01/2020 | COOPER UNIVERSITY HOSPITAL |  |  |  | WOT00000000544503 | Tracy Saldutti | Performance Verification | Closed | Zhan Kiselev | 02/12/2018 | 07/30/2018 | Performance Verification for GE MEDICAL SYSTEMS 10752769 503801US2 | Initial Install of Performance Verification. Device is ready for patient use.
|  | GE HEALTHCARE | LOGIQ S8 | ULTRASOUND, DIAGNOSTIC | 295152SU3 | 3 COOPER-RADIOLOGY | 3 Cooper |  |  | 08/05/2015 |  | 8/5/20 |  |  | NO | YES |  |  |  |  | GE MEDICAL SYSTEMS 10369436 295152SU3 |  |  | Active |  | 00:80:17:73:C5:90 |  | Equipment | 1Y:00-MFG | 05/21/2019 | 05/01/2020 | COOPER AMBULATORY OFF-SITES |  |  |  |  | JUDY ADIRZONE
|  | GE HEALTHCARE | LOGIQ S8 | ULTRASOUND, DIAGNOSTIC | 285427SU1 | ANGIOGRAPHY | Kelemen | BASEMENT |  | 06/01/2014 |  | 6/1/19 |  |  | NO | YES |  |  |  |  | GE MEDICAL SYSTEMS 10347530 285427SU1 |  |  | Active |  | 00:80:17:73:C3:13 |  | Equipment | 1Y:00-MFG | 05/31/2019 | 05/01/2020 | COOPER UNIVERSITY HOSPITAL |  |  | holding |  | PAULETTE DUCKREY
|  | GE HEALTHCARE | LOGIQ S8 | ULTRASOUND, DIAGNOSTIC | LS8285433 | RIPPA CENTER-OB/GYN | 6100 Main St |  |  | 02/01/2015 |  | 2/1/20 |  |  | NO | YES |  |  |  |  | GE MEDICAL SYSTEMS 10315925 LS8285433 |  |  | Active |  | 00:80:17:73:C2:B5 |  | Equipment | 1Y:00-MFG | 05/30/2019 | 05/01/2020 | COOPER AMBULATORY OFF-SITES |  |  | RIPPA ULTRA1 |  | PATRICIA HUFF
|  | GE HEALTHCARE | VOLUSON 730 PRO | ULTRASOUND, DIAGNOSTIC | A31039 | WILLINGBORO COOPER UNIVERSITY PHYSICIANS | 651 John F Kennedy Way |  |  | 12/03/2004 |  | 12/3/09 |  |  | NO | YES |  |  |  |  | GE MEDICAL SYSTEMS 10366251 A31039 |  |  | Active |  | 00:00:60:DC:9F:49 |  | Equipment | 6M:00-MIN 1Y:00-MFG | 11/01/2019 | 05/01/2020 | COOPER AMBULATORY OFF-SITES |  |  | EXAM 6 |  | PATTY LEWIS
|  | GE HEALTHCARE | VOLUSON 730 PRO | ULTRASOUND, DIAGNOSTIC | A41698 | PRINCETON-OB/GYN | 10 Forrestal Rd S |  |  | 10/27/2008 |  | 10/27/13 |  |  | NO | YES |  |  |  |  | GE MEDICAL SYSTEMS 10366219 A41698 |  |  | Active |  | 00:0B:AB:93:3B:C9 |  | Equipment | 6M:00-MIN 1Y:00-MFG | 09/19/2019 | 03/01/2020 | COOPER AMBULATORY OFF-SITES |  |  | ROOM 5 |  | LINDA CARON
|  | GE HEALTHCARE | VOLUSON 730 PRO | ULTRASOUND, DIAGNOSTIC | A33653 | WILLINGBORO COOPER UNIVERSITY PHYSICIANS | 651 John F Kennedy Way |  |  | 11/04/2005 |  | 11/4/10 |  |  | NO | YES |  |  |  |  | GE MEDICAL SYSTEMS 10365972 A33653 |  |  | Active |  | 00:00:60:DB:3C:68 |  | Equipment | 6M:00-MIN 1Y:00-MFG | 11/01/2019 | 05/01/2020 | COOPER AMBULATORY OFF-SITES |  |  | EXAM ROOM 2 |  | PATTY LEWIS
|  | GE HEALTHCARE | VOLUSON 730 PRO | ULTRASOUND, DIAGNOSTIC | A39846 | ANTERPARTUM-INVITRO FERT | Dorrance |  |  | 01/10/2008 |  | 1/10/13 |  |  | NO | YES |  |  |  |  | GE MEDICAL SYSTEMS 10355072 A39846 |  |  | Active |  | 00:E0:81:4B:06:C8 |  | Equipment | 6M:00-MIN 1Y:00-MFG | 07/30/2019 | 01/01/2020 | COOPER UNIVERSITY HOSPITAL |  |  | D621 |  | GRACE SVEINBZORNSSON
|  | GE HEALTHCARE | VOLUSON 730 PRO | ULTRASOUND, DIAGNOSTIC | A39943 | BUNKER HILL-OB/GYN | 4 Plaza Dr |  |  | 01/10/2008 |  | 1/10/13 |  |  | NO | YES |  |  |  |  | GE MEDICAL SYSTEMS 10355068 A39943 |  |  | Active |  | 00:E0:81:4B:07:B5 |  | Equipment | 6M:00-MIN 1Y:00-MFG | 11/01/2019 | 05/01/2020 | COOPER AMBULATORY OFF-SITES |  |  | Washington Township |  | LISA POTTS
|  | GE HEALTHCARE | VOLUSON 730 PRO | ULTRASOUND, DIAGNOSTIC | K7P33559 | RIPPA CENTER-OB/GYN | 6100 Main St |  |  | 12/21/2005 |  | 12/21/10 |  |  | NO | YES |  |  |  |  | GE MEDICAL SYSTEMS 10315921 K7P33559 |  |  | Active |  | CD:10:10:CE:D0:00 |  | Equipment | 6M:00-MIN 1Y:00-MFG | 05/30/2019 | 05/01/2020 | COOPER AMBULATORY OFF-SITES |  |  | PROCESSING ROOM 151 |  | PATRICIA HUFF
|  | GE HEALTHCARE | VOLUSON E6 | ULTRASOUND, DIAGNOSTIC | E12262 | COOPER CANCER-- EGG HARBOR | 303 Central Ave |  |  | 08/21/2019 |  | 8/21/24 |  |  | NO | YES |  |  |  |  | GE MEDICAL SYSTEMS 11221943 E12262 |  |  | Active |  | 00:E0:F4:34:A5:82 |  | Equipment | 1Y:00-MFG | 08/21/2019 | 08/21/2019 | COOPER AMBULATORY OFF-SITES |  |  | EGG HARBOR | WOT00000002753288 | VIOLET YACOVELLI | Performance Verification | Closed | Josh Harris | 08/21/2019 | 08/21/2019 | CEID Record Completion for GE MEDICAL SYSTEMS 11221943 E12262 | Inventoried new unit. | EXP3064852 | Labor | 08/21/2019 | 08/21/2019 | Josh Harris
|  | GE HEALTHCARE | VOLUSON E6 | ULTRASOUND, DIAGNOSTIC | E12356 | ANTERPARTUM-INVITRO FERT | Dorrance |  |  | 09/03/2019 |  | 9/3/24 |  |  | NO | YES |  |  |  |  | GE MEDICAL SYSTEMS 11208426 E12356 |  |  | Active |  | C4:00:AD:25:59:65 |  | Equipment | 1Y:00-MFG | 09/03/2019 | 09/03/2019 | COOPER UNIVERSITY HOSPITAL |  |  | Performance Verification | WOT00000003664127 | GRACE SVEINBZORNSSON | Performance Verification | Closed | Zhan Kiselev | 09/03/2019 | 09/03/2019 | Performance Verification for GE MEDICAL SYSTEMS 11208426 E12356 | Initial Install of Performance Verification. Device is ready for patient use. |  |  | 09/03/2019 | 09/03/2019
|  | GE HEALTHCARE | VOLUSON E6 | ULTRASOUND, DIAGNOSTIC | E09384 | BUNKER HILL-OB/GYN | 4 Plaza Dr |  |  | 11/01/2019 |  | 11/1/24 |  |  | NO | YES |  |  |  |  | GE MEDICAL SYSTEMS 11208326 E09384 |  |  | Active |  | 00:0B:AB:DD:0C:7A |  | Equipment | 1Y:00-MFG | 11/01/2019 | 11/01/2019 | COOPER AMBULATORY OFF-SITES |  |  |  | WOT00000001594784 | LISA POTTS | Performance Verification | Closed | Zhan Kiselev | 11/01/2019 | 11/01/2019 | CEID Record Completion for GE MEDICAL SYSTEMS 11208326 E09384 | New Equipment Inspection | EXP1589238 | Labor | 11/01/2019 | 11/01/2019 | Zhan Kiselev
|  | GE HEALTHCARE | VOLUSON E6 | ULTRASOUND, DIAGNOSTIC | E03326 | ANTERPARTUM-INVITRO FERT | Dorrance |  |  | 05/10/2016 |  | 5/10/21 |  |  | NO | YES |  |  |  |  | GE MEDICAL SYSTEMS 10505280 E03326 |  |  | Active |  | 00:0B:AB:A9:DD:B9 |  | Equipment | 1Y:00-MFG | 01/25/2019 | 01/01/2020 | COOPER UNIVERSITY HOSPITAL |  |  | D6 |  | GRACE SVEINBZORNSSON
|  | GE HEALTHCARE | VOLUSON E6 | ULTRASOUND, DIAGNOSTIC | E03434 | WILLINGBORO COOPER UNIVERSITY PHYSICIANS | 651 John F Kennedy Way |  |  | 08/17/2016 |  | 8/17/21 |  |  | NO | YES |  |  |  |  | GE MEDICAL SYSTEMS 10505095 E03434 |  |  | Active |  | 00:0B:AB:AE:6A:35 |  | Equipment | 1Y:00-MFG | 08/15/2019 | 08/01/2020 | COOPER AMBULATORY OFF-SITES |  |  | JFK- PROCEDURE RM 3 |  | PATTY LEWIS
|  | GE HEALTHCARE | VOLUSON E6 | ULTRASOUND, DIAGNOSTIC |  | PRINCETON-OB/GYN | 10 Forrestal Rd S |  |  | 10/23/2015 |  | 10/23/20 |  |  | NO | YES |  |  |  |  | GE MEDICAL SYSTEMS 10480006 064081 |  |  | Active |  | 00:0B:AB:93:3B:C9 |  | Equipment | 1Y:00-MFG | 09/19/2019 | 09/01/2020 | COOPER AMBULATORY OFF-SITES |  |  | Room 1 |  | LINDA CARON
|  | MINDRAY | M9 | ULTRASOUND, DIAGNOSTIC | 7B-64000863 | INTENSIVE CARE UNIT | Kelemen |  |  | 06/10/2019 |  | 6/10/24 |  |  | NO | YES |  |  |  |  | MINDRAY 11208447 7B-64000863 |  |  | Active |  | 80:00:0B:D9:41:67 |  | Equipment | 6M:00-MFG | 06/10/2019 | 06/10/2019 | COOPER UNIVERSITY HOSPITAL |  |  | DR. PURI |  | CAROLYN RUMELL |  |  |  | 06/10/2019 | 06/10/2019 |  |  |  |  | 06/10/2019 | 06/10/2019
|  | MINDRAY | M9 | ULTRASOUND, DIAGNOSTIC | CC1-91000886 | INTENSIVE CARE UNIT | Pavilion |  |  | 06/11/2019 |  | 6/11/24 |  |  | NO | YES |  |  |  |  | MINDRAY 11208379 CC1-91000886 |  |  | Active |  | 74:FE:48:3B:13:45 |  | Equipment | 6M:00-MFG | 06/11/2019 | 06/11/2019 | COOPER UNIVERSITY HOSPITAL |  |  | Performance Verification | WOT00000002549490 | CAROLYN RUMELL | Performance Verification | Closed | Zhan Kiselev | 06/11/2019 | 06/11/2019 | Performance Verification for MINDRAY 11208379 CC1-91000886 | Initial Install of Performance Verification. Device is ready for patient use. |  |  | 06/11/2019 | 06/11/2019
|  | MINDRAY | M9 | ULTRASOUND, DIAGNOSTIC | 7B-5C000710 | EMERGENCY ROOM | Kelemen |  |  | 11/07/2017 |  | 11/7/22 |  |  | NO | YES |  |  |  |  | MINDRAY 10732416 7B-5C000710 |  |  | Active |  | 80:00:0B:D5:7F:F0 |  | Equipment | 6M:00-MFG | 08/30/2019 | 02/01/2020 | COOPER UNIVERSITY HOSPITAL |  |  | ER | WOT00000000557375 | KAREN GRUBER | Performance Verification | Closed | Zhan Kiselev | 02/22/2018 | 07/30/2018 | Performance Verification for MINDRAY 10732416 7B-5C000710 | Initial Install of Performance Verification. Device is ready for patient use.
|  | MINDRAY | M9 | ULTRASOUND, DIAGNOSTIC | 7B-51000371 | EMERGENCY ROOM | Kelemen |  |  | 06/05/2014 |  | 6/5/19 |  |  | NO | YES |  |  |  |  | MINDRAY 10366558 7B-51000371 |  |  | Active |  | 80:00:0B:31:3A:0D |  | Equipment | 6M:00-MFG | 08/30/2019 | 02/01/2020 | COOPER UNIVERSITY HOSPITAL |  |  | BIOMED |  | KAREN GRUBER
|  | MINDRAY | M9 | ULTRASOUND, DIAGNOSTIC | 7B-51000368 | EMERGENCY ROOM | Kelemen |  |  | 06/05/2014 |  | 6/5/19 |  |  | NO | YES |  |  |  |  | MINDRAY 10366557 7B-51000368 |  |  | Active |  | 80:00:0B:03:08:18 |  | Equipment | 6M:00-MFG | 08/30/2019 | 02/01/2020 | COOPER UNIVERSITY HOSPITAL |  |  | BIOMED |  | KAREN GRUBER
|  | PHILIPS MEDICAL SYSTEMS | CX50 COMPACTXTREME | ULTRASOUND, DIAGNOSTIC | SG21900010 | COOPER BONE & JOINT- GLASSBORO | 221 Victoria Street |  |  | 08/30/2019 |  | 8/30/24 |  |  | NO | YES |  |  |  |  | PHILIPS MEDICAL SYSTEMS 11221870 SG21900010 |  |  | Active |  | 28:B9:D9:E1:01:AE |  | Equipment | 1Y:00-MFG | 08/30/2019 | 08/30/2019 | COOPER AMBULATORY OFF-SITES |  |  | GLASSBORO - cardiac partners | WOT00000002673810 | COURTNEY BUDD | Performance Verification | Closed | Josh Harris | 08/30/2019 | 08/30/2019 | Performance Verification for PHILIPS MEDICAL SYSTEMS 11221870 SG21900010 | Initial Install of Performance Verification. Device is ready for patient use. |  |  | 08/30/2019 | 08/30/2019
|  | PHILIPS MEDICAL SYSTEMS | CX50 COMPACTXTREME | ULTRASOUND, DIAGNOSTIC | SG91800070 | VOORHEES CARDIOLOGY | 400 Medical Center Dr |  |  | 02/28/2019 |  | 2/28/24 |  |  | NO | YES |  |  |  |  | PHILIPS MEDICAL SYSTEMS 11208332 SG91800070 |  |  | Active |  | 28:B9:D9:E0:23:EC |  | Equipment | 1Y:00-MFG | 02/28/2019 | 02/28/2019 | COOPER AMBULATORY OFF-SITES |  |  | Travels | WOT00000001824026 | KATHY COMO | Performance Verification | Closed | Zhan Kiselev | 02/28/2019 | 02/28/2019 | Performance Verification for PHILIPS MEDICAL SYSTEMS 11208332 SG91800070 | Initial Install of Performance Verification. Device is ready for patient use. |  |  | 02/28/2019 | 02/28/2019
|  | PHILIPS MEDICAL SYSTEMS | CX50 COMPACTXTREME | ULTRASOUND, DIAGNOSTIC | SG91600030 |  | 400 Medical Center Dr |  |  | 11/11/2016 |  | 11/11/21 |  |  | NO | YES |  |  |  |  | PHILIPS MEDICAL SYSTEMS 10505013 SG91600030 |  |  | Active |  | 00:00:50:D7:14:2F | [5 empty] | COOPER AMBULATORY OFF-SITES |  |  | Washington Twn. | 0011479606 |  | Repair | Closed | Zhan Kiselev | 04/13/2017 | 04/20/2017 | ECHO MACHINE CX50 - DO DOPPLER THERE IS SO MUCH NOISE CAN'T MAKE OUT SIGNAL, SEE NOTES - IN ECHO LAB OF SWELL FAMILY MED |  | 6E10770A-2405-41D0-B55F-DB44177924BD | Labor | 04/14/2017 | 04/14/2017 | Zhan Kiselev
|  | PHILIPS MEDICAL SYSTEMS | CX50 COMPACTXTREME | ULTRASOUND, DIAGNOSTIC | sg91100036 | OR - KELEMEN 3 | Pavilion |  |  | 09/12/2011 |  | 9/12/16 |  |  | NO | YES |  |  |  |  | PHILIPS MEDICAL SYSTEMS 10368532 sg91100036 |  |  | Active |  | 00:00:50:84:D7:48 |  | Equipment | 1Y:00-MFG | 02/19/2019 | 02/01/2020 | COOPER UNIVERSITY HOSPITAL |  |  | HOLDING BED 27 |  | DOMINIC VENDETTA
|  | PHILIPS MEDICAL SYSTEMS | CX50 COMPACTXTREME | ULTRASOUND, DIAGNOSTIC | SG51304512 | BRACHFIELD MEDICAL ASSOCIATES-MEDICINE | 218 Sunset Rd |  |  | 05/02/2013 |  | 5/2/18 |  |  | NO | YES |  |  |  |  | PHILIPS MEDICAL SYSTEMS 10367040 SG51304512 |  |  | Active |  | 00:00:50:B3:B7:AD |  | Equipment | 1Y:00-MFG | 06/17/2019 | 06/01/2020 | COOPER AMBULATORY OFF-SITES |  |  | CARDIOLOGY - ECH LAB |  | CATHY CRAWFORD
|  | PHILIPS MEDICAL SYSTEMS | CX50 COMPACTXTREME | ULTRASOUND, DIAGNOSTIC | SG81203234 | BRACE ROAD-CARDIOLOGY | 1210 Brace Rd | Heart Institute |  | 08/29/2012 |  | 8/29/17 |  |  | NO | YES |  |  |  |  | PHILIPS MEDICAL SYSTEMS 10366009 SG81203234 |  |  | Active |  | 00:00:50:84:B0:08 |  | Equipment | 1Y:00-MFG | 05/24/2019 | 05/01/2020 | COOPER AMBULATORY OFF-SITES |  |  | Testing 3 |  | Beth Mook
|  | PHILIPS MEDICAL SYSTEMS | CX50 COMPACTXTREME | ULTRASOUND, DIAGNOSTIC | SG81203264 | INTENSIVE CARE NURSERY | Dorrance |  |  | 07/06/2012 |  | 7/6/17 |  |  | NO | YES |  |  |  |  | PHILIPS MEDICAL SYSTEMS 10355228 SG81203264 |  |  | Active |  | 00:00:50:D9:0A:9F |  | Equipment | 1Y:00-MFG | 11/01/2019 | 11/01/2020 | COOPER UNIVERSITY HOSPITAL |  |  | ICN |  | JOANNE FOX
|  | PHILIPS MEDICAL SYSTEMS | CX50 COMPACTXTREME | ULTRASOUND, DIAGNOSTIC | SG81203290 | WOODSTOWN - CARDIOLOGY | 66 East Ave |  |  | 08/29/2012 |  | 8/29/17 |  |  | NO | YES |  |  |  |  | PHILIPS MEDICAL SYSTEMS 10345890 SG81203290 |  |  | Active |  | 00:00:50:A7:64:35 |  | Equipment | 1Y:00-MFG | 04/29/2019 | 04/01/2020 | COOPER AMBULATORY OFF-SITES |  |  | ULTRASOUND ROOM |  | SUSAN WHITZELL
|  | PHILIPS MEDICAL SYSTEMS | CX50 COMPACTXTREME | ULTRASOUND, DIAGNOSTIC | SG41304491 | HEART INSTITUTE | 900 Centennial Blvd | Suite M |  | 05/02/2013 |  | 5/2/18 |  |  | NO | YES |  |  |  |  | PHILIPS MEDICAL SYSTEMS 10345366 SG41304491 |  |  | Active |  | 00:00:50:E3:06:C4 |  | Equipment | 1Y:00-MFG | 11/01/2019 | 11/01/2020 | COOPER AMBULATORY OFF-SITES |  |  | STRESS ROOM/Jack |  | KATHRYN COMO
|  | PHILIPS MEDICAL SYSTEMS | EPIQ | ULTRASOUND, DIAGNOSTIC | US019B0391 | ECHOCARDIOLOGY | Kelemen |  |  | 10/21/2019 |  | 10/21/24 |  |  | NO | YES |  |  |  |  | PHILIPS MEDICAL SYSTEMS 11208454 US019B0391 |  |  | Active |  |  |  | Equipment | 1Y:00-MFG | 10/21/2019 | 10/21/2019 | COOPER UNIVERSITY HOSPITAL |  |  | Performance Verification | WOT00000004074295 | LINDA VALENTI | Performance Verification | Completed | Zhan Kiselev | 10/21/2019 | 10/21/2019 | Performance Verification for UNMATCHED 11208454 US019B0391 | Initial Install of Performance Verification. Device is ready for patient use. |  |  | 10/21/2019 | 10/21/2019
|  | PHILIPS MEDICAL SYSTEMS | EPIQ 5G | ULTRASOUND, DIAGNOSTIC | US318C1869 | VOORHEES SURGERY CENTER-RADIOLOGY | 900 Centennial Blvd | Suite B |  | 04/25/2019 |  | 4/25/24 |  |  | NO | YES |  |  |  |  | PHILIPS MEDICAL SYSTEMS 11208056 US318C1869 |  |  | Active |  | 00:04:5F:9E:7C:36 |  | Equipment | 1Y:00-MFG 5Y:00-BAT | 04/25/2019 | 04/25/2019 | COOPER AMBULATORY OFF-SITES |  |  |  | WOT00000001018688 | PAT STIENES | Performance Verification | Closed | Zhan Kiselev | 04/25/2019 | 04/25/2019 | Performance Verification for PHILIPS MEDICAL SYSTEMS 11208056 US318C1869 | Initial Install of Performance Verification. Device is ready for patient use. |  |  | 04/25/2019 | 04/25/2019
|  | PHILIPS MEDICAL SYSTEMS | EPIQ 5G | ULTRASOUND, DIAGNOSTIC | US218C0004 | COOPER CANCER CENTER | MD Anderson Cancer Center |  |  | 05/04/2018 |  | 5/4/23 |  |  | NO | YES |  |  |  |  | PHILIPS MEDICAL SYSTEMS 10752792 US218C0004 |  |  | Active |  | 00:04:5F:9E:79:65 |  | Equipment | 1Y:00-MFG 5Y:00-BAT | 09/26/2019 | 09/01/2020 | COOPER AMBULATORY OFF-SITES |  |  | MD Anderson 1st Floor | WOT00000000944749 | COLLEEN TEGELER | Performance Verification | Closed | Zhan Kiselev | 05/22/2018 | 06/06/2019 | Performance Verification for PHILIPS MEDICAL SYSTEMS 10752792 US218C0004 | Initial Install of Performance Verification. Device is ready for patient use.
|  | PHILIPS MEDICAL SYSTEMS | EPIQ 7 | ULTRASOUND, DIAGNOSTIC | US817B043 | OPERATING ROOM - PAVILION | Pavilion |  |  | 09/06/2017 |  | 9/6/22 |  |  | NO | YES |  |  |  |  | PHILIPS MEDICAL SYSTEMS 10769607 US817B043 |  |  | Active |  | 00:04:5F:9D:5E:EC |  | Equipment | 1Y:00-MFG 5Y:00-BAT | 02/26/2019 | 02/01/2020 | COOPER UNIVERSITY HOSPITAL |  |  |  | 0012151343 | DOMINIC VENDETTA | Performance Verification | Closed | Zhan Kiselev | 09/12/2017 | 09/12/2017 | INCOMING INVENTORY | DEVICE INVENTORIED | 5FEEB687-0A74-483D-8998-4A789E688459 | Labor | 09/12/2017 | 09/12/2017 | Bonnie Aichroth
|  | PHILIPS MEDICAL SYSTEMS | EPIQ 7 | ULTRASOUND, DIAGNOSTIC | US615B0532 | ECHOCARDIOLOGY | Kelemen |  |  | 08/05/2015 |  | 8/5/20 |  |  | NO | YES |  |  |  |  | PHILIPS MEDICAL SYSTEMS 10369441 US615B0532 |  |  | Active |  | 00:19:0F:21:C0:D2 |  | Equipment | 1Y:00-MFG | 02/14/2019 | 02/01/2020 | COOPER UNIVERSITY HOSPITAL |  |  |  |  | LINDA VALENTI
|  | PHILIPS MEDICAL SYSTEMS | EPIQ 7C | ULTRASOUND, DIAGNOSTIC | US818B0651 | ECHOCARDIOLOGY | Kelemen |  |  | 02/08/2019 |  | 2/8/24 |  |  | NO | YES |  |  |  |  | PHILIPS MEDICAL SYSTEMS 11208083 US818B0651 |  |  | Active |  | 00:04:5F:9E:E6:53 |  | Equipment | 1Y:00-MFG 5Y:00-BAT | 02/08/2019 | 02/08/2019 | COOPER UNIVERSITY HOSPITAL |  |  |  | WOT00000001465980 | LINDA VALENTI | Performance Verification | Closed | Zhan Kiselev | 02/08/2019 | 02/08/2019 | Performance Verification for PHILIPS MEDICAL SYSTEMS 11208083 US818B0651 | Initial Install of Performance Verification. Device is ready for patient use. |  |  | 02/08/2019 | 02/08/2019
|  | PHILIPS MEDICAL SYSTEMS | IE33 | ULTRASOUND, DIAGNOSTIC | B0G8Q3 | ECHOCARDIOLOGY | Kelemen |  |  | 08/29/2012 |  | 8/29/17 |  |  | NO | YES |  |  |  |  | PHILIPS MEDICAL SYSTEMS 10357236 B0G8Q3 |  |  | Active |  | 00:D0:C9:D2:9B:BC |  | Equipment | 6M:00-MFG 1Y:00-MIN | 08/27/2019 | 02/01/2020 | COOPER UNIVERSITY HOSPITAL |  |  | ECHO |  | LINDA VALENTI
|  | PHILIPS MEDICAL SYSTEMS | IE33 | ULTRASOUND, DIAGNOSTIC | BOMHZK | VOORHEES CARDIOLOGY | MD Anderson Cancer Center |  |  | 05/02/2013 |  | 5/2/18 |  |  | NO | YES |  |  |  |  | PHILIPS MEDICAL SYSTEMS 10356988 BOMHZK |  |  | Active |  | 00:D0:C9:E9:CC:8E |  | Equipment | 6M:00-MFG 1Y:00-MIN | 08/27/2019 | 02/01/2020 | COOPER AMBULATORY OFF-SITES |  |  | MD Anderson 2nd Floor |  | KATHY COMO
|  | PHILIPS MEDICAL SYSTEMS | IE33 | ULTRASOUND, DIAGNOSTIC | 03B47G | ANESTHESIOLOGY | Pavilion |  |  | 12/28/2009 |  | 12/28/14 |  |  | NO | YES |  |  |  |  | PHILIPS MEDICAL SYSTEMS 10355320 03B47G |  |  | Active |  | 00:D0:68:19:A7:73 |  | Equipment | 6M:00-MFG 1Y:00-MIN | 10/29/2019 | 04/01/2020 | COOPER UNIVERSITY HOSPITAL |  |  | OR 6 |  | GIACINTA ROUPAS
|  | PHILIPS MEDICAL SYSTEMS | IE33 | ULTRASOUND, DIAGNOSTIC | BOG9BW | 3 COOPER-CARDIAC DIAGNOSTIC CENTER | 3 Cooper |  |  | 08/29/2012 |  | 8/29/17 |  |  | NO | YES |  |  |  |  | PHILIPS MEDICAL SYSTEMS 10346859 BOG9BW |  |  | Active |  | 00:D0:C9:D2:F7:D7 |  | Equipment | 6M:00-MFG 1Y:00-MIN | 07/30/2019 | 01/01/2020 | COOPER AMBULATORY OFF-SITES |  |  | SUITE 318 |  | CARLA TRUELL
|  | PHILIPS MEDICAL SYSTEMS | IE33 | ULTRASOUND, DIAGNOSTIC | 034KV0 | ANESTHESIOLOGY | Pavilion |  |  | 06/24/2009 |  | 6/24/14 |  |  | NO | YES |  |  |  |  | PHILIPS MEDICAL SYSTEMS 10346574 034KV0 |  |  | Active |  | 00:D0:68:19:8D:1B |  | Equipment | 6M:00-MFG 1Y:00-MIN | 10/01/2019 | 04/01/2020 | COOPER UNIVERSITY HOSPITAL |  |  | OR P07 |  | GIACINTA ROUPAS
|  | PHILIPS MEDICAL SYSTEMS | IE33 | ULTRASOUND, DIAGNOSTIC | B0G8NQ | 3 COOPER-PEDIATRICS | 3 Cooper |  |  | 07/06/2012 |  | 7/6/17 |  |  | NO | YES |  |  |  |  | PHILIPS MEDICAL SYSTEMS 10345647 B0G8NQ |  |  | Active |  | 00:D0:C9:D2:72:1E |  | Equipment | 6M:00-MFG 1Y:00-MIN | 08/27/2019 | 02/01/2020 | COOPER AMBULATORY OFF-SITES |  |  | ULTRASOUND ROOM |  | MAUREEN OBRIEN
|  | PHILIPS MEDICAL SYSTEMS | IE33 | ULTRASOUND, DIAGNOSTIC | BOMHZL | VOORHEES CARDIOLOGY | 901 Centennial Blvd | Building 2 |  | 05/02/2013 |  | 5/2/18 |  |  | NO | YES |  |  |  |  | PHILIPS MEDICAL SYSTEMS 10345270 BOMHZL |  |  | Active |  | 00:D0:C9:E0:F7:BD |  | Equipment | 6M:00-MFG 1Y:00-MIN | 08/27/2019 | 02/01/2020 | COOPER AMBULATORY OFF-SITES |  |  | STRESS ECHO LAB |  | KATHY COMO
|  | PHILIPS MEDICAL SYSTEMS | IU22 | ULTRASOUND, DIAGNOSTIC | B00D8X |  | 6015 Main Street | [7 empty] | NO | YES
|  | PHILIPS MEDICAL SYSTEMS | IU22 | ULTRASOUND, DIAGNOSTIC | B0MJ0M | VOORHEES CARDIOLOGY | 901 Centennial Blvd | Building 1 |  | 05/02/2013 |  | 5/2/18 |  |  | NO | YES |  |  |  |  | PHILIPS MEDICAL SYSTEMS 10367053 B0MJ0M |  |  | Active |  | 00:D0:C9:E0:FB:C9 |  | Equipment | 6M:00-MFG 1Y:00-MIN | 08/27/2019 | 02/01/2020 | COOPER AMBULATORY OFF-SITES |  |  | BLDG 2-VASCULAR |  | KATHY COMO
|  | PHILIPS MEDICAL SYSTEMS | IU22 | ULTRASOUND, DIAGNOSTIC | BOMJON | VOORHEES CARDIOLOGY | 901 Centennial Blvd | Building 2 |  | 02/01/2013 |  | 2/1/18 |  |  | NO | YES |  |  |  |  | PHILIPS MEDICAL SYSTEMS 10356979 BOMJON |  |  | Active |  | 00:D0:C9:E0:F8:2F |  | Equipment | 6M:00-MFG 1Y:00-MIN | 08/27/2019 | 02/01/2020 | COOPER AMBULATORY OFF-SITES |  |  | Perephial/Vascular Lab |  | KATHY COMO
|  | PHILIPS MEDICAL SYSTEMS | IU22 | ULTRASOUND, DIAGNOSTIC | BOG2VP | VOORHEES SURGERY CENTER-RADIOLOGY | 900 Centennial Blvd | Suite B |  | 02/01/2013 |  | 2/1/18 |  |  | NO | YES |  |  |  |  | PHILIPS MEDICAL SYSTEMS 10356953 BOG2VP |  |  | Active |  | 00:D0:C9:D3:DB:C0 |  | Equipment | 6M:00-MFG 1Y:00-MIN | 10/01/2019 | 04/01/2020 | COOPER AMBULATORY OFF-SITES |  |  | ULTRASOUND C |  | PAT STIENES
|  | PHILIPS MEDICAL SYSTEMS | IU22 | ULTRASOUND, DIAGNOSTIC | 02L65H | VOORHEES SURGERY CENTER-RADIOLOGY | 900 Centennial Blvd | Suite B |  | 01/24/2007 |  | 1/24/12 |  |  | NO | YES |  |  |  |  | PHILIPS MEDICAL SYSTEMS 10356891 02L65H |  |  | Active |  | 00:D0:68:0B:77:82 |  | Equipment | 6M:00-MFG 1Y:00-MIN | 10/01/2019 | 04/01/2020 | COOPER AMBULATORY OFF-SITES |  |  | SUITE B ULTRASOUND B |  | PAT STIENES
|  | PHILIPS MEDICAL SYSTEMS | IU22 | ULTRASOUND, DIAGNOSTIC | B0G2VQ | 3 COOPER-RADIOLOGY | 3 Cooper |  |  | 05/02/2013 |  | 5/2/18 |  |  | NO | YES |  |  |  |  | PHILIPS MEDICAL SYSTEMS 10345982 B0G2VQ |  |  | Active |  | 00:D0:C9:D3:DB:D1 |  | Equipment | 6M:00-MFG 1Y:00-MIN | 05/21/2019 | 05/01/2020 | COOPER AMBULATORY OFF-SITES |  |  | RADIOLOGY |  | JUDY ADIRZONE
|  | PHILIPS MEDICAL SYSTEMS | IU22 | ULTRASOUND, DIAGNOSTIC | 034K3C | ANGIOGRAPHY | Kelemen | BASEMENT |  | 08/14/2009 |  | 8/14/14 |  |  | NO | YES |  |  |  |  | PHILIPS MEDICAL SYSTEMS 10345973 034K3C |  |  | Active |  | 00:D0:68:19:9B:E1 |  | Equipment | 6M:00-MFG 1Y:00-MIN | 05/31/2019 | 05/01/2020 | COOPER UNIVERSITY HOSPITAL |  |  | IR |  | PAULETTE DUCKREY
|  | PHILIPS MEDICAL SYSTEMS | SONOS 5500 | ULTRASOUND, DIAGNOSTIC | USD0211844 | OPERATING ROOM - PAVILION | Pavilion |  |  | 01/11/2003 |  | 1/11/08 |  |  | NO | YES |  |  |  |  | PHILIPS MEDICAL SYSTEMS 10346522 USD0211844 |  |  | Disposition |  | 00:00:00:00:00:00 |  | Equipment | 3M:00-FIL 6M:00-MFG | 02/28/2019 | 02/01/2020 | COOPER UNIVERSITY HOSPITAL |  |  | EQUIPMENT STORAGE P316 |  | DOMINIC VENDETTA
|  | SIEMENS MEDICAL | ACUSON SC2000 | ULTRASOUND, DIAGNOSTIC |  | CARDIAC CATH LAB | Kelemen |  |  | 02/12/2018 |  | 2/12/23 |  |  | NO | YES |  |  |  |  | SIEMENS MEDICAL 10752774 403957 |  |  | Active |  | 00:1E:67:E8:AE:C0 |  | Equipment | 2Y:00-MFG | 08/27/2019 | 08/01/2021 | COOPER UNIVERSITY HOSPITAL |  |  | Cath Lab 4 | WOT00000000545829 | LINDA BEAN | Performance Verification | Closed | Zhan Kiselev | 02/13/2018 | 07/30/2018 | Performance Verification for SIEMENS MEDICAL 10752774 403957 | Initial Install of Performance Verification. Device is ready for patient use.
|  | SIEMENS MEDICAL | ACUSON SC2000 | ULTRASOUND, DIAGNOSTIC |  | OPERATING ROOM PAVILION 2ND FLOOR | Pavilion |  |  | 04/05/2018 |  | 4/5/23 |  |  | NO | YES |  |  |  |  | SIEMENS MEDICAL 10732435 404080 |  |  | Active |  | 00:1E:67:E9:49:D0 |  | Equipment | 2Y:00-MFG | 08/27/2019 | 08/01/2021 | COOPER UNIVERSITY HOSPITAL |  |  | or | WOT00000000765894 | JOE DRUCTOR | Performance Verification | Closed | Gene Amodei | 04/05/2018 | 06/06/2019 | Performance Verification for UNMATCHED 10732435 404080 | Initial Install of Performance Verification. Device is ready for patient use.
|  | SIEMENS MEDICAL | ACUSON SC2000 | ULTRASOUND, DIAGNOSTIC |  | CARDIAC CATH LAB | Kelemen |  |  | 09/30/2013 |  | 9/30/18 |  |  | NO | YES |  |  |  |  | SIEMENS MEDICAL 10369200 401500 |  |  | Active |  | 00:1E:67:24:FD:5E |  | Equipment | 2Y:00-MFG | 08/07/2018 | 08/01/2020 | COOPER UNIVERSITY HOSPITAL |  |  | EP 1 |  | LINDA BEAN
|  | SIEMENS MEDICAL | ACUSON X300 | ULTRASOUND, DIAGNOSTIC |  | AUDUBON URGENT CARE | 201 S Broadway |  |  | 07/01/2008 |  | 7/1/13 |  |  | NO | YES |  |  |  |  | SIEMENS MEDICAL 10366262 313312 |  |  | Disposition |  |  |  | Equipment | 1Y:00-MFG | 10/03/2017 | 10/01/2020 | COOPER AMBULATORY OFF-SITES |  |  | URGENT CARE |  | MELISSA PORTOBANCO
|  | SIEMENS MEDICAL | ACUSON X300 | ULTRASOUND, DIAGNOSTIC |  | 3 COOPER-MULTISPECIALTY CENTER | 3 Cooper |  |  | 04/01/2013 |  | 4/1/18 |  |  | NO | YES |  |  |  |  | SIEMENS MEDICAL 10345574 345361 |  |  | Active |  | CD:10:10:CE:D0:00 |  | Equipment | 1Y:00-MFG | 11/01/2019 | 11/01/2020 | COOPER AMBULATORY OFF-SITES |  |  | EXAM 169 |  | MARGIE OUTLER
|  | SONOSITE | EDGE | ULTRASOUND, DIAGNOSTIC | 03T4SF | ANGIOGRAPHY | Kelemen |  |  | 12/07/2012 |  | 12/7/17 |  |  | NO | YES |  |  |  |  | SONOSITE 10366452 03T4SF |  |  | Active |  | 00:08:FB:11:AB:A9 |  | Equipment | 1Y:00-MFG | 05/31/2019 | 05/01/2020 | COOPER UNIVERSITY HOSPITAL |  |  |  |  | PAULETTE DUCKREY
|  | SONOSITE | EDGE | ULTRASOUND, DIAGNOSTIC | 03ZVKK | OR - KELEMEN 3 | Pavilion |  |  | 11/06/2014 |  | 11/6/19 |  |  | NO | YES |  |  |  |  | SONOSITE 10355432 03ZVKK |  |  | Active |  | 00:08:FB:11:EC:C7 |  | Equipment | 1Y:00-MFG | 02/26/2019 | 02/01/2020 | COOPER UNIVERSITY HOSPITAL |  |  | pav or 1 |  | DOMINIC VENDETTA
|  | SONOSITE | M-TURBO | ULTRASOUND, DIAGNOSTIC | 03BMPR | COOPER DIGESTIVE HEALTH-ENDOSCOPY | Kelemen |  |  | 02/14/2019 |  | 2/14/24 |  |  | NO | YES |  |  |  |  | SONOSITE 11208369 03BMPR |  |  | Active |  | 00:08:FB:10:4B:5F |  | Equipment | 1Y:00-MFG | 02/14/2019 | 02/14/2019 | COOPER AMBULATORY OFF-SITES |  |  |  |  | JEANNE GREER |  |  |  | 02/14/2019 | 02/14/2019 |  |  |  |  | 02/14/2019 | 02/14/2019
|  | SONOSITE | M-TURBO | ULTRASOUND, DIAGNOSTIC | 03F53W | CCU - CORONARY CARE UNIT | Kelemen |  |  | 01/06/2009 |  | 1/6/14 |  |  | NO | YES |  |  |  |  | SONOSITE 10769620 03F53W |  |  | Active |  | 00:08:FB:11:2A:4D |  | Equipment | 1Y:00-MFG | 06/10/2019 | 06/01/2020 | COOPER UNIVERSITY HOSPITAL |  |  | Biomed Storage |  | CAROLYN RUMELL
|  | SONOSITE | M-TURBO | ULTRASOUND, DIAGNOSTIC | WK1MZK | VOORHEES ORTHOPEDICS | 901 Centennial Blvd | Building 2 |  | 04/01/2013 |  | 4/1/18 |  |  | NO | YES |  |  |  |  | SONOSITE 10480111 WK1MZK |  |  | Disposition |  | 00:08:FB:11:B4:95 |  | Equipment | 1Y:00-MFG | 02/26/2019 | 02/01/2020 | COOPER AMBULATORY OFF-SITES |  |  | BUILDING 2 |  | CAROL STRANTON
|  | SONOSITE | M-TURBO | ULTRASOUND, DIAGNOSTIC | 03D4ZD | PEDIATRIC INTENSIVE CARE UNIT | Kelemen |  |  | 09/18/2008 |  | 9/18/13 |  |  | NO | YES |  |  |  |  | SONOSITE 10360450 03D4ZD |  |  | Active |  | 00:08:FB:11:04:DF |  | Equipment | 1Y:00-MFG | 03/26/2019 | 03/01/2020 | COOPER UNIVERSITY HOSPITAL |  |  | PICU |  | Susan Cannon
|  | SONOSITE | M-TURBO | ULTRASOUND, DIAGNOSTIC | WK3FOC | 1101 KINGS HIGHWAY | 1101 N Kings Hwy |  |  | 05/24/2019 |  | 5/24/24 |  |  | NO | YES |  |  |  |  | SONOSITE 30149635 WK3FOC |  |  | Active |  | 00:08:FB:12:09:B0 |  | Equipment | 1Y:00-MFG | 05/24/2019 | 05/24/2019 | COOPER AMBULATORY OFF-SITES |  |  | 1101 KINGS HGW - NEUROLOGY |  | STEVE LOWE |  |  |  | 05/24/2019 | 05/24/2019 |  |  |  |  | 05/24/2019 | 05/24/2019
|  | SONOSITE | S-CATH | ULTRASOUND, DIAGNOSTIC | WK2Q9H | CARDIAC CATH LAB | Kelemen |  |  | 02/01/2015 |  | 2/1/20 |  |  | NO | YES |  |  |  |  | SONOSITE 10369196 WK2Q9H |  |  | Active |  | 00:08:FB:11:E9:1D |  | Equipment | 1Y:00-MFG | 08/27/2019 | 08/01/2020 | COOPER UNIVERSITY HOSPITAL |  |  | CCL - Lab 2 Control Room |  | LINDA BEAN
|  | SONOSITE | SII | ULTRASOUND, DIAGNOSTIC | 04CMJY | PAVILION 8 | Pavilion |  |  | 07/25/2019 |  | 7/25/24 |  |  | NO | YES |  |  |  |  | FUJIFILM 11208106 04CMJY |  |  | Active |  | 00:08:FB:32:3F:C8 |  | Equipment | 1Y:00-MFG | 07/25/2019 | 07/25/2019 | COOPER UNIVERSITY HOSPITAL |  |  |  | WOT00000001018630 | BRIAN OSHAUGHNESSY | Performance Verification | Closed | Zhan Kiselev | 07/25/2019 | 07/25/2019 | Performance Verification for FUJIFILM 11208106 04CMJY | Initial Install of Performance Verification. Device is ready for patient use. |  |  | 07/25/2019 | 07/25/2019
|  | SONOSITE | SII | ULTRASOUND, DIAGNOSTIC | 04CMKK | INCU - KELEMEN S10 | Kelemen |  |  | 10/31/2019 |  | 10/31/24 |  |  | NO | YES |  |  |  |  | FUJIFILM 11208103 04CMKK |  |  | Active |  | 00:08:FB:32:3F:C3 |  | Equipment | PAAR:00-PVAR | 10/31/2019 | 10/31/2019 | COOPER UNIVERSITY HOSPITAL |  |  |  | WOT00000001018552 | Lisa Brooks | Performance Verification | Closed | Zhan Kiselev | 10/31/2019 | 10/31/2019 | Performance Verification for FUJIFILM 11208103 04CMKK | Initial Install of Performance Verification. Device is ready for patient use. |  |  | 10/31/2019 | 10/31/2019
|  | SONOSITE | SII | ULTRASOUND, DIAGNOSTIC | 049K4Z | SAME DAY PACU-2ND FL PAVILION | Pavilion |  |  | 02/16/2018 |  | 2/16/23 |  |  | NO | YES |  |  |  |  | FUJIFILM 10752781 049K4Z |  |  | Active |  | 00:08:FB:32:31:2E |  | Equipment | PAAR:00-PVAR | 10/31/2019 |  | COOPER UNIVERSITY HOSPITAL |  |  | SAME DAY OR-2ND FL PAVILION | WOT00000000642354 | Lisa Geoghegan | Performance Verification | Closed | Zhan Kiselev | 03/06/2018 | 07/30/2018 | Performance Verification for SONOSITE 10752781 049K4Z | Initial Install of Performance Verification. Device is ready for patient use.
|  | SONOSITE | SII | ULTRASOUND, DIAGNOSTIC | 04B8ZP | ANESTHESIOLOGY | Pavilion |  |  | 10/30/2017 |  | 10/30/22 |  |  | NO | YES |  |  |  |  | FUJIFILM 10732402 04B8ZP |  |  | Active |  | 00:08:FB:32:35:32 |  | Equipment | PAAR:00-PVAR | 10/31/2019 |  | COOPER UNIVERSITY HOSPITAL |  |  |  | 0012418454 | GIACINTA ROUPAS | Performance Verification | Closed | Josh Harris | 11/21/2017 | 11/21/2017 | INCOMING INVENTORY | DEVICE INVENTORIED | AA120F35-3666-4BDD-889C-4A3D9863D26E | Labor | 11/21/2017 | 11/21/2017 | Josh Harris
|  | SONOSITE | X-PORTE | ULTRASOUND, DIAGNOSTIC | 0419G0 | TRAUMA ICU | Kelemen |  |  | 02/21/2019 |  | 2/21/24 |  |  | NO | YES |  |  |  |  | SONOSITE 11208386 0419G0 |  |  | Active |  | 00:30:64:16:BD:45 |  | Equipment | 1Y:00-MFG | 02/21/2019 | 02/21/2019 | COOPER UNIVERSITY HOSPITAL |  |  | Trama Admit | 0011746498 | Diane Floyd | Performance Verification | Closed | Bonnie Aichroth | 02/21/2019 | 02/21/2019 | INCOMING INVENTORY | DEVICE INVENTORIED | D190260B-4DF3-4820-9E46-FB3AABF31056 | Labor | 02/21/2019 | 02/21/2019 | Bonnie Aichroth
|  | SONOSITE | X-PORTE | ULTRASOUND, DIAGNOSTIC | 04DCNP | INTENSIVE CARE UNIT | Pavilion |  |  | 10/31/2019 |  | 10/31/24 |  |  | NO | YES |  |  |  |  | SONOSITE 11208049 04DCNP |  |  | Active |  | 00:30:64:1C:95:BB |  | Equipment | PAAR:00-PVAR | 10/31/2019 | 10/31/2019 | COOPER UNIVERSITY HOSPITAL |  |  | Pav 4 ICU, CDU | WOT00000000810185 | CAROLYN RUMELL | Performance Verification | Closed | Zhan Kiselev | 10/31/2019 | 10/31/2019 | Performance Verification for SONOSITE 11208049 04DCNP | Initial Install of Performance Verification. Device is ready for patient use. |  |  | 10/31/2019 | 10/31/2019
|  | SONOSITE | X-PORTE | ULTRASOUND, DIAGNOSTIC | 04DCHW | CCU - CORONARY CARE UNIT | Pavilion |  |  | 10/31/2019 |  | 10/31/24 |  |  | NO | YES |  |  |  |  | SONOSITE 11208045 04DCNB |  |  | Active |  | 00:30:64:19:D7:D1 |  | Equipment | PAAR:00-PVAR | 10/31/2019 | 10/31/2019 | COOPER UNIVERSITY HOSPITAL |  |  | 4th Floor CCU | WOT00000000799642 | CAROLYN RUMELL | Performance Verification | Closed | Zhan Kiselev | 10/31/2019 | 10/31/2019 | Performance Verification for SONOSITE 11208045 04DCNB | Initial Install of Performance Verification. Device is ready for patient use. |  |  | 10/31/2019 | 10/31/2019
|  | SONOSITE | X-PORTE | ULTRASOUND, DIAGNOSTIC | 048H8D | TRAUMA ICU | Kelemen |  |  | 06/08/2017 |  | 6/8/22 |  |  | NO | YES |  |  |  |  | SONOSITE 10769587 048H8D |  |  | Active |  | 00:30:64:17:63:D9 |  | Equipment | 1Y:00-MFG | 02/19/2019 | 02/01/2020 | COOPER UNIVERSITY HOSPITAL |  |  |  | 0011746512 | Diane Floyd | Preventative Maintenance | Closed | Bonnie Aichroth | 06/08/2017 | 06/08/2017 | PERFORMANCE ASSURANCE AT INVENTORY | INVENTORIED DEVICE AND ENSURED DEVICE WAS FUNCTIONING PROPERLY. | 3335D4F0-F060-4621-A3E5-7D4009F2E2C6 | Labor | 06/08/2017 | 06/08/2017 | Zhan Kiselev
|  | SONOSITE | X-PORTE | ULTRASOUND, DIAGNOSTIC | 03Z8W3 | SPECIAL TEST | Kelemen |  |  | 11/01/2017 |  | 11/1/22 |  |  | NO | YES |  |  |  |  | SONOSITE 10732459 03Z8W3 |  |  | Active |  | 00:30:64:17:40:B4 |  | Equipment | PAAR:00-PVAR | 10/31/2019 |  | COOPER UNIVERSITY HOSPITAL |  |  |  | 0012378573 | AMY HANNAN | Performance Verification | Closed | Gene Amodei | 11/01/2017 | 11/01/2017 | INCOMING INVENTORY | DEVICE INVENTORIED | 355AA502-2E4E-49EF-B508-D94375652393 | Labor | 11/01/2017 | 11/01/2017 | Bonnie Aichroth
|  | ZONARE | Z.ONE ULTRA | ULTRASOUND, DIAGNOSTIC | 11920S213K | TRAUMA ICU | 408 Chambers Ave |  |  | 12/09/2013 |  | 12/9/18 |  |  | NO | YES |  |  |  |  | ZONARE 10365479 11920S213K |  |  | Disposition |  |  |  | Equipment | 1Y:00-MFG | 02/28/2018 | 02/01/2020 | COOPER UNIVERSITY HOSPITAL |  |  | TRAUMA ICU |  | Diane Floyd
|  | ZONARE | Z.ONE ULTRA SP | ULTRASOUND, DIAGNOSTIC | 10479S212D | TRAUMA ADMIT | Kelemen | HP |  | 05/16/2012 |  | 5/16/17 |  |  | NO | YES |  |  |  |  | ZONARE 10368609 10479S212D |  |  | Active |  | 00:07:A9:00:2B:90 |  | Equipment | 1Y:00-MFG | 02/21/2019 | 02/01/2020 | COOPER UNIVERSITY HOSPITAL |  |  | TRAUMA HELIPAD |  | Diane Floyd
|  | ZONARE | Z.ONE SMARTCART | ULTRASOUND, DIAGNOSTIC, DOCKING STATION | 07629C313J | TRAUMA ICU | 408 Chambers Ave |  |  | 12/09/2013 |  | 12/9/18 |  |  | NO | YES |  |  |  |  | ZONARE 10365478 07629C313J |  |  | Disposition |  | 11:11:11:11:11:11 |  | Equipment | PAAR:00-PVAR | 11/02/2019 |  | COOPER UNIVERSITY HOSPITAL |  |  | TRAUMA ICU |  | Diane Floyd
|  | GE HEALTHCARE | VSCAN | ULTRASOUND, DIAGNOSTIC, HANDHELD | VH1212785E | INTENSIVE CARE UNIT | Pavilion |  |  | 07/07/2016 |  | 7/7/21 |  |  | NO | YES |  |  |  |  | GE MEDICAL SYSTEMS 10505323 VH1212785E |  |  | Active |  | 11:11:11:11:11:11 |  | Equipment | 1Y:00-MFG | 06/18/2019 | 06/01/2020 | COOPER UNIVERSITY HOSPITAL |  |  |  |  | CAROLYN RUMELL
|  | GE HEALTHCARE | VSCAN | ULTRASOUND, DIAGNOSTIC, HANDHELD | VH121469FV | INTENSIVE CARE UNIT | Pavilion |  |  | 07/07/2016 |  | 7/7/21 |  |  | NO | YES |  |  |  |  | GE MEDICAL SYSTEMS 10505324 VH121469FV |  |  | Active |  | 11:11:11:11:11:11 |  | Equipment | 1Y:00-MFG | 06/11/2019 | 06/01/2020 | COOPER UNIVERSITY HOSPITAL |  |  |  |  | CAROLYN RUMELL
|  | GE HEALTHCARE | VSCAN | ULTRASOUND, DIAGNOSTIC, HANDHELD | VH1213069Q | INTENSIVE CARE UNIT | Pavilion |  |  | 07/07/2016 |  | 7/7/21 |  |  | NO | YES |  |  |  |  | GE MEDICAL SYSTEMS 10505319 VH1213069Q |  |  | Active |  | 11:11:11:11:11:11 |  | Equipment | 1Y:00-MFG | 06/18/2019 | 06/01/2020 | COOPER UNIVERSITY HOSPITAL |  |  | D427 |  | CAROLYN RUMELL
|  | VOLCANO CORP | S5 | ULTRASOUND, INTRAVASCULAR |  | CARDIAC CATH LAB | Pavilion |  |  | 06/01/2009 |  | 6/1/14 |  |  | NO | YES |  |  |  |  | VOLCANO CORP 10347594 05206987001 |  |  | Active |  | 00:90:FB:23:85:7D |  | Equipment | 1Y:00-MFG | 08/19/2019 | 08/01/2020 | COOPER UNIVERSITY HOSPITAL |  |  | LAB 4/OR/IR Portable Unit |  | LINDA BEAN
|  | VOLCANO CORP | S5I | ULTRASOUND, INTRAVASCULAR |  | SAME DAY OR-2ND FL PAVILION | Kelemen |  |  | 08/30/2019 |  | 8/30/24 |  |  | NO | YES |  |  |  |  | VOLCANO CORP 11208096 103020103234 |  |  | Active |  |  |  | Equipment | 1Y:00-MFG | 08/30/2019 | 08/30/2019 | COOPER UNIVERSITY HOSPITAL |  |  | Performance Verification | WOT00000003149074 | JOE DRUCTOR | Performance Verification | Closed | Zhan Kiselev | 08/30/2019 | 08/30/2019 | Performance Verification for VOLCANO CORP 11208096 103020103234 | Initial Install of Performance Verification. Device is ready for patient use. |  |  | 08/30/2019 | 08/30/2019
|  | VOLCANO CORP | S5I | ULTRASOUND, INTRAVASCULAR | 070-08093-001 | CARDIAC CATH LAB | Kelemen |  |  | 05/18/2017 |  | 5/18/22 |  |  | NO | YES |  |  |  |  | VOLCANO CORP 10649818 070-08093-001 |  |  | Active |  | AC:1F:6B:11:22:04 |  | Equipment | 1Y:00-MFG | 08/19/2019 | 08/01/2020 | COOPER UNIVERSITY HOSPITAL |  |  | CathLab 3 | 0012389750 | LINDA BEAN | Performance Verification | Closed | Josh Harris | 11/07/2017 | 11/07/2017 | INCOMING INVENTORY | DEVICE INVENTORIED | 0F50AA83-3C61-4EC2-B74B-4B8836DA310A | Labor | 11/07/2017 | 11/07/2017 | Josh Harris
|  | VOLCANO CORP | S5I | ULTRASOUND, INTRAVASCULAR |  | CARDIAC CATH LAB | Kelemen |  |  | 01/27/2011 |  | 1/27/16 |  |  | NO | YES |  |  |  |  | VOLCANO CORP 10367871 07005374001 |  |  | Active |  | 00:30:48:F9:4E:E4 |  | Equipment | 1Y:00-MFG | 08/19/2019 | 08/01/2020 | COOPER UNIVERSITY HOSPITAL |  |  | CCL - Lab 2 Control Room |  | LINDA BEAN
|  | VOLCANO CORP | S5I | ULTRASOUND, INTRAVASCULAR |  | CARDIAC CATH LAB | Kelemen |  |  | 08/20/2019 |  | 8/20/24 |  |  | NO | YES |  |  |  |  | VOLCANO CORP 30225145 07003893001 |  |  | Active |  | 00:30:48:61:28:BA |  | Equipment | 1Y:00-MFG | 08/20/2019 | 08/20/2019 | COOPER UNIVERSITY HOSPITAL |  |  | CCL - Lab 1 Control Room |  | LINDA BEAN |  |  |  | 08/20/2019 | 08/20/2019 |  |  |  |  | 08/20/2019 | 08/20/2019
|  | CHATTANOOGA GROUP, INC. | INTELECT LEGEND COMBO | ULTRASOUND, THERAPY | T1527 | CHERRY HILL PHYSICAL THERAPY | 1935 NJ-70 |  |  | 04/06/2011 |  | 4/6/18 |  |  | NO | YES |  |  |  |  | CHATTANOOGA GROUP, INC. 10346133 T1527 |  |  | Active |  | 99:99:99:99:99:99 |  | Equipment | 1Y:00-MFG | 10/22/2019 | 10/01/2020 | COOPER AMBULATORY OFF-SITES |  |  | 1935 Rt 70E - PT (2nd Floor) |  | COURTNEY BUDD
|  | CHATTANOOGA GROUP, INC. | INTELECT LEGEND COMBO | ULTRASOUND, THERAPY |  | CHERRY HILL PHYSICAL THERAPY | 1935 NJ-70 |  |  | 10/21/2009 |  | 10/21/16 |  |  | NO | YES |  |  |  |  | CHATTANOOGA GROUP, INC. 10346131 9969 |  |  | Active |  | 99:99:99:99:99:99 |  | Equipment | 1Y:00-MFG | 10/14/2019 | 10/01/2020 | COOPER AMBULATORY OFF-SITES |  |  | 1935 Rt 70E - PT (2nd Floor) |  | COURTNEY BUDD
|  | CHATTANOOGA GROUP, INC. | INTELECT LEGEND COMBO | ULTRASOUND, THERAPY |  | CHERRY HILL PHYSICAL THERAPY | 1935 NJ-70 |  |  | 08/23/2006 |  | 8/23/13 |  |  | NO | YES |  |  |  |  | CHATTANOOGA GROUP, INC. 10346127 6891 |  |  | Active |  | 99:99:99:99:99:99 |  | Equipment | 1Y:00-MFG | 10/14/2019 | 10/01/2020 | COOPER AMBULATORY OFF-SITES |  |  | 1935 Rt 70E - PT (2nd Floor) |  | COURTNEY BUDD
|  | CHATTANOOGA GROUP, INC. | INTELECT LEGEND COMBO | ULTRASOUND, THERAPY |  | CHERRY HILL PHYSICAL THERAPY | 1935 NJ-70 |  |  | 10/11/2004 |  | 10/11/11 |  |  | NO | YES |  |  |  |  | CHATTANOOGA GROUP, INC. 10346130 3703 |  |  | Active |  | 99:99:99:99:99:99 |  | Equipment | 1Y:00-MFG | 10/14/2019 | 10/01/2020 | COOPER AMBULATORY OFF-SITES |  |  | 1935 Rt 70E - PT (2nd Floor) |  | COURTNEY BUDD
|  | CHATTANOOGA GROUP, INC. | INTELECT LEGEND COMBO 4C | ULTRASOUND, THERAPY |  | VOORHEES ORTHOPEDICS | 901 Centennial Blvd | Building 2 |  | 02/15/2019 |  | 2/15/26 |  |  | NO | YES |  |  |  |  | CHATTANOOGA GROUP, INC. 210337407 10129 |  |  | Active |  | 99:99:99:99:99:99 |  | Equipment | 1Y:00-MFG | 02/15/2019 | 02/15/2019 | COOPER AMBULATORY OFF-SITES |  |  | ORTHO PHYSI THRPY BACK RM |  | CAROL STRANTON |  |  |  | 02/15/2019 | 02/15/2019 |  |  |  |  | 02/15/2019 | 02/15/2019
|  | CHATTANOOGA GROUP, INC. | INTELECT LEGEND COMBO 4C | ULTRASOUND, THERAPY |  | VOORHEES ORTHOPEDICS | 901 Centennial Blvd | Building 1 |  | 02/15/2019 |  | 2/15/26 |  |  | NO | YES |  |  |  |  | CHATTANOOGA GROUP, INC. 210337328 4723 |  |  | Active |  | 99:99:99:99:99:99 |  | Equipment | 1Y:00-MFG | 02/15/2019 | 02/15/2019 | COOPER AMBULATORY OFF-SITES |  |  | ORTHO PHYSICAL THERAPY |  | CAROL STRANTON |  |  |  | 02/15/2019 | 02/15/2019 |  |  |  |  | 02/15/2019 | 02/15/2019
|  | CHATTANOOGA GROUP, INC. | INTELECT LEGEND COMBO 4C | ULTRASOUND, THERAPY |  | VOORHEES ORTHOPEDICS | 901 Centennial Blvd | Building 2 |  | 02/15/2019 |  | 2/15/26 |  |  | NO | YES |  |  |  |  | CHATTANOOGA GROUP, INC. 210337327 4707 |  |  | Active |  | 99:99:99:99:99:99 |  | Equipment | 1Y:00-MFG | 02/15/2019 | 02/15/2019 | COOPER AMBULATORY OFF-SITES |  |  | ORTHO PHYSICAL THERAPY |  | CAROL STRANTON |  |  |  | 02/15/2019 | 02/15/2019 |  |  |  |  | 02/15/2019 | 02/15/2019
|  | CHATTANOOGA GROUP, INC. | INTELECT LEGEND XT | ULTRASOUND, THERAPY | T25794 | PHYSICAL THERAPY DEPARTMENT | 221 Victoria Street |  |  | 06/08/2016 |  | 6/8/23 |  |  | NO | YES |  |  |  |  | CHATTANOOGA GROUP, INC. 10732356 T25794 |  |  | Active |  | 99:99:99:99:99:99 |  | Equipment | 1Y:00-MFG | 01/31/2019 | 01/01/2020 | COOPER AMBULATORY OFF-SITES |  |  | Glassboro | 0012265942 | COURTNEY BUDD | Performance Verification | Closed | Josh Harris | 10/05/2017 | 10/05/2017 | INCOMING INVENTORY | DEVICE INVENTORIED | AD6334F3-DE6E-4A67-89C0-B22659E37DB6 | Labor | 10/05/2017 | 10/05/2017 | Josh Harris
|  | DYNATRONICS CORPORATION | D850 PLUS | ULTRASOUND, THERAPY |  | CHERRY HILL PHYSICAL THERAPY | Kelemen |  |  | 01/01/1900 |  |  |  |  | NO | YES |  |  |  |  | DYNATRONICS CORPORATION 10346134 859699 |  |  | Disposition |  | 99:99:99:99:99:99 |  | Equipment | 1Y:00-MFG | 10/01/2019 | 10/01/2020 | COOPER AMBULATORY OFF-SITES |  |  | 1935 Rt 70E - PT (2nd Floor) |  | COURTNEY BUDD
|  | EXCEL TECHNOLOGY, INC | MULTI III | ULTRASOUND, THERAPY |  | CHERRY HILL PHYSICAL THERAPY | 1101 N Kings Hwy |  |  | 01/01/1900 |  |  |  |  | NO | YES |  |  |  |  | EXCEL TECHNOLOGY, INC 10366082 9020 |  |  | Active |  | 99:99:99:99:99:99 |  | Equipment | 1Y:00-MFG | 05/22/2019 | 05/01/2020 | COOPER AMBULATORY OFF-SITES |  |  | EXERCISE ROOM |  | COURTNEY BUDD
|  | EXCEL TECHNOLOGY, INC | ULTRA II | ULTRASOUND, THERAPY |  | CHERRY HILL PHYSICAL THERAPY | 1101 N Kings Hwy |  |  | 01/01/1900 |  |  |  |  | NO | YES |  |  |  |  | EXCEL TECHNOLOGY, INC 10366078 6003 |  |  | Active |  | 99:99:99:99:99:99 |  | Equipment | 1Y:00-MFG | 05/22/2019 | 05/01/2020 | COOPER AMBULATORY OFF-SITES |  |  | EXERCISE ROOM |  | COURTNEY BUDD
|  | EXCEL TECHNOLOGY, INC | ULTRA III | ULTRASOUND, THERAPY | ULM9410036 | CHERRY HILL PHYSICAL THERAPY | 1101 N Kings Hwy |  |  | 01/01/1900 |  |  |  |  | NO | YES |  |  |  |  | EXCEL TECHNOLOGY, INC 10366079 ULM9410036 |  |  | Active |  | 99:99:99:99:99:99 |  | Equipment | 1Y:00-MFG | 05/22/2019 | 05/01/2020 | COOPER AMBULATORY OFF-SITES |  |  | EXERCISE ROOM |  | COURTNEY BUDD
|  | MEDI-STIM USA, INC | MIRAQ | ULTRASOUND, VASCULAR |  | OPERATING ROOM - PAVILION | Pavilion |  |  | 02/11/2019 |  | 2/11/24 |  |  | NO | YES |  |  |  |  | MEDI-STIM USA, INC 10769718 3135 |  |  | Active |  | 99:99:99:99:99:99 |  | Equipment | 1Y:00-MFG | 02/11/2019 | 02/11/2019 | COOPER UNIVERSITY HOSPITAL |  |  | P5/P6 Hallway |  | DOMINIC VENDETTA |  |  |  | 02/11/2019 | 02/11/2019 |  |  |  |  | 02/11/2019 | 02/11/2019
|  | PHILIPS MEDICAL SYSTEMS | AFFINITI 70 | ULTRASOUND, VASCULAR | US618F1798 | VOORHEES CARDIOLOGY | 901 Centennial Blvd | Building 2 |  | 02/26/2019 |  | 2/26/24 |  |  | NO | YES |  |  |  |  | PHILIPS MEDICAL SYSTEMS 11208077 US618F1798 |  |  | Active |  | 00:04:5F:9F:7D:04 |  | Equipment | 1Y:00-MFG | 02/26/2019 | 02/26/2019 | COOPER AMBULATORY OFF-SITES |  |  | Voorhees Building 2 Echo Lab | WOT00000001159452 | KATHY COMO | Service Request | Closed | Zhan Kiselev | 02/26/2019 | 02/26/2019 | Ultrasound machine, checked and tagged | New Equipment Inventory | EXP1026919 | Labor | 02/26/2019 | 02/26/2019 | Zhan Kiselev
|  | PHILIPS MEDICAL SYSTEMS | AFFINITI 70 | ULTRASOUND, VASCULAR | US418F0942 | ECHOCARDIOLOGY | Kelemen |  |  | 02/08/2019 |  | 2/8/24 |  |  | NO | YES |  |  |  |  | PHILIPS MEDICAL SYSTEMS 11208066 US418F0942 |  |  | Active |  | 00:04:5F:9E:DC:82 |  | Equipment | 1Y:00-MFG | 02/08/2019 | 02/08/2019 | COOPER UNIVERSITY HOSPITAL |  |  | 2 Floor Kel | WOT00000000934646 | LINDA VALENTI | Repair | Closed | Zhan Kiselev | 02/08/2019 | 02/08/2019 | Ultrasound - Wont shut off | Analyzed unit. Ultrasound machine worked when I got to the department. Tried to reboot the system and got unknown error. Called Philips and opened a service call because system is under warranty. Philips Reloaded Software. Verified Proper Operation | EXP0596295 | Labor | 02/08/2019 | 02/08/2019 | Zhan Kiselev
|  | PHILIPS MEDICAL SYSTEMS | AFFINITI 70 | ULTRASOUND, VASCULAR | US418F0941 | ECHOCARDIOLOGY | Kelemen |  |  | 02/08/2019 |  | 2/8/24 |  |  | NO | YES |  |  |  |  | PHILIPS MEDICAL SYSTEMS 11208064 US418F0941 |  |  | Active |  | 00:04:5F:9E:DB:61 |  | Equipment | 1Y:00-MFG | 02/08/2019 | 02/08/2019 | COOPER UNIVERSITY HOSPITAL |  |  |  | WOT00000001018967 | LINDA VALENTI | Performance Verification | Closed | Zhan Kiselev | 02/08/2019 | 02/08/2019 | Performance Verification for PHILIPS MEDICAL SYSTEMS 11208064 US418F0941 | Initial Install of Performance Verification. Device is ready for patient use. |  |  | 02/08/2019 | 02/08/2019
|  | UNETIXS | MULTILAB SERIES 2-CP | ULTRASOUND, VASCULAR | MLS2C1372R | VOORHEES CARDIOLOGY SUITE 102 | 901 Centennial Blvd | Building 1 |  | 01/04/2018 |  | 1/4/23 |  |  | NO | YES |  |  |  |  | UNETIXS 10732235 MLS2C1372R |  |  | Active |  | 99:99:99:99:99:99 |  | Equipment | 1Y:00-MFG | 01/18/2019 | 01/01/2020 | COOPER AMBULATORY OFF-SITES |  |  |  | 0012678036 | MICHELE MOLINARI | Preventative Maintenance | Closed | Josh Harris | 01/26/2018 | 01/26/2018 | PERFORMANCE ASSURANCE AT INVENTORY | INVENTORIED DEVICE AND ENSURED DEVICE WAS FUNCTIONING PROPERLY. | DDE9FC17-AF6A-4A02-8C57-A4963A8A006E | Labor | 01/04/2018 | 01/04/2018 | Kirk Lis
|  | AMERICAN ORTHOPEDIC |  | VACUUM, DUST |  | 3 COOPER-MULTISPECIALTY CENTER | 3 Cooper |  |  | 04/01/2013 |  | 4/1/23 |  |  | NO | YES |  |  |  |  | AMERICAN ORTHOPEDIC 10345614 3290 |  |  | Active |  | 99:99:99:99:99:99 |  | Equipment | PAAR:00-PVAR | 11/02/2019 |  | COOPER AMBULATORY OFF-SITES |  |  | SUITE 104 - STORAGE 168 |  | MARGIE OUTLER
|  | STRYKER CORP. |  | VACUUM, DUST |  | CHERRY HILL BONE AND JOINT | 1878 Marlton Pike East |  |  | 10/31/2019 |  | 10/31/29 |  |  | NO | YES |  |  |  |  | STRYKER CORP. 30149593 2468 |  |  | Active |  | 99:99:99:99:99:99 |  | Equipment | PAAR:00-PVAR | 10/31/2019 | 10/31/2019 | COOPER AMBULATORY OFF-SITES |  |  |  |  | CASSANDRA RIVERA |  |  |  | 10/31/2019 | 10/31/2019 |  |  |  |  | 10/31/2019 | 10/31/2019
|  | STRYKER CORP. |  | VACUUM, DUST |  | 401 KINGS HIGHWAY - ORTHOPEDICS | 401 Kings Hwy South |  |  | 01/01/1900 |  |  |  |  | NO | YES |  |  |  |  | STRYKER CORP. 10346110 070200090874 |  |  | Active |  | 99:99:99:99:99:99 |  | Equipment | PAAR:00-PVAR | 11/02/2019 |  | COOPER AMBULATORY OFF-SITES |  |  | EQUIPMENT STORAGE |  | HELEN BOYLE
|  | STRYKER CORP. |  | VACUUM, DUST |  | 401 KINGS HIGHWAY - ORTHOPEDICS | 401 Kings Hwy South |  |  | 01/01/1900 |  |  |  |  | NO | YES |  |  |  |  | STRYKER CORP. 10346108 91011033 |  |  | Active |  | 99:99:99:99:99:99 |  | Equipment | PAAR:00-PVAR | 11/02/2019 |  | COOPER AMBULATORY OFF-SITES |  |  | EQUIPMENT ROOM | 0011664610 | HELEN BOYLE | Repair | Closed | Kirk Lis | 05/25/2017 | 05/31/2017 | CAST CUTTER VACUUM - NOT WORKING - 401 S KINGS HGWY | 5/26/2017 10:11:17 AM KALIS (KALIS 5/25/2017 12:00 AM) TRAVEL TIME (KALIS 5/25/2017 12:00 AM) PICKEDUP UNIT FROM SITE 5/30/2017 11:51:52 AM KALIS (KALIS 5/30/2017 12:00 AM) TRACED ISSUE TO DISCONNECTED CAST SAW POWER CORD. 5/31/2017 2:04:52 PM KALIS (KALIS 5/31/2017 12:00 AM) TRAVEL TIME (KALIS 5/31/2017 12:00 AM) RETURNED UNIT TO DEPT, CONFERRED WITH MANAGER ON FINDINGS | D553300E-DCE6-4429-BB07-C7DFF6B8A0B4 | Labor | 05/30/2017 | 05/30/2017 | Kirk Lis
|  | STRYKER CORP. |  | VACUUM, DUST |  | CHERRY HILL BONE AND JOINT | 401 Kings Hwy South |  |  | 10/31/2019 |  | 10/31/29 |  |  | NO | YES |  |  |  |  | STRYKER CORP. 11239322 1835100439 |  |  | Active |  |  |  | Equipment | PAAR:00-PVAR | 10/31/2019 | 10/31/2019 | COOPER AMBULATORY OFF-SITES |  |  | EXAM ROOM | WOT00000001994849 | CASSANDRA RIVERA | Service Request | Closed | Kirk Lis | 10/31/2019 | 10/31/2019 | Cast Saw - needs checked and tagged | INVENTORIED NEW EQUIPMENT | EXP2132155 | Labor | 10/31/2019 | 10/31/2019 | Kirk Lis
|  | STRYKER CORP. |  | VACUUM, DUST |  | 3 COOPER - SURGERY DEPARTMENT | Pavilion |  |  | 10/31/2019 |  | 10/31/29 |  |  | NO | YES |  |  |  |  | STRYKER CORP. 11187518 1831600029 |  |  | Active |  |  |  | Equipment | PAAR:00-PVAR | 10/31/2019 | 10/31/2019 | COOPER AMBULATORY OFF-SITES |  |  | Performance Verification | WOT00000001960128 | ANNE MAIER | Performance Verification | Closed | Stephen Zubrzycki | 10/31/2019 | 10/31/2019 | CEID Record Completion for STRYKER CORP. 11187518 1831600029 | Inventoried unit | EXP2018686 | Labor | 10/31/2019 | 10/31/2019 | Stephen Zubrzycki
|  | STRYKER CORP. |  | VACUUM, DUST |  | COOPER HAND CENTER AT CHERRY HILL | 1878 Marlton Pike East |  |  | 05/18/2017 |  | 5/18/27 |  |  | NO | YES |  |  |  |  | STRYKER CORP. 10732052 1527100039 |  |  | Active |  | 99:99:99:99:99:99 |  | Equipment | PAAR:00-PVAR | 10/31/2019 |  | COOPER AMBULATORY OFF-SITES |  |  |  | 0012408728 | ALLISON SHARP | Performance Verification | Closed | Josh Harris | 11/16/2017 | 11/16/2017 | INCOMING INVENTORY | DEVICE INVENTORIED | 204E407C-21C1-4706-9766-C47F07A1F8C0 | Labor | 11/16/2017 | 11/16/2017 | Josh Harris
|  | STRYKER CORP. |  | VACUUM, DUST |  | VOORHEES ORTHOPEDICS | 901 Centennial Blvd | Building 1 |  | 06/10/2015 |  | 6/10/25 |  |  | NO | YES |  |  |  |  | STRYKER CORP. 10505261 1526500089 |  |  | Active |  | 99:99:99:99:99:99 |  | Equipment | PAAR:00-PVAR | 10/31/2019 |  | COOPER AMBULATORY OFF-SITES |  |  | BUILDING 2 |  | CAROL STRANTON
|  | STRYKER CORP. |  | VACUUM, DUST |  | ORTHOPEDICS | 525 NJ-73 |  |  | 05/04/2016 |  | 5/4/26 |  |  | NO | YES |  |  |  |  | STRYKER CORP. 10480393 213702913 |  |  | Active |  | 99:99:99:99:99:99 |  | Equipment | PAAR:00-PVAR | 10/31/2019 |  | COOPER AMBULATORY OFF-SITES |  |  | SUITE 303 - EVESHAM COMMONS |  | JOAN STEAD
|  | STRYKER CORP. |  | VACUUM, DUST |  | CHERRY HILL BONE AND JOINT | 651 John F Kennedy Way |  |  | 05/26/2010 |  | 5/26/20 |  |  | NO | YES |  |  |  |  | STRYKER CORP. 10367115 1013400149 |  |  | Active |  | 99:99:99:99:99:99 |  | Equipment | PAAR:00-PVAR | 11/02/2019 |  | COOPER AMBULATORY OFF-SITES |  |  | SUITE 5 |  | CASSANDRA RIVERA
|  | STRYKER CORP. |  | VACUUM, DUST |  | VOORHEES SURGERY CENTER-OPERATING ROOM | 900 Centennial Blvd | Suite E |  | 09/05/2001 |  | 9/5/11 |  |  | NO | YES |  |  |  |  | STRYKER CORP. 10347179 01080433 |  |  | Active |  | 99:99:99:99:99:99 |  | Equipment | PAAR:00-PVAR | 11/01/2019 |  | COOPER AMBULATORY OFF-SITES |  |  | STORAGE ROOM |  | JENNIFER BOMBARO
|  | DATEX OHMEDA | ALADIN 2 - DES | VAPORIZER, ANESTHESIA | Bgcn02207 | ANESTHESIOLOGY | Pavilion |  |  | 10/31/2019 |  | 10/31/24 |  |  | NO | YES |  |  |  |  | DATEX OHMEDA 11239483 Bgcn02207 |  |  | Active |  |  |  | Accessory | PAAR:00-PVAR | 10/31/2019 | 10/31/2019 | COOPER UNIVERSITY HOSPITAL |  |  |  | WOT00000003531781 | GIACINTA ROUPAS | Performance Verification | Completed | Salvatore Bombara | 10/31/2019 | 10/31/2019 | Performance Verification for DATEX OHMEDA 11239483 Bgcn02207 | Initial Install of Performance Verification. Device is ready for patient use. |  |  | 10/31/2019 | 10/31/2019
|  | DATEX OHMEDA | ALADIN 2 - DES | VAPORIZER, ANESTHESIA | BGCN00947 | ANESTHESIOLOGY | Kelemen |  |  | 07/23/2009 |  | 7/23/14 |  |  | NO | YES |  |  |  |  | DATEX OHMEDA 10368234 BGCN00947 |  |  | Active |  | 99:99:99:99:99:99 |  | Accessory | PAAR:00-PVAR | 11/02/2019 |  | COOPER UNIVERSITY HOSPITAL |  |  | kel or 3 | WOT00000002201054 | GIACINTA ROUPAS | Disposition | Closed | Salvatore Bombara | 02/14/2019 | 05/22/2019 | Bulk Disposition CNL
|  | DATEX OHMEDA | ALADIN 2 - DES | VAPORIZER, ANESTHESIA | BGCU30001 | ANESTHESIOLOGY | Pavilion |  |  | 01/01/1900 |  |  |  |  | NO | YES |  |  |  |  | DATEX OHMEDA 10367564 BGCU30001 |  |  | Active |  | 99:99:99:99:99:99 |  | Accessory | PAAR:00-PVAR | 11/02/2019 |  | COOPER UNIVERSITY HOSPITAL |  |  | PAVILION OR 9 | WOT00000002200183 | GIACINTA ROUPAS | Disposition | Closed | Salvatore Bombara | 02/14/2019 | 05/15/2019 | Bulk Disposition CNL
|  | DATEX OHMEDA | ALADIN 2 - DES | VAPORIZER, ANESTHESIA | BGCN00940 | ANESTHESIOLOGY | Kelemen |  |  | 01/01/1900 |  |  |  |  | NO | YES |  |  |  |  | DATEX OHMEDA 10367558 BGCN00940 |  |  | Active |  | 99:99:99:99:99:99 |  | Accessory | PAAR:00-PVAR | 11/02/2019 |  | COOPER UNIVERSITY HOSPITAL |  |  | kel or 3 | WOT00000002200164 | GIACINTA ROUPAS | Disposition | Closed | Salvatore Bombara | 02/14/2019 | 05/15/2019 | Bulk Disposition CNL
|  | DATEX OHMEDA | ALADIN 2 - DES | VAPORIZER, ANESTHESIA | BGCN00945 | ANESTHESIOLOGY | Pavilion |  |  | 07/23/2009 |  | 7/23/14 |  |  | NO | YES |  |  |  |  | DATEX OHMEDA 10367344 BGCN00945 |  |  | Active |  | 99:99:99:99:99:99 |  | Accessory | PAAR:00-PVAR | 11/02/2019 |  | COOPER UNIVERSITY HOSPITAL |  |  | PAV OR 3 | WOT00000002200011 | GIACINTA ROUPAS | Disposition | Closed | Salvatore Bombara | 02/14/2019 | 05/16/2019 | Bulk Disposition CNL
|  | DATEX OHMEDA | ALADIN 2 - DES | VAPORIZER, ANESTHESIA | BGCS00740 | ANESTHESIOLOGY | Pavilion |  |  | 11/01/2019 |  | 11/1/24 |  |  | NO | YES |  |  |  |  | DATEX OHMEDA 30146440 BGCS00740 |  |  | Active |  | 99:99:99:99:99:99 |  | Accessory | PAAR:00-PVAR | 11/01/2019 | 11/01/2019 | COOPER UNIVERSITY HOSPITAL |  |  | SERVICE AGREEMENT WITH BAXTER |  | GIACINTA ROUPAS |  |  |  | 11/01/2019 | 11/01/2019 |  |  |  |  | 11/01/2019 | 11/01/2019
|  | DATEX OHMEDA | ALADIN 2 - DES | VAPORIZER, ANESTHESIA | bgcn00946 | ANESTHESIOLOGY | Pavilion |  |  | 11/02/2019 |  | 11/2/24 |  |  | NO | YES |  |  |  |  | DATEX OHMEDA 30144050 bgcn00946 |  |  | Active |  | 99:99:99:99:99:99 |  | Accessory | PAAR:00-PVAR | 11/02/2019 | 11/02/2019 | COOPER UNIVERSITY HOSPITAL |  |  | pav or 8 | WOT00000000522377 | GIACINTA ROUPAS | Disposition | Closed | Salvatore Bombara | 11/02/2019 | 11/02/2019 | Bulk Disposition CNL |  |  |  | 11/02/2019 | 11/02/2019
|  | DATEX OHMEDA | ALADIN 2 - DES | VAPORIZER, ANESTHESIA | BGCU30005 | ANESTHESIOLOGY | Dorrance |  |  | 11/02/2019 |  | 11/2/24 |  |  | NO | YES |  |  |  |  | DATEX OHMEDA 30144042 BGCU30005 |  |  | Active |  | 99:99:99:99:99:99 |  | Accessory | PAAR:00-PVAR | 11/02/2019 | 11/02/2019 | COOPER UNIVERSITY HOSPITAL |  |  | L&D | WOT00000000522389 | GIACINTA ROUPAS | Disposition | Closed | Salvatore Bombara | 11/02/2019 | 11/02/2019 | Bulk Disposition CNL |  |  |  | 11/02/2019 | 11/02/2019
|  | DATEX OHMEDA | ALADIN 2 - DES | VAPORIZER, ANESTHESIA | BGCM00333 | ANESTHESIOLOGY | Kelemen |  |  | 11/02/2019 |  | 11/2/24 |  |  | NO | YES |  |  |  |  | DATEX OHMEDA 30142932 BGCM00333 |  |  | Active |  | 99:99:99:99:99:99 |  | Accessory | PAAR:00-PVAR | 11/02/2019 | 11/02/2019 | COOPER UNIVERSITY HOSPITAL |  |  | kel or 6 | WOT00000000522372 | GIACINTA ROUPAS | Disposition | Closed | Salvatore Bombara | 11/02/2019 | 11/02/2019 | Bulk Disposition CNL |  |  |  | 11/02/2019 | 11/02/2019
|  | DATEX OHMEDA | ALADIN 2 - ISO | VAPORIZER, ANESTHESIA | BGAU00723 | ANESTHESIOLOGY | Kelemen |  |  | 10/31/2019 |  | 10/31/24 |  |  | NO | YES |  |  |  |  | DATEX OHMEDA 30126210 BGAU00723 |  |  | Active |  | 99:99:99:99:99:99 |  | Accessory | PAAR:00-PVAR | 10/31/2019 | 10/31/2019 | COOPER UNIVERSITY HOSPITAL |  |  | OPERATING ROOM K11 |  | GIACINTA ROUPAS |  |  |  | 10/31/2019 | 10/31/2019 |  |  |  |  | 10/31/2019 | 10/31/2019
|  | DATEX OHMEDA | ALADIN 2 - ISO | VAPORIZER, ANESTHESIA | Bgam00557 |  | Pavilion | [7 empty] | NO | YES
|  | DATEX OHMEDA | ALADIN 2 - ISO | VAPORIZER, ANESTHESIA | BGAQ00586 | LABOR & DELIVERY | Dorrance |  |  | 06/24/2015 |  | 6/24/20 |  |  | NO | YES |  |  |  |  | DATEX OHMEDA 10369467 BGAQ00586 |  |  | Active |  | 99:99:99:99:99:99 |  | Accessory | PAAR:00-PVAR | 11/02/2019 |  | COOPER UNIVERSITY HOSPITAL |  |  | L |  | JOANNA HORST
|  | DATEX OHMEDA | ALADIN 2 - ISO | VAPORIZER, ANESTHESIA | BGAR00467 | LABOR & DELIVERY | Dorrance |  |  | 06/24/2015 |  | 6/24/20 |  |  | NO | YES |  |  |  |  | DATEX OHMEDA 10369461 BGAR00467 |  |  | Active |  | 99:99:99:99:99:99 |  | Accessory | PAAR:00-PVAR | 11/02/2019 |  | COOPER UNIVERSITY HOSPITAL |  |  | L&D OR 2 |  | JOANNA HORST
|  | DATEX OHMEDA | ALADIN 2 - ISO | VAPORIZER, ANESTHESIA | BGAL00918 | ANESTHESIOLOGY | Pavilion |  |  | 02/05/2008 |  | 2/5/13 |  |  | NO | YES |  |  |  |  | DATEX OHMEDA 10369194 BGAL00918 |  |  | Active |  | 99:99:99:99:99:99 |  | Accessory | PAAR:00-PVAR | 11/02/2019 |  | COOPER UNIVERSITY HOSPITAL |  |  | ccl 1 | WOT00000000522266 | GIACINTA ROUPAS | Disposition | Closed | Salvatore Bombara | 02/08/2018 | 05/16/2019 | Bulk Disposition CNL
|  | DATEX OHMEDA | ALADIN 2 - ISO | VAPORIZER, ANESTHESIA | BGAL00920 | ANESTHESIOLOGY | Pavilion |  |  | 02/05/2008 |  | 2/5/13 |  |  | NO | YES |  |  |  |  | DATEX OHMEDA 10367562 BGAL00920 |  |  | Active |  | 99:99:99:99:99:99 |  | Accessory | PAAR:00-PVAR | 11/02/2019 |  | COOPER UNIVERSITY HOSPITAL |  |  | PAVILION OR PO6 | WOT00000002200175 | GIACINTA ROUPAS | Disposition | Closed | Salvatore Bombara | 02/14/2019 | 05/16/2019 | Bulk Disposition CNL
|  | DATEX OHMEDA | ALADIN 2 - ISO | VAPORIZER, ANESTHESIA | BGAQ00583 | ANESTHESIOLOGY | Pavilion |  |  | 01/01/1900 |  |  |  |  | NO | YES |  |  |  |  | DATEX OHMEDA 10367560 BGAQ00583 |  |  | Active |  | 99:99:99:99:99:99 |  | Accessory | PAAR:00-PVAR | 11/02/2019 |  | COOPER UNIVERSITY HOSPITAL |  |  | PAVILION OR 08 | WOT00000002200172 | GIACINTA ROUPAS | Disposition | Closed | Salvatore Bombara | 02/14/2019 | 05/17/2019 | Bulk Disposition CNL
|  | DATEX OHMEDA | ALADIN 2 - ISO | VAPORIZER, ANESTHESIA | BGAR00249 | ANESTHESIOLOGY | Kelemen |  |  | 01/01/1900 |  |  |  |  | NO | YES |  |  |  |  | DATEX OHMEDA 10367342 BGAR00249 |  |  | Active |  | 99:99:99:99:99:99 |  | Accessory | PAAR:00-PVAR | 11/02/2019 |  | COOPER UNIVERSITY HOSPITAL |  |  | kel or 3 | WOT00000002200004 | GIACINTA ROUPAS | Disposition | Closed | Salvatore Bombara | 02/14/2019 | 05/15/2019 | Bulk Disposition CNL
|  | DATEX OHMEDA | ALADIN 2 - ISO | VAPORIZER, ANESTHESIA | BGAU00732 | ANESTHESIOLOGY | Kelemen |  |  | 10/31/2019 |  | 10/31/24 |  |  | NO | YES |  |  |  |  | DATEX OHMEDA 30146338 BGAU00732 |  |  | Active |  | 99:99:99:99:99:99 |  | Accessory | PAAR:00-PVAR | 10/31/2019 | 10/31/2019 | COOPER UNIVERSITY HOSPITAL |  |  | OPERATING ROOM K10 |  | GIACINTA ROUPAS |  |  |  | 10/31/2019 | 10/31/2019 |  |  |  |  | 10/31/2019 | 10/31/2019
|  | DATEX OHMEDA | ALADIN 2 - ISO | VAPORIZER, ANESTHESIA | BGAU00712 | ANESTHESIOLOGY | Kelemen |  |  | 10/31/2019 |  | 10/31/24 |  |  | NO | YES |  |  |  |  | DATEX OHMEDA 30146327 BGAU00712 |  |  | Active |  | 99:99:99:99:99:99 |  | Accessory | PAAR:00-PVAR | 10/31/2019 | 10/31/2019 | COOPER UNIVERSITY HOSPITAL |  |  | ROOM K9 |  | GIACINTA ROUPAS |  |  |  | 10/31/2019 | 10/31/2019 |  |  |  |  | 10/31/2019 | 10/31/2019
|  | DATEX OHMEDA | ALADIN 2 - ISO | VAPORIZER, ANESTHESIA | BGAM00641 | OR - KELEMEN 3 | Kelemen |  |  | 11/02/2019 |  | 11/2/24 |  |  | NO | YES |  |  |  |  | DATEX OHMEDA 30144712 BGAM00641 |  |  | Active |  | 99:99:99:99:99:99 |  | Accessory | PAAR:00-PVAR | 11/02/2019 | 11/02/2019 | COOPER UNIVERSITY HOSPITAL |  |  | PAV OR 3 | WOT00000000522268 | DOMINIC VENDETTA | Disposition | Closed | Salvatore Bombara | 11/02/2019 | 11/02/2019 | Bulk Disposition CNL |  |  |  | 11/02/2019 | 11/02/2019
|  | DATEX OHMEDA | ALADIN 2 - ISO | VAPORIZER, ANESTHESIA | BGAS00200 | ANESTHESIOLOGY | Pavilion |  |  | 11/02/2019 |  | 11/2/24 |  |  | NO | YES |  |  |  |  | DATEX OHMEDA 30144048 BGAS00200 |  |  | Active |  | 99:99:99:99:99:99 |  | Accessory | PAAR:00-PVAR | 11/02/2019 | 11/02/2019 | COOPER UNIVERSITY HOSPITAL |  |  | pav or 9 | WOT00000000522317 | GIACINTA ROUPAS | Disposition | Closed | Salvatore Bombara | 11/02/2019 | 11/02/2019 | Bulk Disposition CNL |  |  |  | 11/02/2019 | 11/02/2019
|  | DATEX OHMEDA | ALADIN 2 - SEV | VAPORIZER, ANESTHESIA | BGBU80001 | ANESTHESIOLOGY | Kelemen |  |  | 01/01/1900 |  |  |  |  | NO | YES |  |  |  |  | DATEX OHMEDA 10368109 BGBU80001 |  |  | Active |  | 99:99:99:99:99:99 |  | Accessory | PAAR:00-PVAR | 11/02/2019 |  | COOPER UNIVERSITY HOSPITAL |  |  | L&D | WOT00000002200728 | GIACINTA ROUPAS | Disposition | Closed | Salvatore Bombara | 02/14/2019 | 05/17/2019 | Bulk Disposition CNL
|  | DATEX OHMEDA | ALADIN 2 - SEV | VAPORIZER, ANESTHESIA | BGBY80001 | ANESTHESIOLOGY | Pavilion |  |  | 10/31/2019 |  | 10/31/24 |  |  | NO | YES |  |  |  |  | DATEX OHMEDA 30294993 BGBY80001 |  |  | Active |  |  |  | Accessory | PAAR:00-PVAR | 10/31/2019 | 10/31/2019 | COOPER UNIVERSITY HOSPITAL |  |  | Performance Verification | WOT00000002519642 | GIACINTA ROUPAS | Performance Verification | Closed | Salvatore Bombara | 10/31/2019 | 10/31/2019 | Performance Verification for DATEX OHMEDA 30294993 BGBY80001 | Initial Install of Performance Verification. Device is ready for patient use. |  |  | 10/31/2019 | 10/31/2019
|  | DATEX OHMEDA | ALADIN 2 - SEV | VAPORIZER, ANESTHESIA | BGBU00450 | ANESTHESIOLOGY | Pavilion |  |  | 10/31/2019 |  | 10/31/24 |  |  | NO | YES |  |  |  |  | DATEX OHMEDA 30294984 BGBU00450 |  |  | Active |  |  |  | Accessory | PAAR:00-PVAR | 10/31/2019 | 10/31/2019 | COOPER UNIVERSITY HOSPITAL |  |  | Performance Verification | WOT00000002119878 | GIACINTA ROUPAS | Performance Verification | Closed | Salvatore Bombara | 10/31/2019 | 10/31/2019 | Performance Verification for DATEX OHMEDA 30294984 BGBU00450 | Initial Install of Performance Verification. Device is ready for patient use. |  |  | 10/31/2019 | 10/31/2019
|  | DATEX OHMEDA | ALADIN 2 - SEV | VAPORIZER, ANESTHESIA | BGBN00536 | ANESTHESIOLOGY | Dorrance |  |  | 07/23/2009 |  | 7/23/14 |  |  | NO | YES |  |  |  |  | DATEX OHMEDA 10367559 BGBN00536 |  |  | Active |  | 99:99:99:99:99:99 |  | Accessory | PAAR:00-PVAR | 11/02/2019 |  | COOPER UNIVERSITY HOSPITAL |  |  | PAVILION OR 6 | WOT00000002200168 | GIACINTA ROUPAS | Disposition | Closed | Salvatore Bombara | 02/14/2019 | 05/20/2019 | Bulk Disposition CNL
|  | DATEX OHMEDA | ALADIN 2 - SEV | VAPORIZER, ANESTHESIA | BGBU80020 | ANESTHESIOLOGY | Kelemen |  |  | 01/01/1900 |  |  |  |  | NO | YES |  |  |  |  | DATEX OHMEDA 10367343 BGBU80020 |  |  | Active |  | 99:99:99:99:99:99 |  | Accessory | PAAR:00-PVAR | 11/02/2019 |  | COOPER UNIVERSITY HOSPITAL |  |  | CCU 2 | WOT00000002200007 | GIACINTA ROUPAS | Disposition | Closed | Salvatore Bombara | 02/14/2019 | 05/20/2019 | Bulk Disposition CNL
|  | DATEX OHMEDA | ALADIN 2 - SEV | VAPORIZER, ANESTHESIA | BGBN00543 | ANESTHESIOLOGY | Dorrance |  |  | 11/02/2019 |  | 11/2/24 |  |  | NO | YES |  |  |  |  | DATEX OHMEDA 30144049 BGBN00543 |  |  | Active |  | 99:99:99:99:99:99 |  | Accessory | PAAR:00-PVAR | 11/02/2019 | 11/02/2019 | COOPER UNIVERSITY HOSPITAL |  |  | L | WOT00000000522325 | GIACINTA ROUPAS | Disposition | Closed | Salvatore Bombara | 11/02/2019 | 11/02/2019 | Bulk Disposition CNL |  |  |  | 11/02/2019 | 11/02/2019
|  | DATEX OHMEDA | ALADIN 2 - SEV | VAPORIZER, ANESTHESIA | BGBQ00397 | ANESTHESIOLOGY | Kelemen |  |  | 11/02/2019 |  | 11/2/24 |  |  | NO | YES |  |  |  |  | DATEX OHMEDA 30144043 BGBQ00397 |  |  | Active |  | 99:99:99:99:99:99 |  | Accessory | PAAR:00-PVAR | 11/02/2019 | 11/02/2019 | COOPER UNIVERSITY HOSPITAL |  |  | kel or 7 | WOT00000000522362 | GIACINTA ROUPAS | Disposition | Closed | Salvatore Bombara | 11/02/2019 | 11/02/2019 | Bulk Disposition CNL |  |  |  | 11/02/2019 | 11/02/2019
|  | DATEX OHMEDA | ALADIN 2 - SEV | VAPORIZER, ANESTHESIA | BGBN00537 | ANESTHESIOLOGY | Pavilion |  |  | 11/02/2019 |  | 11/2/24 |  |  | NO | YES |  |  |  |  | DATEX OHMEDA 30142930 BGBN00537 |  |  | Active |  | 99:99:99:99:99:99 |  | Accessory | PAAR:00-PVAR | 11/02/2019 | 11/02/2019 | COOPER UNIVERSITY HOSPITAL |  |  | OR K10 | WOT00000002202676 | GIACINTA ROUPAS | Disposition | Closed | Salvatore Bombara | 11/02/2019 | 11/02/2019 | Bulk Disposition CNL |  |  |  | 11/02/2019 | 11/02/2019
|  | DATEX OHMEDA | TEC 6 PLUS - DES | VAPORIZER, ANESTHESIA | AETM13146 | ANESTHESIOLOGY | Pavilion |  |  | 02/12/2018 |  | 2/12/23 |  |  | NO | YES |  |  |  |  | DATEX OHMEDA 10752591 AETM13146 |  |  | Active |  | 99:99:99:99:99:99 |  | High Risk | 1Y:00-MFG | 02/18/2019 | 02/01/2020 | COOPER UNIVERSITY HOSPITAL |  |  | SD3 | WOT00000000545139 | GIACINTA ROUPAS | Performance Verification | Closed | Salvatore Bombara | 02/13/2018 | 07/19/2019 | CEID Record Completion for DATEX OHMEDA 10752591 AETM13146 | PV complete | EXP3004807 | Labor | 05/24/2019 | 05/24/2019 | Salvatore Bombara
|  | DATEX OHMEDA | TEC 6 PLUS - DES | VAPORIZER, ANESTHESIA | AESR40029 | ANESTHESIOLOGY | Pavilion |  |  | 02/12/2018 |  | 2/12/23 |  |  | NO | YES |  |  |  |  | DATEX OHMEDA 10752593 AESR40029 |  |  | Active |  | 99:99:99:99:99:99 |  | High Risk | 1Y:00-MFG | 10/30/2019 | 10/01/2020 | COOPER UNIVERSITY HOSPITAL |  |  | Trav 2 | WOT00000000544403 | GIACINTA ROUPAS | Performance Verification | Closed | Salvatore Bombara | 02/12/2018 | 07/30/2018 | Performance Verification for DATEX OHMEDA 10752593 AESR40029 | Initial Install of Performance Verification. Device is ready for patient use.
|  | DATEX OHMEDA | TEC 6 PLUS - DES | VAPORIZER, ANESTHESIA | AESR43065 | ANESTHESIOLOGY | Pavilion |  |  | 02/12/2018 |  | 2/12/23 |  |  | NO | YES |  |  |  |  | DATEX OHMEDA 10752592 AESR43065 |  |  | Active |  | 99:99:99:99:99:99 |  | High Risk | 1Y:00-MFG | 02/18/2019 | 02/01/2020 | COOPER UNIVERSITY HOSPITAL |  |  | SD4 | WOT00000000544458 | GIACINTA ROUPAS | Performance Verification | Closed | Salvatore Bombara | 02/12/2018 | 07/30/2018 | Performance Verification for DATEX OHMEDA 10752592 AESR43065 | Initial Install of Performance Verification. Device is ready for patient use.
|  | DATEX OHMEDA | TEC 6 PLUS - DES | VAPORIZER, ANESTHESIA | AETN32049 | ANESTHESIOLOGY | Pavilion |  |  | 02/12/2018 |  | 2/12/23 |  |  | NO | YES |  |  |  |  | DATEX OHMEDA 10752590 AETN32049 |  |  | Active |  | 99:99:99:99:99:99 |  | High Risk | 1Y:00-MFG | 02/11/2019 | 02/01/2020 | COOPER UNIVERSITY HOSPITAL |  |  | SD2 | WOT00000000545151 | GIACINTA ROUPAS | Performance Verification | Closed | Salvatore Bombara | 02/13/2018 | 06/29/2019 | CEID Record Completion for DATEX OHMEDA 10752590 AETN32049 | PV Complete | EXP2252437 | Labor | 02/11/2019 | 02/11/2019 | Salvatore Bombara
|  | DATEX OHMEDA | TEC 6 PLUS - DES | VAPORIZER, ANESTHESIA | AESQ42023 | ANESTHESIOLOGY | Pavilion |  |  | 10/26/2017 |  | 10/26/22 |  |  | NO | YES |  |  |  |  | DATEX OHMEDA 10732421 AESQ42023 |  |  | Active |  | 99:99:99:99:99:99 |  | High Risk | 1Y:00-MFG | 10/28/2019 | 10/01/2020 | COOPER UNIVERSITY HOSPITAL |  |  | p9 | 0012324774 | GIACINTA ROUPAS | Performance Verification | Closed | Salvatore Bombara | 10/26/2017 | 10/26/2017 | INCOMING INVENTORY | DEVICE INVENTORIED | F44AEC08-2FE7-4A73-9510-F9FC68F65C32 | Labor | 10/26/2017 | 10/26/2017 | Salvatore Bombara
|  | DATEX OHMEDA | TEC 6 PLUS - DES | VAPORIZER, ANESTHESIA | AETQ29027 | VOORHEES SURGERY CENTER-OPERATING ROOM | 900 Centennial Blvd | Suite E |  | 10/16/2017 |  | 10/16/22 |  |  | NO | YES |  |  |  |  | DATEX OHMEDA 10732365 AETQ29027 |  |  | Active |  | 99:99:99:99:99:99 |  | High Risk | 1Y:00-MFG | 04/18/2019 | 04/01/2020 | COOPER AMBULATORY OFF-SITES |  |  | OR 4 | 0012297662 | JENNIFER BOMBARO | Performance Verification | Closed | Salvatore Bombara | 10/16/2017 | 10/16/2017 | INCOMING INVENTORY | DEVICE INVENTORIED | 259BE3D6-2E74-41A5-BEAF-1550A4BB89E8 | Labor | 10/16/2017 | 10/16/2017 | Salvatore Bombara
|  | DATEX OHMEDA | TEC 6 PLUS - DES | VAPORIZER, ANESTHESIA | AETM97129 |  | Pavilion | [7 empty] | NO | YES
|  | DATEX OHMEDA | TEC 6 PLUS - DES | VAPORIZER, ANESTHESIA | AETQ36139 | ANESTHESIOLOGY | Pavilion |  |  | 02/12/2018 |  | 2/12/23 |  |  | NO | YES |  |  |  |  | DATEX OHMEDA 10725209 AETQ36139 |  |  | Active |  | 99:99:99:99:99:99 |  | High Risk | 1Y:00-MFG | 02/18/2019 | 02/01/2020 | COOPER UNIVERSITY HOSPITAL |  |  | SD5 | WOT00000000545282 | GIACINTA ROUPAS | Performance Verification | Closed | Salvatore Bombara | 02/13/2018 | 07/22/2019 | Performance Verification for DATEX OHMEDA 10725209 AETQ36139 | Initial Install of Performance Verification. Device is ready for patient use.
|  | DATEX OHMEDA | TEC 6 PLUS - DES | VAPORIZER, ANESTHESIA | AETM21156 | ANESTHESIOLOGY | Pavilion |  |  | 02/12/2018 |  | 2/12/23 |  |  | NO | YES |  |  |  |  | DATEX OHMEDA 10725210 AETM21156 |  |  | Active |  | 99:99:99:99:99:99 |  | High Risk | 1Y:00-MFG | 02/18/2019 | 02/01/2020 | COOPER UNIVERSITY HOSPITAL |  |  | SD8 | WOT00000000545294 | GIACINTA ROUPAS | Performance Verification | Closed | Salvatore Bombara | 02/13/2018 | 07/22/2019 | Performance Verification for DATEX OHMEDA 10725210 AETM21156 | Initial Install of Performance Verification. Device is ready for patient use.
|  | DATEX OHMEDA | TEC 6 PLUS - DES | VAPORIZER, ANESTHESIA | AETN38007 | ANESTHESIOLOGY | Pavilion |  |  | 05/24/2019 |  | 5/24/24 |  |  | NO | YES |  |  |  |  | DATEX OHMEDA 10725208 AETN38007 |  |  | Active |  | 99:99:99:99:99:99 |  | High Risk | 1Y:00-MFG | 02/23/2019 | 02/01/2020 | COOPER UNIVERSITY HOSPITAL |  |  | SD OR 6 | WOT00000000545261 | GIACINTA ROUPAS | Performance Verification | Closed | Salvatore Bombara | 02/13/2018 | 07/19/2019 | Performance Verification for DATEX OHMEDA 10725208 AETN38007 | Initial Install of Performance Verification. Device is ready for patient use.
|  | DATEX OHMEDA | TEC 6 PLUS - DES | VAPORIZER, ANESTHESIA | AETN36004 | ANESTHESIOLOGY | Pavilion |  |  | 05/24/2019 |  | 5/24/24 |  |  | NO | YES |  |  |  |  | DATEX OHMEDA 10725206 AETN36004 |  |  | Active |  | 99:99:99:99:99:99 |  | High Risk | 1Y:00-MFG | 02/18/2019 | 02/01/2020 | COOPER UNIVERSITY HOSPITAL |  |  | SD7 | WOT00000000545220 | GIACINTA ROUPAS | Performance Verification | Closed | Salvatore Bombara | 02/13/2018 | 07/19/2019 | Performance Verification for DATEX OHMEDA 10725206 AETN36004 | Initial Install of Performance Verification. Device is ready for patient use.
|  | DATEX OHMEDA | TEC 6 PLUS - DES | VAPORIZER, ANESTHESIA | AESR43005 | ANESTHESIOLOGY | Pavilion |  |  | 10/30/2019 |  | 10/30/24 |  |  | NO | YES |  |  |  |  | DATEX OHMEDA 30294877 AESR43005 |  |  | Active |  | 99:99:99:99:99:99 |  | High Risk | 1Y:00-MFG | 10/30/2019 | 10/30/2019 | COOPER UNIVERSITY HOSPITAL |  |  | BAXTER SERVICE CONTRACT P10 | 0012144920 | GIACINTA ROUPAS | Preventative Maintenance | Closed | Salvatore Bombara | 10/30/2019 | 10/30/2019 | PERFORMANCE ASSURANCE AT INVENTORY | INVENTORIED DEVICE AND ENSURED DEVICE WAS FUNCTIONING PROPERLY. | 5DBA3A5E-614A-4277-9C7D-F5DC124DCFFE | Labor | 10/30/2019 | 10/30/2019 | Salvatore Bombara
|  | DATEX OHMEDA | TEC 6 PLUS - DES | VAPORIZER, ANESTHESIA | AESS18002 | ANESTHESIOLOGY | Kelemen |  |  | 10/30/2019 |  | 10/30/24 |  |  | NO | YES |  |  |  |  | DATEX OHMEDA 30294859 AESS18002 |  |  | Active |  | 99:99:99:99:99:99 |  | High Risk | 1Y:00-MFG | 10/30/2019 | 10/30/2019 | COOPER UNIVERSITY HOSPITAL |  |  | KELEMEN OPERATING ROOM K5 | 0012155496 | GIACINTA ROUPAS | Performance Verification | Closed | Salvatore Bombara | 10/30/2019 | 10/30/2019 | INCOMING INVENTORY | DEVICE INVENTORIED | BF7E5957-09BD-4840-BB0B-A54B4BB34CC0 | Labor | 10/30/2019 | 10/30/2019 | Bonnie Aichroth
|  | DATEX OHMEDA | TEC 6 PLUS - DES | VAPORIZER, ANESTHESIA | AESS09060 | VOORHEES SURGERY CENTER-OPERATING ROOM | 900 Centennial Blvd | Suite E |  | 06/27/2015 |  | 6/27/20 |  |  | NO | YES |  |  |  |  | DATEX OHMEDA 10348801 AESS09060 |  |  | Active |  | 99:99:99:99:99:99 |  | High Risk | 1Y:00-MFG | 03/18/2019 | 03/01/2020 | COOPER AMBULATORY OFF-SITES |  |  | OR 3 |  | JENNIFER BOMBARO
|  | DATEX OHMEDA | TEC 7 - ISO | VAPORIZER, ANESTHESIA | begj02257 | ANESTHESIOLOGY | Kelemen |  |  | 10/29/2019 |  | 10/29/24 |  |  | NO | YES |  |  |  |  | DATEX OHMEDA 11239445 begj02257 |  |  | Active |  | 99:99:99:99:99:99 |  | High Risk | 6M:00-MFG | 10/29/2019 | 10/29/2019 | COOPER UNIVERSITY HOSPITAL |  |  | 6th Floor Spec Test Floro Room |  | GIACINTA ROUPAS |  |  |  | 10/29/2019 | 10/29/2019 |  |  |  |  | 10/29/2019 | 10/29/2019
|  | DATEX OHMEDA | TEC 7 - ISO | VAPORIZER, ANESTHESIA | Begj00232 |  | Kelemen | [7 empty] | NO | YES
|  | DATEX OHMEDA | TEC 7 - ISO | VAPORIZER, ANESTHESIA | begj00983 | ANESTHESIOLOGY | Pavilion |  |  | 01/01/1900 |  |  |  |  | NO | YES |  |  |  |  | DATEX OHMEDA 10369334 begj00983 |  |  | Active |  | 99:99:99:99:99:99 |  | High Risk | 6M:00-MFG | 10/28/2019 | 04/01/2020 | COOPER UNIVERSITY HOSPITAL |  |  | P2 |  | GIACINTA ROUPAS
|  | DATEX OHMEDA | TEC 7 - ISO | VAPORIZER, ANESTHESIA | begp00784 | ANESTHESIOLOGY | Pavilion |  |  | 01/01/1900 |  |  |  |  | NO | YES |  |  |  |  | DATEX OHMEDA 10369287 begp00784 |  |  | Active |  | 99:99:99:99:99:99 |  | High Risk | 6M:00-MFG | 10/28/2019 | 04/01/2020 | COOPER UNIVERSITY HOSPITAL |  |  | SD Store Room |  | GIACINTA ROUPAS
|  | DATEX OHMEDA | TEC 7 - ISO | VAPORIZER, ANESTHESIA | begj02082 | ANESTHESIOLOGY | Pavilion |  |  | 01/01/1900 |  |  |  |  | NO | YES |  |  |  |  | DATEX OHMEDA 10368443 begj02082 |  |  | Disposition |  | 99:99:99:99:99:99 |  | High Risk | 6M:00-MFG | 12/27/2018 | 02/01/2020 | COOPER UNIVERSITY HOSPITAL |  |  | KELEMAN SUPPLY OR |  | GIACINTA ROUPAS
|  | DATEX OHMEDA | TEC 7 - ISO | VAPORIZER, ANESTHESIA | begj02109 | ANESTHESIOLOGY | Pavilion |  |  | 01/01/1900 |  |  |  |  | NO | YES |  |  |  |  | DATEX OHMEDA 10368445 begj02109 |  |  | Disposition |  | 99:99:99:99:99:99 |  | High Risk | 6M:00-MFG | 12/27/2018 | 02/01/2020 | COOPER UNIVERSITY HOSPITAL |  |  | KELEMAN SUPPLY OR |  | GIACINTA ROUPAS
|  | DATEX OHMEDA | TEC 7 - ISO | VAPORIZER, ANESTHESIA | BEG100294 | ANESTHESIOLOGY | Pavilion |  |  | 01/01/1900 |  |  |  |  | NO | YES |  |  |  |  | DATEX OHMEDA 10368442 BEG100294 |  |  | Active |  | 99:99:99:99:99:99 |  | High Risk | 6M:00-MFG | 08/29/2019 | 02/01/2020 | COOPER UNIVERSITY HOSPITAL |  |  | K5 |  | GIACINTA ROUPAS
|  | DATEX OHMEDA | TEC 7 - ISO | VAPORIZER, ANESTHESIA | begj04836 | OR - KELEMEN 3 | Pavilion |  |  | 01/01/1900 |  |  |  |  | NO | YES |  |  |  |  | DATEX OHMEDA 10367499 begj04836 |  |  | Disposition |  | 99:99:99:99:99:99 |  | High Risk | 6M:00-MFG | 05/31/2018 | 02/01/2020 | COOPER UNIVERSITY HOSPITAL |  |  | ANES |  | DOMINIC VENDETTA
|  | DATEX OHMEDA | TEC 7 - ISO | VAPORIZER, ANESTHESIA | begj02102 | ANESTHESIOLOGY | Pavilion |  |  | 01/01/1900 |  |  |  |  | NO | YES |  |  |  |  | DATEX OHMEDA 10356242 begj02102 |  |  | Active |  | 99:99:99:99:99:99 |  | High Risk | 6M:00-MFG | 10/28/2019 | 04/01/2020 | COOPER UNIVERSITY HOSPITAL |  |  | P4 |  | GIACINTA ROUPAS
|  | DATEX OHMEDA | TEC 7 - ISO | VAPORIZER, ANESTHESIA | BEGG01030 | ANESTHESIOLOGY | Pavilion |  |  | 12/27/2018 |  | 12/27/23 |  |  | NO | YES |  |  |  |  | DATEX OHMEDA 30144037 Not Known |  |  | Disposition |  | 99:99:99:99:99:99 |  | High Risk | 6M:00-MFG | 12/27/2018 | 12/27/2018 | COOPER UNIVERSITY HOSPITAL |  |  |  |  | GIACINTA ROUPAS |  |  |  | 12/27/2018 | 12/27/2018 |  |  |  |  | 12/27/2018 | 12/27/2018
|  | DATEX OHMEDA | TEC 7 - SEVO | VAPORIZER, ANESTHESIA | BEJM06777 | ANESTHESIOLOGY | Pavilion |  |  | 10/29/2019 |  | 10/29/24 |  |  | NO | YES |  |  |  |  | DATEX OHMEDA 11239334 BEJM06777 |  |  | Active |  | 99:99:99:99:99:99 |  | High Risk | 1Y:00-MFG | 10/29/2019 | 10/29/2019 | COOPER UNIVERSITY HOSPITAL |  |  | P9 | WOT00000000959352 | GIACINTA ROUPAS | Performance Verification | Closed | Salvatore Bombara | 10/29/2019 | 10/29/2019 | Performance Verification for DATEX OHMEDA 11239334 BEJM06777 | Initial Install of Performance Verification. Device is ready for patient use. |  |  | 10/29/2019 | 10/29/2019
|  | DATEX OHMEDA | TEC 7 - SEVO | VAPORIZER, ANESTHESIA | BEJK09709 | VOORHEES SURGERY CENTER-OPERATING ROOM | 900 Centennial Blvd | Suite E |  | 04/18/2019 |  | 4/18/24 |  |  | NO | YES |  |  |  |  | DATEX OHMEDA 10769716 BEJK09709 |  |  | Active |  | 99:99:99:99:99:99 |  | High Risk | 1Y:00-MFG | 04/18/2019 | 04/18/2019 | COOPER AMBULATORY OFF-SITES |  |  | Spare | 0011857282 | JENNIFER BOMBARO | Performance Verification | Closed | Salvatore Bombara | 04/18/2019 | 04/18/2019 | INCOMING INVENTORY | DEVICE INVENTORIED | D41DAE6A-DC90-4D47-AC79-74EC9FA83F85 | Labor | 04/18/2019 | 04/18/2019 | Salvatore Bombara
|  | DATEX OHMEDA | TEC 7 - SEVO | VAPORIZER, ANESTHESIA | BEJM05280 | ANESTHESIOLOGY | Pavilion |  |  | 05/03/2017 |  | 5/3/22 |  |  | NO | YES |  |  |  |  | DATEX OHMEDA 10769474 BEJM05280 |  |  | Active |  | 99:99:99:99:99:99 |  | High Risk | 1Y:00-MFG | 10/29/2019 | 10/01/2020 | COOPER UNIVERSITY HOSPITAL |  |  | P4 | 0011608622 | GIACINTA ROUPAS | Performance Verification | Closed | Salvatore Bombara | 05/03/2017 | 05/03/2017 | INCOMING INVENTORY | DEVICE INVENTORIED | 2C399C1D-150A-424E-B182-280F2032A7FB | Labor | 05/03/2017 | 05/03/2017 | Salvatore Bombara
|  | DATEX OHMEDA | TEC 7 - SEVO | VAPORIZER, ANESTHESIA | BEJK10380 | ANESTHESIOLOGY | Pavilion |  |  | 04/07/2017 |  | 4/7/22 |  |  | NO | YES |  |  |  |  | DATEX OHMEDA 10769451 BEJK10380 |  |  | Active |  | 99:99:99:99:99:99 |  | High Risk | 1Y:00-MFG | 10/29/2019 | 10/01/2020 | COOPER UNIVERSITY HOSPITAL |  |  | P10 SER CONTRACT BAXTER | 0011464056 | GIACINTA ROUPAS | Preventative Maintenance | Closed | Salvatore Bombara | 04/07/2017 | 04/07/2017 | PERFORMANCE ASSURANCE AT INVENTORY | INVENTORIED DEVICE AND ENSURED DEVICE WAS FUNCTIONING PROPERLY. 4/7/2017 1:59:44 PM SXBOMBARA (SXBOMBARA 4/7/2017 12:00 AM) INCOMING INSPECTION/ INVENTORY 4/7/2017 1:59 PM SXBOMBARA | BC180D70-1DC2-4A00-A76D-C6847237A352 | Labor | 04/07/2017 | 04/07/2017 | Salvatore Bombara
|  | DATEX OHMEDA | TEC 7 - SEVO | VAPORIZER, ANESTHESIA | BEJN02547 | ANESTHESIOLOGY | Pavilion |  |  | 12/20/2017 |  | 12/20/22 |  |  | NO | YES |  |  |  |  | DATEX OHMEDA 10732479 BEJN02547 |  |  | Active |  | 99:99:99:99:99:99 |  | High Risk | 1Y:00-MFG | 10/28/2019 | 10/01/2020 | COOPER UNIVERSITY HOSPITAL |  |  | SD OR 1 | 0012518788 | GIACINTA ROUPAS | Performance Verification | Closed | Salvatore Bombara | 12/20/2017 | 12/20/2017 | INCOMING INVENTORY | DEVICE INVENTORIED | 4D4691D5-B2CD-44A0-BFCD-FD8973CA9547 | Labor | 12/20/2017 | 12/20/2017 | Salvatore Bombara
|  | DATEX OHMEDA | TEC 7 - SEVO | VAPORIZER, ANESTHESIA | BEJN06497 | VOORHEES SURGERY CENTER-OPERATING ROOM | 900 Centennial Blvd | Suite E |  | 11/01/2017 |  | 11/1/22 |  |  | NO | YES |  |  |  |  | DATEX OHMEDA 10732361 BEJN06497 |  |  | Active |  | 99:99:99:99:99:99 |  | High Risk | 1Y:00-MFG | 09/25/2019 | 09/01/2020 | COOPER AMBULATORY OFF-SITES |  |  |  | 0012376012 | JENNIFER BOMBARO | Preventative Maintenance | Closed | Josh Harris | 11/01/2017 | 11/01/2017 | PERFORMANCE ASSURANCE AT INVENTORY | INVENTORIED DEVICE AND ENSURED DEVICE WAS FUNCTIONING PROPERLY. | E7001AC7-7A9B-421C-A4DF-1C883E56E360 | Labor | 11/01/2017 | 11/01/2017 | Salvatore Bombara
|  | DATEX OHMEDA | TEC 7 - SEVO | VAPORIZER, ANESTHESIA | BEJP00176 | ANESTHESIOLOGY | Pavilion |  |  | 02/12/2018 |  | 2/12/23 |  |  | NO | YES |  |  |  |  | DATEX OHMEDA 10725219 BEJP00176 |  |  | Active |  | 99:99:99:99:99:99 |  | High Risk | 1Y:00-MFG | 02/18/2019 | 02/01/2020 | COOPER UNIVERSITY HOSPITAL |  |  | SD8 | WOT00000000545698 | GIACINTA ROUPAS | Performance Verification | Closed | Salvatore Bombara | 02/13/2018 | 07/22/2019 | Performance Verification for DATEX OHMEDA 10725219 BEJP00176 | Initial Install of Performance Verification. Device is ready for patient use.
|  | DATEX OHMEDA | TEC 7 - SEVO | VAPORIZER, ANESTHESIA | BEJG04614 | ANESTHESIOLOGY | Pavilion |  |  | 02/12/2018 |  | 2/12/23 |  |  | NO | YES |  |  |  |  | DATEX OHMEDA 10725217 BEJG04614 |  |  | Active |  | 99:99:99:99:99:99 |  | High Risk | 1Y:00-MFG | 02/18/2019 | 02/01/2020 | COOPER UNIVERSITY HOSPITAL |  |  | SD2 | WOT00000000545674 | GIACINTA ROUPAS | Performance Verification | Closed | Salvatore Bombara | 02/13/2018 | 07/22/2019 | Performance Verification for DATEX OHMEDA 10725217 BEJG04614 | Initial Install of Performance Verification. Device is ready for patient use.
|  | DATEX OHMEDA | TEC 7 - SEVO | VAPORIZER, ANESTHESIA | BEJL02291 | ANESTHESIOLOGY | Pavilion |  |  | 02/12/2018 |  | 2/12/23 |  |  | NO | YES |  |  |  |  | DATEX OHMEDA 10725218 BEJL02291 |  |  | Active |  | 99:99:99:99:99:99 |  | High Risk | 1Y:00-MFG | 02/14/2019 | 02/01/2020 | COOPER UNIVERSITY HOSPITAL |  |  | Pav OR 4 | WOT00000000545691 | GIACINTA ROUPAS | Performance Verification | Closed | Salvatore Bombara | 02/13/2018 | 06/29/2019 | Performance Verification for DATEX OHMEDA 10725218 BEJL02291 | Initial Install of Performance Verification. Device is ready for patient use.
|  | DATEX OHMEDA | TEC 7 - SEVO | VAPORIZER, ANESTHESIA | BEJG04511 | ANESTHESIOLOGY | Pavilion |  |  | 02/12/2018 |  | 2/12/23 |  |  | NO | YES |  |  |  |  | DATEX OHMEDA 10725216 BEJG04511 |  |  | Active |  | 99:99:99:99:99:99 |  | High Risk | 1Y:00-MFG | 02/11/2019 | 02/01/2020 | COOPER UNIVERSITY HOSPITAL |  |  | SD3 | WOT00000000545664 | GIACINTA ROUPAS | Performance Verification | Closed | Salvatore Bombara | 02/13/2018 | 06/24/2019 | Performance Verification for DATEX OHMEDA 10725216 BEJG04511 | Initial Install of Performance Verification. Device is ready for patient use.
|  | DATEX OHMEDA | TEC 7 - SEVO | VAPORIZER, ANESTHESIA | BEJR04885 | ANESTHESIOLOGY | Pavilion |  |  | 02/12/2018 |  | 2/12/23 |  |  | NO | YES |  |  |  |  | DATEX OHMEDA 10725215 BEJR04885 |  |  | Active |  | 99:99:99:99:99:99 |  | High Risk | 1Y:00-MFG | 02/18/2019 | 02/01/2020 | COOPER UNIVERSITY HOSPITAL |  |  | SD4 | WOT00000000545656 | GIACINTA ROUPAS | Performance Verification | Closed | Salvatore Bombara | 02/13/2018 | 07/22/2019 | Performance Verification for DATEX OHMEDA 10725215 BEJR04885 | Initial Install of Performance Verification. Device is ready for patient use.
|  | DATEX OHMEDA | TEC 7 - SEVO | VAPORIZER, ANESTHESIA | BEJK06173 | ANESTHESIOLOGY | Pavilion |  |  | 02/12/2018 |  | 2/12/23 |  |  | NO | YES |  |  |  |  | DATEX OHMEDA 10725213 BEJK06173 |  |  | Active |  | 99:99:99:99:99:99 |  | High Risk | 1Y:00-MFG | 02/18/2019 | 02/01/2020 | COOPER UNIVERSITY HOSPITAL |  |  | SD7 | WOT00000000545633 | GIACINTA ROUPAS | Performance Verification | Closed | Salvatore Bombara | 02/13/2018 | 07/22/2019 | Performance Verification for DATEX OHMEDA 10725213 BEJK06173 | Initial Install of Performance Verification. Device is ready for patient use.
|  | DATEX OHMEDA | TEC 7 - SEVO | VAPORIZER, ANESTHESIA | BEJT99998 | ANESTHESIOLOGY | Pavilion |  |  | 02/12/2018 |  | 2/12/23 |  |  | NO | YES |  |  |  |  | DATEX OHMEDA 10725214 BEJT99998 |  |  | Active |  | 99:99:99:99:99:99 |  | High Risk | 1Y:00-MFG | 02/23/2019 | 02/01/2020 | COOPER UNIVERSITY HOSPITAL |  |  | Trav 3 | WOT00000000545646 | GIACINTA ROUPAS | Performance Verification | Closed | Salvatore Bombara | 02/13/2018 | 07/22/2019 | Performance Verification for DATEX OHMEDA 10725214 BEJT99998 | Initial Install of Performance Verification. Device is ready for patient use.
|  | DATEX OHMEDA | TEC 7 - SEVO | VAPORIZER, ANESTHESIA | BEJL02297 | ANESTHESIOLOGY | Pavilion |  |  | 02/12/2018 |  | 2/12/23 |  |  | NO | YES |  |  |  |  | DATEX OHMEDA 10725212 BEJL02297 |  |  | Active |  | 99:99:99:99:99:99 |  | High Risk | 1Y:00-MFG | 02/18/2019 | 02/01/2020 | COOPER UNIVERSITY HOSPITAL |  |  | SD5 | WOT00000000545358 | GIACINTA ROUPAS | Performance Verification | Closed | Salvatore Bombara | 02/13/2018 | 07/22/2019 | Performance Verification for DATEX OHMEDA 10725212 BEJL02297 | Initial Install of Performance Verification. Device is ready for patient use.
|  | DATEX OHMEDA | TEC 7 - SEVO | VAPORIZER, ANESTHESIA | BEJM06840 | ANESTHESIOLOGY | Pavilion |  |  | 02/12/2018 |  | 2/12/23 |  |  | NO | YES |  |  |  |  | DATEX OHMEDA 10725211 BEJM06840 |  |  | Active |  | 99:99:99:99:99:99 |  | High Risk | 1Y:00-MFG | 02/18/2019 | 02/01/2020 | COOPER UNIVERSITY HOSPITAL |  |  | SD6 | WOT00000000545342 | GIACINTA ROUPAS | Performance Verification | Closed | Salvatore Bombara | 02/13/2018 | 07/22/2019 | Performance Verification for DATEX OHMEDA 10725211 BEJM06840 | Initial Install of Performance Verification. Device is ready for patient use.
|  | DATEX OHMEDA | TEC 7 - SEVO | VAPORIZER, ANESTHESIA | BEJM06757 | ANESTHESIOLOGY | Pavilion |  |  | 10/30/2019 |  | 10/30/24 |  |  | NO | YES |  |  |  |  | DATEX OHMEDA 30294857 BEJM06757 |  |  | Active |  | 99:99:99:99:99:99 |  | High Risk | 1Y:00-MFG | 10/30/2019 | 10/30/2019 | COOPER UNIVERSITY HOSPITAL |  |  | trav 3 | 0012155489 | GIACINTA ROUPAS | Preventative Maintenance | Closed | Salvatore Bombara | 10/30/2019 | 10/30/2019 | PERFORMANCE ASSURANCE AT INVENTORY | INVENTORIED DEVICE AND ENSURED DEVICE WAS FUNCTIONING PROPERLY. | 8241633A-2775-4A07-9289-E8284A707DE6 | Labor | 10/30/2019 | 10/30/2019 | Salvatore Bombara
|  | DATEX OHMEDA | TEC 7 - SEVO | VAPORIZER, ANESTHESIA | bejk04341 | ANESTHESIOLOGY | Kelemen |  |  | 01/01/1900 |  |  |  |  | NO | YES |  |  |  |  | DATEX OHMEDA 10356241 bejk04341 |  |  | Active |  | 99:99:99:99:99:99 |  | High Risk | 1Y:00-MFG | 10/28/2019 | 10/01/2020 | COOPER UNIVERSITY HOSPITAL |  |  | Spec Test |  | GIACINTA ROUPAS
|  | DRAEGER | D-VAPOR - DES | VAPORIZER, ANESTHESIA | Asaa-0504 |  | Pavilion | [7 empty] | NO | YES
|  | DRAEGER | D-VAPOR - DES | VAPORIZER, ANESTHESIA | ASAD-0265 | ANESTHESIOLOGY | Kelemen |  |  | 10/12/2017 |  | 10/12/22 |  |  | NO | YES |  |  |  |  | DRAEGER 10732369 ASAD-0265 |  |  | Active |  | 99:99:99:99:99:99 |  | High Risk | 1Y:00-MFG | 10/30/2019 | 10/01/2020 | COOPER UNIVERSITY HOSPITAL |  |  | DRAGER APOLO UNIT BAXTER CONTRA | 0012292556 | GIACINTA ROUPAS | Performance Verification | Closed | Salvatore Bombara | 10/12/2017 | 10/12/2017 | INCOMING INVENTORY | DEVICE INVENTORIED | 3B7E2C75-B1D4-4776-9A9F-038C2567F04F | Labor | 10/12/2017 | 10/12/2017 | Salvatore Bombara
|  | DRAEGER | D-VAPOR - DES | VAPORIZER, ANESTHESIA | ASAA-0500 |  | Kelemen | [7 empty] | NO | YES
|  | DRAEGER | VAPOR 2000 - ISO | VAPORIZER, ANESTHESIA | ASAL-1071 | ANESTHESIOLOGY | Kelemen |  |  | 01/01/1900 |  |  |  |  | NO | YES |  |  |  |  | DRAEGER 10368331 ASAL-1071 |  |  | Active |  | 99:99:99:99:99:99 |  | High Risk | 1Y:00-MFG | 07/18/2019 | 07/01/2020 | COOPER UNIVERSITY HOSPITAL |  |  | OR P10 |  | GIACINTA ROUPAS
|  | DRAEGER | VAPOR 2000 - ISO | VAPORIZER, ANESTHESIA | ARZK-0736 | ANESTHESIOLOGY | Kelemen |  |  | 01/01/1900 |  |  |  |  | NO | YES |  |  |  |  | DRAEGER 10346654 ARZK-0736 |  |  | Active |  | 99:99:99:99:99:99 |  | High Risk | 1Y:00-MFG | 07/18/2019 | 07/01/2020 | COOPER UNIVERSITY HOSPITAL |  |  | OR P01 |  | GIACINTA ROUPAS
|  | DRAEGER | VAPOR 2000 - SEVO | VAPORIZER, ANESTHESIA | ARXC-0684 | ANESTHESIOLOGY | Kelemen |  |  | 10/29/2019 |  | 10/29/24 |  |  | NO | YES |  |  |  |  | DRAEGER 11239327 ARXC-0684 |  |  | Active |  | 99:99:99:99:99:99 |  | High Risk | 1Y:00-MFG | 10/29/2019 | 10/29/2019 | COOPER UNIVERSITY HOSPITAL |  |  | P9 Service contract | WOT00000000919669 | GIACINTA ROUPAS | Performance Verification | Closed | Salvatore Bombara | 10/29/2019 | 10/29/2019 | Performance Verification for DRAGER 11239327 ARXC-0684 | Initial Install of Performance Verification. Device is ready for patient use. |  |  | 10/29/2019 | 10/29/2019
|  | DRAEGER | VAPOR 2000 - SEVO | VAPORIZER, ANESTHESIA | ARYB-1030 | ANESTHESIOLOGY | Pavilion |  |  | 07/18/2019 |  | 7/18/24 |  |  | NO | YES |  |  |  |  | DRAEGER 30294874 ARYB-1030 |  |  | Active |  | 99:99:99:99:99:99 |  | High Risk | 1Y:00-MFG | 07/18/2019 | 07/18/2019 | COOPER UNIVERSITY HOSPITAL |  |  |  | 0011892934 | GIACINTA ROUPAS | Performance Verification | Closed | Salvatore Bombara | 07/18/2019 | 07/18/2019 | INCOMING INVENTORY | DEVICE INVENTORIED | 73430DBB-6C93-4AD1-9200-440E8F8BAA46 | Labor | 07/18/2019 | 07/18/2019 | Salvatore Bombara
|  | OHMEDA | ISOTEC 5 | VAPORIZER, ANESTHESIA | BCYY00202 | PERFUSION | Pavilion |  |  | 10/30/2019 |  |  |  |  | NO | YES |  |  |  |  | OHMEDA 11239417 BCYY00202 |  |  | Active |  |  |  | High Risk | 1Y:00-MFG | 10/30/2019 | 10/30/2019 | COOPER UNIVERSITY HOSPITAL |  |  | Spare S3 Perfusion | WOT00000001975109 | Bonnie Aichroch | Performance Verification | Closed | Salvatore Bombara | 10/30/2019 | 10/30/2019 | Performance Verification for OHMEDA 11239417 BCYY00202 | Initial Install of Performance Verification. Device is ready for patient use. |  |  | 10/30/2019 | 10/30/2019
|  | PARKS MEDICAL | FLO-LAB 2100-SX | VASCULAR SYSTEM |  |  | 901 Centennial Blvd | Building 2 | [6 empty] | NO | YES
|  | PARKS MEDICAL | FLO-LAB 2100-SX | VASCULAR SYSTEM | 2100-000003638 | ULTRASOUND | Kelemen | BASEMENT |  | 12/18/2017 |  | 12/18/22 |  |  | NO | YES |  |  |  |  | PARKS MEDICAL 10505298 2100-000003638 |  |  | Active |  | 60:45:CB:A4:F1:DF |  | Equipment | 1Y:00-MFG | 04/22/2019 | 04/01/2020 | COOPER UNIVERSITY HOSPITAL |  |  |  | 0012740693 | Tracy Saldutti | Preventative Maintenance | Closed | Josh Harris | 01/30/2018 | 01/30/2018 | PERFORMANCE ASSURANCE AT INVENTORY | INVENTORIED DEVICE AND ENSURED DEVICE WAS FUNCTIONING PROPERLY. | 11FE8D44-8854-4C18-A49F-AAEF758B9F67 | Labor | 12/18/2017 | 12/18/2017 | Zhan Kiselev
|  | PARKS MEDICAL | FLO-LAB 2100-SX | VASCULAR SYSTEM |  | BRACHFIELD MEDICAL ASSOCIATES-MEDICINE | 218 Sunset Rd |  |  | 09/01/2005 |  | 9/1/10 |  |  | NO | YES |  |  |  |  | PARKS MEDICAL 10367056 015828 |  |  | Active |  | 00:13:21:F9:26:CA |  | Equipment | 1Y:00-MFG | 06/07/2019 | 06/01/2020 | COOPER AMBULATORY OFF-SITES |  |  | CARDIOLOGY-VASCULAR LAB |  | CATHY CRAWFORD
|  | PARKS MEDICAL | FLO-LAB 2100-SX | VASCULAR SYSTEM |  | BUNKER HILL-SURGERY | 2 Plaza Dr |  |  | 12/20/2018 |  | 12/20/23 |  |  | NO | YES |  |  |  |  | PARKS MEDICAL 30225043 015416 |  |  | Active |  | FE:80:59:B3:DE:5A |  | Equipment | 1Y:00-MFG | 12/20/2018 | 12/20/2018 | COOPER AMBULATORY OFF-SITES |  |  | AUDIOLOGY ROOM |  | ANNE MAIER |  |  |  | 12/20/2018 | 12/20/2018 |  |  |  |  | 12/20/2018 | 12/20/2018
|  | PARKS MEDICAL | FLO-LAB 2100-SX | VASCULAR SYSTEM |  | 3 COOPER-CARDIAC DIAGNOSTIC CENTER | 3 Cooper |  |  | 08/29/2005 |  | 8/29/10 |  |  | NO | YES |  |  |  |  | PARKS MEDICAL 10346862 015826 |  |  | Active |  | 00:16:17:5B:44:D0 |  | Equipment | PAAR:00-PVAR | 11/02/2019 |  | COOPER AMBULATORY OFF-SITES |  |  | Suite 318 - Ultrasound Room |  | CARLA TRUELL
|  | PARKS MEDICAL | FLO-LAB 2100-SX | VASCULAR SYSTEM |  | VOORHEES SURGERY CENTER-SURGERY DEPT | 6015 Main St |  |  | 01/12/2009 |  | 1/12/14 |  |  | NO | YES |  |  |  |  | PARKS MEDICAL 10344871 173253 |  |  | Active |  | 00:1F:29:DD:43:6A |  | Equipment | 1Y:00-MFG | 04/05/2019 | 04/01/2020 | COOPER AMBULATORY OFF-SITES |  |  | SUITE G vasc lab |  | Theresa Megali
|  | Mitsubishi | MD3000 | VCR |  |  | Pavilion | [7 empty] | NO | YES
|  | BIO-MED DEVICES INC | MVP-10 | VENTILATOR | 0394071M | RESPIRATORY | Dorrance |  |  | 03/13/2007 |  | 3/13/17 |  |  | NO | YES |  |  |  |  | BIO-MED DEVICES INC 10366430 0394071M |  |  | Active |  | 99:99:99:99:99:99 |  | Life Support | 6M:00-MFG | 09/24/2019 | 03/01/2020 | COOPER UNIVERSITY HOSPITAL |  |  | MRI |  | KATHY LOFLAND
|  | BIRD PRODUCTS CORP. | V.I.P. | VENTILATOR | KGJ01450 | RESPIRATORY | Dorrance |  |  | 01/01/1900 |  |  |  |  | NO | YES |  |  |  |  | BIRD PRODUCTS CORP. 10369390 KGJ01450 |  |  | Active |  | 99:99:99:99:99:99 |  | Life Support | 6M:00-MFG | 09/24/2019 | 03/01/2020 | COOPER UNIVERSITY HOSPITAL |  |  | NICU |  | KATHY LOFLAND
|  | GE HEALTHCARE | ENGSTROM CARESTATION | VENTILATOR | CBCM00463 |  | Kelemen | [7 empty] | NO | YES
|  | GE HEALTHCARE | ENGSTROM CARESTATION | VENTILATOR | CBCN01904 |  | Pavilion | [7 empty] | NO | YES
|  | GE HEALTHCARE | ENGSTROM CARESTATION | VENTILATOR | CBCM00369 |  | Pavilion | [7 empty] | NO | YES
|  | GE HEALTHCARE | ENGSTROM CARESTATION | VENTILATOR | Cbcn01842 |  | Pavilion | [7 empty] | NO | YES
|  | GE HEALTHCARE | ENGSTROM CARESTATION | VENTILATOR | CBCM00415 |  | Pavilion | [7 empty] | NO | YES
|  | GE HEALTHCARE | ENGSTROM CARESTATION | VENTILATOR | CBCM00448 | RESPIRATORY | Pavilion |  |  | 04/10/2008 |  | 4/10/18 |  |  | NO | YES |  |  |  |  | GE MEDICAL SYSTEMS 10366540 CBCM00448 |  |  | Active |  | 11:11:11:11:11:11 |  | Life Support | 6M:00-MFG | 08/29/2019 | 02/01/2020 | COOPER UNIVERSITY HOSPITAL |  |  | (11) |  | KATHY LOFLAND
|  | GE HEALTHCARE | ENGSTROM CARESTATION | VENTILATOR | CBCN01906 | RESPIRATORY | Pavilion |  |  | 11/20/2009 |  | 11/20/19 |  |  | NO | YES |  |  |  |  | GE MEDICAL SYSTEMS 10366537 CBCN01906 |  |  | Active |  | 11:11:11:11:11:11 |  | Life Support | 6M:00-MFG | 08/29/2019 | 02/01/2020 | COOPER UNIVERSITY HOSPITAL |  |  | #14 |  | KATHY LOFLAND
|  | GE HEALTHCARE | ENGSTROM CARESTATION | VENTILATOR | CBCN01926 | RESPIRATORY | Pavilion |  |  | 11/20/2009 |  | 11/20/19 |  |  | NO | YES |  |  |  |  | GE MEDICAL SYSTEMS 10366347 CBCN01926 |  |  | Active |  | 11:11:11:11:11:11 |  | Life Support | 6M:00-MFG | 08/27/2019 | 02/01/2020 | COOPER UNIVERSITY HOSPITAL |  |  | GE 12 |  | KATHY LOFLAND
|  | GE HEALTHCARE | ENGSTROM CARESTATION | VENTILATOR | CBCM00349 |  | Pavilion | [7 empty] | NO | YES
|  | GE HEALTHCARE | ENGSTROM CARESTATION | VENTILATOR | CBCM00462 | RESPIRATORY | Pavilion |  |  | 04/08/2008 |  | 4/8/18 |  |  | NO | YES |  |  |  |  | GE MEDICAL SYSTEMS 10365257 CBCM00462 |  |  | Active |  | 11:11:11:11:11:11 |  | Life Support | 6M:00-MFG | 08/27/2019 | 02/01/2020 | COOPER UNIVERSITY HOSPITAL |  |  | #8 |  | KATHY LOFLAND
|  | GE HEALTHCARE | ENGSTROM CARESTATION | VENTILATOR | CBCM00334 | RESPIRATORY | Pavilion |  |  | 04/10/2008 |  | 4/10/18 |  |  | NO | YES |  |  |  |  | GE MEDICAL SYSTEMS 10364958 CBCM00334 |  |  | Active |  | 11:11:11:11:11:11 |  | Life Support | 6M:00-MFG | 08/27/2019 | 02/01/2020 | COOPER UNIVERSITY HOSPITAL |  |  | #7 |  | KATHY LOFLAND
|  | GE HEALTHCARE | ENGSTROM CARESTATION | VENTILATOR | CBCM00453 | RESPIRATORY | Pavilion |  |  | 04/10/2008 |  | 4/10/18 |  |  | NO | YES |  |  |  |  | GE MEDICAL SYSTEMS 10357205 CBCM00453 |  |  | Active |  | 11:11:11:11:11:11 |  | Life Support | 6M:00-MFG | 08/27/2019 | 02/01/2020 | COOPER UNIVERSITY HOSPITAL |  |  | #6 |  | KATHY LOFLAND
|  | GE HEALTHCARE | ENGSTROM CARESTATION | VENTILATOR | CBCN01853 | RESPIRATORY | Pavilion |  |  | 11/20/2009 |  | 11/20/19 |  |  | NO | YES |  |  |  |  | GE MEDICAL SYSTEMS 10357118 CBCN01853 |  |  | Active |  | 11:11:11:11:11:11 |  | Life Support | 6M:00-MFG | 08/27/2019 | 02/01/2020 | COOPER UNIVERSITY HOSPITAL |  |  | #10 |  | KATHY LOFLAND
|  | GE HEALTHCARE | ENGSTROM CARESTATION | VENTILATOR | CBCN01908 |  | Pavilion | [7 empty] | NO | YES
|  | HAMILTON MEDICAL, INC. | C1 | VENTILATOR |  |  | Kelemen | [7 empty] | NO | YES
|  | HAMILTON MEDICAL, INC. | C1 | VENTILATOR |  | RESPIRATORY | Kelemen |  |  | 09/26/2019 |  | 9/26/29 |  |  | NO | YES |  |  |  |  | HAMILTON MEDICAL, INC. 30142912 3592 |  |  | Active |  | 99:99:99:99:99:99 |  | Life Support | 6M:00-MFG | 09/26/2019 | 09/26/2019 | COOPER UNIVERSITY HOSPITAL |  |  | PICU back room |  | KATHY LOFLAND |  |  |  | 09/26/2019 | 09/26/2019 |  |  |  |  | 09/26/2019 | 09/26/2019
|  | LIFE SUPPORT PRODUCTS | AUTOVENT 2000 | VENTILATOR |  | ANESTHESIOLOGY | Dorrance |  |  | 08/06/2015 |  | 8/6/25 |  |  | NO | YES |  |  |  |  | LIFE SUPPORT PRODUCTS 10349373 20140625002 |  |  | Active |  | 99:99:99:99:99:99 |  | Life Support | 6M:00-MFG | 10/30/2019 | 04/01/2020 | COOPER UNIVERSITY HOSPITAL |  |  | L |  | GIACINTA ROUPAS
|  | MAQUET CORP | SERVO I | VENTILATOR |  | RESPIRATORY | Pavilion |  |  | 09/17/2013 |  | 9/17/23 |  |  | NO | YES |  |  |  |  | MAQUET CORP 10369060 74146 |  |  | Active |  | 99:99:99:99:99:99 |  | Life Support | 6M:00-MFG | 10/22/2019 | 03/01/2020 | COOPER UNIVERSITY HOSPITAL |  |  | #33 |  | KATHY LOFLAND
|  | MAQUET CORP | SERVO I | VENTILATOR |  | RESPIRATORY | Kelemen | Basement |  | 12/05/2006 |  | 12/5/16 |  |  | NO | YES |  |  |  |  | MAQUET CORP 10369055 26307 |  |  | Active |  | 99:99:99:99:99:99 |  | Life Support | 1Y:00-MFG 3Y:00-BAT 5Y:00-BAT2 | 08/28/2019 | 08/01/2020 | COOPER UNIVERSITY HOSPITAL |  |  | #11 |  | KATHY LOFLAND
|  | MAQUET CORP | SERVO I | VENTILATOR |  | RESPIRATORY | Kelemen |  |  | 07/01/2015 |  | 7/1/25 |  |  | NO | YES |  |  |  |  | MAQUET CORP 10368972 80763 |  |  | Active |  | 99:99:99:99:99:99 |  | Life Support | 1Y:00-MFG 3Y:00-BAT 5Y:00-BAT2 | 03/26/2019 | 03/01/2020 | COOPER UNIVERSITY HOSPITAL |  |  | #47 |  | KATHY LOFLAND
|  | MAQUET CORP | SERVO I | VENTILATOR | 80764 | RESPIRATORY | Kelemen |  |  | 07/01/2015 |  | 7/1/25 |  |  | NO | YES |  |  |  |  | MAQUET CORP 10368973 80764 |  |  | Active |  | 99:99:99:99:99:99 |  | Life Support | 1Y:00-MFG 3Y:00-BAT 5Y:00-BAT2 | 03/26/2019 | 03/01/2020 | COOPER UNIVERSITY HOSPITAL |  |  | #48 |  | KATHY LOFLAND
|  | MAQUET CORP | SERVO I | VENTILATOR |  | RESPIRATORY | Kelemen |  |  | 07/01/2015 |  | 7/1/25 |  |  | NO | YES |  |  |  |  | MAQUET CORP 10368971 80762 |  |  | Active |  | 99:99:99:99:99:99 |  | Life Support | 1Y:00-MFG 3Y:00-BAT 5Y:00-BAT2 | 03/26/2019 | 03/01/2020 | COOPER UNIVERSITY HOSPITAL |  |  | #46 |  | KATHY LOFLAND
|  | MAQUET CORP | SERVO I | VENTILATOR |  | RESPIRATORY | Kelemen |  |  | 07/01/2015 |  | 7/1/25 |  |  | NO | YES |  |  |  |  | MAQUET CORP 10368970 80761 |  |  | Active |  | 99:99:99:99:99:99 |  | Life Support | 1Y:00-MFG 3Y:00-BAT 5Y:00-BAT2 | 03/26/2019 | 03/01/2020 | COOPER UNIVERSITY HOSPITAL |  |  | #45 |  | KATHY LOFLAND
|  | MAQUET CORP | SERVO I | VENTILATOR |  | RESPIRATORY | Kelemen |  |  | 07/01/2015 |  | 7/1/25 |  |  | NO | YES |  |  |  |  | MAQUET CORP 10368968 80759 |  |  | Active |  | 99:99:99:99:99:99 |  | Life Support | 1Y:00-MFG 3Y:00-BAT 5Y:00-BAT2 | 06/05/2019 | 03/01/2020 | COOPER UNIVERSITY HOSPITAL |  |  | #43 |  | KATHY LOFLAND
|  | MAQUET CORP | SERVO I | VENTILATOR | 26314 | RESPIRATORY | Kelemen | BASEMENT |  | 12/05/2006 |  | 12/5/16 |  |  | NO | YES |  |  |  |  | MAQUET CORP 10368919 26314 |  |  | Active |  | 99:99:99:99:99:99 |  | Life Support | 6M:00-MFG | 08/28/2019 | 02/01/2020 | COOPER UNIVERSITY HOSPITAL |  |  | #19 |  | KATHY LOFLAND
|  | MAQUET CORP | SERVO I | VENTILATOR | 26312 | RESPIRATORY | Pavilion |  |  | 12/05/2006 |  | 12/5/16 |  |  | NO | YES |  |  |  |  | MAQUET CORP 10368918 26312 |  |  | Active |  | 99:99:99:99:99:99 |  | Life Support | 6M:00-MFG | 08/27/2019 | 02/01/2020 | COOPER UNIVERSITY HOSPITAL |  |  | #12 |  | KATHY LOFLAND
|  | MAQUET CORP | SERVO I | VENTILATOR |  | RESPIRATORY | Pavilion |  |  | 02/01/2003 |  | 2/1/13 |  |  | NO | YES |  |  |  |  | MAQUET CORP 10368597 05374 |  |  | Active |  | 99:99:99:99:99:99 |  | Life Support | 1Y:00-MFG 3Y:00-BAT 5Y:00-BAT2 | 08/27/2019 | 08/01/2020 | COOPER UNIVERSITY HOSPITAL |  |  | #07 |  | KATHY LOFLAND
|  | MAQUET CORP | SERVO I | VENTILATOR |  | RESPIRATORY | Kelemen |  |  | 01/01/1900 |  |  |  |  | NO | YES |  |  |  |  | MAQUET CORP 10368596 Not Known |  |  | Active |  | 99:99:99:99:99:99 |  | High Risk | 1Y:00-MFG | 03/26/2019 | 03/01/2020 | COOPER UNIVERSITY HOSPITAL |  |  | Servo I 36 |  | KATHY LOFLAND
|  | MAQUET CORP | SERVO I | VENTILATOR |  | RESPIRATORY | Kelemen |  |  | 09/17/2013 |  | 9/17/23 |  |  | NO | YES |  |  |  |  | MAQUET CORP 10368595 74144 |  |  | Active |  | 99:99:99:99:99:99 |  | Life Support | 1Y:00-MFG 3Y:00-BAT 5Y:00-BAT2 | 03/21/2019 | 03/01/2020 | COOPER UNIVERSITY HOSPITAL |  |  | #36 |  | KATHY LOFLAND
|  | MAQUET CORP | SERVO I | VENTILATOR |  | RESPIRATORY | Kelemen |  |  | 09/17/2013 |  | 9/17/23 |  |  | NO | YES |  |  |  |  | MAQUET CORP 10368592 74147 |  |  | Active |  | 99:99:99:99:99:99 |  | Life Support | 1Y:00-MFG 3Y:00-BAT 5Y:00-BAT2 | 03/11/2019 | 03/01/2020 | COOPER UNIVERSITY HOSPITAL |  |  | PAV 056 |  | KATHY LOFLAND
|  | MAQUET CORP | SERVO I | VENTILATOR |  | RESPIRATORY | Kelemen |  |  | 07/28/2011 |  | 7/28/21 |  |  | NO | YES |  |  |  |  | MAQUET CORP 10368507 54930 |  |  | Active |  | 99:99:99:99:99:99 |  | Life Support | 1Y:00-MFG 3Y:00-BAT 5Y:00-BAT2 | 08/27/2019 | 08/01/2020 | COOPER UNIVERSITY HOSPITAL |  |  | PACU |  | KATHY LOFLAND
|  | MAQUET CORP | SERVO I | VENTILATOR |  | RESPIRATORY | Kelemen | BASEMENT |  | 07/28/2011 |  | 7/28/21 |  |  | NO | YES |  |  |  |  | MAQUET CORP 10368488 54665 |  |  | Active |  | 99:99:99:99:99:99 |  | Life Support | 1Y:00-MFG 3Y:00-BAT 5Y:00-BAT2 | 08/27/2019 | 08/01/2020 | COOPER UNIVERSITY HOSPITAL |  |  | PACU |  | KATHY LOFLAND
|  | MAQUET CORP | SERVO I | VENTILATOR |  | RESPIRATORY | Kelemen |  |  | 02/01/2003 |  | 2/1/13 |  |  | NO | YES |  |  |  |  | MAQUET CORP 10368175 05414 |  |  | Active |  | 99:99:99:99:99:99 |  | Life Support | 6M:00-MFG | 08/27/2019 | 02/01/2020 | COOPER UNIVERSITY HOSPITAL |  |  | #03 |  | KATHY LOFLAND
|  | MAQUET CORP | SERVO I | VENTILATOR |  | RESPIRATORY | Pavilion |  |  | 09/26/2011 |  | 9/26/21 |  |  | NO | YES |  |  |  |  | MAQUET CORP 10366639 56305 |  |  | Active |  | 99:99:99:99:99:99 |  | Life Support | 6M:00-MFG | 08/27/2019 | 02/01/2020 | COOPER UNIVERSITY HOSPITAL |  |  | #27 |  | KATHY LOFLAND
|  | MAQUET CORP | SERVO I | VENTILATOR |  | RESPIRATORY | Kelemen | BASEMENT |  | 09/17/2013 |  | 9/17/23 |  |  | NO | YES |  |  |  |  | MAQUET CORP 10366543 74141 |  |  | Active |  | 99:99:99:99:99:99 |  | Life Support | 6M:00-MFG | 09/30/2019 | 03/01/2020 | COOPER UNIVERSITY HOSPITAL |  |  | #34 |  | KATHY LOFLAND
|  | MAQUET CORP | SERVO I | VENTILATOR |  | RESPIRATORY | Pavilion |  |  | 12/05/2006 |  | 12/5/16 |  |  | NO | YES |  |  |  |  | MAQUET CORP 10366406 26306 |  |  | Active |  | 99:99:99:99:99:99 |  | Life Support | 6M:00-MFG | 08/28/2019 | 02/01/2020 | COOPER UNIVERSITY HOSPITAL |  |  | #13 |  | KATHY LOFLAND
|  | MAQUET CORP | SERVO I | VENTILATOR | 56306 | RESPIRATORY | Kelemen |  |  | 09/26/2011 |  | 9/26/21 |  |  | NO | YES |  |  |  |  | MAQUET CORP 10366405 56306 |  |  | Active |  | 99:99:99:99:99:99 |  | Life Support | 6M:00-MFG | 08/27/2019 | 02/01/2020 | COOPER UNIVERSITY HOSPITAL |  |  | #28 |  | KATHY LOFLAND
|  | MAQUET CORP | SERVO I | VENTILATOR |  | RESPIRATORY | Kelemen | Basement |  | 01/01/1900 |  |  |  |  | NO | YES |  |  |  |  | MAQUET CORP 10366398 004157 |  |  | Active |  | 99:99:99:99:99:99 |  | Alarm | PAAR:00-PVAR | 11/02/2019 |  | COOPER UNIVERSITY HOSPITAL |  |  | IN SERVO I/15 |  | KATHY LOFLAND
|  | MAQUET CORP | SERVO I | VENTILATOR |  | RESPIRATORY | Kelemen | Basement |  | 12/05/2006 |  | 12/5/16 |  |  | NO | YES |  |  |  |  | MAQUET CORP 10366394 26310 |  |  | Active |  | 99:99:99:99:99:99 |  | Life Support | 6M:00-MFG | 08/27/2019 | 02/01/2020 | COOPER UNIVERSITY HOSPITAL |  |  |  |  | KATHY LOFLAND
|  | MAQUET CORP | SERVO I | VENTILATOR |  | RESPIRATORY | Kelemen |  |  | 09/26/2011 |  | 9/26/21 |  |  | NO | YES |  |  |  |  | MAQUET CORP 10366395 7321 |  |  | Active |  | 99:99:99:99:99:99 |  | Alarm | PAAR:00-PVAR | 11/02/2019 |  | COOPER UNIVERSITY HOSPITAL |  |  | IN SERVO I/17 | WOT00000002205544 | KATHY LOFLAND | Disposition | Closed | Michael Youch | 02/14/2019 | 05/17/2019 | Bulk Disposition CNL
|  | MAQUET CORP | SERVO I | VENTILATOR |  | RESPIRATORY | Kelemen |  |  | 09/17/2013 |  | 9/17/23 |  |  | NO | YES |  |  |  |  | MAQUET CORP 10366352 74148 |  |  | Active |  | 99:99:99:99:99:99 |  | Life Support | 6M:00-MFG | 09/24/2019 | 03/01/2020 | COOPER UNIVERSITY HOSPITAL |  |  | #41 |  | KATHY LOFLAND
|  | MAQUET CORP | SERVO I | VENTILATOR |  | RESPIRATORY | Kelemen |  |  | 09/26/2011 |  | 9/26/21 |  |  | NO | YES |  |  |  |  | MAQUET CORP 10366334 56302 |  |  | Active |  | 99:99:99:99:99:99 |  | Life Support | 6M:00-MFG | 08/01/2019 | 02/01/2020 | COOPER UNIVERSITY HOSPITAL |  |  | #24 |  | KATHY LOFLAND
|  | MAQUET CORP | SERVO I | VENTILATOR |  | RESPIRATORY | Kelemen | BASEMENT |  | 09/26/2011 |  | 9/26/21 |  |  | NO | YES |  |  |  |  | MAQUET CORP 10365444 56307 |  |  | Active |  | 99:99:99:99:99:99 |  | Life Support | 6M:00-MFG | 08/27/2019 | 02/01/2020 | COOPER UNIVERSITY HOSPITAL |  |  | #29 |  | KATHY LOFLAND
|  | MAQUET CORP | SERVO I | VENTILATOR |  | RESPIRATORY | Kelemen | Basement |  | 09/17/2013 |  | 9/17/23 |  |  | NO | YES | Asset Tag 10365410 |  |  |  | MAQUET CORP 10365410 74142 |  |  | Active |  | 99:99:99:99:99:99 |  | Life Support | 6M:00-MFG | 09/30/2019 | 03/01/2020 | COOPER UNIVERSITY HOSPITAL |  |  | #37 |  | KATHY LOFLAND
|  | MAQUET CORP | SERVO I | VENTILATOR |  | RESPIRATORY | Kelemen | Basement |  | 12/05/2006 |  | 12/5/16 |  |  | NO | YES |  |  |  |  | MAQUET CORP 10365172 26305 |  |  | Active |  | 99:99:99:99:99:99 |  | Life Support | 1Y:00-MFG 3Y:00-BAT 5Y:00-BAT2 | 08/27/2019 | 08/01/2020 | COOPER UNIVERSITY HOSPITAL |  |  | #15 |  | KATHY LOFLAND
|  | MAQUET CORP | SERVO I | VENTILATOR |  | RESPIRATORY | Kelemen |  |  | 09/17/2013 |  | 9/17/23 |  |  | NO | YES |  |  |  |  | MAQUET CORP 10365060 74145 |  |  | Active |  | 99:99:99:99:99:99 |  | Life Support | 6M:00-MFG | 09/24/2019 | 03/01/2020 | COOPER UNIVERSITY HOSPITAL |  |  | #32 |  | KATHY LOFLAND
|  | MAQUET CORP | SERVO I | VENTILATOR |  | RESPIRATORY | Pavilion |  |  | 12/05/2006 |  | 12/5/16 |  |  | NO | YES |  |  |  |  | MAQUET CORP 10365050 26313 |  |  | Active |  | 99:99:99:99:99:99 |  | Life Support | 6M:00-MFG | 08/27/2019 | 02/01/2020 | COOPER UNIVERSITY HOSPITAL |  |  | #16 |  | KATHY LOFLAND
|  | MAQUET CORP | SERVO I | VENTILATOR |  | RESPIRATORY | Kelemen |  |  | 02/08/2003 |  | 2/8/13 |  |  | NO | YES |  |  |  |  | MAQUET CORP 10360428 05370 |  |  | Active |  | 99:99:99:99:99:99 |  | Life Support | 6M:00-MFG | 08/27/2019 | 02/01/2020 | COOPER UNIVERSITY HOSPITAL |  |  | #06 |  | KATHY LOFLAND
|  | MAQUET CORP | SERVO I | VENTILATOR |  | RESPIRATORY | Kelemen | BASEMENT |  | 09/26/2011 |  | 9/26/21 |  |  | NO | YES |  |  |  |  | MAQUET CORP 10357175 56299 |  |  | Active |  | 99:99:99:99:99:99 |  | Life Support | 1Y:00-MFG 3Y:00-BAT 5Y:00-BAT2 | 08/27/2019 | 08/01/2020 | COOPER UNIVERSITY HOSPITAL |  |  | #21 |  | KATHY LOFLAND
|  | MAQUET CORP | SERVO I | VENTILATOR | 74143 | RESPIRATORY | Kelemen |  |  | 09/17/2013 |  | 9/17/23 |  |  | NO | YES |  |  |  |  | MAQUET CORP 10357151 74143 |  |  | Active |  | 99:99:99:99:99:99 |  | Life Support | 1Y:00-MFG 3Y:00-BAT 5Y:00-BAT2 | 03/21/2019 | 03/01/2020 | COOPER UNIVERSITY HOSPITAL |  |  | #38 |  | KATHY LOFLAND
|  | MAQUET CORP | SERVO I | VENTILATOR |  | RESPIRATORY | Kelemen |  |  | 09/17/2013 |  | 9/17/23 |  |  | NO | YES |  |  |  |  | MAQUET CORP 10357116 74150 |  |  | Active |  | 99:99:99:99:99:99 |  | Life Support | 1Y:00-MFG 3Y:00-BAT 5Y:00-BAT2 | 03/11/2019 | 03/01/2020 | COOPER UNIVERSITY HOSPITAL |  |  | #40 |  | KATHY LOFLAND
|  | MAQUET CORP | SERVO I | VENTILATOR |  | RESPIRATORY | Kelemen |  |  | 02/01/2003 |  | 2/1/13 |  |  | NO | YES |  |  |  |  | MAQUET CORP 10356041 05403 |  |  | Active |  | 99:99:99:99:99:99 |  | Life Support | 6M:00-MFG | 08/27/2019 | 02/01/2020 | COOPER UNIVERSITY HOSPITAL |  |  | #02 |  | KATHY LOFLAND
|  | MAQUET CORP | SERVO I | VENTILATOR |  | RESPIRATORY | Kelemen |  |  | 12/05/2006 |  | 12/5/16 |  |  | NO | YES |  |  |  |  | MAQUET CORP 10355749 26309 |  |  | Active |  | 99:99:99:99:99:99 |  | Life Support | 6M:00-MFG | 08/28/2019 | 02/01/2020 | COOPER UNIVERSITY HOSPITAL |  |  | #18 |  | KATHY LOFLAND
|  | MAQUET CORP | SERVO I | VENTILATOR |  | RESPIRATORY | Kelemen |  |  | 02/01/2003 |  | 2/1/13 |  |  | NO | YES |  |  |  |  | MAQUET CORP 10355732 05366 |  |  | Active |  | 99:99:99:99:99:99 |  | Life Support | 6M:00-MFG | 08/27/2019 | 02/01/2020 | COOPER UNIVERSITY HOSPITAL |  |  | #01 |  | KATHY LOFLAND
|  | MAQUET CORP | SERVO I | VENTILATOR |  | RESPIRATORY | Kelemen |  |  | 09/26/2011 |  | 9/26/21 |  |  | NO | YES |  |  |  |  | MAQUET CORP 10355716 56303 |  |  | Active |  | 99:99:99:99:99:99 |  | Life Support | 6M:00-MFG | 08/27/2019 | 02/01/2020 | COOPER UNIVERSITY HOSPITAL |  |  | #25 |  | KATHY LOFLAND
|  | MAQUET CORP | SERVO I | VENTILATOR |  | RESPIRATORY | Kelemen |  |  | 02/01/2003 |  | 2/1/13 |  |  | NO | YES |  |  |  |  | MAQUET CORP 10355697 05391 |  |  | Active |  | 99:99:99:99:99:99 |  | Life Support | 6M:00-MFG | 08/27/2019 | 02/01/2020 | COOPER UNIVERSITY HOSPITAL |  |  | #08 |  | KATHY LOFLAND
|  | MAQUET CORP | SERVO I | VENTILATOR |  | RESPIRATORY | Kelemen |  |  | 12/05/2006 |  | 12/5/16 |  |  | NO | YES |  |  |  |  | MAQUET CORP 10355642 26311 |  |  | Active |  | 99:99:99:99:99:99 |  | Life Support | 6M:00-MFG | 08/27/2019 | 02/01/2020 | COOPER UNIVERSITY HOSPITAL |  |  | #14 |  | KATHY LOFLAND
|  | MAQUET CORP | SERVO I | VENTILATOR |  | RESPIRATORY | Kelemen |  |  | 02/01/2003 |  | 2/1/13 |  |  | NO | YES |  |  |  |  | MAQUET CORP 10348294 05398 |  |  | Active |  | 99:99:99:99:99:99 |  | Life Support | 6M:00-MFG | 08/29/2019 | 02/01/2020 | COOPER UNIVERSITY HOSPITAL |  |  | #09 |  | KATHY LOFLAND
|  | MAQUET CORP | SERVO I | VENTILATOR |  | RESPIRATORY | Pavilion |  |  | 02/01/2003 |  | 2/1/13 |  |  | NO | YES |  |  |  |  | MAQUET CORP 10347612 05382 |  |  | Active |  | 99:99:99:99:99:99 |  | Life Support | 1Y:00-MFG 3Y:00-BAT 5Y:00-BAT2 | 08/30/2019 | 08/01/2020 | COOPER UNIVERSITY HOSPITAL |  |  | #04 |  | KATHY LOFLAND
|  | MAQUET CORP | SERVO I | VENTILATOR |  | RESPIRATORY | Kelemen |  |  | 09/26/2011 |  | 9/26/21 |  |  | NO | YES |  |  |  |  | MAQUET CORP 10347614 56300 |  |  | Active |  | 99:99:99:99:99:99 |  | Life Support | 6M:00-MFG | 08/27/2019 | 02/01/2020 | COOPER UNIVERSITY HOSPITAL |  |  | #22 |  | KATHY LOFLAND
|  | MAQUET CORP | SERVO I | VENTILATOR |  | RESPIRATORY | Kelemen |  |  | 12/05/2006 |  | 12/5/16 |  |  | NO | YES |  |  |  |  | MAQUET CORP 10346472 26308 |  |  | Active |  | 99:99:99:99:99:99 |  | Life Support | 6M:00-MFG | 08/30/2019 | 02/01/2020 | COOPER UNIVERSITY HOSPITAL |  |  | #10 |  | KATHY LOFLAND
|  | MAQUET CORP | SERVO I | VENTILATOR |  | RESPIRATORY | Kelemen | BASEMENT |  | 09/26/2011 |  | 9/26/21 |  |  | NO | YES |  |  |  |  | MAQUET CORP 10346465 56298 |  |  | Active |  | 99:99:99:99:99:99 |  | Life Support | 6M:00-MFG | 08/30/2019 | 02/01/2020 | COOPER UNIVERSITY HOSPITAL |  |  | #20 |  | KATHY LOFLAND
|  | MAQUET CORP | SERVO I | VENTILATOR |  | RESPIRATORY | Kelemen | BASEMENT |  | 09/17/2013 |  | 9/17/23 |  |  | NO | YES |  |  |  |  | MAQUET CORP 10346454 74149 |  |  | Active |  | 99:99:99:99:99:99 |  | Life Support | 6M:00-MFG | 09/27/2019 | 03/01/2020 | COOPER UNIVERSITY HOSPITAL |  |  | #39 |  | KATHY LOFLAND
|  | MAQUET CORP | SERVO I | VENTILATOR |  | RESPIRATORY | Kelemen |  |  | 02/01/2003 |  | 2/1/13 |  |  | NO | YES |  |  |  |  | MAQUET CORP 10346422 05410 |  |  | Active |  | 99:99:99:99:99:99 |  | Life Support | 6M:00-MFG | 08/27/2019 | 02/01/2020 | COOPER UNIVERSITY HOSPITAL |  |  | #05 |  | KATHY LOFLAND
|  | PERCUSSIONAIRE CORPORATION | IPV-1 | VENTILATOR | IPI20010036 | RESPIRATORY | Kelemen | BASEMENT |  | 01/01/1900 |  |  |  |  | NO | YES |  |  |  |  | PERCUSSIONAIRE CORPORATION 10368600 IPI20010036 |  |  | Active |  | 99:99:99:99:99:99 |  | Equipment | 1Y:00-MFG | 03/15/2019 | 03/01/2020 | COOPER UNIVERSITY HOSPITAL |  |  | STORAGE |  | KATHY LOFLAND
|  | PERCUSSIONAIRE CORPORATION | IPV-1C | VENTILATOR | 1PVC1157 | RESPIRATORY | Kelemen | BASEMENT |  | 01/14/2009 |  | 1/14/14 |  |  | NO | YES |  |  |  |  | PERCUSSIONAIRE CORPORATION 10369068 1PVC1157 |  |  | Active |  | 99:99:99:99:99:99 |  | Equipment | 1Y:00-MFG | 03/15/2019 | 03/01/2020 | COOPER UNIVERSITY HOSPITAL |  |  | 3RD FLOOR STORAGE |  | KATHY LOFLAND
|  | PERCUSSIONAIRE CORPORATION | IPV-1C | VENTILATOR | 1PV1C2161 | RESPIRATORY | Kelemen |  |  | 01/01/2013 |  | 1/1/18 |  |  | NO | YES |  |  |  |  | PERCUSSIONAIRE CORPORATION 10365262 1PV1C2161 |  |  | Active |  | 99:99:99:99:99:99 |  | Equipment | 1Y:00-MFG | 03/15/2019 | 03/01/2020 | COOPER UNIVERSITY HOSPITAL |  |  | ICU EQUIP |  | KATHY LOFLAND
|  | PHILIPS MEDICAL SYSTEMS | V60 | VENTILATOR |  | RESPIRATORY | Pavilion |  |  | 04/29/2014 |  | 4/29/24 |  |  | NO | YES |  |  |  |  | PHILIPS MEDICAL SYSTEMS 10368591 201008117 |  |  | Active |  | 99:99:99:99:99:99 |  | Life Support | 1Y:00-MFG 5Y:00-BAT | 09/26/2019 | 09/01/2020 | COOPER UNIVERSITY HOSPITAL |  |  | STORAGE RESPIRATOR |  | KATHY LOFLAND
|  | PHILIPS MEDICAL SYSTEMS | V60 | VENTILATOR |  | RESPIRATORY | Kelemen |  |  | 11/18/2009 |  | 11/18/19 |  |  | NO | YES |  |  |  |  | PHILIPS MEDICAL SYSTEMS 10368588 100009328 |  |  | Active |  | 99:99:99:99:99:99 |  | Life Support | 1Y:00-MFG 5Y:00-BAT | 08/29/2019 | 08/01/2020 | COOPER UNIVERSITY HOSPITAL |  |  | #5 |  | KATHY LOFLAND
|  | PHILIPS MEDICAL SYSTEMS | V60 | VENTILATOR |  | RESPIRATORY | Pavilion |  |  | 09/19/2011 |  | 9/19/21 |  |  | NO | YES |  |  |  |  | PHILIPS MEDICAL SYSTEMS 10367628 100039421 |  |  | Active |  | 99:99:99:99:99:99 |  | Life Support | 1Y:00-MFG 5Y:00-BAT | 08/27/2019 | 08/01/2020 | COOPER UNIVERSITY HOSPITAL |  |  | V60 #7 |  | KATHY LOFLAND
|  | PHILIPS MEDICAL SYSTEMS | V60 | VENTILATOR |  | RESPIRATORY | Kelemen |  |  | 09/19/2011 |  | 9/19/21 |  |  | NO | YES |  |  |  |  | PHILIPS MEDICAL SYSTEMS 10367627 100039425 |  |  | Active |  | 99:99:99:99:99:99 |  | Life Support | 1Y:00-MFG 5Y:00-BAT | 08/28/2019 | 08/01/2020 | COOPER UNIVERSITY HOSPITAL |  |  | ICU |  | KATHY LOFLAND
|  | PHILIPS MEDICAL SYSTEMS | V60 | VENTILATOR |  | RESPIRATORY | Pavilion |  |  | 09/19/2011 |  | 9/19/21 |  |  | NO | YES |  |  |  |  | PHILIPS MEDICAL SYSTEMS 10365263 100039422 |  |  | Active |  | 99:99:99:99:99:99 |  | Life Support | 1Y:00-MFG 5Y:00-BAT | 08/27/2019 | 08/01/2020 | COOPER UNIVERSITY HOSPITAL |  |  | #8 |  | KATHY LOFLAND
|  | PHILIPS MEDICAL SYSTEMS | V60 | VENTILATOR |  | RESPIRATORY | Pavilion |  |  | 09/19/2011 |  | 9/19/21 |  |  | NO | YES |  |  |  |  | PHILIPS MEDICAL SYSTEMS 10356386 100040735 |  |  | Active |  | 99:99:99:99:99:99 |  | Life Support | 1Y:00-MFG 5Y:00-BAT | 08/01/2019 | 08/01/2020 | COOPER UNIVERSITY HOSPITAL |  |  | L |  | KATHY LOFLAND
|  | PHILIPS MEDICAL SYSTEMS | V60 | VENTILATOR |  | RESPIRATORY | Kelemen | Basement |  | 11/18/2009 |  | 11/18/19 |  |  | NO | YES |  |  |  |  | PHILIPS MEDICAL SYSTEMS 10356092 100009261 |  |  | Active |  | 99:99:99:99:99:99 |  | Life Support | 1Y:00-MFG 5Y:00-BAT | 08/29/2019 | 08/01/2020 | COOPER UNIVERSITY HOSPITAL |  |  | #6 |  | KATHY LOFLAND
|  | PHILIPS MEDICAL SYSTEMS | V60 | VENTILATOR |  | RESPIRATORY | Kelemen | BASEMENT |  | 11/18/2009 |  | 11/18/19 |  |  | NO | YES |  |  |  |  | PHILIPS MEDICAL SYSTEMS 10356035 100009256 |  |  | Active |  | 99:99:99:99:99:99 |  | Life Support | 1Y:00-MFG 5Y:00-BAT | 08/29/2019 | 08/01/2020 | COOPER UNIVERSITY HOSPITAL |  |  | ICU |  | KATHY LOFLAND
|  | PHILIPS MEDICAL SYSTEMS | V60 | VENTILATOR |  | RESPIRATORY | Kelemen | BASEMENT |  | 02/21/2019 |  | 2/21/29 |  |  | NO | YES |  |  |  |  | PHILIPS MEDICAL SYSTEMS 30144925 100039413 |  |  | Active | 30144925, 21777 | 99:99:99:99:99:99 |  | Life Support | 1Y:00-MFG 5Y:00-BAT | 02/21/2019 | 02/21/2019 | COOPER UNIVERSITY HOSPITAL |  |  | V60 #3 |  | KATHY LOFLAND |  |  |  | 02/21/2019 | 02/21/2019 |  |  |  |  | 02/21/2019 | 02/21/2019
|  | PHILIPS MEDICAL SYSTEMS | V60 | VENTILATOR |  | RESPIRATORY | Kelemen | BASEMENT |  | 09/19/2011 |  | 9/19/21 |  |  | NO | YES |  |  |  |  | PHILIPS MEDICAL SYSTEMS 10346420 100040737 |  |  | Active |  | 99:99:99:99:99:99 |  | Life Support | 1Y:00-MFG 5Y:00-BAT | 08/28/2019 | 08/01/2020 | COOPER UNIVERSITY HOSPITAL |  |  | RESPIRATORY |  | KATHY LOFLAND
|  | PHILIPS MEDICAL SYSTEMS | V60 | VENTILATOR |  | RESPIRATORY | Kelemen |  |  | 04/29/2014 |  | 4/29/24 |  |  | NO | YES |  |  |  |  | PHILIPS MEDICAL SYSTEMS 10346421 100112563 |  |  | Active |  | 99:99:99:99:99:99 |  | Life Support | 1Y:00-MFG 5Y:00-BAT | 09/01/2019 | 09/01/2020 | COOPER UNIVERSITY HOSPITAL |  |  | V60 #9 |  | KATHY LOFLAND
|  | VIASYS HEALTHCARE | VELA | VENTILATOR | AKT05180 | RESPIRATORY | Kelemen |  |  | 01/14/2010 |  | 1/14/20 |  |  | NO | YES |  |  |  |  | VIASYS HEALTHCARE 10725160 AKT05180 |  |  | Disposition |  |  |  | Life Support | 6M:00-MFG | 08/07/2018 | 03/01/2020 | COOPER UNIVERSITY HOSPITAL |  |  | RESPIRATORY |  | KATHY LOFLAND
|  | VIASYS HEALTHCARE | VELA | VENTILATOR | Akt05082 |  | Kelemen | [7 empty] | NO | YES
|  | VIASYS HEALTHCARE | VELA | VENTILATOR | AKT05179 | RESPIRATORY | Kelemen |  |  | 01/14/2010 |  | 1/14/20 |  |  | NO | YES |  |  |  |  | VIASYS HEALTHCARE 10505119 AKT05179 |  |  | Active |  | 99:99:99:99:99:99 |  | Life Support | 6M:00-MFG | 09/27/2019 | 03/01/2020 | COOPER UNIVERSITY HOSPITAL |  |  | NICU |  | KATHY LOFLAND
|  | VIASYS HEALTHCARE | VELA | VENTILATOR | ACT01180 | RESPIRATORY | Kelemen | Basement |  | 09/08/2002 |  | 9/8/12 |  |  | NO | YES |  |  |  |  | VIASYS HEALTHCARE 10369376 ACT01180 |  |  | Active |  | 99:99:99:99:99:99 |  | Life Support | 6M:00-MFG | 09/30/2019 | 03/01/2020 | COOPER UNIVERSITY HOSPITAL |  |  | EP 1 |  | KATHY LOFLAND
|  | VIASYS HEALTHCARE | VELA | VENTILATOR | AKT05177 | RESPIRATORY | Kelemen |  |  | 01/14/2010 |  | 1/14/20 |  |  | NO | YES |  |  |  |  | VIASYS HEALTHCARE 10347553 AKT05177 |  |  | Active |  | 99:99:99:99:99:99 |  | Life Support | 6M:00-MFG | 09/27/2019 | 03/01/2020 | COOPER UNIVERSITY HOSPITAL |  |  | ANGIO LAB 1 |  | KATHY LOFLAND
|  | VIASYS HEALTHCARE | VELA | VENTILATOR | AKT05110 | RESPIRATORY | Kelemen | BASEMENT |  | 01/14/2010 |  | 1/14/20 |  |  | NO | YES |  |  |  |  | VIASYS HEALTHCARE 10347544 AKT05110 |  |  | Active |  | 99:99:99:99:99:99 |  | Life Support | 6M:00-MFG | 09/26/2019 | 03/01/2020 | COOPER UNIVERSITY HOSPITAL |  |  | CATSCAN ROOM B8 |  | KATHY LOFLAND
|  | VIASYS HEALTHCARE | VELA | VENTILATOR | ACT01317 | RESPIRATORY | Kelemen | BASEMENT |  | 09/08/2002 |  | 9/8/12 |  |  | NO | YES |  |  |  |  | VIASYS HEALTHCARE 10346418 ACT01317 |  |  | Active |  | 99:99:99:99:99:99 |  | Life Support | 6M:00-MFG | 09/26/2019 | 03/01/2020 | COOPER UNIVERSITY HOSPITAL |  |  | RESPIRATORY |  | KATHY LOFLAND
|  | VIASYS HEALTHCARE | VELA | VENTILATOR | AKT05168 | RESPIRATORY | Kelemen | Basement |  | 01/14/2010 |  | 1/14/20 |  |  | NO | YES |  |  |  |  | VIASYS HEALTHCARE 10346417 AKT05168 |  |  | Active |  | 99:99:99:99:99:99 |  | Life Support | 6M:00-MFG | 09/01/2019 | 03/01/2020 | COOPER UNIVERSITY HOSPITAL |  |  | RESPIRATORY |  | KATHY LOFLAND
|  | DRAEGER | EVITA XL | VENTILATOR, CONTINUOUS | ARYB-0195 | RESPIRATORY | Dorrance |  |  | 03/13/2007 |  | 3/13/17 |  |  | NO | YES |  |  |  |  | DRAEGER 10365365 ARYB-0195 |  |  | Active |  | 99:99:99:99:99:99 |  | Life Support | 6M:00-MFG | 08/29/2019 | 02/01/2020 | COOPER UNIVERSITY HOSPITAL |  |  | 7TH FLOOR NICU STORAGE |  | KATHY LOFLAND
|  | DRAEGER | EVITA XL | VENTILATOR, CONTINUOUS | ARYB-0194 | RESPIRATORY | Dorrance |  |  | 03/13/2007 |  | 3/13/17 |  |  | NO | YES |  |  |  |  | DRAEGER 10365363 ARYB-0194 |  |  | Active |  | 99:99:99:99:99:99 |  | Life Support | 6M:00-MFG | 08/28/2019 | 02/01/2020 | COOPER UNIVERSITY HOSPITAL |  |  | 7TH FLOOR NICU STORAGE |  | KATHY LOFLAND
|  | DRAEGER | EVITA XL | VENTILATOR, CONTINUOUS | ARYB0196 | RESPIRATORY | Dorrance |  |  | 03/08/2007 |  | 3/8/17 |  |  | NO | YES |  |  |  |  | DRAEGER 10355445 ARYB0196 |  |  | Active |  | 99:99:99:99:99:99 |  | Life Support | 6M:00-MFG | 08/29/2019 | 02/01/2020 | COOPER UNIVERSITY HOSPITAL |  |  | P5 STORAGE RM |  | KATHY LOFLAND
|  | DRAEGER | BABYLOG VN500 | VENTILATOR, CONTINUOUS, INFANT | ASDC-0037 |  | Dorrance | [7 empty] | NO | YES
|  | DRAEGER | BABYLOG VN500 | VENTILATOR, CONTINUOUS, INFANT | ASDC-0085 | RESPIRATORY | Kelemen |  |  | 02/07/2012 |  | 2/7/22 |  |  | NO | YES |  |  |  |  | DRAEGER 10366538 ASDC-0085 |  |  | Active |  | 99:99:99:99:99:99 |  | Life Support | 6M:00-MFG | 09/24/2019 | 03/01/2020 | COOPER UNIVERSITY HOSPITAL |  |  | ICN |  | KATHY LOFLAND
|  | DRAEGER | BABYLOG VN500 | VENTILATOR, CONTINUOUS, INFANT | ASDC-0088 | RESPIRATORY | Dorrance |  |  | 02/07/2012 |  | 2/7/22 |  |  | NO | YES |  |  |  |  | DRAEGER 10355224 ASDC-0088 |  |  | Active |  | 99:99:99:99:99:99 |  | Life Support | 6M:00-MFG | 09/24/2019 | 03/01/2020 | COOPER UNIVERSITY HOSPITAL |  |  | ICN |  | KATHY LOFLAND
|  | DRAEGER | BABYLOG VN500 | VENTILATOR, CONTINUOUS, INFANT | ASDC-0083 | RESPIRATORY | Dorrance |  |  | 02/07/2012 |  | 2/7/22 |  |  | NO | YES |  |  |  |  | DRAEGER 10354872 ASDC-0083 |  |  | Active |  | 99:99:99:99:99:99 |  | Life Support | 6M:00-MFG | 09/26/2019 | 03/01/2020 | COOPER UNIVERSITY HOSPITAL |  |  | INC |  | KATHY LOFLAND
|  | DRAEGER | BABYLOG VN500 | VENTILATOR, CONTINUOUS, INFANT | ASDC-0082 | RESPIRATORY | Dorrance |  |  | 02/07/2012 |  | 2/7/22 |  |  | NO | YES |  |  |  |  | DRAEGER 10354857 ASDC-0082 |  |  | Active |  | 99:99:99:99:99:99 |  | Life Support | 6M:00-MFG | 09/24/2019 | 03/01/2020 | COOPER UNIVERSITY HOSPITAL |  |  | NICU |  | KATHY LOFLAND
|  | DRAEGER | BABYLOG VN500 | VENTILATOR, CONTINUOUS, INFANT | ASDC-0087 | RESPIRATORY | Dorrance |  |  | 02/07/2012 |  | 2/7/22 |  |  | NO | YES |  |  |  |  | DRAEGER 10354806 ASDC-0087 |  |  | Active |  | 99:99:99:99:99:99 |  | Life Support | 6M:00-MFG | 09/26/2019 | 03/01/2020 | COOPER UNIVERSITY HOSPITAL |  |  | ICN |  | KATHY LOFLAND
|  | DRAEGER | BABYLOG VN500 | VENTILATOR, CONTINUOUS, INFANT | ASDC-0081 | RESPIRATORY | Dorrance |  |  | 02/07/2012 |  | 2/7/22 |  |  | NO | YES |  |  |  |  | DRAEGER 10354770 ASDC-0081 |  |  | Active |  | 99:99:99:99:99:99 |  | Life Support | 6M:00-MFG | 09/24/2019 | 03/01/2020 | COOPER UNIVERSITY HOSPITAL |  |  | RESPIRATORY - NICU |  | KATHY LOFLAND
|  | DRAEGER | BABYLOG VN500 | VENTILATOR, CONTINUOUS, INFANT | ASDC-0086 | RESPIRATORY | Dorrance |  |  | 02/07/2012 |  | 2/7/22 |  |  | NO | YES |  |  |  |  | DRAEGER 10346416 ASDC-0086 |  |  | Active |  | 99:99:99:99:99:99 |  | Life Support | 6M:00-MFG | 09/24/2019 | 03/01/2020 | COOPER UNIVERSITY HOSPITAL |  |  | RESPIRATORY |  | KATHY LOFLAND
|  | BUNNELL INC. | LIFE PULSE 203A | VENTILATOR, HIGH FREQUENCY |  | RESPIRATORY | Dorrance |  |  | 07/24/2012 |  | 7/24/22 |  |  | NO | YES |  |  |  |  | BUNNELL INC. 10365370 8020 |  |  | Active |  | 99:99:99:99:99:99 |  | Life Support | 6M:00-MFG | 09/24/2019 | 03/01/2020 | COOPER UNIVERSITY HOSPITAL |  |  | NICU/ storage7 |  | KATHY LOFLAND
|  | SENSORMEDICS CORP. | 3100A | VENTILATOR, OSCILLATING | TMA09182 | RESPIRATORY | Dorrance |  |  | 09/24/2019 |  | 9/24/29 |  |  | NO | YES |  |  |  |  | SENSORMEDICS CORP. 11208398 TMA09182 |  |  | Active |  | 99:99:99:99:99:99 |  | Life Support | 6M:00-MFG | 09/24/2019 | 09/24/2019 | COOPER UNIVERSITY HOSPITAL |  |  | NICU - 54879 hrs |  | KATHY LOFLAND |  |  |  | 09/24/2019 | 09/24/2019 |  |  |  |  | 09/24/2019 | 09/24/2019
|  | SENSORMEDICS CORP. | 3100A | VENTILATOR, OSCILLATING | AHW01057 | RESPIRATORY | Dorrance |  |  | 04/27/2007 |  | 4/27/17 |  |  | NO | YES |  |  |  |  | SENSORMEDICS CORP. 10365368 AHW01057 |  |  | Active |  | 99:99:99:99:99:99 |  | Life Support | 6M:00-MFG | 09/24/2019 | 03/01/2020 | COOPER UNIVERSITY HOSPITAL |  |  | #4 |  | KATHY LOFLAND
|  | SENSORMEDICS CORP. | 3100A | VENTILATOR, OSCILLATING | BAW01211 | RESPIRATORY | Dorrance |  |  | 11/02/2009 |  | 11/2/19 |  |  | NO | YES |  |  |  |  | SENSORMEDICS CORP. 10354826 BAW01211 |  |  | Active |  | 99:99:99:99:99:99 |  | Life Support | 6M:00-MFG | 09/24/2019 | 03/01/2020 | COOPER UNIVERSITY HOSPITAL |  |  |  |  | KATHY LOFLAND
|  | SENSORMEDICS CORP. | 3100A | VENTILATOR, OSCILLATING | TMA09184 | RESPIRATORY | Dorrance |  |  | 03/02/2000 |  | 3/2/10 |  |  | NO | YES |  |  |  |  | SENSORMEDICS CORP. 10354793 TMA09184 |  |  | Active |  | 99:99:99:99:99:99 |  | Life Support | 6M:00-MFG | 09/24/2019 | 03/01/2020 | COOPER UNIVERSITY HOSPITAL |  |  | 54879 hrs |  | KATHY LOFLAND
|  | SENSORMEDICS CORP. | 3100A | VENTILATOR, OSCILLATING | AHW01058 | RESPIRATORY | Kelemen | BASEMENT |  | 04/27/2007 |  | 4/27/17 |  |  | NO | YES |  |  |  |  | SENSORMEDICS CORP. 10346413 AHW01058 |  |  | Active |  | 99:99:99:99:99:99 |  | Life Support | 6M:00-MFG | 09/26/2019 | 03/01/2020 | COOPER UNIVERSITY HOSPITAL |  |  | #1 |  | KATHY LOFLAND
|  | SENSORMEDICS CORP. | 3100B | VENTILATOR, OSCILLATING | BAW01003 | RESPIRATORY | Kelemen |  |  | 11/02/2009 |  | 11/2/19 |  |  | NO | YES |  |  |  |  | SENSORMEDICS CORP. 10368589 BAW01003 |  |  | Active |  | 99:99:99:99:99:99 |  | Life Support | 6M:00-MFG | 09/26/2019 | 03/01/2020 | COOPER UNIVERSITY HOSPITAL |  |  | 03/2019 - 4217 hrs |  | KATHY LOFLAND
|  | CAREFUSION | REVEL | VENTILATOR, TRANSPORT |  | MILLVILLE-AIR MED | 60 Fostertown Rd | Cooper 2 |  | 09/30/2019 |  | 9/30/29 |  |  | NO | YES |  |  |  |  | CAREFUSION 30126248 77371 |  |  | Active |  | 99:99:99:99:99:99 |  | Life Support | 6M:00-MFG | 09/30/2019 | 09/30/2019 | COOPER AMBULATORY OFF-SITES |  |  |  |  | RICK ROHRBACH |  |  |  | 09/30/2019 | 09/30/2019 |  |  |  |  | 09/30/2019 | 09/30/2019
|  | CAREFUSION | REVEL | VENTILATOR, TRANSPORT |  |  | 97 Bogden Blvd | Cooper 1 | [6 empty] | NO | YES
|  | LIFE SUPPORT PRODUCTS | AUTOVENT 4000 | VENTILATOR, TRANSPORT |  | RESPIRATORY | Kelemen | Basement |  | 09/26/2019 |  | 9/26/29 |  |  | NO | YES |  |  |  |  | LIFE SUPPORT PRODUCTS 11208193 201606020001 |  |  | Active |  | 99:99:99:99:99:99 |  | Life Support | 6M:00-MFG | 09/26/2019 | 09/26/2019 | COOPER UNIVERSITY HOSPITAL |  |  | IR ? | WOT00000001551540 | KATHY LOFLAND | Performance Verification | Closed | Michael Youch | 09/26/2019 | 09/26/2019 | Performance Verification for LIFE SUPPORT 11208193 201606020001 | Initial Install of Performance Verification. Device is ready for patient use. |  |  | 09/26/2019 | 09/26/2019
|  | LIFE SUPPORT PRODUCTS | AUTOVENT 4000 | VENTILATOR, TRANSPORT |  | RESPIRATORY | Kelemen |  |  | 02/01/2008 |  | 2/1/18 |  |  | NO | YES |  |  |  |  | LIFE SUPPORT PRODUCTS 10365500 20071109010 |  |  | Active |  | 99:99:99:99:99:99 |  | Life Support | 6M:00-MFG | 08/27/2019 | 02/01/2020 | COOPER UNIVERSITY HOSPITAL |  |  | RESPIRATORY |  | KATHY LOFLAND
|  | LIFE SUPPORT PRODUCTS | AUTOVENT 4000 | VENTILATOR, TRANSPORT |  | RESPIRATORY | Kelemen |  |  | 05/16/2016 |  | 5/16/26 |  |  | NO | YES |  |  |  |  | LIFE SUPPORT PRODUCTS 10364951 201664060002 |  |  | Active |  | 99:99:99:99:99:99 |  | Life Support | 6M:00-MFG | 09/05/2019 | 03/01/2020 | COOPER UNIVERSITY HOSPITAL |  |  | ICU Acintobactor vent |  | KATHY LOFLAND
|  | LIFE SUPPORT PRODUCTS | AUTOVENT 4000 | VENTILATOR, TRANSPORT |  | RESPIRATORY | Kelemen |  |  | 09/10/2014 |  | 9/10/24 |  |  | NO | YES |  |  |  |  | LIFE SUPPORT PRODUCTS 10355717 20140911001 |  |  | Active |  | 99:99:99:99:99:99 |  | Life Support | 6M:00-MFG | 08/28/2019 | 02/01/2020 | COOPER UNIVERSITY HOSPITAL |  |  | resp |  | KATHY LOFLAND
|  | LIFE SUPPORT PRODUCTS | AUTOVENT 4000 | VENTILATOR, TRANSPORT |  |  | 501 Fellowship Rd | [7 empty] | NO | YES
|  | LIFE SUPPORT PRODUCTS | AUTOVENT 4000 | VENTILATOR, TRANSPORT |  | VOORHEES SURGERY CENTER-SURGERY DEPT | 900 Centennial Blvd | Suite E |  | 03/04/2010 |  | 3/4/20 |  |  | NO | YES |  |  |  |  | LIFE SUPPORT PRODUCTS 10346721 20080924002 |  |  | Active |  | 99:99:99:99:99:99 |  | Life Support | 6M:00-MFG | 08/19/2019 | 02/01/2020 | COOPER AMBULATORY OFF-SITES |  |  | PROCEDURE SIDE |  | Theresa Megali
|  | PULMONETIC SYSTEMS | LTV 1000 | VENTILATOR, TRANSPORT | A06244 | RESPIRATORY | Kelemen |  |  | 08/07/2003 |  | 8/7/13 |  |  | NO | YES |  |  |  |  | PULMONETIC SYSTEMS 10369536 A06244 |  |  | Active |  | 99:99:99:99:99:99 |  | Life Support | 6M:00-MFG | 09/30/2019 | 03/01/2020 | COOPER UNIVERSITY HOSPITAL |  |  | RESPIRATORY |  | KATHY LOFLAND
|  | PULMONETIC SYSTEMS | LTV 1000 | VENTILATOR, TRANSPORT | A06250 | RESPIRATORY | Kelemen |  |  | 08/07/2003 |  | 8/7/13 |  |  | NO | YES |  |  |  |  | PULMONETIC SYSTEMS 10360426 A06250 |  |  | Active |  | 99:99:99:99:99:99 |  | Life Support | 6M:00-MFG | 09/27/2019 | 03/01/2020 | COOPER UNIVERSITY HOSPITAL |  |  | PICU 624 |  | KATHY LOFLAND
|  | SMITHS MEDICAL INC | PARAPAC PLUS P310 | VENTILATOR, TRANSPORT |  | RESPIRATORY | Kelemen |  |  | 08/28/2019 |  | 8/28/29 |  |  | NO | YES |  |  |  |  | SMITHS MEDICAL INC 11208419 1601275 |  |  | Active |  | 99:99:99:99:99:99 |  | Life Support | 6M:00-MFG | 08/28/2019 | 08/28/2019 | COOPER UNIVERSITY HOSPITAL |  |  | RESP #5 |  | KATHY LOFLAND |  |  |  | 08/28/2019 | 08/28/2019 |  |  |  |  | 08/28/2019 | 08/28/2019
|  | SMITHS MEDICAL INC | PARAPAC PLUS P310 | VENTILATOR, TRANSPORT |  | RESPIRATORY | Kelemen |  |  | 08/29/2019 |  | 8/29/29 |  |  | NO | YES |  |  |  |  | SMITHS MEDICAL INC 30244768 1601129 |  |  | Active |  | 99:99:99:99:99:99 |  | Life Support | 6M:00-MFG | 08/29/2019 | 08/29/2019 | COOPER UNIVERSITY HOSPITAL |  |  |  |  | KATHY LOFLAND |  |  |  | 08/29/2019 | 08/29/2019 |  |  |  |  | 08/29/2019 | 08/29/2019
|  | SMITHS MEDICAL INC | PARAPAC PLUS P310 | VENTILATOR, TRANSPORT |  | RESPIRATORY | Kelemen |  |  | 08/27/2019 |  | 8/27/29 |  |  | NO | YES |  |  |  |  | SMITHS MEDICAL INC 30244773 1601193 |  |  | Active |  | 99:99:99:99:99:99 |  | Life Support | 6M:00-MFG | 08/27/2019 | 08/27/2019 | COOPER UNIVERSITY HOSPITAL |  |  | RESP #3 |  | KATHY LOFLAND |  |  |  | 08/27/2019 | 08/27/2019 |  |  |  |  | 08/27/2019 | 08/27/2019
|  | SMITHS MEDICAL INC | PARAPAC PLUS P310 | VENTILATOR, TRANSPORT |  | RESPIRATORY | Kelemen |  |  | 08/29/2019 |  | 8/29/29 |  |  | NO | YES |  |  |  |  | SMITHS MEDICAL INC 30244770 1601130 |  |  | Active |  | 99:99:99:99:99:99 |  | Life Support | 6M:00-MFG | 08/29/2019 | 08/29/2019 | COOPER UNIVERSITY HOSPITAL |  |  | RESP #2 |  | KATHY LOFLAND |  |  |  | 08/29/2019 | 08/29/2019 |  |  |  |  | 08/29/2019 | 08/29/2019
|  | SMITHS MEDICAL INC | PARAPAC PLUS P310 | VENTILATOR, TRANSPORT |  | RESPIRATORY | Kelemen | Basement |  | 08/29/2019 |  | 8/29/29 |  |  | NO | YES |  |  |  |  | SMITHS MEDICAL INC 30244769 1601312 |  |  | Active |  | 99:99:99:99:99:99 |  | Life Support | 6M:00-MFG | 08/29/2019 | 08/29/2019 | COOPER UNIVERSITY HOSPITAL |  |  | RESP #7 |  | KATHY LOFLAND |  |  |  | 08/29/2019 | 08/29/2019 |  |  |  |  | 08/29/2019 | 08/29/2019
|  | SMITHS MEDICAL INC | PARAPAC PLUS P310 | VENTILATOR, TRANSPORT |  |  | Pavilion | [7 empty] | NO | YES
|  | IMAGE STREAM MEDICAL | NSTREAM G3 | VIDEO CAPTURE | NH-36187 | COOPER CANCER CENTER-MULTIDISCIPLINARY CLINIC | MD Anderson Cancer Center |  |  | 09/10/2013 |  | 9/10/20 |  |  | NO | YES |  |  |  |  | IMAGE STREAM MEDICAL 10367509 NH-36187 |  |  | Active |  | 00:25:90:C4:EC:F9 |  | Equipment | PAAR:00-PVAR | 11/02/2019 |  | COOPER AMBULATORY OFF-SITES |  |  | Multi Disc - C2049 or C2220 | WOT00000000664705 | ROXANNE BERGER | Alert | Closed | Josh Harris | 03/20/2018 | 04/20/2018 | SFT000158 - OLYMPUS - Devices ? Security Patch for WannaCry Ransomware ? MS17-010 virus | Verified with IT that PC with this unit has in fact received latest security update solving this problem. | EXP0273403 | Labor | 03/26/2018 | 03/26/2018 | Josh Harris
|  | IMAGE STREAM MEDICAL | NSTREAM G3 | VIDEO CAPTURE | NH-36181 | COOPER CANCER CENTER-MULTIDISCIPLINARY CLINIC | MD Anderson Cancer Center |  |  | 09/10/2013 |  | 9/10/20 |  |  | NO | YES |  |  |  |  | IMAGE STREAM MEDICAL 10348790 NH-36181 |  |  | Active |  | 00:25:90:C4:EC:E8 |  | Equipment | PAAR:00-PVAR | 10/31/2019 |  | COOPER AMBULATORY OFF-SITES |  |  | Multi Disc - C2049 or C2220 |  | ROXANNE BERGER
|  | ALCON INC | INFINITI 8065750232 | VIDEOVERLAY | 0901692308X | VOORHEES SURGERY CENTER-OPERATING ROOM | 900 Centennial Blvd | Suite E |  | 08/21/2009 |  |  |  |  | NO | YES |  |  |  |  | ALCON INC 10345467 0901692308X |  |  | Active |  | 99:99:99:99:99:99 |  | Accessory | 6M:00-MFG | 10/30/2019 | 04/01/2020 | COOPER AMBULATORY OFF-SITES |  |  | Pain Rm |  | JENNIFER BOMBARO
|  | BECTON DICKINSON BIOSCIENCES |  | VIEWER, AGGLUTINATION |  | LAB BLOOD BANK | Pavilion | Basement |  | 11/01/1994 |  | 11/1/04 |  |  | NO | YES |  |  |  |  | BECTON DICKINSON BIOSCIENCES 10369078 286075 |  |  | Active |  | 99:99:99:99:99:99 |  | Equipment | 1Y:00-MFG | 01/21/2019 | 01/01/2020 | COOPER UNIVERSITY HOSPITAL |  |  | 1ST blood bank |  | Barbara Bayne
|  | FISHER SCIENTIFIC INTERNATIONAL | E322008 | VIEWER, AGGLUTINATION | 316201609AV | LAB BLOOD BANK | Pavilion | Basement |  | 10/31/2019 |  | 10/31/26 |  |  | NO | YES |  |  |  |  | FISHER SCIENTIFIC INTERNATIONAL 11207512 316201609AV |  |  | Active |  | 99:99:99:99:99:99 |  | Equipment | PAAR:00-PVAR | 10/31/2019 | 10/31/2019 | COOPER UNIVERSITY HOSPITAL |  |  | Performance Verification | WOT00000001314999 | Barbara Bayne | Service Request | Closed | Gene Amodei | 10/31/2019 | 10/31/2019 | new lamp needs to be checked and tagged | inventory UNIT | EXP2364787 | Labor | 10/31/2019 | 10/31/2019 | Gene Amodei
|  | STEREO OPTICAL CORPORATION | OPTEC 5000P | VISION SCREENER |  | BURLINGTON OUTPATIENT PEDIATRICS | 1900 Mount Holly Rd |  |  | 01/31/2008 |  | 1/31/18 |  |  | NO | YES |  |  |  |  | STEREO OPTICAL CORPORATION 10346175 0734700299 |  |  | Active |  | 99:99:99:99:99:99 |  | Equipment | 1Y:00-MFG | 08/07/2019 | 08/01/2020 | COOPER AMBULATORY OFF-SITES |  |  | hearing room |  | CHARMAINE RHETT
|  | PHILIPS MEDICAL SYSTEMS | PHILIPS MEDICAL SYSTEMS SURESIGNS VS2 PLUS | Vital signs monitor | CN42720591 | KELEMEN 8 PCU | Kelemen |  |  | 10/31/2019 |  | 10/31/26 |  |  | NO | YES |  |  |  |  | PHILIPS MEDICAL SYSTEMS 11208409 CN42720591 |  |  | Active |  | 00:09:FB:14:18:83 |  | Alarm | PAAR:00-PVAR | 10/31/2019 | 10/31/2019 | COOPER UNIVERSITY HOSPITAL |  |  |  | WOT00000001581209 | BYRON WELLS | Performance Verification | Closed | Michael Youch | 10/31/2019 | 10/31/2019 | CEID Record Completion for PHILIPS MEDICAL SYSTEMS 11208320 CN42720591 | Inventoried, documented, programmed channel, verified. | EXP1596885 | Labor | 10/31/2019 | 10/31/2019 | Michael Youch
|  | VOLLRATH | CAYENNE 1001 | WARMER |  | VOORHEES ORTHOPEDICS | 901 Centennial Blvd | Building 1 |  | 10/31/2019 |  |  |  |  | NO | YES |  |  |  |  | VOLLRATH 11187548 NOT KNOWN |  |  | Active |  |  |  | Equipment | PAAR:00-PVAR | 10/31/2019 | 10/31/2019 | COOPER AMBULATORY OFF-SITES |  |  | Voor - Ortho | WOT00000002244973 | CAROL STRANTON | Performance Verification | Closed | Stephen Zubrzycki | 10/31/2019 | 10/31/2019 | Performance Verification for NORTH COAST MEDICAL 11187548 NOT KNOWN | Initial Install of Performance Verification. Device is ready for patient use. |  |  | 10/31/2019 | 10/31/2019
|  | 3M HEALTHCARE | RANGER 245 | WARMER, BLOOD/FLUID |  |  | Pavilion | [7 empty] | NO | YES
|  | 3M HEALTHCARE | RANGER 245 | WARMER, BLOOD/FLUID |  | LAB BLOOD BANK | Kelemen |  |  | 09/16/2019 |  | 9/16/24 |  |  | NO | YES |  |  |  |  | AUGUSTINE MEDICAL 11239246 52796 |  |  | Active |  | 99:99:99:99:99:99 |  | High Risk | 6M:00-MFG | 09/16/2019 | 09/16/2019 | COOPER UNIVERSITY HOSPITAL |  |  | OR K7 |  | Barbara Bayne |  |  |  | 09/16/2019 | 09/16/2019 |  |  |  |  | 09/16/2019 | 09/16/2019
|  | 3M HEALTHCARE | RANGER 245 | WARMER, BLOOD/FLUID |  | LAB BLOOD BANK | Pavilion |  |  | 11/08/2019 |  | 11/8/24 |  |  | NO | YES |  |  |  |  | 3M HEALTHCARE 11239195 72755 |  |  | Active |  | 99:99:99:99:99:99 |  | High Risk | 6M:00-MFG | 11/08/2019 | 11/08/2019 | COOPER UNIVERSITY HOSPITAL |  |  | SD OR | WOT00000000642788 | Barbara Bayne | Performance Verification | Closed | Salvatore Bombara | 11/08/2019 | 11/08/2019 | Performance Verification for 3M HEALTHCARE 11239195 72755 | Initial Install of Performance Verification. Device is ready for patient use. MFg Acceptable Range +/-1 deg c Operating temp= 41 deg c Display temp = 41 deg c Measured temp = 40.2 deg c ALarm Temp = 43 deg c Pass =x Fail = |  |  | 11/08/2019 | 11/08/2019
|  | 3M HEALTHCARE | RANGER 245 | WARMER, BLOOD/FLUID |  | LAB BLOOD BANK | Pavilion |  |  | 11/08/2019 |  | 11/8/24 |  |  | NO | YES |  |  |  |  | 3M HEALTHCARE 11239194 72750 |  |  | Active |  | 99:99:99:99:99:99 |  | High Risk | 6M:00-MFG | 11/08/2019 | 11/08/2019 | COOPER UNIVERSITY HOSPITAL |  |  | SD OR | WOT00000000642722 | Barbara Bayne | Performance Verification | Closed | Salvatore Bombara | 11/08/2019 | 11/08/2019 | Performance Verification for 3M HEALTHCARE 11239194 72750 | Initial Install of Performance Verification. Device is ready for patient use. |  |  | 11/08/2019 | 11/08/2019
|  | 3M HEALTHCARE | RANGER 245 | WARMER, BLOOD/FLUID |  | LAB BLOOD BANK | Pavilion |  |  | 11/08/2019 |  | 11/8/24 |  |  | NO | YES |  |  |  |  | 3M HEALTHCARE 11239193 72757 |  |  | Active |  | 99:99:99:99:99:99 |  | High Risk | 6M:00-MFG | 11/08/2019 | 11/08/2019 | COOPER UNIVERSITY HOSPITAL |  |  | SD OR | WOT00000000642707 | Barbara Bayne | Performance Verification | Closed | Salvatore Bombara | 11/08/2019 | 11/08/2019 | Performance Verification for 3M HEALTHCARE 11239193 72757 | Initial Install of Performance Verification. Device is ready for patient use. |  |  | 11/08/2019 | 11/08/2019
|  | 3M HEALTHCARE | RANGER 245 | WARMER, BLOOD/FLUID |  | LAB BLOOD BANK | Pavilion |  |  | 11/08/2019 |  | 11/8/24 |  |  | NO | YES |  |  |  |  | 3M HEALTHCARE 11239192 72749 |  |  | Active |  | 99:99:99:99:99:99 |  | High Risk | 6M:00-MFG | 11/08/2019 | 11/08/2019 | COOPER UNIVERSITY HOSPITAL |  |  | SD OR | WOT00000000642691 | Barbara Bayne | Performance Verification | Closed | Salvatore Bombara | 11/08/2019 | 11/08/2019 | Performance Verification for 3M HEALTHCARE 11239192 72749 | Initial Install of Performance Verification. Device is ready for patient use. MFg Acceptable Range +/-1 deg c Operating temp= 41 deg c Display temp = 41 deg c Measured temp = 40.2 ALarm Temp = 43 deg c Pass =x Fail = |  |  | 11/08/2019 | 11/08/2019
|  | 3M HEALTHCARE | RANGER 245 | WARMER, BLOOD/FLUID |  | LAB BLOOD BANK | Pavilion |  |  | 11/08/2019 |  | 11/8/24 |  |  | NO | YES |  |  |  |  | 3M HEALTHCARE 11239191 72754 |  |  | Active |  | 99:99:99:99:99:99 |  | High Risk | 6M:00-MFG | 11/08/2019 | 11/08/2019 | COOPER UNIVERSITY HOSPITAL |  |  | SD OR | WOT00000000642676 | Barbara Bayne | Performance Verification | Closed | Salvatore Bombara | 11/08/2019 | 11/08/2019 | Performance Verification for 3M HEALTHCARE 11239191 73754 | Initial Install of Performance Verification. Device is ready for patient use. |  |  | 11/08/2019 | 11/08/2019
|  | 3M HEALTHCARE | RANGER 245 | WARMER, BLOOD/FLUID |  | LAB BLOOD BANK | Pavilion |  |  | 11/08/2019 |  | 11/8/24 |  |  | NO | YES |  |  |  |  | 3M HEALTHCARE 11239190 72752 |  |  | Active |  | 99:99:99:99:99:99 |  | High Risk | 6M:00-MFG | 11/08/2019 | 11/08/2019 | COOPER UNIVERSITY HOSPITAL |  |  | SD OR | WOT00000000642304 | Barbara Bayne | Performance Verification | Closed | Salvatore Bombara | 11/08/2019 | 11/08/2019 | Performance Verification for 3M HEALTHCARE 11239190 72752 | Initial Install of Performance Verification. Device is ready for patient use. |  |  | 11/08/2019 | 11/08/2019
|  | 3M HEALTHCARE | RANGER 245 | WARMER, BLOOD/FLUID |  | LAB BLOOD BANK | Kelemen |  |  | 11/08/2019 |  | 11/8/24 |  |  | NO | YES |  |  |  |  | 3M HEALTHCARE 11239189 72753 |  |  | Active |  | 99:99:99:99:99:99 |  | High Risk | 6M:00-MFG | 11/08/2019 | 11/08/2019 | COOPER UNIVERSITY HOSPITAL |  |  | ICU | WOT00000000639744 | Barbara Bayne | Performance Verification | Closed | Salvatore Bombara | 11/08/2019 | 11/08/2019 | Performance Verification for 3M HEALTHCARE 11239189 72753 | Initial Install of Performance Verification. Device is ready for patient use. MFg Acceptable Range +/-1 deg c Operating temp= 41 deg c Display temp = 41 deg c Measured temp = 40.5 deg c ALarm Temp = 43 deg c Pass = x Fail = |  |  | 11/08/2019 | 11/08/2019
|  | 3M HEALTHCARE | RANGER 245 | WARMER, BLOOD/FLUID |  | LAB BLOOD BANK | Pavilion |  |  | 11/14/2019 |  | 11/14/24 |  |  | NO | YES |  |  |  |  | 3M HEALTHCARE 11207730 84965 |  |  | Active |  |  |  | High Risk | 6M:00-MFG | 11/14/2019 | 11/14/2019 | COOPER UNIVERSITY HOSPITAL |  |  |  | WOT00000004317237 | Barbara Bayne | Performance Verification | Completed | Gene Amodei | 11/14/2019 | 11/14/2019 | Performance Verification for 3M HEALTHCARE 11207730 84965 | Initial Install of Performance Verification. Device is ready for patient use. |  |  | 11/14/2019 | 11/14/2019
|  | 3M HEALTHCARE | RANGER 245 | WARMER, BLOOD/FLUID |  | LAB BLOOD BANK | Pavilion |  |  | 09/16/2019 |  | 9/16/24 |  |  | NO | YES |  |  |  |  | AUGUSTINE MEDICAL 11207674 40467 |  |  | Active |  | 99:99:99:99:99:99 |  | High Risk | 6M:00-MFG | 09/16/2019 | 09/16/2019 | COOPER UNIVERSITY HOSPITAL |  |  | OR K2 |  | Barbara Bayne |  |  |  | 09/16/2019 | 09/16/2019 |  |  |  |  | 09/16/2019 | 09/16/2019
|  | 3M HEALTHCARE | RANGER 245 | WARMER, BLOOD/FLUID |  | ANESTHESIOLOGY | Kelemen |  |  | 11/08/2019 |  | 11/8/24 |  |  | NO | YES |  |  |  |  | 3M HEALTHCARE 11207596 76004 |  |  | Active |  |  |  | High Risk | 6M:00-MFG | 11/08/2019 | 11/08/2019 | COOPER UNIVERSITY HOSPITAL |  |  | ANESTHES | WOT00000002013394 | GIACINTA ROUPAS | Performance Verification | Closed | Gene Amodei | 11/08/2019 | 11/08/2019 | Performance Verification for 3M HEALTHCARE 11207596 76004 | Initial Install of Performance Verification. Device is ready for patient use. |  |  | 11/08/2019 | 11/08/2019
|  | 3M HEALTHCARE | RANGER 245 | WARMER, BLOOD/FLUID |  | ANESTHESIOLOGY | Pavilion |  |  | 11/08/2019 |  | 11/8/24 |  |  | NO | YES |  |  |  |  | 3M HEALTHCARE 11207558 75686 |  |  | Active |  | 99:99:99:99:99:99 |  | High Risk | 6M:00-MFG | 11/08/2019 | 11/08/2019 | COOPER UNIVERSITY HOSPITAL |  |  | Performance Verification | WOT00000001672426 | GIACINTA ROUPAS | Performance Verification | Closed | Gene Amodei | 11/08/2019 | 11/08/2019 | CEID Record Completion for 3M HEALTHCARE 11207558 75686 | vpo temp displayed 41 deg c Temp read 40.4 deg c Alarm temp 43 deg cesi | EXP2326308 | Labor | 11/08/2019 | 11/08/2019 | Gene Amodei
|  | 3M HEALTHCARE | RANGER 245 | WARMER, BLOOD/FLUID |  | COOPER CANCER CENTER | MD Anderson Cancer Center |  |  | 08/29/2019 |  | 8/29/24 |  |  | NO | YES |  |  |  |  | 3M HEALTHCARE 11135801 80864 |  |  | Active |  |  |  | High Risk | 1Y:00-MFG | 08/29/2019 | 08/29/2019 | COOPER AMBULATORY OFF-SITES |  |  | MD ANDERSON | WOT00000003521661 | COLLEEN TEGELER | Performance Verification | Closed | Josh Harris | 08/29/2019 | 08/29/2019 | Performance Verification for 3M HEALTHCARE 11135801 80864 | Initial Install of Performance Verification. Device is ready for patient use. |  |  | 08/29/2019 | 08/29/2019
|  | 3M HEALTHCARE | RANGER 245 | WARMER, BLOOD/FLUID |  |  | Kelemen | [7 empty] | NO | YES
|  | 3M HEALTHCARE | RANGER 245 | WARMER, BLOOD/FLUID |  | LAB BLOOD BANK | Kelemen |  |  | 10/20/2016 |  | 10/20/21 |  |  | NO | YES |  |  |  |  | ARIZANT HEALTHCARE INC. 10649875 51515 |  |  | Active |  | 99:99:99:99:99:99 |  | High Risk | 6M:00-MFG | 09/16/2019 | 03/01/2020 | COOPER UNIVERSITY HOSPITAL |  |  | PAVILION OPERATING ROOM |  | Barbara Bayne
|  | 3M HEALTHCARE | RANGER 245 | WARMER, BLOOD/FLUID |  | LAB BLOOD BANK | Kelemen |  |  | 10/20/2016 |  | 10/20/21 |  |  | NO | YES |  |  |  |  | ARIZANT HEALTHCARE INC. 10649874 15363 |  |  | Active |  | 99:99:99:99:99:99 |  | High Risk | 6M:00-MFG | 09/16/2019 | 03/01/2020 | COOPER UNIVERSITY HOSPITAL |  |  | P4 |  | Barbara Bayne
|  | 3M HEALTHCARE | RANGER 245 | WARMER, BLOOD/FLUID |  | ANESTHESIOLOGY | Kelemen |  |  | 09/12/2016 |  | 9/12/21 |  |  | NO | YES |  |  |  |  | 3M HEALTHCARE 10505444 64999 |  |  | Active |  |  |  | High Risk | 6M:00-MFG | 10/25/2019 | 04/01/2020 | COOPER UNIVERSITY HOSPITAL |  |  | KELEMEN OPERATING RM |  | GIACINTA ROUPAS
|  | 3M HEALTHCARE | RANGER 245 | WARMER, BLOOD/FLUID |  | ANESTHESIOLOGY | Pavilion |  |  | 09/12/2016 |  | 9/12/21 |  |  | NO | YES |  |  |  |  | 3M HEALTHCARE 10505442 65022 |  |  | Active |  | 99:99:99:99:99:99 |  | High Risk | 6M:00-MFG | 09/12/2019 | 03/01/2020 | COOPER UNIVERSITY HOSPITAL |  |  | KELEMEN OPERATING RM |  | GIACINTA ROUPAS
|  | 3M HEALTHCARE | RANGER 245 | WARMER, BLOOD/FLUID |  | ANESTHESIOLOGY | Pavilion |  |  | 09/12/2016 |  | 9/12/21 |  |  | NO | YES |  |  |  |  | 3M HEALTHCARE 10505441 65000 |  |  | Active |  | 99:99:99:99:99:99 |  | High Risk | 6M:00-MFG | 09/16/2019 | 03/01/2020 | COOPER UNIVERSITY HOSPITAL |  |  | KELEMEN OPERATING RM |  | GIACINTA ROUPAS
|  | 3M HEALTHCARE | RANGER 245 | WARMER, BLOOD/FLUID |  | ANESTHESIOLOGY | Pavilion |  |  | 09/12/2016 |  | 9/12/21 |  |  | NO | YES |  |  |  |  | 3M HEALTHCARE 10505440 65019 |  |  | Active |  | 99:99:99:99:99:99 |  | High Risk | 6M:00-MFG | 10/20/2019 | 03/01/2020 | COOPER UNIVERSITY HOSPITAL |  |  | Cath Lab 2 |  | GIACINTA ROUPAS
|  | 3M HEALTHCARE | RANGER 245 | WARMER, BLOOD/FLUID |  | INTENSIVE CARE NURSERY | Dorrance |  |  | 07/27/2016 |  | 7/27/21 |  |  | NO | YES |  |  |  |  | 3M HEALTHCARE 10505358 64961 |  |  | Active |  | 99:99:99:99:99:99 |  | High Risk | 6M:00-MFG | 09/30/2019 | 03/01/2020 | COOPER UNIVERSITY HOSPITAL |  |  | D5 |  | JOANNE FOX
|  | 3M HEALTHCARE | RANGER 245 | WARMER, BLOOD/FLUID |  | LAB BLOOD BANK | Kelemen |  |  | 07/25/2016 |  | 7/25/21 |  |  | NO | YES |  |  |  |  | 3M HEALTHCARE 10505346 19077 |  |  | Active |  | 99:99:99:99:99:99 |  | High Risk | 6M:00-MFG | 09/16/2019 | 03/01/2020 | COOPER UNIVERSITY HOSPITAL |  |  | PAVILION OR |  | Barbara Bayne
|  | 3M HEALTHCARE | RANGER 245 | WARMER, BLOOD/FLUID |  |  | Kelemen | [7 empty] | NO | YES
|  | 3M HEALTHCARE | RANGER 245 | WARMER, BLOOD/FLUID |  | LAB BLOOD BANK | Pavilion |  |  | 01/01/1900 |  |  |  |  | NO | YES |  |  |  |  | 3M HEALTHCARE 10368088 21543 |  |  | Active |  | 99:99:99:99:99:99 |  | High Risk | 6M:00-MFG | 11/08/2019 | 03/01/2020 | COOPER UNIVERSITY HOSPITAL |  |  | TICU-EQUIP STORAGE |  | Barbara Bayne
|  | 3M HEALTHCARE | RANGER 245 | WARMER, BLOOD/FLUID |  |  | Kelemen | [7 empty] | NO | YES
|  | 3M HEALTHCARE | RANGER 245 | WARMER, BLOOD/FLUID |  | LAB BLOOD BANK | Pavilion |  |  | 11/19/2013 |  | 11/19/18 |  |  | NO | YES |  |  |  |  | ARIZANT HEALTHCARE INC. 10367658 52806 |  |  | Active |  | 99:99:99:99:99:99 |  | High Risk | 6M:00-MFG | 09/16/2019 | 03/01/2020 | COOPER UNIVERSITY HOSPITAL |  |  | K3 |  | Barbara Bayne
|  | 3M HEALTHCARE | RANGER 245 | WARMER, BLOOD/FLUID |  | LAB BLOOD BANK | Pavilion |  |  | 01/01/1900 |  |  |  |  | NO | YES |  |  |  |  | ARIZANT HEALTHCARE INC. 10367561 50621 |  |  | Disposition |  | 99:99:99:99:99:99 |  | High Risk | 6M:00-MFG | 03/01/2019 | 03/01/2020 | COOPER UNIVERSITY HOSPITAL |  |  | PAVILION OR 3 |  | Barbara Bayne
|  | 3M HEALTHCARE | RANGER 245 | WARMER, BLOOD/FLUID |  | LAB BLOOD BANK | Dorrance |  |  | 04/03/2014 |  | 4/3/19 |  |  | NO | YES |  |  |  |  | AUGUSTINE MEDICAL 10367382 51566 |  |  | Active |  | 99:99:99:99:99:99 |  | High Risk | 6M:00-MFG | 09/16/2019 | 03/01/2020 | COOPER UNIVERSITY HOSPITAL |  |  | L&D or |  | Barbara Bayne
|  | 3M HEALTHCARE | RANGER 245 | WARMER, BLOOD/FLUID |  | LAB BLOOD BANK | Kelemen |  |  | 04/11/2012 |  | 4/11/17 |  |  | NO | YES |  |  |  |  | AUGUSTINE MEDICAL 10355497 47947 |  |  | Active |  | 99:99:99:99:99:99 |  | High Risk | 6M:00-MFG | 09/16/2019 | 03/01/2020 | COOPER UNIVERSITY HOSPITAL |  |  | TRAUMA ADMIT |  | Barbara Bayne
|  | 3M HEALTHCARE | RANGER 245 | WARMER, BLOOD/FLUID |  | LAB BLOOD BANK | Kelemen |  |  | 04/03/2014 |  | 4/3/19 |  |  | NO | YES |  |  |  |  | AUGUSTINE MEDICAL 10355433 43780 |  |  | Active |  | 99:99:99:99:99:99 |  | High Risk | 6M:00-MFG | 09/16/2019 | 03/01/2020 | COOPER UNIVERSITY HOSPITAL |  |  | p11 |  | Barbara Bayne
|  | 3M HEALTHCARE | RANGER 245 | WARMER, BLOOD/FLUID |  | LAB BLOOD BANK | Dorrance |  |  | 06/29/2009 |  | 6/29/14 |  |  | NO | YES |  |  |  |  | AUGUSTINE MEDICAL 10354907 34451 |  |  | Active |  | 99:99:99:99:99:99 |  | High Risk | 6M:00-MFG | 09/16/2019 | 03/01/2020 | COOPER UNIVERSITY HOSPITAL |  |  | L&D OR |  | Barbara Bayne
|  | 3M HEALTHCARE | RANGER 245 | WARMER, BLOOD/FLUID |  | LAB BLOOD BANK | Kelemen |  |  | 10/06/2015 |  | 10/6/20 |  |  | NO | YES |  |  |  |  | ARIZANT HEALTHCARE INC. 10349458 60599 |  |  | Active |  | 99:99:99:99:99:99 |  | High Risk | 6M:00-MFG | 09/16/2019 | 03/01/2020 | COOPER UNIVERSITY HOSPITAL |  |  | K11 |  | Barbara Bayne
|  | 3M HEALTHCARE | RANGER 245 | WARMER, BLOOD/FLUID |  | LAB BLOOD BANK | Pavilion |  |  | 10/06/2015 |  | 10/6/20 |  |  | NO | YES |  |  |  |  | ARIZANT HEALTHCARE INC. 10349457 60603 |  |  | Active |  | 99:99:99:99:99:99 |  | High Risk | 6M:00-MFG | 09/16/2019 | 03/01/2020 | COOPER UNIVERSITY HOSPITAL |  |  | K7 |  | Barbara Bayne
|  | 3M HEALTHCARE | RANGER 245 | WARMER, BLOOD/FLUID |  | LAB BLOOD BANK | Pavilion |  |  | 09/16/2019 |  | 9/16/24 |  |  | NO | YES |  |  |  |  | AUGUSTINE MEDICAL 30143197 60269 |  |  | Active |  | 99:99:99:99:99:99 |  | High Risk | 6M:00-MFG | 09/16/2019 | 09/16/2019 | COOPER UNIVERSITY HOSPITAL |  |  | Kel OR |  | Barbara Bayne |  |  |  | 09/16/2019 | 09/16/2019 |  |  |  |  | 09/16/2019 | 09/16/2019
|  | 3M HEALTHCARE | RANGER 245 | WARMER, BLOOD/FLUID |  | LAB BLOOD BANK | Pavilion |  |  | 06/29/2009 |  | 6/29/14 |  |  | NO | YES |  |  |  |  | ARIZANT HEALTHCARE INC. 10346524 35417 |  |  | Disposition |  |  |  | High Risk | 6M:00-MFG | 09/29/2017 | 03/01/2020 | COOPER UNIVERSITY HOSPITAL |  |  | EQUIPMENT STORAGE P316 |  | Barbara Bayne
|  | OR SOLUTIONS, INC. | ORS-1075HS | WARMER, BLOOD/FLUID |  |  | Pavilion | [7 empty] | NO | YES
|  | OR SOLUTIONS, INC. | ORS-1075HS | WARMER, BLOOD/FLUID |  | OR - KELEMEN 3 | Pavilion |  |  | 02/17/2015 |  | 2/17/20 |  |  | NO | YES |  |  |  |  | OR SOLUTIONS, INC. 10355431 8187 |  |  | Active |  | 99:99:99:99:99:99 |  | Alarm | PAAR:00-PVAR | 11/02/2019 |  | COOPER UNIVERSITY HOSPITAL |  |  | OR 6 | WOT00000000552809 | DOMINIC VENDETTA | Repair | Closed | Salvatore Bombara | 02/19/2018 | 05/25/2018 | power cord is fraying | repaired damaged power cord | EXP0146216 | Labor | 02/20/2018 | 02/20/2018 | Salvatore Bombara
|  | OR SOLUTIONS, INC. | ORS-2038D | WARMER, BLOOD/FLUID |  | OPERATING ROOM - PAVILION | Pavilion |  |  | 10/31/2019 |  | 10/31/24 |  |  | NO | YES |  |  |  |  | ECOLAB 11239410 59472 |  |  | Active |  | 99:99:99:99:99:99 |  | Equipment | PAAR:00-PVAR | 10/31/2019 | 10/31/2019 | COOPER UNIVERSITY HOSPITAL |  |  |  | WOT00000001737845 | DOMINIC VENDETTA | Performance Verification | Closed | Salvatore Bombara | 10/31/2019 | 10/31/2019 | Performance Verification for ECOLAB 11239410 59472 | Initial Install of Performance Verification. Device is ready for patient use. |  |  | 10/31/2019 | 10/31/2019
|  | OR SOLUTIONS, INC. | ORS-2038D | WARMER, BLOOD/FLUID |  | OPERATING ROOM - PAVILION | Pavilion |  |  | 02/17/2015 |  | 2/17/20 |  |  | NO | YES |  |  |  |  | OR SOLUTIONS, INC. 10355430 56183 |  |  | Active |  | 99:99:99:99:99:99 |  | Alarm | PAAR:00-PVAR | 11/02/2019 |  | COOPER UNIVERSITY HOSPITAL |  |  | OR 6 | WOT00000002201989 | DOMINIC VENDETTA | Disposition | Closed | Salvatore Bombara | 02/14/2019 | 05/17/2019 | Bulk Disposition CNL
|  | OR SOLUTIONS, INC. | ORS-2066D | WARMER, BLOOD/FLUID |  | OPERATING ROOM - PAVILION | Pavilion |  |  | 10/13/2017 |  | 10/13/22 |  |  | NO | YES |  |  |  |  | OR SOLUTIONS, INC. 10725652 60415 |  |  | Active |  | 99:99:99:99:99:99 |  | Alarm | PAAR:00-PVAR | 10/31/2019 |  | COOPER UNIVERSITY HOSPITAL |  |  |  | 0012497223 | DOMINIC VENDETTA | Preventative Maintenance | Closed | Josh Harris | 12/11/2017 | 12/11/2017 | PERFORMANCE ASSURANCE AT INVENTORY | INVENTORIED DEVICE AND ENSURED DEVICE WAS FUNCTIONING PROPERLY. | A3BF8E5D-71AB-49C6-80F5-31AFB54238D1 | Labor | 10/13/2017 | 10/13/2017 | Michael Youch
|  | OR SOLUTIONS, INC. | ORS-2066R | WARMER, BLOOD/FLUID |  | OR - KELEMEN 3 | Kelemen |  |  | 10/16/2019 |  | 10/16/24 |  |  | NO | YES |  |  |  |  | OR SOLUTIONS, INC. 17980 49792 |  |  | Disposition |  |  |  | Alarm | PAAR:00-PVAR | 10/16/2019 | 10/16/2019 | COOPER UNIVERSITY HOSPITAL |  |  | OPERATING ROOM |  | DOMINIC VENDETTA |  |  |  | 10/16/2019 | 10/16/2019 |  |  |  |  | 10/16/2019 | 10/16/2019
|  | OR SOLUTIONS, INC. | ORS-2066R | WARMER, BLOOD/FLUID |  | OPERATING ROOM - PAVILION | Pavilion |  |  | 10/31/2019 |  | 10/31/24 |  |  | NO | YES |  |  |  |  | OR SOLUTIONS, INC. 11239418 61955 |  |  | Active |  |  |  | Alarm | PAAR:00-PVAR | 10/31/2019 | 10/31/2019 | COOPER UNIVERSITY HOSPITAL |  |  | Performance Verification | WOT00000001990871 | DOMINIC VENDETTA | Performance Verification | Closed | Salvatore Bombara | 10/31/2019 | 10/31/2019 | Performance Verification for OR SOLUTIONS, INC. 11239418 61955 | Initial Install of Performance Verification. Device is ready for patient use. |  |  | 10/31/2019 | 10/31/2019
|  | OR SOLUTIONS, INC. | ORS-2066R | WARMER, BLOOD/FLUID |  | LABOR & DELIVERY | Dorrance |  |  | 10/31/2019 |  | 10/31/24 |  |  | NO | YES |  |  |  |  | OR SOLUTIONS, INC. 11207506 62462 |  |  | Active |  | 99:99:99:99:99:99 |  | Alarm | PAAR:00-PVAR | 10/31/2019 | 10/31/2019 | COOPER UNIVERSITY HOSPITAL |  |  | L&DOR | WOT00000001261152 | JOANNA HORST | Performance Verification | Closed | Gene Amodei | 10/31/2019 | 10/31/2019 | Performance Verification for OR SOLUTIONS, INC. 11207506 62462 | Initial Install of Performance Verification. Device is ready for patient use. |  |  | 10/31/2019 | 10/31/2019
|  | OR SOLUTIONS, INC. | ORS-2066R | WARMER, BLOOD/FLUID |  | OPERATING ROOM - PAVILION | Kelemen |  |  | 11/02/2017 |  | 11/2/22 |  |  | NO | YES |  |  |  |  | OR SOLUTIONS, INC. 10732460 60601 |  |  | Active |  | 99:99:99:99:99:99 |  | Alarm | PAAR:00-PVAR | 10/31/2019 |  | COOPER UNIVERSITY HOSPITAL |  |  |  | 0012379636 | DOMINIC VENDETTA | Preventative Maintenance | Closed | Salvatore Bombara | 11/02/2017 | 11/02/2017 | PERFORMANCE ASSURANCE AT INVENTORY | INVENTORIED DEVICE AND ENSURED DEVICE WAS FUNCTIONING PROPERLY. | 30135900-B8AE-4F81-AF81-395723F6E850 | Labor | 11/02/2017 | 11/02/2017 | Salvatore Bombara
|  | OR SOLUTIONS, INC. | ORS-2066R | WARMER, BLOOD/FLUID |  | OPERATING ROOM - PAVILION | Pavilion |  |  | 06/01/2017 |  | 6/1/22 |  |  | NO | YES |  |  |  |  | OR SOLUTIONS, INC. 10725565 59955 |  |  | Active |  | 99:99:99:99:99:99 |  | Alarm | PAAR:00-PVAR | 10/31/2019 |  | COOPER UNIVERSITY HOSPITAL |  |  |  | 0011728783 | DOMINIC VENDETTA | Performance Verification | Closed | Salvatore Bombara | 06/01/2017 | 06/01/2017 | INCOMING INVENTORY | DEVICE INVENTORIED | 89A0E08A-08CE-4944-A6C9-DBDB067D5875 | Labor | 06/01/2017 | 06/01/2017 | Salvatore Bombara
|  | OR SOLUTIONS, INC. | ORS-2066R | WARMER, BLOOD/FLUID |  | OPERATING ROOM - PAVILION | Pavilion |  |  | 02/09/2011 |  | 2/9/16 |  |  | NO | YES |  |  |  |  | OR SOLUTIONS, INC. 10369514 48899 |  |  | Active |  | 99:99:99:99:99:99 |  | Alarm | PAAR:00-PVAR | 11/02/2019 |  | COOPER UNIVERSITY HOSPITAL |  |  | OPERATING ROOM - P011 | WOT00000000516367 | DOMINIC VENDETTA | Disposition | Closed | Salvatore Bombara | 02/08/2018 | 05/15/2019 | Bulk Disposition CNL
|  | OR SOLUTIONS, INC. | ORS-2066R | WARMER, BLOOD/FLUID |  | OR - KELEMEN 3 | Kelemen |  |  | 01/01/1900 |  |  |  |  | NO | YES |  |  |  |  | OR SOLUTIONS, INC. 10369282 45092 |  |  | Active |  | 99:99:99:99:99:99 |  | Alarm | PAAR:00-PVAR | 11/02/2019 |  | COOPER UNIVERSITY HOSPITAL |  |  | KELEMEN OR | WOT00000000516082 | DOMINIC VENDETTA | Disposition | Closed | Salvatore Bombara | 02/08/2018 | 05/21/2019 | Bulk Disposition CNL
|  | OR SOLUTIONS, INC. | ORS-2066R | WARMER, BLOOD/FLUID |  | OPERATING ROOM - PAVILION | Pavilion |  |  | 06/09/2011 |  | 6/9/16 |  |  | NO | YES |  |  |  |  | OR SOLUTIONS, INC. 10367366 52544 |  |  | Active |  | 99:99:99:99:99:99 |  | Alarm | PAAR:00-PVAR | 11/02/2019 |  | COOPER UNIVERSITY HOSPITAL |  |  | P 08 | WOT00000002200024 | DOMINIC VENDETTA | Disposition | Closed | Salvatore Bombara | 02/14/2019 | 05/15/2019 | Bulk Disposition CNL
|  | OR SOLUTIONS, INC. | ORS-2066R | WARMER, BLOOD/FLUID |  | LABOR & DELIVERY | Dorrance |  |  | 04/20/2011 |  | 4/20/16 |  |  | NO | YES |  |  |  |  | OR SOLUTIONS, INC. 10355101 50153 |  |  | Active |  | 99:99:99:99:99:99 |  | Alarm | PAAR:00-PVAR | 11/02/2019 |  | COOPER UNIVERSITY HOSPITAL |  |  | OR 1 L&D | WOT00000000516569 | JOANNA HORST | Disposition | Closed | Gene Amodei | 02/08/2018 | 05/14/2019 | Bulk Disposition CNL
|  | OR SOLUTIONS, INC. | ORS-2066R | WARMER, BLOOD/FLUID |  | OPERATING ROOM - PAVILION | Pavilion |  |  | 06/09/2011 |  | 6/9/16 |  |  | NO | YES |  |  |  |  | OR SOLUTIONS, INC. 10346687 52186 |  |  | Active |  | 99:99:99:99:99:99 |  | Alarm | PAAR:00-PVAR | 11/02/2019 |  | COOPER UNIVERSITY HOSPITAL |  |  | OR STORAGE AREA | WOT00000002200303 | DOMINIC VENDETTA | Disposition | Closed | Salvatore Bombara | 02/14/2019 | 05/17/2019 | Bulk Disposition CNL
|  | OR SOLUTIONS, INC. | ORS-2066R | WARMER, BLOOD/FLUID |  | OPERATING ROOM - PAVILION | Kelemen |  |  | 06/09/2011 |  | 6/9/16 |  |  | NO | YES |  |  |  |  | OR SOLUTIONS, INC. 10346562 50080 |  |  | Disposition |  | 99:99:99:99:99:99 |  | Alarm | PAAR:00-PVAR | 11/02/2019 |  | COOPER UNIVERSITY HOSPITAL |  |  | OR P08 | WOT00000002200201 | DOMINIC VENDETTA | Disposition | Closed | Salvatore Bombara | 02/14/2019 | 05/17/2019 | Bulk Disposition CNL
|  | OR SOLUTIONS, INC. | ORS-2094D | WARMER, BLOOD/FLUID |  | OPERATING ROOM - PAVILION | Pavilion |  |  | 10/23/2017 |  | 10/23/22 |  |  | NO | YES |  |  |  |  | OR SOLUTIONS, INC. 10732418 60283 |  |  | Active |  | 99:99:99:99:99:99 |  | Equipment | PAAR:00-PVAR | 10/31/2019 |  | COOPER UNIVERSITY HOSPITAL |  |  |  | 0012314795 | DOMINIC VENDETTA | Preventative Maintenance | Closed | Salvatore Bombara | 10/23/2017 | 10/23/2017 | PERFORMANCE ASSURANCE AT INVENTORY | INVENTORIED DEVICE AND ENSURED DEVICE WAS FUNCTIONING PROPERLY. | 92FBCD59-F246-4E84-85EA-F0B6C1932C8A | Labor | 10/23/2017 | 10/23/2017 | Salvatore Bombara
|  | SMITHS MEDICAL INC | LEVEL 1 H-1200 | WARMER, BLOOD/FLUID | S103B00371 | TRAUMA ADMIT | Kelemen |  |  | 09/30/2019 |  | 9/30/24 |  |  | NO | YES |  |  |  |  | LEVEL 1 11207528 S103B00371 |  |  | Active |  | 99:99:99:99:99:99 |  | High Risk | 6M:00-MFG | 09/30/2019 | 09/30/2019 | COOPER UNIVERSITY HOSPITAL |  |  | TRAUMA ADMIT |  | Diane Floyd |  |  |  | 09/30/2019 | 09/30/2019 |  |  |  |  | 09/30/2019 | 09/30/2019
|  | SMITHS MEDICAL INC | LEVEL 1 H-1200 | WARMER, BLOOD/FLUID | S103B00385 | TRAUMA ADMIT | Kelemen |  |  | 08/30/2012 |  | 8/30/17 |  |  | NO | YES |  |  |  |  | LEVEL 1 10368866 S103B00385 |  |  | Active |  | 99:99:99:99:99:99 |  | High Risk | 6M:00-MFG | 09/20/2019 | 03/01/2020 | COOPER UNIVERSITY HOSPITAL |  |  | TRAUMA ADMIT |  | Diane Floyd
|  | SMITHS MEDICAL INC | LEVEL 1 H-1200 | WARMER, BLOOD/FLUID | S10001568 | TRAUMA ADMIT | Kelemen |  |  | 06/12/2009 |  | 6/12/14 |  |  | NO | YES |  |  |  |  | LEVEL 1 10365435 S10001568 |  |  | Active |  | 99:99:99:99:99:99 |  | High Risk | 6M:00-MFG | 09/13/2019 | 03/01/2020 | COOPER UNIVERSITY HOSPITAL |  |  | ED TRUMA ROOMS |  | Diane Floyd
|  | SMITHS MEDICAL INC | H-1129 NORMOFLO | WARMER, FLUID | S106A00032 | OPERATING ROOM - PAVILION | Pavilion |  |  | 01/01/1900 |  |  |  |  | NO | YES |  |  |  |  | SMITHS MEDICAL INC 10346673 S106A00032 |  |  | Active |  | 99:99:99:99:99:99 |  | Equipment | 1Y:00-MFG | 02/23/2019 | 02/01/2020 | COOPER UNIVERSITY HOSPITAL |  |  | Pav OR STORAGE AREA LEVEL 1 |  | DOMINIC VENDETTA
|  | NOVA ANALYTICS CORP | KOALA M530P | WARMER, INFANT |  | INTENSIVE CARE NURSERY | Dorrance |  |  | 06/30/2010 |  | 6/30/20 |  |  | NO | YES |  |  |  |  | NOVA ANALYTICS CORP 10365017 083861 |  |  | Disposition |  | 99:99:99:99:99:99 |  | Equipment | 1Y:00-MFG | 08/31/2018 | 08/01/2020 | COOPER UNIVERSITY HOSPITAL |  |  | ICN |  | JOANNE FOX
|  | GE HEALTHCARE | PANDA IRES | WARMER, INFANT, RADIANT |  |  | Dorrance | [7 empty] | NO | YES
|  | HILL-ROM AIR SHIELDS | WBR82-1 | WARMER, INFANT, RADIANT | SZ01801 | MATERNAL FETAL CARE UNIT | Dorrance |  |  | 01/01/1900 |  |  |  |  | NO | YES |  |  |  |  | HILL-ROM AIR SHIELDS 10367410 SZ01801 |  |  | Active |  | 99:99:99:99:99:99 |  | High Risk | 6M:00-MFG | 08/27/2019 | 02/01/2020 | COOPER UNIVERSITY HOSPITAL |  |  | dor rm 604 |  | JOANNA HORST
|  | 3M HEALTHCARE | BAIR HUGGER 675 | WARMER, PATIENT |  | ANESTHESIOLOGY | Pavilion |  |  | 10/31/2019 |  | 10/31/24 |  |  | NO | YES |  |  |  |  | 3M HEALTHCARE 11239470 07577 |  |  | Active |  |  |  | Alarm | PAAR:00-PVAR | 10/31/2019 | 10/31/2019 | COOPER UNIVERSITY HOSPITAL |  |  | P2 Same day OR | WOT00000002923936 | GIACINTA ROUPAS | Performance Verification | Closed | Salvatore Bombara | 10/31/2019 | 10/31/2019 | Performance Verification for 3M HEALTHCARE 11239470 07577 | Initial Install of Performance Verification. Device is ready for patient use. |  |  | 10/31/2019 | 10/31/2019
|  | 3M HEALTHCARE | BAIR HUGGER 675 | WARMER, PATIENT |  | VOORHEES SURGERY CENTER-OPERATING ROOM | 900 Centennial Blvd | Suite E |  | 10/31/2019 |  | 10/31/24 |  |  | NO | YES |  |  |  |  | 3M HEALTHCARE 11239268 02286 |  |  | Active |  | 99:99:99:99:99:99 |  | Alarm | PAAR:00-PVAR | 10/31/2019 | 10/31/2019 | COOPER AMBULATORY OFF-SITES |  |  | Performance Verification | WOT00000000807742 | JENNIFER BOMBARO | Performance Verification | Closed | Salvatore Bombara | 10/31/2019 | 10/31/2019 | Performance Verification for 3M HEALTHCARE 11239268 02286 | Initial Install of Performance Verification. Device is ready for patient use. |  |  | 10/31/2019 | 10/31/2019
|  | 3M HEALTHCARE | BAIR HUGGER 675 | WARMER, PATIENT |  | VOORHEES SURGERY CENTER-OPERATING ROOM | 900 Centennial Blvd | Suite E |  | 10/31/2019 |  | 10/31/24 |  |  | NO | YES |  |  |  |  | 3M HEALTHCARE 11239267 02287 |  |  | Active |  | 99:99:99:99:99:99 |  | Alarm | PAAR:00-PVAR | 10/31/2019 | 10/31/2019 | COOPER AMBULATORY OFF-SITES |  |  | Performance Verification | WOT00000000807258 | JENNIFER BOMBARO | Performance Verification | Closed | Salvatore Bombara | 10/31/2019 | 10/31/2019 | Performance Verification for 3M HEALTHCARE 11239267 02287 | Initial Install of Performance Verification. Device is ready for patient use. |  |  | 10/31/2019 | 10/31/2019
|  | 3M HEALTHCARE | BAIR HUGGER 675 | WARMER, PATIENT |  | VOORHEES SURGERY CENTER-OPERATING ROOM | 900 Centennial Blvd | Suite E |  | 10/31/2019 |  | 10/31/24 |  |  | NO | YES |  |  |  |  | 3M HEALTHCARE 11239266 02284 |  |  | Active |  | 99:99:99:99:99:99 |  | Alarm | PAAR:00-PVAR | 10/31/2019 | 10/31/2019 | COOPER AMBULATORY OFF-SITES |  |  | Performance Verification | WOT00000000806986 | JENNIFER BOMBARO | Performance Verification | Closed | Salvatore Bombara | 10/31/2019 | 10/31/2019 | Performance Verification for 3M HEALTHCARE 11239266 02284 | Initial Install of Performance Verification. Device is ready for patient use. |  |  | 10/31/2019 | 10/31/2019
|  | 3M HEALTHCARE | BAIR HUGGER 675 | WARMER, PATIENT |  | ANESTHESIOLOGY | Pavilion |  |  | 10/31/2019 |  | 10/31/24 |  |  | NO | YES |  |  |  |  | 3M HEALTHCARE 11239210 03633 |  |  | Active |  | 99:99:99:99:99:99 |  | Alarm | PAAR:00-PVAR | 10/31/2019 | 10/31/2019 | COOPER UNIVERSITY HOSPITAL |  |  | SD OR | WOT00000000647208 | GIACINTA ROUPAS | Performance Verification | Closed | Salvatore Bombara | 10/31/2019 | 10/31/2019 | Performance Verification for 3M HEALTHCARE 11239210 03633 | Initial Install of Performance Verification. Device is ready for patient use. |  |  | 10/31/2019 | 10/31/2019
|  | 3M HEALTHCARE | BAIR HUGGER 675 | WARMER, PATIENT |  | ANESTHESIOLOGY | Pavilion |  |  | 10/31/2019 |  | 10/31/24 |  |  | NO | YES |  |  |  |  | 3M HEALTHCARE 11239208 03644 |  |  | Active |  | 99:99:99:99:99:99 |  | Alarm | PAAR:00-PVAR | 10/31/2019 | 10/31/2019 | COOPER UNIVERSITY HOSPITAL |  |  | SD OR | WOT00000000647194 | GIACINTA ROUPAS | Performance Verification | Closed | Salvatore Bombara | 10/31/2019 | 10/31/2019 | Performance Verification for 3M HEALTHCARE 11239208 03644 | Initial Install of Performance Verification. Device is ready for patient use. |  |  | 10/31/2019 | 10/31/2019
|  | 3M HEALTHCARE | BAIR HUGGER 675 | WARMER, PATIENT |  | ANESTHESIOLOGY | Pavilion |  |  | 10/31/2019 |  | 10/31/24 |  |  | NO | YES |  |  |  |  | 3M HEALTHCARE 11239206 03647 |  |  | Active |  | 99:99:99:99:99:99 |  | Alarm | PAAR:00-PVAR | 10/31/2019 | 10/31/2019 | COOPER UNIVERSITY HOSPITAL |  |  | SD OR | WOT00000000647171 | GIACINTA ROUPAS | Performance Verification | Closed | Salvatore Bombara | 10/31/2019 | 10/31/2019 | Performance Verification for 3M HEALTHCARE 11239206 03647 | Initial Install of Performance Verification. Device is ready for patient use. |  |  | 10/31/2019 | 10/31/2019
|  | 3M HEALTHCARE | BAIR HUGGER 675 | WARMER, PATIENT |  | ANESTHESIOLOGY | Pavilion |  |  | 10/31/2019 |  | 10/31/24 |  |  | NO | YES |  |  |  |  | 3M HEALTHCARE 11239207 03683 |  |  | Active |  | 99:99:99:99:99:99 |  | Alarm | PAAR:00-PVAR | 10/31/2019 | 10/31/2019 | COOPER UNIVERSITY HOSPITAL |  |  | SD OR | WOT00000000647184 | GIACINTA ROUPAS | Performance Verification | Closed | Salvatore Bombara | 10/31/2019 | 10/31/2019 | Performance Verification for 3M HEALTHCARE 11239207 03683 | Initial Install of Performance Verification. Device is ready for patient use. |  |  | 10/31/2019 | 10/31/2019
|  | 3M HEALTHCARE | BAIR HUGGER 675 | WARMER, PATIENT |  | ANESTHESIOLOGY | Pavilion |  |  | 10/31/2019 |  | 10/31/24 |  |  | NO | YES |  |  |  |  | 3M HEALTHCARE 11239205 03648 |  |  | Active |  | 99:99:99:99:99:99 |  | Alarm | PAAR:00-PVAR | 10/31/2019 | 10/31/2019 | COOPER UNIVERSITY HOSPITAL |  |  | SD OR | WOT00000000647152 | GIACINTA ROUPAS | Performance Verification | Closed | Salvatore Bombara | 10/31/2019 | 10/31/2019 | Performance Verification for 3M HEALTHCARE 11239205 03648 | Initial Install of Performance Verification. Device is ready for patient use. |  |  | 10/31/2019 | 10/31/2019
|  | 3M HEALTHCARE | BAIR HUGGER 675 | WARMER, PATIENT |  | ANESTHESIOLOGY | Pavilion |  |  | 10/31/2019 |  | 10/31/24 |  |  | NO | YES |  |  |  |  | 3M HEALTHCARE 11239204 03667 |  |  | Active |  | 99:99:99:99:99:99 |  | Alarm | PAAR:00-PVAR | 10/31/2019 | 10/31/2019 | COOPER UNIVERSITY HOSPITAL |  |  | SD OR | WOT00000000646860 | GIACINTA ROUPAS | Performance Verification | Closed | Salvatore Bombara | 10/31/2019 | 10/31/2019 | Performance Verification for 3M HEALTHCARE 11239204 03667 | Initial Install of Performance Verification. Device is ready for patient use. |  |  | 10/31/2019 | 10/31/2019
|  | 3M HEALTHCARE | BAIR HUGGER 675 | WARMER, PATIENT |  | INTENSIVE CARE UNIT | Kelemen |  |  | 10/31/2019 |  | 10/31/24 |  |  | NO | YES |  |  |  |  | 3M HEALTHCARE 11222131 02798 |  |  | Active |  | 99:99:99:99:99:99 |  | Alarm | PAAR:00-PVAR | 10/31/2019 | 10/31/2019 | COOPER UNIVERSITY HOSPITAL |  |  | Performance Verification | WOT00000001061979 | CAROLYN RUMELL | Performance Verification | Closed | Richard Jolly | 10/31/2019 | 10/31/2019 | Performance Verification for 3M HEALTHCARE 11222131 02798 | Initial Install of Performance Verification. Device is ready for patient use. |  |  | 10/31/2019 | 10/31/2019
|  | 3M HEALTHCARE | BAIR HUGGER 675 | WARMER, PATIENT |  | INTENSIVE CARE UNIT | Pavilion |  |  | 10/31/2019 |  | 10/31/24 |  |  | NO | YES |  |  |  |  | 3M HEALTHCARE 11222127 02834 |  |  | Active |  | 99:99:99:99:99:99 |  | Alarm | PAAR:00-PVAR | 10/31/2019 | 10/31/2019 | COOPER UNIVERSITY HOSPITAL |  |  | Performance Verification | WOT00000001061888 | CAROLYN RUMELL | Performance Verification | Closed | Richard Jolly | 10/31/2019 | 10/31/2019 | Performance Verification for 3M HEALTHCARE 11222127 02834 | Initial Install of Performance Verification. Device is ready for patient use. |  |  | 10/31/2019 | 10/31/2019
|  | 3M HEALTHCARE | BAIR HUGGER 675 | WARMER, PATIENT |  | INTENSIVE CARE UNIT | Pavilion |  |  | 10/31/2019 |  | 10/31/24 |  |  | NO | YES |  |  |  |  | 3M HEALTHCARE 11222128 02957 |  |  | Active |  | 99:99:99:99:99:99 |  | Alarm | PAAR:00-PVAR | 10/31/2019 | 10/31/2019 | COOPER UNIVERSITY HOSPITAL |  |  | Performance Verification | WOT00000001061824 | CAROLYN RUMELL | Performance Verification | Closed | Richard Jolly | 10/31/2019 | 10/31/2019 | Performance Verification for 3M HEALTHCARE 11222128 02957 | Initial Install of Performance Verification. Device is ready for patient use. |  |  | 10/31/2019 | 10/31/2019
|  | 3M HEALTHCARE | BAIR HUGGER 675 | WARMER, PATIENT |  | INTENSIVE CARE UNIT | Pavilion |  |  | 10/31/2019 |  | 10/31/24 |  |  | NO | YES |  |  |  |  | 3M HEALTHCARE 11222126 02831 |  |  | Active |  | 99:99:99:99:99:99 |  | Alarm | PAAR:00-PVAR | 10/31/2019 | 10/31/2019 | COOPER UNIVERSITY HOSPITAL |  |  | Performance Verification | WOT00000001062024 | CAROLYN RUMELL | Performance Verification | Closed | Richard Jolly | 10/31/2019 | 10/31/2019 | Performance Verification for 3M HEALTHCARE 11222126 02831 | Initial Install of Performance Verification. Device is ready for patient use. |  |  | 10/31/2019 | 10/31/2019
|  | 3M HEALTHCARE | BAIR HUGGER 675 | WARMER, PATIENT |  | INTENSIVE CARE UNIT | Kelemen |  |  | 10/31/2019 |  | 10/31/24 |  |  | NO | YES |  |  |  |  | 3M HEALTHCARE 11222125 02717 |  |  | Active |  | 99:99:99:99:99:99 |  | Alarm | PAAR:00-PVAR | 10/31/2019 | 10/31/2019 | COOPER UNIVERSITY HOSPITAL |  |  | Performance Verification | WOT00000001062005 | CAROLYN RUMELL | Performance Verification | Closed | Richard Jolly | 10/31/2019 | 10/31/2019 | Performance Verification for 3M HEALTHCARE 11222125 02717 | Initial Install of Performance Verification. Device is ready for patient use. |  |  | 10/31/2019 | 10/31/2019
|  | 3M HEALTHCARE | BAIR HUGGER 675 | WARMER, PATIENT |  | INCU - KELEMEN S10 | Kelemen |  |  | 10/31/2019 |  | 10/31/24 |  |  | NO | YES |  |  |  |  | 3M HEALTHCARE 11208455 11958 |  |  | Active |  |  |  | Alarm | PAAR:00-PVAR | 10/31/2019 | 10/31/2019 | COOPER UNIVERSITY HOSPITAL |  |  | Performance Verification | WOT00000004074787 | Lisa Brooks | Performance Verification | Closed | Zhan Kiselev | 10/31/2019 | 10/31/2019 | Performance Verification for 3M HEALTHCARE 11208455 11958 | Initial Install of Performance Verification. Device is ready for patient use. |  |  | 10/31/2019 | 10/31/2019
|  | 3M HEALTHCARE | BAIR HUGGER 750 | WARMER, PATIENT |  | CARDIAC CATH LAB | Kelemen |  |  | 05/30/2019 |  | 5/30/24 |  |  | NO | YES |  |  |  |  | 3M HEALTHCARE 11187572 10656 |  |  | Active |  | 99:99:99:99:99:99 |  | Equipment | 6M:00-MFG | 05/30/2019 | 05/30/2019 | COOPER UNIVERSITY HOSPITAL |  |  | CCL - Lab 2 |  | LINDA BEAN |  |  |  | 05/30/2019 | 05/30/2019 |  |  |  |  | 05/30/2019 | 05/30/2019
|  | 3M HEALTHCARE | BAIR HUGGER 750 | WARMER, PATIENT |  | ANGIOGRAPHY | Kelemen | Basement |  | 12/18/2012 |  | 12/18/17 |  |  | NO | YES |  |  |  |  | ARIZANT HEALTHCARE INC. 10366233 41730 |  |  | Active |  | 99:99:99:99:99:99 |  | Equipment | 6M:00-MFG | 05/24/2019 | 05/01/2020 | COOPER UNIVERSITY HOSPITAL |  |  | IR LAB 2 |  | PAULETTE DUCKREY
|  | 3M HEALTHCARE | BAIR HUGGER 750 | WARMER, PATIENT |  | ANESTHESIOLOGY | Kelemen |  |  | 04/23/2014 |  | 4/23/19 |  |  | NO | YES |  |  |  |  | AUGUSTINE MEDICAL 10354905 03424 |  |  | Active |  | 99:99:99:99:99:99 |  | Equipment | 6M:00-MFG | 10/25/2019 | 04/01/2020 | COOPER UNIVERSITY HOSPITAL |  |  | K8 |  | GIACINTA ROUPAS
|  | 3M HEALTHCARE | BAIR HUGGER 750 | WARMER, PATIENT |  | ANGIOGRAPHY | Kelemen | Basement |  | 12/12/2012 |  | 12/12/17 |  |  | NO | YES |  |  |  |  | 3M HEALTHCARE 10347552 41615 |  |  | Active |  | 99:99:99:99:99:99 |  | Equipment | 6M:00-MFG | 05/24/2019 | 05/01/2020 | COOPER UNIVERSITY HOSPITAL |  |  | IR Lab 1 |  | PAULETTE DUCKREY
|  | 3M HEALTHCARE | BAIR HUGGER 775 | WARMER, PATIENT |  | ANESTHESIOLOGY | Pavilion |  |  | 10/28/2019 |  | 10/28/24 |  |  | NO | YES |  |  |  |  | 3M HEALTHCARE 11239472 78360 |  |  | Active |  | 99:99:99:99:99:99 |  | Equipment | 6M:00-MFG | 10/28/2019 | 10/28/2019 | COOPER UNIVERSITY HOSPITAL |  |  | SD 6 |  | GIACINTA ROUPAS |  |  |  | 10/28/2019 | 10/28/2019 |  |  |  |  | 10/28/2019 | 10/28/2019
|  | 3M HEALTHCARE | BAIR HUGGER 775 | WARMER, PATIENT |  | ANESTHESIOLOGY | Kelemen |  |  | 10/28/2019 |  | 10/28/24 |  |  | NO | YES |  |  |  |  | 3M HEALTHCARE 11239411 142856 |  |  | Active |  | 99:99:99:99:99:99 |  | Equipment | 1Y:00-MFG | 10/28/2019 | 10/28/2019 | COOPER UNIVERSITY HOSPITAL |  |  | K6 | WOT00000001738580 | GIACINTA ROUPAS | Performance Verification | Closed | Salvatore Bombara | 10/28/2019 | 10/28/2019 | Performance Verification for 3M HEALTHCARE 11239411 142856 | Initial Install of Performance Verification. Device is ready for patient use. |  |  | 10/28/2019 | 10/28/2019
|  | 3M HEALTHCARE | BAIR HUGGER 775 | WARMER, PATIENT |  |  | Pavilion | [7 empty] | NO | YES
|  | 3M HEALTHCARE | BAIR HUGGER 775 | WARMER, PATIENT |  | ANESTHESIOLOGY | Kelemen |  |  | 10/28/2019 |  | 10/28/24 |  |  | NO | YES |  |  |  |  | 3M HEALTHCARE 11239396 140222 |  |  | Active |  | 99:99:99:99:99:99 |  | Equipment | 1Y:00-MFG | 10/28/2019 | 10/28/2019 | COOPER UNIVERSITY HOSPITAL |  |  | K5 | WOT00000001561431 | GIACINTA ROUPAS | Performance Verification | Closed | Salvatore Bombara | 10/28/2019 | 10/28/2019 | CEID Record Completion for 3M HEALTHCARE 11239396 140222 | PV Completed | EXP2048823 | Labor | 10/28/2019 | 10/28/2019 | Salvatore Bombara
|  | 3M HEALTHCARE | BAIR HUGGER 775 | WARMER, PATIENT |  | ANESTHESIOLOGY | Pavilion |  |  | 10/28/2019 |  | 10/28/24 |  |  | NO | YES |  |  |  |  | 3M HEALTHCARE 11239395 140404 |  |  | Active |  | 99:99:99:99:99:99 |  | Equipment | 1Y:00-MFG | 10/28/2019 | 10/28/2019 | COOPER UNIVERSITY HOSPITAL |  |  | P1 | WOT00000001561410 | GIACINTA ROUPAS | Performance Verification | Closed | Salvatore Bombara | 10/28/2019 | 10/28/2019 | Performance Verification for 3M HEALTHCARE 11239395 140404 | Initial Install of Performance Verification. Device is ready for patient use. |  |  | 10/28/2019 | 10/28/2019
|  | 3M HEALTHCARE | BAIR HUGGER 775 | WARMER, PATIENT |  | ANESTHESIOLOGY | Kelemen |  |  | 10/28/2019 |  | 10/28/24 |  |  | NO | YES |  |  |  |  | 3M HEALTHCARE 11239392 95986 |  |  | Active |  | 99:99:99:99:99:99 |  | Equipment | 1Y:00-MFG | 10/28/2019 | 10/28/2019 | COOPER UNIVERSITY HOSPITAL |  |  | P7 |  | GIACINTA ROUPAS |  |  |  | 10/28/2019 | 10/28/2019 |  |  |  |  | 10/28/2019 | 10/28/2019
|  | 3M HEALTHCARE | BAIR HUGGER 775 | WARMER, PATIENT |  | ANESTHESIOLOGY | Pavilion |  |  | 10/28/2019 |  | 10/28/24 |  |  | NO | YES |  |  |  |  | 3M HEALTHCARE 11239390 101430 |  |  | Active |  | 99:99:99:99:99:99 |  | Equipment | 1Y:00-MFG | 10/28/2019 | 10/28/2019 | COOPER UNIVERSITY HOSPITAL |  |  | K1 |  | GIACINTA ROUPAS |  |  |  | 10/28/2019 | 10/28/2019 |  |  |  |  | 10/28/2019 | 10/28/2019
|  | 3M HEALTHCARE | BAIR HUGGER 775 | WARMER, PATIENT |  | ANESTHESIOLOGY | Pavilion |  |  | 10/28/2019 |  | 10/28/24 |  |  | NO | YES |  |  |  |  | 3M HEALTHCARE 11239360 135970 |  |  | Active |  | 99:99:99:99:99:99 |  | Equipment | 1Y:00-MFG | 10/28/2019 | 10/28/2019 | COOPER UNIVERSITY HOSPITAL |  |  | P4 | WOT00000001195881 | GIACINTA ROUPAS | Performance Verification | Closed | Salvatore Bombara | 10/28/2019 | 10/28/2019 | Performance Verification for 3M HEALTHCARE 11239360 135970 | Initial Install of Performance Verification. Device is ready for patient use. |  |  | 10/28/2019 | 10/28/2019
|  | 3M HEALTHCARE | BAIR HUGGER 775 | WARMER, PATIENT |  |  | Kelemen |  |  | 06/26/2019 |  | 6/26/24 |  |  | NO | YES |  |  |  |  | 3M HEALTHCARE 11222138 135922 |  |  | Active |  | 99:99:99:99:99:99 |  | Equipment | 1Y:00-MFG | 06/26/2019 | 06/26/2019 | COOPER UNIVERSITY HOSPITAL |  |  |  | WOT00000001206209 | CAROLYN RUMELL | Performance Verification | Closed | Richard Jolly | 06/26/2019 | 06/26/2019 | Performance Verification for 3M HEALTHCARE 11222138 135922 | Initial Install of Performance Verification. Device is ready for patient use. |  |  | 06/26/2019 | 06/26/2019
|  | 3M HEALTHCARE | BAIR HUGGER 775 | WARMER, PATIENT |  | INTENSIVE CARE UNIT | Kelemen |  |  | 06/18/2019 |  | 6/18/24 |  |  | NO | YES |  |  |  |  | 3M HEALTHCARE 10769686 122073 |  |  | Active |  | 99:99:99:99:99:99 |  | Equipment | 1Y:00-MFG | 06/18/2019 | 06/18/2019 | COOPER UNIVERSITY HOSPITAL |  |  |  | 0012288878 | CAROLYN RUMELL | Preventative Maintenance | Closed | Richard Jolly | 06/18/2019 | 06/18/2019 | PERFORMANCE ASSURANCE AT INVENTORY | INVENTORIED DEVICE AND ENSURED DEVICE WAS FUNCTIONING PROPERLY. | 117DCBBD-5629-4F2C-A0FD-15D2B83DA163 | Labor | 06/18/2019 | 06/18/2019 | Richard Jolly
|  | 3M HEALTHCARE | BAIR HUGGER 775 | WARMER, PATIENT |  | EMERGENCY ROOM | Kelemen |  |  | 03/20/2017 |  | 3/20/22 |  |  | NO | YES |  |  |  |  | 3M HEALTHCARE 10769438 108921 |  |  | Active |  | 99:99:99:99:99:99 |  | Equipment | 1Y:00-MFG | 02/14/2019 | 02/01/2020 | COOPER UNIVERSITY HOSPITAL |  |  |  | 0011360074 | KAREN GRUBER | Preventative Maintenance | Closed | Richard Jolly | 03/20/2017 | 03/20/2017 | PERFORMANCE ASSURANCE AT INVENTORY | INVENTORIED DEVICE AND ENSURED DEVICE WAS FUNCTIONING PROPERLY. | 935E8A1C-99D8-47A0-ADF8-2E6E1A0C6B91 | Labor | 03/20/2017 | 03/20/2017 | Richard Jolly
|  | 3M HEALTHCARE | BAIR HUGGER 775 | WARMER, PATIENT |  | ANESTHESIOLOGY | Pavilion |  |  | 03/20/2017 |  | 3/20/22 |  |  | NO | YES |  |  |  |  | 3M HEALTHCARE 10769437 108918 |  |  | Active |  | 99:99:99:99:99:99 |  | Equipment | 1Y:00-MFG | 10/28/2019 | 10/01/2020 | COOPER UNIVERSITY HOSPITAL |  |  | P6 | 0011359934 | GIACINTA ROUPAS | Preventative Maintenance | Closed | Salvatore Bombara | 03/20/2017 | 03/20/2017 | PERFORMANCE ASSURANCE AT INVENTORY | INVENTORIED DEVICE AND ENSURED DEVICE WAS FUNCTIONING PROPERLY. | 473E41F4-10FA-4036-A1C0-2F30CA78468A | Labor | 03/20/2017 | 03/20/2017 | Salvatore Bombara
|  | 3M HEALTHCARE | BAIR HUGGER 775 | WARMER, PATIENT |  | ANESTHESIOLOGY | Kelemen |  |  | 03/10/2017 |  | 3/10/22 |  |  | NO | YES |  |  |  |  | 3M HEALTHCARE 10769431 109090 |  |  | Active |  | 99:99:99:99:99:99 |  | Equipment | 1Y:00-MFG | 10/28/2019 | 10/01/2020 | COOPER UNIVERSITY HOSPITAL |  |  | P7 | 0011331894 | GIACINTA ROUPAS | Preventative Maintenance | Closed | Salvatore Bombara | 03/10/2017 | 03/10/2017 | PERFORMANCE ASSURANCE AT INVENTORY | INVENTORIED DEVICE AND ENSURED DEVICE WAS FUNCTIONING PROPERLY. | EF8F64DD-C98F-4C5E-A9DE-FD7117B70126 | Labor | 03/10/2017 | 03/10/2017 | Salvatore Bombara
|  | 3M HEALTHCARE | BAIR HUGGER 775 | WARMER, PATIENT |  | ANESTHESIOLOGY | Pavilion |  |  | 09/05/2018 |  | 9/5/23 |  |  | NO | YES |  |  |  |  | 3M HEALTHCARE 10752676 127771 |  |  | Active |  | 99:99:99:99:99:99 |  | Equipment | 1Y:00-MFG | 10/28/2019 | 10/01/2020 | COOPER UNIVERSITY HOSPITAL |  |  |  | WOT00000001403997 | GIACINTA ROUPAS | Performance Verification | Closed | Michael Youch | 09/05/2018 | 06/17/2019 | Performance Verification for 3M HEALTHCARE 10752676 127771 | Initial Install of Performance Verification. Device is ready for patient use.
|  | 3M HEALTHCARE | BAIR HUGGER 775 | WARMER, PATIENT |  | ANESTHESIOLOGY | Dorrance |  |  | 02/07/2018 |  | 2/7/23 |  |  | NO | YES |  |  |  |  | 3M HEALTHCARE 10752589 127881 |  |  | Active |  | 99:99:99:99:99:99 |  | Equipment | 1Y:00-MFG | 10/28/2019 | 10/01/2020 | COOPER UNIVERSITY HOSPITAL |  |  | L&D | WOT00000000502441 | GIACINTA ROUPAS | Performance Verification | Closed | Salvatore Bombara | 02/07/2018 | 07/30/2018 | Performance Verification for 3M HEALTHCARE 10752589 127881 | Initial Install of Performance Verification. Device is ready for patient use.
|  | 3M HEALTHCARE | BAIR HUGGER 775 | WARMER, PATIENT |  | VOORHEES SURGERY CENTER-OPERATING ROOM | 900 Centennial Blvd | Suite E |  | 10/30/2017 |  | 10/30/22 |  |  | NO | YES |  |  |  |  | 3M HEALTHCARE 10732180 124283 |  |  | Active |  | 99:99:99:99:99:99 |  | Equipment | 1Y:00-MFG | 04/18/2019 | 04/01/2020 | COOPER AMBULATORY OFF-SITES |  |  |  | 0012482716 | JENNIFER BOMBARO | Preventative Maintenance | Closed | Josh Harris | 12/04/2017 | 12/04/2017 | PERFORMANCE ASSURANCE AT INVENTORY | INVENTORIED DEVICE AND ENSURED DEVICE WAS FUNCTIONING PROPERLY. | BD713AA9-C036-470F-98EB-534C950DA55D | Labor | 10/30/2017 | 10/30/2017 | Kirk Lis
|  | 3M HEALTHCARE | BAIR HUGGER 775 | WARMER, PATIENT |  | ANESTHESIOLOGY | Kelemen |  |  | 01/09/2018 |  | 1/9/23 |  |  | NO | YES |  |  |  |  | 3M HEALTHCARE 10725154 126841 |  |  | Active |  | 99:99:99:99:99:99 |  | Equipment | 1Y:00-MFG | 10/28/2019 | 10/01/2020 | COOPER UNIVERSITY HOSPITAL |  |  |  | 0012677865 | GIACINTA ROUPAS | Performance Verification | Closed | Josh Harris | 01/26/2018 | 01/26/2018 | INCOMING INVENTORY | DEVICE INVENTORIED | B868B76A-6D24-456E-A13F-BB8F20FCD9FE | Labor | 01/26/2018 | 01/26/2018 | Josh Harris
|  | 3M HEALTHCARE | BAIR HUGGER 775 | WARMER, PATIENT |  | ANESTHESIOLOGY | Dorrance |  |  | 01/09/2018 |  | 1/9/23 |  |  | NO | YES |  |  |  |  | 3M HEALTHCARE 10725152 126851 |  |  | Active |  | 99:99:99:99:99:99 |  | Equipment | 1Y:00-MFG | 10/28/2019 | 10/01/2020 | COOPER UNIVERSITY HOSPITAL |  |  | L&D | 0012677873 | GIACINTA ROUPAS | Preventative Maintenance | Closed | Josh Harris | 01/26/2018 | 01/26/2018 | PERFORMANCE ASSURANCE AT INVENTORY | INVENTORIED DEVICE AND ENSURED DEVICE WAS FUNCTIONING PROPERLY. | 11AF79FF-7123-4B66-8A68-7C207917FD14 | Labor | 01/09/2018 | 01/09/2018 | Salvatore Bombara
|  | 3M HEALTHCARE | BAIR HUGGER 775 | WARMER, PATIENT |  | ANESTHESIOLOGY | Kelemen |  |  | 01/09/2018 |  | 1/9/23 |  |  | NO | YES |  |  |  |  | 3M HEALTHCARE 10725151 126848 |  |  | Active |  | 99:99:99:99:99:99 |  | Equipment | 1Y:00-MFG | 10/28/2019 | 10/01/2020 | COOPER UNIVERSITY HOSPITAL |  |  | K9 | 0012677879 | GIACINTA ROUPAS | Performance Verification | Closed | Josh Harris | 01/26/2018 | 01/26/2018 | INCOMING INVENTORY | DEVICE INVENTORIED | 99CCBFDF-1DA3-4C5A-9D46-4DBA4D4204FC | Labor | 01/26/2018 | 01/26/2018 | Josh Harris
|  | 3M HEALTHCARE | BAIR HUGGER 775 | WARMER, PATIENT |  | ANESTHESIOLOGY | Kelemen |  |  | 01/09/2018 |  | 1/9/23 |  |  | NO | YES |  |  |  |  | 3M HEALTHCARE 10725150 126842 |  |  | Active |  | 99:99:99:99:99:99 |  | Equipment | 1Y:00-MFG | 10/28/2019 | 10/01/2020 | COOPER UNIVERSITY HOSPITAL |  |  | EP1 | 0012677883 | GIACINTA ROUPAS | Preventative Maintenance | Closed | Josh Harris | 01/26/2018 | 01/26/2018 | PERFORMANCE ASSURANCE AT INVENTORY | INVENTORIED DEVICE AND ENSURED DEVICE WAS FUNCTIONING PROPERLY. | 946F4728-0BC0-4C21-89CE-0E221218C8AE | Labor | 01/09/2018 | 01/09/2018 | Salvatore Bombara
|  | 3M HEALTHCARE | BAIR HUGGER 775 | WARMER, PATIENT |  | PEDIATRIC INTENSIVE CARE UNIT | Kelemen |  |  | 11/30/2016 |  | 11/30/21 |  |  | NO | YES |  |  |  |  | 3M HEALTHCARE 10649975 101757 |  |  | Active |  | 99:99:99:99:99:99 |  | Equipment | 1Y:00-MFG | 08/09/2019 | 03/01/2020 | COOPER UNIVERSITY HOSPITAL |  |  | PICU storage |  | Susan Cannon
|  | 3M HEALTHCARE | BAIR HUGGER 775 | WARMER, PATIENT |  | EMERGENCY ROOM | Kelemen |  |  | 11/30/2016 |  | 11/30/21 |  |  | NO | YES |  |  |  |  | 3M HEALTHCARE 10649974 101761 |  |  | Active |  | 99:99:99:99:99:99 |  | Equipment | 1Y:00-MFG | 02/19/2019 | 02/01/2020 | COOPER UNIVERSITY HOSPITAL |  |  | TRAUMA ER STORAGE |  | KAREN GRUBER
|  | 3M HEALTHCARE | BAIR HUGGER 775 | WARMER, PATIENT |  | ANESTHESIOLOGY | Kelemen |  |  | 11/16/2016 |  | 11/16/21 |  |  | NO | YES |  |  |  |  | 3M HEALTHCARE 10649921 102551 |  |  | Active |  | 99:99:99:99:99:99 |  | Equipment | 1Y:00-MFG | 10/28/2019 | 10/01/2020 | COOPER UNIVERSITY HOSPITAL |  |  | K3 |  | GIACINTA ROUPAS
|  | 3M HEALTHCARE | BAIR HUGGER 775 | WARMER, PATIENT |  | ANESTHESIOLOGY | Kelemen |  |  | 10/31/2016 |  | 10/31/21 |  |  | NO | YES |  |  |  |  | 3M HEALTHCARE 10649895 71801 |  |  | Active |  | 99:99:99:99:99:99 |  | Equipment | 1Y:00-MFG | 10/28/2019 | 10/01/2020 | COOPER UNIVERSITY HOSPITAL |  |  | SD 6 |  | GIACINTA ROUPAS
|  | 3M HEALTHCARE | BAIR HUGGER 775 | WARMER, PATIENT |  | ANESTHESIOLOGY | Pavilion |  |  | 10/04/2016 |  | 10/4/21 |  |  | NO | YES |  |  |  |  | 3M HEALTHCARE 10649852 32403 |  |  | Active |  | 99:99:99:99:99:99 |  | Equipment | 1Y:00-MFG | 10/28/2019 | 10/01/2020 | COOPER UNIVERSITY HOSPITAL |  |  |  |  | GIACINTA ROUPAS
|  | 3M HEALTHCARE | BAIR HUGGER 775 | WARMER, PATIENT |  | ANESTHESIOLOGY | Kelemen |  |  | 09/12/2016 |  | 9/12/21 |  |  | NO | YES |  |  |  |  | 3M HEALTHCARE 10505449 96153 |  |  | Active |  | 99:99:99:99:99:99 |  | Equipment | 1Y:00-MFG | 10/25/2019 | 10/01/2020 | COOPER UNIVERSITY HOSPITAL |  |  | K12 |  | GIACINTA ROUPAS
|  | 3M HEALTHCARE | BAIR HUGGER 775 | WARMER, PATIENT |  | ANESTHESIOLOGY | Kelemen |  |  | 09/12/2016 |  | 9/12/21 |  |  | NO | YES |  |  |  |  | 3M HEALTHCARE 10505445 96118 |  |  | Active |  | 99:99:99:99:99:99 |  | Equipment | 1Y:00-MFG | 10/25/2019 | 10/01/2020 | COOPER UNIVERSITY HOSPITAL |  |  | P8 |  | GIACINTA ROUPAS
|  | 3M HEALTHCARE | BAIR HUGGER 775 | WARMER, PATIENT |  |  | Pavilion | [7 empty] | NO | YES
|  | 3M HEALTHCARE | BAIR HUGGER 775 | WARMER, PATIENT |  | ANESTHESIOLOGY | Pavilion |  |  | 09/12/2016 |  | 9/12/21 |  |  | NO | YES |  |  |  |  | 3M HEALTHCARE 10505446 96150 |  |  | Active |  | 99:99:99:99:99:99 |  | Equipment | 1Y:00-MFG | 10/25/2019 | 10/01/2020 | COOPER UNIVERSITY HOSPITAL |  |  | Spare Pav |  | GIACINTA ROUPAS
|  | 3M HEALTHCARE | BAIR HUGGER 775 | WARMER, PATIENT |  | ANESTHESIOLOGY | Kelemen |  |  | 09/12/2016 |  | 9/12/21 |  |  | NO | YES |  |  |  |  | 3M HEALTHCARE 10505448 96149 |  |  | Active |  | 99:99:99:99:99:99 |  | Equipment | 1Y:00-MFG | 10/25/2019 | 10/01/2020 | COOPER UNIVERSITY HOSPITAL |  |  | K4 |  | GIACINTA ROUPAS
|  | 3M HEALTHCARE | BAIR HUGGER 775 | WARMER, PATIENT |  | ANESTHESIOLOGY | Kelemen |  |  | 09/12/2016 |  | 9/12/21 |  |  | NO | YES |  |  |  |  | 3M HEALTHCARE 10505447 96152 |  |  | Active |  | 99:99:99:99:99:99 |  | Equipment | 1Y:00-MFG | 10/25/2019 | 10/01/2020 | COOPER UNIVERSITY HOSPITAL |  |  | Spare Kelemen |  | GIACINTA ROUPAS
|  | 3M HEALTHCARE | BAIR HUGGER 775 | WARMER, PATIENT |  | ANESTHESIOLOGY | Kelemen |  |  | 05/06/2016 |  | 5/6/21 |  |  | NO | YES |  |  |  |  | 3M HEALTHCARE 10480430 66514 |  |  | Active |  | 99:99:99:99:99:99 |  | Equipment | 1Y:00-MFG | 10/25/2019 | 10/01/2020 | COOPER UNIVERSITY HOSPITAL |  |  | K1 |  | GIACINTA ROUPAS
|  | 3M HEALTHCARE | BAIR HUGGER 775 | WARMER, PATIENT |  | ANESTHESIOLOGY | Pavilion |  |  | 03/16/2016 |  | 3/16/21 |  |  | NO | YES |  |  |  |  | 3M HEALTHCARE 10480358 87887 |  |  | Active |  | 99:99:99:99:99:99 |  | Equipment | 1Y:00-MFG | 10/25/2019 | 10/01/2020 | COOPER UNIVERSITY HOSPITAL |  |  | P9 |  | GIACINTA ROUPAS
|  | 3M HEALTHCARE | BAIR HUGGER 775 | WARMER, PATIENT |  | ANESTHESIOLOGY | Pavilion |  |  | 02/03/2016 |  | 2/3/21 |  |  | NO | YES |  |  |  |  | 3M HEALTHCARE 10480344 84692 |  |  | Active |  | 99:99:99:99:99:99 |  | Equipment | 6M:00-MFG | 08/30/2019 | 02/01/2020 | COOPER UNIVERSITY HOSPITAL |  |  | P2 |  | GIACINTA ROUPAS
|  | 3M HEALTHCARE | BAIR HUGGER 775 | WARMER, PATIENT |  |  | Kelemen | [7 empty] | NO | YES
|  | 3M HEALTHCARE | BAIR HUGGER 775 | WARMER, PATIENT |  | INTENSIVE CARE UNIT | Pavilion |  |  | 08/21/2015 |  | 8/21/20 |  |  | NO | YES |  |  |  |  | 3M HEALTHCARE 10349377 58020 |  |  | Active |  | 99:99:99:99:99:99 |  | Equipment | 6M:00-MFG | 06/28/2019 | 12/01/2019 | COOPER UNIVERSITY HOSPITAL |  |  | ER storage closet |  | CAROLYN RUMELL
|  | 3M HEALTHCARE | BAIR PAWS 875 | WARMER, PATIENT |  | PEDIATRIC INTENSIVE CARE UNIT | Kelemen |  |  | 10/31/2019 |  | 10/31/24 |  |  | NO | YES |  |  |  |  | ARIZANT HEALTHCARE INC. 11207526 01006082238750012110750 |  |  | Active |  | 99:99:99:99:99:99 |  | Equipment | PAAR:00-PVAR | 10/31/2019 | 10/31/2019 | COOPER UNIVERSITY HOSPITAL |  |  | Performance Verification | WOT00000001297827 | Susan Cannon | Performance Verification | Closed | Gene Amodei | 10/31/2019 | 10/31/2019 | Performance Verification for ARIZANT HEALTHCARE INC. 11207526 01006082238750012110750 | Initial Install of Performance Verification. Device is ready for patient use. |  |  | 10/31/2019 | 10/31/2019
|  | 3M HEALTHCARE | BAIR PAWS 875 | WARMER, PATIENT |  | OPERATING ROOM - PAVILION | Kelemen |  |  | 03/30/2017 |  | 3/30/22 |  |  | NO | YES |  |  |  |  | 3M HEALTHCARE 10769447 62302 |  |  | Active |  | 99:99:99:99:99:99 |  | Equipment | PAAR:00-PVAR | 10/31/2019 |  | COOPER UNIVERSITY HOSPITAL |  |  | OR HOLDING 3RD FLOOR | 0011374064 | DOMINIC VENDETTA | Repair | Closed | Salvatore Bombara | 03/24/2017 | 03/30/2017 | BAIR PAW - MISSING BRACKET - SURGICAL CARE UNIT FRONT DESK | 3/27/2017 12:10:38 PM SXBOMBARA (SXBOMBARA 3/24/2017 12:00 AM) CONFIRMED COMPLAINT. EVALUATION FOR REPAIR 3/30/2017 1:44:17 PM SXBOMBARA (SXBOMBARA 3/30/2017 12:00 AM) BRACKET HAS BEEN INSTALLED | 85D31866-679A-4074-929F-F6729E30F7F8 | Labor | 03/30/2017 | 03/30/2017 | Salvatore Bombara
|  | 3M HEALTHCARE | BAIR PAWS 875 | WARMER, PATIENT |  | OR - KELEMEN 3 | Dorrance |  |  | 09/11/2009 |  | 9/11/14 |  |  | NO | YES |  |  |  |  | 3M HEALTHCARE 10368527 10757 |  |  | Active |  | 99:99:99:99:99:99 |  | Equipment | PAAR:00-PVAR | 11/02/2019 |  | COOPER UNIVERSITY HOSPITAL |  |  |  | WOT00000000507728 | DOMINIC VENDETTA | Disposition | Closed | Salvatore Bombara | 02/08/2018 | 05/14/2019 | Bulk Disposition CNL
|  | 3M HEALTHCARE | BAIR PAWS 875 | WARMER, PATIENT |  | SURGICAL CARE UNIT | Kelemen |  |  | 01/01/1900 |  |  |  |  | NO | YES |  |  |  |  | 3M HEALTHCARE 10365399 010748 |  |  | Active |  | 99:99:99:99:99:99 |  | Equipment | PAAR:00-PVAR | 11/02/2019 |  | COOPER UNIVERSITY HOSPITAL |  |  | BED 20 |  | Lisa Geoghegan
|  | 3M HEALTHCARE | BAIR PAWS 875 | WARMER, PATIENT |  | SURGICAL CARE UNIT | MD Anderson Cancer Center |  |  | 09/11/2009 |  | 9/11/14 |  |  | NO | YES |  |  |  |  | ARIZANT HEALTHCARE INC. 10356211 10758 |  |  | Active |  | 99:99:99:99:99:99 |  | Equipment | PAAR:00-PVAR | 11/02/2019 |  | COOPER UNIVERSITY HOSPITAL |  |  | PAVILION-3RD |  | Lisa Geoghegan
|  | 3M HEALTHCARE | BAIR PAWS 875 | WARMER, PATIENT |  | ANESTHESIOLOGY | Pavilion |  |  | 09/11/2009 |  | 9/11/14 |  |  | NO | YES |  |  |  |  | ARIZANT HEALTHCARE INC. 10356197 10747 |  |  | Active |  | 99:99:99:99:99:99 |  | Equipment | PAAR:00-PVAR | 11/01/2019 |  | COOPER UNIVERSITY HOSPITAL |  |  | HOLDING-BED 22 | WOT00000002202736 | GIACINTA ROUPAS | Disposition | Closed | Salvatore Bombara | 02/14/2019 | 05/17/2019 | Bulk Disposition CNL
|  | 3M HEALTHCARE | BAIR PAWS 875 | WARMER, PATIENT |  | ANESTHESIOLOGY | Kelemen |  |  | 09/11/2009 |  | 9/11/14 |  |  | NO | YES |  |  |  |  | ARIZANT HEALTHCARE INC. 10356186 10752 |  |  | Active |  | 99:99:99:99:99:99 |  | Equipment | PAAR:00-PVAR | 11/02/2019 |  | COOPER UNIVERSITY HOSPITAL |  |  | HOLDING-BED 20 | WOT00000002202707 | GIACINTA ROUPAS | Disposition | Closed | Salvatore Bombara | 02/14/2019 | 05/17/2019 | Bulk Disposition CNL
|  | 3M HEALTHCARE | BAIR PAWS 875 | WARMER, PATIENT |  | SURGICAL CARE UNIT | Kelemen |  |  | 09/11/2009 |  | 9/11/14 |  |  | NO | YES |  |  |  |  | 3M HEALTHCARE 10347518 10732 |  |  | Active |  | 99:99:99:99:99:99 |  | Equipment | PAAR:00-PVAR | 11/02/2019 |  | COOPER UNIVERSITY HOSPITAL |  |  | BED 40 | WOT00000002200408 | Lisa Geoghegan | Disposition | Closed | Salvatore Bombara | 02/14/2019 | 05/17/2019 | Bulk Disposition CNL
|  | 3M HEALTHCARE | BAIR PAWS 875 | WARMER, PATIENT |  | SURGICAL CARE UNIT | Kelemen |  |  | 09/11/2009 |  | 9/11/14 |  |  | NO | YES |  |  |  |  | 3M HEALTHCARE 10347507 10733 |  |  | Active |  | 99:99:99:99:99:99 |  | Equipment | PAAR:00-PVAR | 11/02/2019 |  | COOPER UNIVERSITY HOSPITAL |  |  | scu 41 | WOT00000002200368 | Lisa Geoghegan | Disposition | Closed | Salvatore Bombara | 02/14/2019 | 05/14/2019 | Bulk Disposition CNL
|  | 3M HEALTHCARE | BAIR PAWS 875 | WARMER, PATIENT |  |  | Dorrance | [7 empty] | NO | YES
|  | AUGUSTINE MEDICAL | HOTDOG WC52 | WARMER, PATIENT | A09687 | SAME DAY PREOP -2ND FL PAVILION | Kelemen |  |  | 10/31/2019 |  | 10/31/24 |  |  | NO | YES |  |  |  |  | AUGUSTINE MEDICAL 11239052 A09687 |  |  | Active |  | 99:99:99:99:99:99 |  | Equipment | PAAR:00-PVAR | 10/31/2019 | 10/31/2019 | COOPER UNIVERSITY HOSPITAL |  |  | Sd Preop 11 | WOT00000000554029 | JOE DRUCTOR | Performance Verification | Closed | Salvatore Bombara | 10/31/2019 | 10/31/2019 | CEID Record Completion for AUGUSTINE MEDICAL 11239052 A09687 | Inventoried unit. | EXP3418129 | Labor | 10/31/2019 | 10/31/2019 | Josh Harris
|  | AUGUSTINE MEDICAL | HOTDOG WC52 | WARMER, PATIENT | A09714 | SAME DAY PREOP -2ND FL PAVILION | Kelemen |  |  | 10/31/2019 |  | 10/31/24 |  |  | NO | YES |  |  |  |  | AUGUSTINE MEDICAL 11239054 A09714 |  |  | Active |  | 99:99:99:99:99:99 |  | Equipment | PAAR:00-PVAR | 10/31/2019 | 10/31/2019 | COOPER UNIVERSITY HOSPITAL |  |  | Sd Preop 12 | WOT00000000554073 | JOE DRUCTOR | Performance Verification | Closed | Salvatore Bombara | 10/31/2019 | 10/31/2019 | Performance Verification for AUGUSTINE MEDICAL 11239054 A09714 | Initial Install of Performance Verification. Device is ready for patient use. |  |  | 10/31/2019 | 10/31/2019
|  | AUGUSTINE MEDICAL | HOTDOG WC52 | WARMER, PATIENT | A09686 | SAME DAY PREOP -2ND FL PAVILION | Kelemen |  |  | 10/31/2019 |  | 10/31/24 |  |  | NO | YES |  |  |  |  | AUGUSTINE MEDICAL 11239050 A09686 |  |  | Active |  | 99:99:99:99:99:99 |  | Equipment | PAAR:00-PVAR | 10/31/2019 | 10/31/2019 | COOPER UNIVERSITY HOSPITAL |  |  | Sd Preop 10 | WOT00000000553980 | JOE DRUCTOR | Performance Verification | Closed | Salvatore Bombara | 10/31/2019 | 10/31/2019 | Performance Verification for AUGUSTINE MEDICAL 11239050 A09686 | Initial Install of Performance Verification. Device is ready for patient use. |  |  | 10/31/2019 | 10/31/2019
|  | AUGUSTINE MEDICAL | HOTDOG WC52 | WARMER, PATIENT |  | SAME DAY PREOP -2ND FL PAVILION | Pavilion |  |  | 10/31/2019 |  | 10/31/24 |  |  | NO | YES |  |  |  |  | HOT DOG USA 11239048 09700 |  |  | Active |  | 99:99:99:99:99:99 |  | Equipment | PAAR:00-PVAR | 10/31/2019 | 10/31/2019 | COOPER UNIVERSITY HOSPITAL |  |  | SD PRE OP 9 | WOT00000000552997 | JOE DRUCTOR | Performance Verification | Closed | Kirk Lis | 10/31/2019 | 10/31/2019 | Performance Verification for HOT DOG USA 11239048 A09700 | Initial Install of Performance Verification. Device is ready for patient use. |  |  | 10/31/2019 | 10/31/2019
|  | AUGUSTINE MEDICAL | HOTDOG WC52 | WARMER, PATIENT |  | SAME DAY PREOP -2ND FL PAVILION | Kelemen |  |  | 10/31/2019 |  | 10/31/24 |  |  | NO | YES |  |  |  |  | HOT DOG USA 11239046 09710 |  |  | Active |  | 99:99:99:99:99:99 |  | Equipment | PAAR:00-PVAR | 10/31/2019 | 10/31/2019 | COOPER UNIVERSITY HOSPITAL |  |  | SD PRE OP 8 | WOT00000000552974 | JOE DRUCTOR | Performance Verification | Closed | Kirk Lis | 10/31/2019 | 10/31/2019 | Performance Verification for HOT DOG USA 11239046 A09710 | Initial Install of Performance Verification. Device is ready for patient use. |  |  | 10/31/2019 | 10/31/2019
|  | AUGUSTINE MEDICAL | HOTDOG WC52 | WARMER, PATIENT |  | SAME DAY PREOP -2ND FL PAVILION | Kelemen |  |  | 10/31/2019 |  | 10/31/24 |  |  | NO | YES |  |  |  |  | HOT DOG USA 11239044 09716 |  |  | Active |  | 99:99:99:99:99:99 |  | Equipment | PAAR:00-PVAR | 10/31/2019 | 10/31/2019 | COOPER UNIVERSITY HOSPITAL |  |  | PRE OP 5 | WOT00000000552949 | JOE DRUCTOR | Performance Verification | Closed | Kirk Lis | 10/31/2019 | 10/31/2019 | CEID Record Completion for HOT DOG USA 11239044 A09716 | INVENTORIED NEW EQUIPMENT | EXP0260359 | Labor | 10/31/2019 | 10/31/2019 | Kirk Lis
|  | AUGUSTINE MEDICAL | HOTDOG WC52 | WARMER, PATIENT | A09691 | SAME DAY PREOP -2ND FL PAVILION | Pavilion |  |  | 10/31/2019 |  | 10/31/24 |  |  | NO | YES |  |  |  |  | AUGUSTINE MEDICAL 11239042 A09691 |  |  | Active |  | 99:99:99:99:99:99 |  | Equipment | PAAR:00-PVAR | 10/31/2019 | 10/31/2019 | COOPER UNIVERSITY HOSPITAL |  |  | SD Preop 7 | WOT00000000552924 | JOE DRUCTOR | Performance Verification | Closed | Salvatore Bombara | 10/31/2019 | 10/31/2019 | Performance Verification for AUGUSTINE MEDICAL 11239042 A09691 | Initial Install of Performance Verification. Device is ready for patient use. |  |  | 10/31/2019 | 10/31/2019
|  | AUGUSTINE MEDICAL | HOTDOG WC52 | WARMER, PATIENT | A09699 | SAME DAY PREOP -2ND FL PAVILION | Pavilion |  |  | 10/31/2019 |  | 10/31/24 |  |  | NO | YES |  |  |  |  | AUGUSTINE MEDICAL 11239040 A09699 |  |  | Active |  | 99:99:99:99:99:99 |  | Equipment | PAAR:00-PVAR | 10/31/2019 | 10/31/2019 | COOPER UNIVERSITY HOSPITAL |  |  | SD Preop 6 | WOT00000000552889 | JOE DRUCTOR | Performance Verification | Closed | Salvatore Bombara | 10/31/2019 | 10/31/2019 | Performance Verification for AUGUSTINE MEDICAL 11239040 A09699 | Initial Install of Performance Verification. Device is ready for patient use. |  |  | 10/31/2019 | 10/31/2019
|  | AUGUSTINE MEDICAL | HOTDOG WC52 | WARMER, PATIENT | A09719 | SAME DAY PREOP -2ND FL PAVILION | Pavilion |  |  | 10/31/2019 |  | 10/31/24 |  |  | NO | YES |  |  |  |  | AUGUSTINE MEDICAL 11239037 A09719 |  |  | Active |  | 99:99:99:99:99:99 |  | Equipment | PAAR:00-PVAR | 10/31/2019 | 10/31/2019 | COOPER UNIVERSITY HOSPITAL |  |  | SD Preop 4 | WOT00000000552827 | JOE DRUCTOR | Performance Verification | Closed | Salvatore Bombara | 10/31/2019 | 10/31/2019 | Performance Verification for AUGUSTINE MEDICAL 11239037 A09719 | Initial Install of Performance Verification. Device is ready for patient use. |  |  | 10/31/2019 | 10/31/2019
|  | AUGUSTINE MEDICAL | HOTDOG WC52 | WARMER, PATIENT |  | SAME DAY PREOP -2ND FL PAVILION | Pavilion |  |  | 10/31/2019 |  | 10/31/24 |  |  | NO | YES |  |  |  |  | AUGUSTINE MEDICAL 11239035 09715 |  |  | Active |  | 99:99:99:99:99:99 |  | Equipment | PAAR:00-PVAR | 10/31/2019 | 10/31/2019 | COOPER UNIVERSITY HOSPITAL |  |  | SD Preop 3 | WOT00000000552787 | JOE DRUCTOR | Performance Verification | Closed | Salvatore Bombara | 10/31/2019 | 10/31/2019 | Performance Verification for AUGUSTINE MEDICAL 11239035 A09715 | Initial Install of Performance Verification. Device is ready for patient use. |  |  | 10/31/2019 | 10/31/2019
|  | AUGUSTINE MEDICAL | HOTDOG WC52 | WARMER, PATIENT |  | SAME DAY PREOP -2ND FL PAVILION | Kelemen |  |  | 10/31/2019 |  | 10/31/24 |  |  | NO | YES |  |  |  |  | HOT DOG USA 11239034 09680 |  |  | Active |  | 99:99:99:99:99:99 |  | Equipment | PAAR:00-PVAR | 10/31/2019 | 10/31/2019 | COOPER UNIVERSITY HOSPITAL |  |  |  | WOT00000000552770 | JOE DRUCTOR | Performance Verification | Closed | Kirk Lis | 10/31/2019 | 10/31/2019 | Performance Verification for HOT DOG USA 11239034 A09680 | Initial Install of Performance Verification. Device is ready for patient use. |  |  | 10/31/2019 | 10/31/2019
|  | AUGUSTINE MEDICAL | HOTDOG WC52 | WARMER, PATIENT |  | SAME DAY PREOP -2ND FL PAVILION | Pavilion |  |  | 10/31/2019 |  | 10/31/24 |  |  | NO | YES |  |  |  |  | HOT DOG USA 11239032 09711 |  |  | Active |  | 99:99:99:99:99:99 |  | Equipment | PAAR:00-PVAR | 10/31/2019 | 10/31/2019 | COOPER UNIVERSITY HOSPITAL |  |  |  | WOT00000000552693 | JOE DRUCTOR | Performance Verification | Closed | Kirk Lis | 10/31/2019 | 10/31/2019 | Performance Verification for HOT DOG USA 11239032 A09711 | Initial Install of Performance Verification. Device is ready for patient use. |  |  | 10/31/2019 | 10/31/2019
|  | AUGUSTINE MEDICAL | HOTDOG WC52 | WARMER, PATIENT |  | ANESTHESIOLOGY | Kelemen |  |  | 10/31/2019 |  | 10/31/24 |  |  | NO | YES |  |  |  |  | AUGUSTINE MEDICAL 30294830 09102 |  |  | Active |  | 99:99:99:99:99:99 |  | Equipment | PAAR:00-PVAR | 10/31/2019 | 10/31/2019 | COOPER UNIVERSITY HOSPITAL |  |  |  | WOT00000001167789 | GIACINTA ROUPAS | Performance Verification | Completed | Pat D'Andrea | 10/31/2019 | 10/31/2019 | Performance Verification for AUGUSTINE MEDICAL 30294830 09102 | Initial Install of Performance Verification. Device is ready for patient use. |  |  | 10/31/2019 | 10/31/2019
|  | AUGUSTINE MEDICAL | HOTDOG WC52 | WARMER, PATIENT |  | ANESTHESIOLOGY | Pavilion |  |  | 10/31/2019 |  | 10/31/24 |  |  | NO | YES |  |  |  |  | AUGUSTINE MEDICAL 30294831 09096 |  |  | Active |  | 99:99:99:99:99:99 |  | Equipment | PAAR:00-PVAR | 10/31/2019 | 10/31/2019 | COOPER UNIVERSITY HOSPITAL |  |  |  | WOT00000001167796 | GIACINTA ROUPAS | Performance Verification | Completed | Pat D'Andrea | 10/31/2019 | 10/31/2019 | Performance Verification for AUGUSTINE MEDICAL 30294831 09096 | Initial Install of Performance Verification. Device is ready for patient use. |  |  | 10/31/2019 | 10/31/2019
|  | AUGUSTINE MEDICAL | HOTDOG WC52 | WARMER, PATIENT |  |  | Pavilion |  |  | 10/31/2019 |  | 10/31/24 |  |  | NO | YES |  |  |  |  | AUGUSTINE MEDICAL 30294829 09170 |  |  | Active |  | 99:99:99:99:99:99 |  | Equipment | PAAR:00-PVAR | 10/31/2019 | 10/31/2019 | COOPER UNIVERSITY HOSPITAL |  |  |  | WOT00000001167781 | GIACINTA ROUPAS | Performance Verification | Completed | Pat D'Andrea | 10/31/2019 | 10/31/2019 | Performance Verification for AUGUSTINE MEDICAL 30294829 09170 | Initial Install of Performance Verification. Device is ready for patient use. |  |  | 10/31/2019 | 10/31/2019
|  | AUGUSTINE MEDICAL | HOTDOG WC52 | WARMER, PATIENT |  | ANESTHESIOLOGY | Pavilion |  |  | 10/31/2019 |  | 10/31/24 |  |  | NO | YES |  |  |  |  | AUGUSTINE MEDICAL 30294828 09174 |  |  | Active |  | 99:99:99:99:99:99 |  | Equipment | PAAR:00-PVAR | 10/31/2019 | 10/31/2019 | COOPER UNIVERSITY HOSPITAL |  |  |  | WOT00000001167774 | GIACINTA ROUPAS | Performance Verification | Completed | Pat D'Andrea | 10/31/2019 | 10/31/2019 | Performance Verification for AUGUSTINE MEDICAL 30294828 09174 | Initial Install of Performance Verification. Device is ready for patient use. |  |  | 10/31/2019 | 10/31/2019
|  | AUGUSTINE MEDICAL | HOTDOG WC52 | WARMER, PATIENT |  | ANESTHESIOLOGY | Kelemen |  |  | 10/31/2019 |  | 10/31/24 |  |  | NO | YES |  |  |  |  | AUGUSTINE MEDICAL 30294826 09162 |  |  | Active |  | 99:99:99:99:99:99 |  | Equipment | PAAR:00-PVAR | 10/31/2019 | 10/31/2019 | COOPER UNIVERSITY HOSPITAL |  |  |  | WOT00000001167741 | GIACINTA ROUPAS | Performance Verification | Completed | Pat D'Andrea | 10/31/2019 | 10/31/2019 | Performance Verification for AUGUSTINE MEDICAL 30294826 09162 | Initial Install of Performance Verification. Device is ready for patient use. |  |  | 10/31/2019 | 10/31/2019
|  | AUGUSTINE MEDICAL | HOTDOG WC52 | WARMER, PATIENT |  |  | Pavilion |  |  | 10/31/2019 |  | 10/31/24 |  |  | NO | YES |  |  |  |  | AUGUSTINE MEDICAL 30294823 09163 |  |  | Active |  | 99:99:99:99:99:99 |  | Equipment | PAAR:00-PVAR | 10/31/2019 | 10/31/2019 | COOPER UNIVERSITY HOSPITAL |  |  |  | WOT00000001167680 | GIACINTA ROUPAS | Performance Verification | Completed | Pat D'Andrea | 10/31/2019 | 10/31/2019 | Performance Verification for AUGUSTINE MEDICAL 30294823 09163 | Initial Install of Performance Verification. Device is ready for patient use. |  |  | 10/31/2019 | 10/31/2019
|  | AUGUSTINE MEDICAL | HOTDOG WC52 | WARMER, PATIENT |  |  | Pavilion |  |  | 10/31/2019 |  | 10/31/24 |  |  | NO | YES |  |  |  |  | AUGUSTINE MEDICAL 30294825 09161 |  |  | Active |  | 99:99:99:99:99:99 |  | Equipment | PAAR:00-PVAR | 10/31/2019 | 10/31/2019 | COOPER UNIVERSITY HOSPITAL |  |  |  | WOT00000001167724 | GIACINTA ROUPAS | Performance Verification | Completed | Pat D'Andrea | 10/31/2019 | 10/31/2019 | Performance Verification for AUGUSTINE MEDICAL 30294825 09161 | Initial Install of Performance Verification. Device is ready for patient use. |  |  | 10/31/2019 | 10/31/2019
|  | AUGUSTINE MEDICAL | HOTDOG WC52 | WARMER, PATIENT |  |  | Pavilion |  |  | 10/31/2019 |  | 10/31/24 |  |  | NO | YES |  |  |  |  | AUGUSTINE MEDICAL 30294824 09150 |  |  | Active |  | 99:99:99:99:99:99 |  | Equipment | PAAR:00-PVAR | 10/31/2019 | 10/31/2019 | COOPER UNIVERSITY HOSPITAL |  |  |  | WOT00000001167686 | GIACINTA ROUPAS | Performance Verification | Completed | Pat D'Andrea | 10/31/2019 | 10/31/2019 | Performance Verification for AUGUSTINE MEDICAL 30294824 09150 | Initial Install of Performance Verification. Device is ready for patient use. |  |  | 10/31/2019 | 10/31/2019
|  | AUGUSTINE MEDICAL | HOTDOG WC52 | WARMER, PATIENT |  |  | Pavilion |  |  | 10/31/2019 |  | 10/31/24 |  |  | NO | YES |  |  |  |  | AUGUSTINE MEDICAL 30294822 09133 |  |  | Active |  | 99:99:99:99:99:99 |  | Equipment | PAAR:00-PVAR | 10/31/2019 | 10/31/2019 | COOPER UNIVERSITY HOSPITAL |  |  |  | WOT00000001167674 | GIACINTA ROUPAS | Performance Verification | Completed | Pat D'Andrea | 10/31/2019 | 10/31/2019 | Performance Verification for AUGUSTINE MEDICAL 30294822 09133 | Initial Install of Performance Verification. Device is ready for patient use. |  |  | 10/31/2019 | 10/31/2019
|  | AUGUSTINE MEDICAL | HOTDOG WC52 | WARMER, PATIENT |  |  | Pavilion |  |  | 10/31/2019 |  | 10/31/24 |  |  | NO | YES |  |  |  |  | AUGUSTINE MEDICAL 30294821 09164 |  |  | Active |  | 99:99:99:99:99:99 |  | Equipment | PAAR:00-PVAR | 10/31/2019 | 10/31/2019 | COOPER UNIVERSITY HOSPITAL |  |  |  | WOT00000001167655 | GIACINTA ROUPAS | Performance Verification | Completed | Pat D'Andrea | 10/31/2019 | 10/31/2019 | Performance Verification for AUGUSTINE MEDICAL 30294821 09164 | Initial Install of Performance Verification. Device is ready for patient use. |  |  | 10/31/2019 | 10/31/2019
|  | AUGUSTINE MEDICAL | HOTDOG WC52 | WARMER, PATIENT |  |  | Pavilion |  |  | 10/31/2019 |  | 10/31/24 |  |  | NO | YES |  |  |  |  | AUGUSTINE MEDICAL 30294820 09088 |  |  | Active |  | 99:99:99:99:99:99 |  | Equipment | PAAR:00-PVAR | 10/31/2019 | 10/31/2019 | COOPER UNIVERSITY HOSPITAL |  |  |  | WOT00000001167649 | GIACINTA ROUPAS | Performance Verification | Completed | Pat D'Andrea | 10/31/2019 | 10/31/2019 | Performance Verification for AUGUSTINE MEDICAL 30294820 09088 | Initial Install of Performance Verification. Device is ready for patient use. |  |  | 10/31/2019 | 10/31/2019
|  | AUGUSTINE MEDICAL | HOTDOG WC52 | WARMER, PATIENT |  |  | Pavilion |  |  | 10/31/2019 |  | 10/31/24 |  |  | NO | YES |  |  |  |  | AUGUSTINE MEDICAL 30294819 09044 |  |  | Active |  | 99:99:99:99:99:99 |  | Equipment | PAAR:00-PVAR | 10/31/2019 | 10/31/2019 | COOPER UNIVERSITY HOSPITAL |  |  |  | WOT00000001167643 | GIACINTA ROUPAS | Performance Verification | Completed | Pat D'Andrea | 10/31/2019 | 10/31/2019 | Performance Verification for AUGUSTINE MEDICAL 30294819 09044 | Initial Install of Performance Verification. Device is ready for patient use. |  |  | 10/31/2019 | 10/31/2019
|  | AUGUSTINE MEDICAL | HOTDOG WC52 | WARMER, PATIENT |  |  | Pavilion |  |  | 10/31/2019 |  | 10/31/24 |  |  | NO | YES |  |  |  |  | AUGUSTINE MEDICAL 30294818 09060 |  |  | Active |  | 99:99:99:99:99:99 |  | Equipment | PAAR:00-PVAR | 10/31/2019 | 10/31/2019 | COOPER UNIVERSITY HOSPITAL |  |  |  | WOT00000001167636 | GIACINTA ROUPAS | Performance Verification | Completed | Pat D'Andrea | 10/31/2019 | 10/31/2019 | Performance Verification for AUGUSTINE MEDICAL 30294818 09060 | Initial Install of Performance Verification. Device is ready for patient use. |  |  | 10/31/2019 | 10/31/2019
|  | AUGUSTINE MEDICAL | HOTDOG WC52 | WARMER, PATIENT |  |  | Pavilion |  |  | 10/31/2019 |  | 10/31/24 |  |  | NO | YES |  |  |  |  | AUGUSTINE MEDICAL 30294816 09148 |  |  | Active |  | 99:99:99:99:99:99 |  | Equipment | PAAR:00-PVAR | 10/31/2019 | 10/31/2019 | COOPER UNIVERSITY HOSPITAL |  |  |  | WOT00000001167624 | GIACINTA ROUPAS | Performance Verification | Completed | Pat D'Andrea | 10/31/2019 | 10/31/2019 | Performance Verification for AUGUSTINE MEDICAL 30294816 09148 | Initial Install of Performance Verification. Device is ready for patient use. |  |  | 10/31/2019 | 10/31/2019
|  | AUGUSTINE MEDICAL | HOTDOG WC52 | WARMER, PATIENT |  | ANESTHESIOLOGY | Pavilion |  |  | 10/31/2019 |  | 10/31/24 |  |  | NO | YES |  |  |  |  | AUGUSTINE MEDICAL 30294817 09153 |  |  | Active |  | 99:99:99:99:99:99 |  | Equipment | PAAR:00-PVAR | 10/31/2019 | 10/31/2019 | COOPER UNIVERSITY HOSPITAL |  |  |  | WOT00000001167628 | GIACINTA ROUPAS | Performance Verification | Completed | Pat D'Andrea | 10/31/2019 | 10/31/2019 | Performance Verification for AUGUSTINE MEDICAL 30294817 09153 | Initial Install of Performance Verification. Device is ready for patient use. |  |  | 10/31/2019 | 10/31/2019
|  | AUGUSTINE MEDICAL | HOTDOG WC52 | WARMER, PATIENT |  | ANESTHESIOLOGY | Pavilion |  |  | 10/31/2019 |  | 10/31/24 |  |  | NO | YES |  |  |  |  | AUGUSTINE MEDICAL 30294814 09115 |  |  | Active |  | 99:99:99:99:99:99 |  | Equipment | PAAR:00-PVAR | 10/31/2019 | 10/31/2019 | COOPER UNIVERSITY HOSPITAL |  |  |  | WOT00000001167599 | GIACINTA ROUPAS | Performance Verification | Completed | Pat D'Andrea | 10/31/2019 | 10/31/2019 | Performance Verification for AUGUSTINE MEDICAL 30294814 09115 | Initial Install of Performance Verification. Device is ready for patient use. |  |  | 10/31/2019 | 10/31/2019
|  | AUGUSTINE MEDICAL | HOTDOG WC52 | WARMER, PATIENT |  |  | Pavilion |  |  | 10/31/2019 |  | 10/31/24 |  |  | NO | YES |  |  |  |  | AUGUSTINE MEDICAL 30294810 09158 |  |  | Active |  | 99:99:99:99:99:99 |  | Equipment | PAAR:00-PVAR | 10/31/2019 | 10/31/2019 | COOPER UNIVERSITY HOSPITAL |  |  |  | WOT00000001167288 | GIACINTA ROUPAS | Performance Verification | Completed | Pat D'Andrea | 10/31/2019 | 10/31/2019 | Performance Verification for AUGUSTINE MEDICAL 30294810 09158 | Initial Install of Performance Verification. Device is ready for patient use. |  |  | 10/31/2019 | 10/31/2019
|  | AUGUSTINE MEDICAL | HOTDOG WC52 | WARMER, PATIENT |  | ANESTHESIOLOGY | Pavilion |  |  | 10/31/2019 |  | 10/31/24 |  |  | NO | YES |  |  |  |  | AUGUSTINE MEDICAL 30294811 09157 |  |  | Active |  | 99:99:99:99:99:99 |  | Equipment | PAAR:00-PVAR | 10/31/2019 | 10/31/2019 | COOPER UNIVERSITY HOSPITAL |  |  |  | WOT00000001167300 | GIACINTA ROUPAS | Performance Verification | Completed | Pat D'Andrea | 10/31/2019 | 10/31/2019 | Performance Verification for AUGUSTINE MEDICAL 30294811 09157 | Initial Install of Performance Verification. Device is ready for patient use. |  |  | 10/31/2019 | 10/31/2019
|  | AUGUSTINE MEDICAL | HOTDOG WC52 | WARMER, PATIENT |  | ANESTHESIOLOGY | Pavilion |  |  | 10/31/2019 |  | 10/31/24 |  |  | NO | YES |  |  |  |  | AUGUSTINE MEDICAL 30294812 09120 |  |  | Active |  | 99:99:99:99:99:99 |  | Equipment | PAAR:00-PVAR | 10/31/2019 | 10/31/2019 | COOPER UNIVERSITY HOSPITAL |  |  |  | WOT00000001167326 | GIACINTA ROUPAS | Performance Verification | Completed | Pat D'Andrea | 10/31/2019 | 10/31/2019 | Performance Verification for AUGUSTINE MEDICAL 30294812 09120 | Initial Install of Performance Verification. Device is ready for patient use. |  |  | 10/31/2019 | 10/31/2019
|  | AUGUSTINE MEDICAL | HOTDOG WC52 | WARMER, PATIENT |  |  | Kelemen | [7 empty] | NO | YES
|  | DATEX OHMEDA | 3000 IWS | WARMER, RADIANT, INFANT | HCAX01270 | INTENSIVE CARE NURSERY | Dorrance |  |  | 12/06/1994 |  | 12/6/04 |  |  | NO | YES |  |  |  |  | DATEX OHMEDA 10364827 HCAX01270 |  |  | Active |  | 99:99:99:99:99:99 |  | High Risk | 1Y:00-MFG | 09/19/2019 | 09/01/2020 | COOPER UNIVERSITY HOSPITAL |  |  | ROOM D340 |  | JOANNE FOX
|  | DRAEGER | RESUSCITAIRE | WARMER, RADIANT, INFANT | RX05814 | INTENSIVE CARE NURSERY | Dorrance |  |  | 02/23/2010 |  | 2/23/20 |  |  | NO | YES |  |  |  |  | DRAEGER 10355011 RX05814 |  |  | Active |  | 99:99:99:99:99:99 |  | High Risk | 1Y:00-MFG | 11/01/2019 | 11/01/2020 | COOPER UNIVERSITY HOSPITAL |  |  | d 5 nicu |  | JOANNE FOX
|  | GE HEALTHCARE | PANDA IRES | WARMER, RADIANT, INFANT | HDJS50153 |  | Dorrance | [7 empty] | NO | YES
|  | GE HEALTHCARE | PANDA IRES | WARMER, RADIANT, INFANT | PBWV60514 | PEDIATRIC INTENSIVE CARE UNIT | Kelemen |  |  | 07/20/2016 |  | 7/20/26 |  |  | NO | YES |  |  |  |  | DATEX OHMEDA 10505335 PBWV60514 |  |  | Active |  | 99:99:99:99:99:99 |  | High Risk | 1Y:00-MFG | 03/06/2019 | 03/01/2020 | COOPER UNIVERSITY HOSPITAL |  |  | D6 |  | Susan Cannon
|  | GE HEALTHCARE | PANDA IRES | WARMER, RADIANT, INFANT | HDJV61298 | LABOR & DELIVERY | Dorrance |  |  | 06/17/2016 |  | 6/17/26 |  |  | NO | YES |  |  |  |  | GE MEDICAL SYSTEMS 10505284 HDJV61298 |  |  | Active |  | 99:99:99:99:99:99 |  | High Risk | 1Y:00-MFG | 11/01/2019 | 11/01/2020 | COOPER UNIVERSITY HOSPITAL |  |  | D6 |  | JOANNA HORST
|  | GE HEALTHCARE | PANDA IRES | WARMER, RADIANT, INFANT | HDJ850239 | EMERGENCY ROOM | Kelemen |  |  | 12/31/2012 |  | 12/31/22 |  |  | NO | YES |  |  |  |  | GE MEDICAL SYSTEMS 10368774 HDJ850239 |  |  | Active |  | 99:99:99:99:99:99 |  | High Risk | 1Y:00-MFG | 02/19/2019 | 02/01/2020 | COOPER UNIVERSITY HOSPITAL |  |  | PEDS TRAUMA |  | KAREN GRUBER
|  | GE HEALTHCARE | PANDA IRES | WARMER, RADIANT, INFANT | HDJS50150 | LABOR & DELIVERY | Dorrance |  |  | 12/31/2012 |  | 12/31/22 |  |  | NO | YES |  |  |  |  | GE MEDICAL SYSTEMS 10355128 HDJS50150 |  |  | Active |  | 99:99:99:99:99:99 |  | High Risk | 1Y:00-MFG | 11/01/2019 | 11/01/2020 | COOPER UNIVERSITY HOSPITAL |  |  | LABOR AND DELIVERY |  | JOANNA HORST
|  | GE HEALTHCARE | PANDA IRES | WARMER, RADIANT, INFANT | HDJS50155 | LABOR & DELIVERY | Dorrance |  |  | 12/31/2012 |  | 12/31/22 |  |  | NO | YES |  |  |  |  | GE MEDICAL SYSTEMS 10355123 HDJS50155 |  |  | Active |  | 99:99:99:99:99:99 |  | High Risk | 1Y:00-MFG | 11/01/2019 | 11/01/2020 | COOPER UNIVERSITY HOSPITAL |  |  | DORRANCE 6 rm 4 |  | JOANNA HORST
|  | GE HEALTHCARE | PANDA IRES | WARMER, RADIANT, INFANT | HDJS50147 | LABOR & DELIVERY | Dorrance |  |  | 12/31/2012 |  | 12/31/22 |  |  | NO | YES |  |  |  |  | GE MEDICAL SYSTEMS 10355102 HDJS50147 |  |  | Active |  | 99:99:99:99:99:99 |  | High Risk | 1Y:00-MFG | 11/01/2019 | 11/01/2020 | COOPER UNIVERSITY HOSPITAL |  |  | OR 1 L&D |  | JOANNA HORST
|  | GE HEALTHCARE | PANDA IRES | WARMER, RADIANT, INFANT | HDJS50146 | LABOR & DELIVERY | Dorrance |  |  | 12/31/2012 |  | 12/31/22 |  |  | NO | YES |  |  |  |  | GE MEDICAL SYSTEMS 10355099 HDJS50146 |  |  | Active |  | 99:99:99:99:99:99 |  | High Risk | 1Y:00-MFG | 11/01/2019 | 11/01/2020 | COOPER UNIVERSITY HOSPITAL |  |  | OR 1 L |  | JOANNA HORST
|  | GE HEALTHCARE | PANDA IRES | WARMER, RADIANT, INFANT | HDJS50152 | LABOR & DELIVERY | Dorrance |  |  | 12/31/2012 |  | 12/31/22 |  |  | NO | YES |  |  |  |  | GE MEDICAL SYSTEMS 10355076 HDJS50152 |  |  | Active |  | 99:99:99:99:99:99 |  | High Risk | 1Y:00-MFG | 11/01/2019 | 11/01/2020 | COOPER UNIVERSITY HOSPITAL |  |  | LABOR AND DELIVERY |  | JOANNA HORST
|  | GE HEALTHCARE | PANDA IRES | WARMER, RADIANT, INFANT | HDJS50148 | MATERNAL FETAL CARE UNIT | Dorrance |  |  | 12/31/2012 |  | 12/31/22 |  |  | NO | YES |  |  |  |  | GE MEDICAL SYSTEMS 10355000 HDJS50148 |  |  | Active |  | 99:99:99:99:99:99 |  | High Risk | 1Y:00-MFG | 05/30/2019 | 05/01/2020 | COOPER UNIVERSITY HOSPITAL |  |  | MATERNAL CARE UNIT FLR 5 |  | JOANNA HORST
|  | GE HEALTHCARE | PANDA IRES | WARMER, RADIANT, INFANT | HDJS50151 | LABOR & DELIVERY | Dorrance |  |  | 12/31/2012 |  | 12/31/22 |  |  | NO | YES |  |  |  |  | GE MEDICAL SYSTEMS 10354973 HDJS50151 |  |  | Active |  | 99:99:99:99:99:99 |  | High Risk | 1Y:00-MFG | 11/01/2019 | 11/01/2020 | COOPER UNIVERSITY HOSPITAL |  |  | LABOR AND DELIVERY |  | JOANNA HORST
|  | GE HEALTHCARE | PANDA IRES | WARMER, RADIANT, INFANT | HDJS50144 | LABOR & DELIVERY | Dorrance |  |  | 12/31/2012 |  | 12/31/22 |  |  | NO | YES |  |  |  |  | GE MEDICAL SYSTEMS 10354966 HDJS50144 |  |  | Active |  | 99:99:99:99:99:99 |  | High Risk | 1Y:00-MFG | 11/01/2019 | 11/01/2020 | COOPER UNIVERSITY HOSPITAL |  |  | LABOR AND DELIVERY |  | JOANNA HORST
|  | GE HEALTHCARE | PANDA IRES | WARMER, RADIANT, INFANT | HDJS50149 | LABOR & DELIVERY | Dorrance |  |  | 12/31/2012 |  | 12/31/22 |  |  | NO | YES |  |  |  |  | GE MEDICAL SYSTEMS 10354910 HDJS50149 |  |  | Active |  | 99:99:99:99:99:99 |  | High Risk | 1Y:00-MFG | 11/01/2019 | 11/01/2020 | COOPER UNIVERSITY HOSPITAL |  |  | LABOR AND DELIVERY |  | JOANNA HORST
|  | GE HEALTHCARE | PANDA IRES | WARMER, RADIANT, INFANT | HDJS50154 |  | Kelemen | [7 empty] | NO | YES
|  | OHMEDA | 3400 IWS | WARMER, RADIANT, INFANT | HCAY00131 | INTENSIVE CARE NURSERY | Dorrance |  |  | 09/19/2019 |  | 9/19/29 |  |  | NO | YES |  |  |  |  | OHMEDA 11207543 HCAY00131 |  |  | Active | 10365007, 30438030 | 99:99:99:99:99:99 |  | High Risk | 6M:00-MFG | 09/19/2019 | 09/19/2019 | COOPER UNIVERSITY HOSPITAL |  |  | d 5 nicu |  | JOANNE FOX |  |  |  | 09/19/2019 | 09/19/2019 |  |  |  |  | 09/19/2019 | 09/19/2019
|  | OHMEDA | 4300 IWS | WARMER, RADIANT, INFANT | HCAY00132 | INTENSIVE CARE NURSERY | Dorrance |  |  | 12/06/1994 |  | 12/6/04 |  |  | NO | YES |  |  |  |  | OHMEDA 10364818 HCAY00132 |  |  | Active |  | 99:99:99:99:99:99 |  | High Risk | 1Y:00-MFG | 09/28/2019 | 09/01/2020 | COOPER UNIVERSITY HOSPITAL |  |  | D343 L&D |  | JOANNE FOX
|  | OHMEDA | 4300 IWS | WARMER, RADIANT, INFANT |  | INTENSIVE CARE NURSERY | Dorrance |  |  | 06/22/1994 |  | 6/22/04 |  |  | NO | YES |  |  |  |  | OHMEDA 10355216 00916 |  |  | Active |  | 99:99:99:99:99:99 |  | High Risk | 1Y:00-MFG | 09/30/2019 | 09/01/2020 | COOPER UNIVERSITY HOSPITAL |  |  | MIU D3 |  | JOANNE FOX
|  | BARNSTEAD INTERNATIONAL |  | WARMER, SLIDE | 1.6730805054e 012 | COOPER CENTER FOR SPECIAL DIAGNOSTICS | 401 Haddon Ave |  |  | 07/01/2008 |  | 7/1/13 |  |  | NO | YES |  |  |  |  | BARNSTEAD INTERNATIONAL 10365680 1.6730805054e+012 |  |  | Active |  | 99:99:99:99:99:99 |  | Equipment | 1Y:00-MFG | 06/14/2019 | 06/01/2020 | COOPER AMBULATORY OFF-SITES |  |  | E+R - Main Lab |  | DR. BARNOWSKY
|  | LAB-LINE INSTRUMENTS |  | WARMER, SLIDE | 1.6740805046e 012 | COOPER CENTER FOR SPECIAL DIAGNOSTICS | 401 Haddon Ave |  |  | 08/07/2008 |  | 8/7/13 |  |  | NO | YES |  |  |  |  | LAB-LINE INSTRUMENTS 10365684 1.6740805046e+012 |  |  | Active |  | 99:99:99:99:99:99 |  | Equipment | 1Y:00-MFG | 06/14/2019 | 06/01/2020 | COOPER AMBULATORY OFF-SITES |  |  | E+R - Main Lab |  | DR. BARNOWSKY
|  | PREMIERE | XH-2001 | WARMER, SLIDE | S136 | LAB MICROBIOLOGY | Pavilion | Basement |  | 08/16/2017 |  | 8/16/22 |  |  | NO | YES |  |  |  |  | PREMIERE 10732279 S136 |  |  | Active |  | 99:99:99:99:99:99 |  | Equipment | PAAR:00-PVAR | 10/31/2019 |  | COOPER UNIVERSITY HOSPITAL |  |  |  | 0012038779 | COURTNEY BARRY | Performance Verification | Closed | Josh Harris | 08/15/2017 | 08/17/2017 | SLIDE WARMER - CHECKED AND TAGGED - MICROBIO | 8/16/2017 11:49:13 AM JXHARRIS (JXHARRIS 8/16/2017 12:00 AM) CEID: 10732279 S/N: S136 MANUFACTURER: PREMIERE MODEL #: XH-2001 ASSET #: 8625 (TJBURHART 8/16/2017 12:00 AM) CEID: 10732279 S/N: S136 MANUFACTURER: PREMIERE MODEL #: XH-2001 ASSET #: 8625 | 38652069-A221-4734-973C-FC179FCB4A4B | Labor | 08/16/2017 | 08/16/2017 | Josh Harris
|  | PREMIERE | XH-2001 | WARMER, SLIDE | Q317 | LAB CYTOLOGY | Kelemen | BASEMENT |  | 09/23/2014 |  | 9/23/19 |  |  | NO | YES |  |  |  |  | PREMIERE 10368037 Q317 |  |  | Active |  | 99:99:99:99:99:99 |  | Equipment | 1Y:00-MFG | 09/20/2019 | 09/01/2020 | COOPER UNIVERSITY HOSPITAL |  |  | CYGOLOGY |  | DALE MORRONE
|  | BECTON DICKINSON BIOSCIENCES | FACS 337146 | WASH ASSISTANT | K33714600545 | COOPER CENTER FOR SPECIAL DIAGNOSTICS | 401 Haddon Ave |  |  | 06/27/2019 |  | 6/27/24 |  |  | NO | YES |  |  |  |  | BECTON DICKINSON BIOSCIENCES 11187576 K33714600545 |  |  | Active |  | 99:99:99:99:99:99 |  | Equipment | 1Y:00-MFG | 06/27/2019 | 06/27/2019 | COOPER AMBULATORY OFF-SITES |  |  | E+R - Main Lab |  | DR. BARNOWSKY |  |  |  | 06/27/2019 | 06/27/2019 |  |  |  |  | 06/27/2019 | 06/27/2019
|  | STERIS CORPORATION | VISION 1327 | WASHER, CART |  | CENTRAL STERILE PROCESSING | Pavilion | Basement |  | 08/03/2016 |  | 8/3/31 |  |  | NO | YES |  |  |  |  | STERIS CORPORATION 10505421 3612416001 |  |  | Active |  | 99:99:99:99:99:99 |  | Equipment | 3M:00-MFG | 10/29/2019 | 01/01/2020 | COOPER UNIVERSITY HOSPITAL |  |  | CSP |  | GINA GAROZZO
|  | CS MEDICAL | TD-100 | WASHER, DISINFECTOR |  | ECHOCARDIOLOGY | Kelemen |  |  | 07/29/2016 |  | 7/29/31 |  |  | NO | YES |  |  |  |  | CS MEDICAL 10480096 10401078 |  |  | Active |  | 99:99:99:99:99:99 |  | Equipment | 1Y:00-MFG | 02/18/2019 | 02/01/2020 | COOPER UNIVERSITY HOSPITAL |  |  |  |  | LINDA VALENTI
|  | GETINGE/CASTLE, INC. | 86-SERIES | WASHER, DISINFECTOR | WAA085037 | CENTRAL STERILE PROCESSING | Pavilion | Basement |  | 10/24/2019 |  | 10/24/34 |  |  | NO | YES |  |  |  |  | GETINGE/CASTLE, INC. 11187514 WAA085037 |  |  | Active |  | 99:99:99:99:99:99 |  | Equipment | 3M:00-MFG | 10/24/2019 | 10/24/2019 | COOPER UNIVERSITY HOSPITAL |  |  | CSP - Decontamination (#4) | WOT00000001554848 | GINA GAROZZO | Performance Verification | Closed | Stephen Zubrzycki | 10/24/2019 | 10/24/2019 | Performance Verification for GETINGE/CASTLE, INC. 11187514 WAA085037 | Initial Install of Performance Verification. Device is ready for patient use. |  |  | 10/24/2019 | 10/24/2019
|  | GETINGE/CASTLE, INC. | 86-SERIES | WASHER, DISINFECTOR | WAA085490 | CENTRAL STERILE PROCESSING | Pavilion | Basement |  | 10/24/2019 |  | 10/24/34 |  |  | NO | YES |  |  |  |  | GETINGE/CASTLE, INC. 11187513 WAA085490 |  |  | Active |  | 99:99:99:99:99:99 |  | Equipment | 3M:00-MFG | 10/24/2019 | 10/24/2019 | COOPER UNIVERSITY HOSPITAL |  |  | CSP - Decontamination (#3) | WOT00000001554835 | GINA GAROZZO | Performance Verification | Closed | Stephen Zubrzycki | 10/24/2019 | 10/24/2019 | Performance Verification for GETINGE/CASTLE, INC. 11187513 WAA085490 | Initial Install of Performance Verification. Device is ready for patient use. |  |  | 10/24/2019 | 10/24/2019
|  | GETINGE/CASTLE, INC. | 86-SERIES | WASHER, DISINFECTOR | WAA085038 | CENTRAL STERILE PROCESSING | Pavilion | Basement |  | 10/24/2019 |  | 10/24/34 |  |  | NO | YES |  |  |  |  | GETINGE/CASTLE, INC. 11187511 WAA085038 |  |  | Active |  | 99:99:99:99:99:99 |  | Equipment | 3M:00-MFG | 10/24/2019 | 10/24/2019 | COOPER UNIVERSITY HOSPITAL |  |  | CSP - Decontamination (#1) | WOT00000001554776 | GINA GAROZZO | Performance Verification | Closed | Stephen Zubrzycki | 10/24/2019 | 10/24/2019 | Performance Verification for GETINGE/CASTLE, INC. 11187511 WAA085038 | Initial Install of Performance Verification. Device is ready for patient use. |  |  | 10/24/2019 | 10/24/2019
|  | GETINGE/CASTLE, INC. | 86-SERIES | WASHER, DISINFECTOR | WAA085615 | CENTRAL STERILE PROCESSING | Pavilion | Basement |  | 10/24/2019 |  | 10/24/34 |  |  | NO | YES |  |  |  |  | GETINGE/CASTLE, INC. 11187512 WAA085615 |  |  | Active |  | 99:99:99:99:99:99 |  | Equipment | 3M:00-MFG | 10/24/2019 | 10/24/2019 | COOPER UNIVERSITY HOSPITAL |  |  | CSP - Decontamination (#2) | WOT00000001554825 | GINA GAROZZO | Performance Verification | Closed | Stephen Zubrzycki | 10/24/2019 | 10/24/2019 | Performance Verification for GETINGE/CASTLE, INC. 11187512 WAA085615 | Initial Install of Performance Verification. Device is ready for patient use. |  |  | 10/24/2019 | 10/24/2019
|  | STERIS CORPORATION | AMSCO 2532 | WASHER, DISINFECTOR |  | VOORHEES SURGERY CENTER-OPERATING ROOM | 900 Centennial Blvd | Suite E |  | 10/04/2017 |  | 10/4/32 |  |  | NO | YES |  |  |  |  | STERIS CORPORATION 10732163 3634016012 |  |  | Active |  | 99:99:99:99:99:99 |  | Equipment | 3M:00-MFG | 10/24/2019 | 01/01/2020 | COOPER AMBULATORY OFF-SITES |  |  | Suite E - CSP | 0012418432 | JENNIFER BOMBARO | Performance Verification | Closed | Josh Harris | 11/21/2017 | 11/21/2017 | INCOMING INVENTORY | DEVICE INVENTORIED | 46082D4F-F14F-42FD-BFC4-A19AA4AB8C5D | Labor | 11/21/2017 | 11/21/2017 | Josh Harris
|  | STERIS CORPORATION | AMSCO 3052 | WASHER, DISINFECTOR |  | VOORHEES SURGERY CENTER-OPERATING ROOM | 900 Centennial Blvd | Suite E |  | 10/04/2017 |  | 10/4/32 |  |  | NO | YES |  |  |  |  | STERIS CORPORATION 10732162 3612817009 |  |  | Active |  | 99:99:99:99:99:99 |  | Equipment | 3M:00-MFG | 10/18/2019 | 01/01/2020 | COOPER AMBULATORY OFF-SITES |  |  | Suite E - CSP | 0012418423 | JENNIFER BOMBARO | Performance Verification | Closed | Josh Harris | 11/21/2017 | 11/21/2017 | INCOMING INVENTORY | DEVICE INVENTORIED | 1F545806-12AD-4DAD-A01B-41110B363207 | Labor | 11/21/2017 | 11/21/2017 | Josh Harris
|  | MEDIVATORS | CER-2 | WASHER, ENDOSCOPE | 862934-04 | BRACHFIELD MEDICAL ASSOCIATES-MEDICINE | 218 Sunset Rd |  |  | 11/15/2017 |  | 11/15/32 |  |  | NO | YES |  |  |  |  | MEDIVATORS 10732192 862934-04 |  |  | Active |  | 99:99:99:99:99:99 |  | Equipment | PAAR:00-PVAR | 10/31/2019 |  | COOPER AMBULATORY OFF-SITES |  |  | SCOPE RM | 0012587756 | CATHY CRAWFORD | Performance Verification | Closed | Josh Harris | 12/27/2017 | 12/27/2017 | INCOMING INVENTORY | DEVICE INVENTORIED | 13699FA1-D826-4975-863F-7F75F7C2049D | Labor | 12/27/2017 | 12/27/2017 | Josh Harris
|  | MEDIVATORS | DSD EDGE | WASHER, ENDOSCOPE |  | CENTRAL STERILE PROCESSING | Pavilion | Basement |  | 08/29/2019 |  | 8/29/34 |  |  | NO | YES |  |  |  |  | MEDIVATORS 11187558 91487411 |  |  | Active |  |  |  | Equipment | 3M:00-FIL | 08/29/2019 | 08/29/2019 | COOPER UNIVERSITY HOSPITAL |  |  | CSP - Decontamination | WOT00000002373848 | GINA GAROZZO | Repair | Closed | Stephen Zubrzycki | 08/29/2019 | 08/29/2019 | (CEID 91487411 didn't pull) Scope cleaner, medavac - Leaking behind the machine (req on-call) | Cleaned leak. Removed and secured all filter housings. Showed Michelle how to properly drain and shut off supplies if there is a leak. Ran test cycles in Side A and Side B and VPO of unit. | EXP2480074 | Labor | 08/29/2019 | 08/29/2019 | Stephen Zubrzycki
|  | MEDIVATORS | DSD EDGE | WASHER, ENDOSCOPE |  | VOORHEES SURGERY CENTER-OPERATING ROOM | 900 Centennial Blvd | Suite E |  | 02/28/2018 |  | 2/28/33 |  |  | NO | YES |  |  |  |  | MEDIVATORS 10732246 87859406 |  |  | Active |  | 99:99:99:99:99:99 |  | Equipment | 3M:00-FIL | 08/09/2019 | 02/01/2020 | COOPER AMBULATORY OFF-SITES |  |  | Suite E - OR Scope Room | WOT00000000563745 | JENNIFER BOMBARO | Performance Verification | Closed | Kirk Lis | 02/28/2018 | 06/05/2019 | Performance Verification for MEDIVATORS 10732246 87859406 | Initial Install of Performance Verification. Device is ready for patient use.
|  | MEDIVATORS | DSD EDGE | WASHER, ENDOSCOPE |  | SPECIAL TEST | Kelemen |  |  | 06/14/2011 |  | 6/14/26 |  |  | NO | YES |  |  |  |  | MEDIVATORS 10725226 66772280 |  |  | Active |  | 99:99:99:99:99:99 |  | Equipment | 3M:00-MFG | 08/26/2019 | 02/01/2020 | COOPER UNIVERSITY HOSPITAL |  |  | ST - #3 |  | AMY HANNAN
|  | MEDIVATORS | DSD EDGE | WASHER, ENDOSCOPE |  | VOORHEES SURGERY CENTER-SURGERY DEPT | 6015 Main St |  |  | 04/06/2018 |  | 4/6/33 |  |  | NO | YES |  |  |  |  | MEDIVATORS 10725173 87859304 |  |  | Active |  | 99:99:99:99:99:99 |  | Equipment | 3M:00-FIL | 08/09/2019 | 02/01/2020 | COOPER AMBULATORY OFF-SITES |  |  | 6015 MAIN ST | WOT00000000771006 | Theresa Megali | Performance Verification | Closed | Kirk Lis | 04/06/2018 | 06/05/2019 | Performance Verification for MEDIVATORS 10725173 87859304 | Initial Install of Performance Verification. Device is ready for patient use.
|  | MEDIVATORS | DSD EDGE | WASHER, ENDOSCOPE |  | ANESTHESIOLOGY | Pavilion |  |  | 02/05/2018 |  | 2/5/33 |  |  | NO | YES |  |  |  |  | MEDIVATORS 10725167 87859215 |  |  | Active |  | 99:99:99:99:99:99 |  | Equipment | 3M:00-MFG | 08/26/2019 | 02/01/2020 | COOPER UNIVERSITY HOSPITAL |  |  | P321 | WOT00000000500091 | GIACINTA ROUPAS | Performance Verification | Closed | Stephen Zubrzycki | 02/05/2018 | 07/30/2018 | Performance Verification for MEDIVATORS 10724167 87859215 | Initial Install of Performance Verification. Device is ready for patient use.
|  | MEDIVATORS | DSD EDGE | WASHER, ENDOSCOPE |  | COOPER DIGESTIVE HEALTH-ENDOSCOPY | 501 Fellowship Rd |  |  | 06/22/2015 |  | 6/22/30 |  |  | NO | YES |  |  |  |  | MEDIVATORS 10480374 78270507 |  |  | Active |  | 99:99:99:99:99:99 |  | Equipment | 1Y:00-MFG | 02/18/2019 | 02/01/2020 | COOPER AMBULATORY OFF-SITES |  |  | Suite 102 - Scope Room #2 |  | JEANNE GREER
|  | MEDIVATORS | DSD EDGE | WASHER, ENDOSCOPE |  | COOPER DIGESTIVE HEALTH-ENDOSCOPY | 501 Fellowship Rd |  |  | 06/22/2015 |  | 6/22/30 |  |  | NO | YES |  |  |  |  | MEDIVATORS 10480373 78270505 |  |  | Active |  | 99:99:99:99:99:99 |  | Equipment | 1Y:00-MFG | 02/21/2019 | 02/01/2020 | COOPER AMBULATORY OFF-SITES |  |  | Suite 102 - Scope Room #3 |  | JEANNE GREER
|  | MEDIVATORS | DSD EDGE | WASHER, ENDOSCOPE |  | COOPER DIGESTIVE HEALTH-ENDOSCOPY | 501 Fellowship Rd |  |  | 06/22/2015 |  | 6/22/30 |  |  | NO | YES |  |  |  |  | MEDIVATORS 10480371 78270504 |  |  | Active |  | 99:99:99:99:99:99 |  | Equipment | PAAR:00-PVAR | 10/31/2019 |  | COOPER AMBULATORY OFF-SITES |  |  | Suite 102 - Scope Room #1 |  | JEANNE GREER
|  | MEDIVATORS | DSD EDGE | WASHER, ENDOSCOPE |  | COOPER CANCER CENTER-MULTIDISCIPLINARY CLINIC | MD Anderson Cancer Center |  |  | 11/29/2013 |  | 11/29/28 |  |  | NO | YES |  |  |  |  | MEDIVATORS 10355331 73151702 |  |  | Active |  | 99:99:99:99:99:99 |  | Equipment | 3M:00-MFG | 08/20/2019 | 02/01/2020 | COOPER AMBULATORY OFF-SITES |  |  | C2051 |  | ROXANNE BERGER
|  | MEDIVATORS | DSD-201 | WASHER, ENDOSCOPE |  | SPECIAL TEST | Kelemen |  |  | 10/31/2019 |  | 10/31/34 |  |  | NO | YES |  |  |  |  | MEDIVATORS 11187614 13104652 |  |  | Active |  |  |  | Equipment | 3M:00-FIL 6M:00-MIN 1Y:00-MFG | 10/31/2019 | 10/31/2019 | COOPER UNIVERSITY HOSPITAL |  |  | ST - #2 | WOT00000004018216 | AMY HANNAN | Performance Verification | Completed | Stephen Zubrzycki | 10/31/2019 | 10/31/2019 | Performance Verification for MEDIVATORS 11187614 13104652 | Initial Install of Performance Verification. Device is ready for patient use. |  |  | 10/31/2019 | 10/31/2019
|  | MEDIVATORS | DSD-201 | WASHER, ENDOSCOPE |  | SPECIAL TEST | Kelemen |  |  | 10/31/2019 |  | 10/31/34 |  |  | NO | YES |  |  |  |  | MEDIVATORS 11187613 13104653 |  |  | Active |  |  |  | Equipment | 3M:00-FIL 6M:00-MIN 1Y:00-MFG | 10/31/2019 | 10/31/2019 | COOPER UNIVERSITY HOSPITAL |  |  | ST - #1 | WOT00000004018136 | AMY HANNAN | Performance Verification | Completed | Stephen Zubrzycki | 10/31/2019 | 10/31/2019 | Performance Verification for MEDIVATORS 11187613 13104653 | Initial Install of Performance Verification. Device is ready for patient use. |  |  | 10/31/2019 | 10/31/2019
|  | QIAGEN | QIACUBE | WASHER, PLATE |  | COOPER CENTER FOR SPECIAL DIAGNOSTICS | 401 Haddon Ave |  |  | 09/17/2009 |  |  |  |  | NO | YES |  |  |  |  | QIAGEN 10365656 7510 |  |  | Active |  |  |  | Equipment | 1Y:00-MFG | 06/19/2019 | 06/01/2020 | COOPER AMBULATORY OFF-SITES |  |  | E+R - Pre PCR |  | DR. BARNOWSKY
|  | UMA INC | UMR-3D | WATTMETER, ULTRASOUND | D0790 | BIOMEDICAL | Kelemen |  |  | 05/17/2019 |  |  |  |  | NO | YES |  |  |  |  | UMA INC 30142059 D0790 |  |  | Active |  | 99:99:99:99:99:99 |  | Test Equipment | 1Y:00-VEN | 05/17/2019 | 05/17/2019 | COOPER UNIVERSITY HOSPITAL |  |  |  |  | Bonnie Aichroch |  |  |  | 05/17/2019 | 05/17/2019 |  |  |  |  | 05/17/2019 | 05/17/2019
|  | AKTINA MEDICAL | BEAM SHAPING | WIRE CUTTER | 29794A | COOPER CANCER CENTER | MD Anderson Cancer Center |  |  | 06/10/2015 |  |  |  |  | NO | YES |  |  |  |  | AKTINA MEDICAL 10505022 29794A |  |  | Active |  | 99:99:99:99:99:99 |  | Equipment | PAAR:00-PVAR | 10/31/2019 |  | COOPER AMBULATORY OFF-SITES |  |  | ROOM C 1072 |  | COLLEEN TEGELER
|  | MEDRAD, INC. | CERTO | WIRELESS NETWORK |  | MRI | Kelemen | Basement |  | 01/01/1900 |  |  |  |  | NO | YES |  |  |  |  | MEDRAD, INC. 10366413 10267 |  |  | Active |  | 11:11:11:11:11:11 |  | Non-medical | PAAR:00-PVAR | 11/01/2019 |  | COOPER UNIVERSITY HOSPITAL |  |  | MRI Nurses Station | 0011987947 | ELLIOT VASQUEZ | Repair | Closed | Michael Youch | 07/30/2017 | 08/24/2017 | MEDRAD POWER INJECTOR - POWERING UP BUT ISSUE WITH COMMUNICATION, CANT GET POWER TO INSIDE INJECTOR/SHOWS AN X ON IT - MRI RM 1 | 7/31/2017 3:08:58 PM CTSANTOMERO (CTSANTOMERO 7/31/2017 12:00 AM) TROUBLESHOT SYSTEM FOR COMMUNICATION PROBLEM BUT FOUND NONE. FOUND CHARGER WAS PLUGGED INTO GOOD POWER, BUT BATTERY IN INJECTOR WAS TOO DEPLETED TO WORK. 2 OTHER SPARE BATTERIES WERE ALSO DEPLETED. TOOK THE BATTERY OUT OF THE OTHER ROOM'S INJECTOR AND FOUND IT FULLY CHARGED. PUT IT INTO THE DOWN INJECTOR AND IT STARTED WORKING. PLACED A DEPLETED BATTERY INTO THE OTHER ROOM'S CHARGER AND IT STARTED CHARGING. AS THEY WERE BRING MORE PATIENTS IN, THEY ASKED ME TO GET OUT OF THE ROOM. MIKE WAS JUST GETTING IN FROM ANOTHER SITE AND HE WILL CONTINUE TROUBLESHOOTING. | 8EEBC0B1-30EC-4A4A-9F62-E795B4F68378 | Labor | 07/31/2017 | 07/31/2017 | Charles Santomero
|  | SIEMENS MEDICAL | LEONARDO | WORKSTATION, MR |  | ANGIOGRAPHY | Kelemen | BASEMENT |  | 02/14/2007 |  | 2/14/12 |  |  | NO | YES |  |  |  |  | SIEMENS MEDICAL 10347562 1685 |  |  | Active |  | CD:10:10:CE:D0:00 |  | Equipment | 1Y:00-MFG | 04/24/2019 | 01/01/2020 | COOPER UNIVERSITY HOSPITAL |  |  | LAB 1, 400-187927 |  | PAULETTE DUCKREY
|  | UNFORS | DXR | X-RAY RULER |  | BIOMEDICAL | Kelemen |  |  | 06/27/2019 |  | 6/27/27 |  |  | NO | YES |  |  |  |  | UNFORS 30212607 211847 |  |  | Active |  | 99:99:99:99:99:99 |  | Test Equipment | 1Y:00-VEN | 06/27/2019 | 06/27/2019 | COOPER UNIVERSITY HOSPITAL |  |  | In shop with Charlie | 0012366735 | Bonnie Aichroch | Preventative Maintenance | Closed | Michael Youch | 06/27/2019 | 06/27/2019 | PERFORMANCE ASSURANCE AT INVENTORY | INVENTORIED DEVICE AND ENSURED DEVICE WAS FUNCTIONING PROPERLY. | 7EFB8935-979F-4EAA-B08B-FAA027D0C224 | Labor | 06/27/2019 | 06/27/2019 | Michael Youch
|  | VATECH | PAX-REVE 3D | X-RAY, TOMOGRAPHY, COMPUTER, DENTAL |  | 6017 MAIN ST-PLASTICS | 6200 Main Street |  |  | 12/18/2012 |  |  |  |  | NO | YES |  |  |  |  | VATECH 10345784 021-0123 |  |  | Active |  | 99:99:99:99:99:99 |  | Equipment | 1Y:00-MFG | 10/29/2019 | 10/01/2020 | COOPER AMBULATORY OFF-SITES |  |  | ORAL SIDE CT |  | ANNE MAIER

## Unverified
Old Asset Tag | New Asset Tag | Manufacturer | Model | Description | Serial Number | Department | Building | Floor | Audit Notes | Install Date | AHA Suggested Useful Life | Suggested Replacement Year | Current Fair Market Value | Replacement Cost | IsAddNew | Verified | Duplicate Text | Inventory ID | CSV ID | Legacy RSQ Customer ID | Equipment Name | Equipment Number | Legacy Equipment ID | Device Status | Old CEID | MAC Address | Model Number | Model Class | PM Schedule Name | Last PM Date | Next PM Date | Customer Name | EM Score | PM Month | Physical Location | Work Order Number | Primary Contact | Work Order Type | Work Order Status | Work Order Technician | Work Order Created Date | Work Order Closed Date | Verified Problem | Repair Notes | Expense Line Number | Expense Line Type | Expense Line Start Date | Expense Line End Date | Expense Line Technician | Line Quantity
|  |  | DRAGONFLY SURGICAL DRILL |  |  | OR - KELEMEN 3 |  |  |  | 03/12/2019 |  |  |  |  | NO | NO |  |  |  |  | GRACE MEDICAL, INC. 11239434 299624043 |  |  | Active |  |  |  | Equipment | 1Y:00-MFG | 03/12/2019 | 03/12/2019 | COOPER UNIVERSITY HOSPITAL |  |  | Performance Verification | WOT00000002365731 | DOMINIC VENDETTA | Performance Verification | Closed | Salvatore Bombara | 03/12/2019 | 03/12/2019 | Performance Verification for UNMATCHED 11239434 299624043 | Initial Install of Performance Verification. Device is ready for patient use. |  |  | 03/12/2019 | 03/12/2019
|  |  | GLASS BEAD MIRROR WARMER |  |  | COOPER CANCER CENTER |  |  |  | 10/16/2019 |  |  |  |  | NO | NO |  |  |  |  | PREMIER MEDICAL PRODUCTS 24673 07889 |  |  | Disposition |  |  |  | Equipment | PAAR:00-PVAR | 10/16/2019 | 10/16/2019 | COOPER AMBULATORY OFF-SITES |  |  | DISPOSITION |  | COLLEEN TEGELER |  |  |  | 10/16/2019 | 10/16/2019 |  |  |  |  | 10/16/2019 | 10/16/2019
|  |  | GLASS BEAD MIRROR WARMER |  |  | VOORHEES SURGERY CENTER-RADIATION/ONC |  |  |  | 01/01/1900 |  |  |  |  | NO | NO |  |  |  |  | PREMIER MEDICAL PRODUCTS 10356821 05917 |  |  | Active |  | 99:99:99:99:99:99 |  | Equipment | PAAR:00-PVAR | 11/02/2019 |  | COOPER AMBULATORY OFF-SITES |  |  | EXAM 2 |  | COLLEEN TEGELER
|  |  | GLASS BEAD MIRROR WARMER |  |  | CYBER KNIFE |  |  |  | 06/29/2010 |  |  |  |  | NO | NO |  |  |  |  | PREMIER MEDICAL PRODUCTS 10345415 05164 |  |  | Active |  | 99:99:99:99:99:99 |  | Equipment | PAAR:00-PVAR | 11/02/2019 |  | COOPER AMBULATORY OFF-SITES |  |  | EXAM ROOM | 0011629904 | CINDY BAPTISTA | Repair | Closed | Charles Santomero | 05/11/2017 | 05/11/2017 | MIRROR WARMER - NEEDS INSPECTION - CYBERKNIFE EXAM ROOM | 5/11/2017 3:39:29 PM CTSANTOMERO (CTSANTOMERO 5/11/2017 12:00 AM) HIS DEVICE IS PAR ONLY. NO ANNUAL PM NOTIFIED MANAGER ANNA LAWSON | E151EB7F-07FD-4D01-91BF-971EC9E90EDD | Labor | 05/11/2017 | 05/11/2017 | Charles Santomero
|  | 3M HEALTHCARE | 3M HEALTHCARE 850/875 TEMP TEST UNIT |  |  | BIOMEDICAL |  |  |  | 01/30/2019 |  |  |  |  | NO | NO |  |  |  |  | 3M HEALTHCARE 30212606 01986 |  |  | Active |  | 99:99:99:99:99:99 |  | Test Equipment | 1Y:00-GEN | 01/30/2019 | 01/30/2019 | COOPER UNIVERSITY HOSPITAL |  |  |  | 0012319588 | Bonnie Aichroch | Performance Verification | Closed | Michael Youch | 01/30/2019 | 01/30/2019 | INCOMING INVENTORY | DEVICE INVENTORIED | 226405C3-026C-4D23-8A39-7F6445FC6D00 | Labor | 01/30/2019 | 01/30/2019 | Bonnie Aichroth
04570V |  | 3M HEALTHCARE | 3M HEALTHCARE 9662 |  | NSNCOOPERAMB0032 | VOORHEES SURGERY CENTER-OPERATING ROOM |  |  |  | 01/01/1900 |  |  |  |  | NO | NO |  |  |  |  | 3M HEALTHCARE 04570V NSNCOOPERAMB0032 |  |  | Active |  | 99:99:99:99:99:99 |  | Accessory | PAAR:00-PVAR | 11/02/2019 |  | COOPER AMBULATORY OFF-SITES |  |  |  |  | JENNIFER BOMBARO
|  | 3M HEALTHCARE | 3M HEALTHCARE ATTEST |  |  | COOPER CANCER CENTER-MULTIDISCIPLINARY CLINIC |  |  | excluded | 10/31/2019 |  |  |  |  | NO | NO |  |  |  |  | 3M HEALTHCARE 30126224 310771 |  |  | Active |  | 99:99:99:99:99:99 |  | Equipment | PAAR:00-PVAR | 10/31/2019 | 10/31/2019 | COOPER AMBULATORY OFF-SITES |  |  | ROOM C2050-CLEAN UTILITY |  | ROXANNE BERGER |  |  |  | 10/31/2019 | 10/31/2019 |  |  |  |  | 10/31/2019 | 10/31/2019
|  | 3M HEALTHCARE | 3M HEALTHCARE ATTEST 116 (STEAM) |  |  | RIPPA CENTER-OB/GYN |  |  | excluded | 11/02/2019 |  |  |  |  | NO | NO |  |  |  |  | 3M HEALTHCARE 30071328 155658 |  |  | Active |  | 99:99:99:99:99:99 |  | Equipment | PAAR:00-PVAR | 11/02/2019 | 11/02/2019 | COOPER AMBULATORY OFF-SITES |  |  | OB GYN CLEAN UTIL |  | PATRICIA HUFF |  |  |  | 11/02/2019 | 11/02/2019 |  |  |  |  | 11/02/2019 | 11/02/2019
|  | 3M HEALTHCARE | 3M HEALTHCARE ATTEST 116 (STEAM) |  |  | BURLINGTON OB/GYN |  |  | excluded | 10/16/2019 |  |  |  |  | NO | NO |  |  |  |  | 3M HEALTHCARE 15477 159344 |  |  | Disposition |  |  |  | Equipment | PAAR:00-PVAR | 10/16/2019 | 10/16/2019 | COOPER AMBULATORY OFF-SITES |  |  |  |  | Carey Myers |  |  |  | 10/16/2019 | 10/16/2019 |  |  |  |  | 10/16/2019 | 10/16/2019
|  | 3M HEALTHCARE | 3M HEALTHCARE ATTEST 116 (STEAM) |  |  | KINGS HIGHWAY - OB/GYN |  |  | excluded | 08/19/2008 |  |  |  |  | NO | NO |  |  |  |  | 3M HEALTHCARE 10732223 159684 |  |  | Active |  | 99:99:99:99:99:99 |  | Equipment | PAAR:00-PVAR | 10/31/2019 |  | COOPER AMBULATORY OFF-SITES |  |  | SUITE 201 |  | DONNA ONEILL
|  | 3M HEALTHCARE | 3M HEALTHCARE ATTEST 116 (STEAM) |  |  | COOPER DIGESTIVE HEALTH-ENDOSCOPY |  |  | excluded | 02/01/2017 |  |  |  |  | NO | NO |  |  |  |  | 3M HEALTHCARE 10649953 179809 |  |  | Active |  | 99:99:99:99:99:99 |  | Equipment | PAAR:00-PVAR | 10/31/2019 |  | COOPER AMBULATORY OFF-SITES |  |  |  | 0011609320 | JEANNE GREER | Preventative Maintenance | Closed | Bonnie Aichroth | 05/03/2017 | 05/03/2017 | PERFORMANCE ASSURANCE AT INVENTORY | INVENTORIED DEVICE AND ENSURED DEVICE WAS FUNCTIONING PROPERLY. | 2C531D75-4742-4B71-986F-2F5127EAEB87 | Labor | 02/01/2017 | 02/01/2017 | Kirk Lis
|  | 3M HEALTHCARE | 3M HEALTHCARE ATTEST 116 (STEAM) |  |  | COOPER DIGESTIVE HEALTH-ENDOSCOPY |  |  | excluded | 08/19/2008 |  |  |  |  | NO | NO |  |  |  |  | 3M HEALTHCARE 10505090 159341 |  |  | Disposition |  |  |  | Equipment | PAAR:00-PVAR | 10/16/2019 |  | COOPER AMBULATORY OFF-SITES |  |  | SCOPE CLEANING ROOM |  | JEANNE GREER
|  | 3M HEALTHCARE | 3M HEALTHCARE ATTEST 116 (STEAM) |  |  | BUNKER HILL-SURGERY |  |  | excluded | 01/01/1900 |  |  |  |  | NO | NO |  |  |  |  | 3M HEALTHCARE 10366922 123991 |  |  | Active |  | 99:99:99:99:99:99 |  | Equipment | PAAR:00-PVAR | 11/01/2019 |  | COOPER AMBULATORY OFF-SITES |  |  | Podiatry CLEAN UTILITY |  | ANNE MAIER
|  | 3M HEALTHCARE | 3M HEALTHCARE ATTEST 116 (STEAM) |  |  | MARLTON-DERMATOLOGY |  |  | excluded | 01/01/1900 |  |  |  |  | NO | NO |  |  |  |  | 3M HEALTHCARE 10366128 135056 |  |  | Active |  | 99:99:99:99:99:99 |  | Equipment | PAAR:00-PVAR | 11/01/2019 |  | COOPER AMBULATORY OFF-SITES |  |  | Clean Area |  | MICHELE CANALE
|  | 3M HEALTHCARE | 3M HEALTHCARE ATTEST 116 (STEAM) |  |  | 127 CHURCH - SURGERY |  |  | excluded | 05/09/2008 |  |  |  |  | NO | NO |  |  |  |  | 3M HEALTHCARE 10365927 141676 |  |  | Active |  | 99:99:99:99:99:99 |  | Equipment | PAAR:00-PVAR | 11/01/2019 |  | COOPER AMBULATORY OFF-SITES |  |  | Clean room |  | Carmen Rivera
|  | 3M HEALTHCARE | 3M HEALTHCARE ATTEST 116 (STEAM) |  |  | VOORHEES SURGERY CENTER - GYN/ONCOLOGY |  |  | excluded | 04/09/2009 |  |  |  |  | NO | NO |  |  |  |  | 3M HEALTHCARE 10348051 159629 |  |  | Active |  | 99:99:99:99:99:99 |  | Equipment | PAAR:00-PVAR | 11/02/2019 |  | COOPER AMBULATORY OFF-SITES |  |  | SUITE L STORAGE |  | SUE MALTMAN
|  | 3M HEALTHCARE | 3M HEALTHCARE ATTEST 116 (STEAM) |  |  | BUNKER HILL-OB/GYN |  |  | excluded | 11/02/2019 |  |  |  |  | NO | NO |  |  |  |  | 3M HEALTHCARE 30144684 159682 |  |  | Disposition |  | 99:99:99:99:99:99 |  | Equipment | PAAR:00-PVAR | 11/02/2019 | 11/02/2019 | COOPER AMBULATORY OFF-SITES |  |  | Clean room | WOT00000002497991 | LISA POTTS | Disposition | Closed | Michael Youch | 11/02/2019 | 11/02/2019 | Equipment Disposition | Replaced with 30244827. Dawn has disposed of this one. Replaced with 30244827. Dawn has disposed of this one. | EXP2621500 | Labor | 11/02/2019 | 11/02/2019 | Michael Youch
|  | 3M HEALTHCARE | 3M HEALTHCARE ATTEST 116 (STEAM) |  |  | HAMILTON-OB/GYN |  |  | excluded | 09/23/2008 |  |  |  |  | NO | NO |  |  |  |  | 3M HEALTHCARE 10346185 159913 |  |  | Active |  | 99:99:99:99:99:99 |  | Equipment | PAAR:00-PVAR | 11/02/2019 |  | COOPER AMBULATORY OFF-SITES |  |  | EXAM ROOM 3 |  | BONNIE SANTIAGO
|  | 3M HEALTHCARE | 3M HEALTHCARE ATTEST 116 (STEAM) |  |  | VOORHEES UROGYNECOLOGY |  |  | excluded | 11/01/2019 |  |  |  |  | NO | NO |  |  |  |  | 3M HEALTHCARE 30142540 135047 |  |  | Active |  | 99:99:99:99:99:99 |  | Equipment | PAAR:00-PVAR | 11/01/2019 | 11/01/2019 | COOPER AMBULATORY OFF-SITES |  |  | SUPPLY ROOM |  | Sheronda Coppage-Belt |  |  |  | 11/01/2019 | 11/01/2019 |  |  |  |  | 11/01/2019 | 11/01/2019
|  | 3M HEALTHCARE | 3M HEALTHCARE ATTEST 116 (STEAM) |  |  | 6017 MAIN ST-PLASTICS |  |  | excluded | 06/08/2004 |  |  |  |  | NO | NO |  |  |  |  | 3M HEALTHCARE 09132 135062 |  |  | Disposition |  |  |  | Equipment | PAAR:00-PVAR | 10/16/2019 |  | COOPER AMBULATORY OFF-SITES |  |  | PLASTICS |  | ANNE MAIER
|  | 3M HEALTHCARE | 3M HEALTHCARE ATTEST 116 (STEAM) |  |  | KINGS HIGHWAY - OB/GYN |  |  | excluded | 01/01/1900 |  |  |  |  | NO | NO |  |  |  |  | 3M HEALTHCARE 04167 135075 |  |  | Disposition |  |  |  | Equipment | PAAR:00-PVAR | 10/16/2019 |  | COOPER AMBULATORY OFF-SITES |  |  | SUITE 201 |  | DONNA ONEILL
|  | 3M HEALTHCARE | 3M HEALTHCARE ATTEST 126AF |  |  | LAB MICROBIOLOGY |  |  | excluded | 01/01/1900 |  |  |  |  | NO | NO |  |  |  |  | 3M HEALTHCARE 10367972 026192 |  |  | Disposition |  |  |  | Equipment | 1Y:00-MFG | 01/06/2017 | 01/01/2020 | COOPER UNIVERSITY HOSPITAL |  |  | Microbiology - P041E |  | COURTNEY BARRY
|  | 3M HEALTHCARE | 3M HEALTHCARE ATTEST 190 AUTO-READER |  |  | VOORHEES SURGERY CENTER-OPERATING ROOM |  |  | excluded | 02/01/2014 |  |  |  |  | NO | NO |  |  |  |  | 3M HEALTHCARE 10347210 102406 |  |  | Active |  | 99:99:99:99:99:99 |  | Equipment | PAAR:00-PVAR | 11/02/2019 |  | COOPER AMBULATORY OFF-SITES |  |  | STORAGE ROOM |  | JENNIFER BOMBARO
|  | 3M HEALTHCARE | 3M HEALTHCARE ATTEST 290 AUTO-READER |  |  | OR - KELEMEN 3 |  |  | excluded | 12/18/2013 |  |  |  |  | NO | NO |  |  |  |  | 3M HEALTHCARE 10367213 205755 |  |  | Disposition |  |  |  | Equipment | PAAR:00-PVAR | 11/02/2019 |  | COOPER UNIVERSITY HOSPITAL |  |  | OPERATING ROOM BEHIND K1 |  | DOMINIC VENDETTA
|  | 3M HEALTHCARE | 3M HEALTHCARE ATTEST 290 AUTO-READER |  |  | OPERATING ROOM - PAVILION |  |  | excluded | 02/16/2009 |  |  |  |  | NO | NO |  |  |  |  | 3M HEALTHCARE 10355396 222635 |  |  | Disposition |  |  |  | Equipment | PAAR:00-PVAR | 11/02/2019 |  | COOPER UNIVERSITY HOSPITAL |  |  | BETWEEN 6 AND 7 PUMP RM |  | DOMINIC VENDETTA
|  | 3M HEALTHCARE | 3M HEALTHCARE ATTEST 290 AUTO-READER |  |  | COOPER CANCER CENTER-MULTIDISCIPLINARY CLINIC |  |  | excluded | 12/09/2008 |  |  |  |  | NO | NO |  |  |  |  | 3M HEALTHCARE 10355359 222000 |  |  | Disposition |  |  |  | Equipment | PAAR:00-PVAR | 11/02/2019 |  | COOPER AMBULATORY OFF-SITES |  |  | CLEAN UTILITY |  | ROXANNE BERGER
|  | 3M HEALTHCARE | 3M HEALTHCARE ATTEST 290 AUTO-READER |  |  | VOORHEES SURGERY CENTER-OPERATING ROOM |  |  | excluded | 09/21/2010 |  |  |  |  | NO | NO |  |  |  |  | 3M HEALTHCARE 10348027 229668 |  |  | Active |  | 99:99:99:99:99:99 |  | Equipment | PAAR:00-PVAR | 11/02/2019 |  | COOPER AMBULATORY OFF-SITES |  |  | CLEAN PROCESSING |  | JENNIFER BOMBARO
|  | 3M HEALTHCARE | 3M HEALTHCARE ATTEST 390 AUTO-READER |  |  | VOORHEES SURGERY CENTER-OPERATING ROOM |  |  | excluded | 12/14/2016 |  |  |  |  | NO | NO |  |  |  |  | 3M HEALTHCARE 10649930 312580 |  |  | Active |  | 11:11:11:11:11:11 |  | Equipment | PAAR:00-PVAR | 10/31/2019 |  | COOPER AMBULATORY OFF-SITES |  |  |  | 0011609361 | JENNIFER BOMBARO | Performance Verification | Closed | Bonnie Aichroth | 05/03/2017 | 05/03/2017 | INCOMING INVENTORY | DEVICE INVENTORIED | 04EA07E2-C62A-4195-9699-127367B32019 | Labor | 05/03/2017 | 05/03/2017 | Bonnie Aichroth
|  | 3M HEALTHCARE | 3M HEALTHCARE ATTEST 390 AUTO-READER |  |  | CENTRAL STERILE PROCESSING |  |  | excluded | 08/03/2016 |  |  |  |  | NO | NO |  |  |  |  | 3M HEALTHCARE 10505423 311283 |  |  | Active |  | 11:11:11:11:11:11 |  | Equipment | PAAR:00-PVAR | 10/31/2019 |  | COOPER UNIVERSITY HOSPITAL |  |  | CSP - Near Belimed Logs |  | GINA GAROZZO
|  | 3M HEALTHCARE | 3M HEALTHCARE ATTEST 390 AUTO-READER |  |  | CENTRAL STERILE PROCESSING |  |  | excluded | 08/03/2016 |  |  |  |  | NO | NO |  |  |  |  | 3M HEALTHCARE 10505424 311284 |  |  | Disposition |  | 99:99:99:99:99:99 |  | Equipment | PAAR:00-PVAR | 10/16/2019 |  | COOPER UNIVERSITY HOSPITAL |  |  |  |  | GINA GAROZZO
|  | 3M HEALTHCARE | 3M HEALTHCARE ATTEST 390 AUTO-READER |  |  | CENTRAL STERILE PROCESSING |  |  | excluded | 09/15/2014 |  |  |  |  | NO | NO |  |  |  |  | 3M HEALTHCARE 10347717 303917 |  |  | Active |  | 11:11:11:11:11:11 |  | Equipment | PAAR:00-PVAR | 11/01/2019 |  | COOPER UNIVERSITY HOSPITAL |  |  | CSP - Near Belimed Logs | WOT00000000514502 | GINA GAROZZO | Disposition | Closed | Stephen Zubrzycki | 02/08/2018 | 05/14/2019 | Bulk Disposition CNL
|  | 3M HEALTHCARE | 3M HEALTHCARE ATTEST 490 |  |  | CENTRAL STERILE PROCESSING |  |  | excluded | 08/18/2017 |  |  |  |  | NO | NO |  |  |  |  | 3M HEALTHCARE 10725045 106350 |  |  | Disposition |  | 99:99:99:99:99:99 |  | Equipment | PAAR:00-PVAR | 10/16/2019 |  | COOPER UNIVERSITY HOSPITAL |  |  | Disposition | 0012052746 | GINA GAROZZO | Performance Verification | Closed | Stephen Zubrzycki | 08/21/2017 | 08/21/2017 | INCOMING INVENTORY | DEVICE INVENTORIED | 68640924-3349-40A9-AB32-43FB5A081B24 | Labor | 08/21/2017 | 08/21/2017 | Bonnie Aichroth
|  | 3M HEALTHCARE | 3M HEALTHCARE ATTEST 490 |  |  | CENTRAL STERILE PROCESSING |  |  | excluded | 08/18/2017 |  |  |  |  | NO | NO |  |  |  |  | 3M HEALTHCARE 10725047 113532 |  |  | Active |  | 99:99:99:99:99:99 |  | Equipment | PAAR:00-PVAR | 10/31/2019 |  | COOPER UNIVERSITY HOSPITAL |  |  | CSP - Belimed Log Drawers | 0012052742 | GINA GAROZZO | Performance Verification | Closed | Stephen Zubrzycki | 08/21/2017 | 08/21/2017 | INCOMING INVENTORY | DEVICE INVENTORIED | 3FC2ED71-358F-4269-9A17-0079E534FE37 | Labor | 08/21/2017 | 08/21/2017 | Bonnie Aichroth
|  | 3M HEALTHCARE | 3M HEALTHCARE ATTEST 490 AUTO-READER |  |  | MARLTON-DERMATOLOGY |  |  | excluded | 10/31/2019 |  |  |  |  | NO | NO |  |  |  |  | 3M HEALTHCARE 11200028 120790 |  |  | Active |  |  |  | Equipment | PAAR:00-PVAR | 10/31/2019 | 10/31/2019 | COOPER AMBULATORY OFF-SITES |  |  | MARLTON | WOT00000002557274 | MICHELE CANALE | Performance Verification | Closed | Kirk Lis | 10/31/2019 | 10/31/2019 | Performance Verification for 3M HEALTHCARE 11200028 120790 | Initial Install of Performance Verification. Device is ready for patient use. |  |  | 10/31/2019 | 10/31/2019
|  | 3M HEALTHCARE | 3M HEALTHCARE ATTEST 490 AUTO-READER |  |  | CENTRAL STERILE PROCESSING |  |  | excluded | 10/31/2019 |  |  |  |  | NO | NO |  |  |  |  | 3M HEALTHCARE 30225241 122110 |  |  | Active |  |  |  | Equipment | PAAR:00-PVAR | 10/31/2019 | 10/31/2019 | COOPER UNIVERSITY HOSPITAL |  |  | CSP - Clean Side (Belimed logs) | WOT00000002885701 | GINA GAROZZO | Performance Verification | Closed | Stephen Zubrzycki | 10/31/2019 | 10/31/2019 | Performance Verification for 3M HEALTHCARE 30225241 122110 | Initial Install of Performance Verification. Device is ready for patient use. |  |  | 10/31/2019 | 10/31/2019
|  | 3M HEALTHCARE | 3M HEALTHCARE ATTEST 490 AUTO-READER |  |  | CENTRAL STERILE PROCESSING |  |  | excluded | 10/31/2019 |  |  |  |  | NO | NO |  |  |  |  | 3M HEALTHCARE 30225238 122108 |  |  | Active |  |  |  | Equipment | PAAR:00-PVAR | 10/31/2019 | 10/31/2019 | COOPER UNIVERSITY HOSPITAL |  |  | CSP - Clean Side (Sterrad logs) | WOT00000002885722 | GINA GAROZZO | Performance Verification | Closed | Stephen Zubrzycki | 10/31/2019 | 10/31/2019 | Performance Verification for 3M HEALTHCARE 30225238 122108 | Initial Install of Performance Verification. Device is ready for patient use. |  |  | 10/31/2019 | 10/31/2019
|  | 3M HEALTHCARE | 3M HEALTHCARE ATTEST 490H AUTOREADER |  |  | CENTRAL STERILE PROCESSING |  |  | excluded | 08/18/2017 |  |  |  |  | NO | NO |  |  |  |  | 3M HEALTHCARE 10725048 205712 |  |  | Disposition |  | 99:99:99:99:99:99 |  | Equipment | PAAR:00-PVAR | 10/16/2019 |  | COOPER UNIVERSITY HOSPITAL |  |  | Disposition | 0012052733 | GINA GAROZZO | Performance Verification | Closed | Stephen Zubrzycki | 08/21/2017 | 08/21/2017 | INCOMING INVENTORY | DEVICE INVENTORIED | 37EE7ECF-124D-4BFE-AB63-9D091ACC7905 | Labor | 08/21/2017 | 08/21/2017 | Bonnie Aichroth
|  | 3M HEALTHCARE | 3M HEALTHCARE BAIR HUGGER 500 |  |  | VOORHEES SURGERY CENTER-OPERATING ROOM |  |  |  | 01/01/1900 |  |  |  |  | NO | NO |  |  |  |  | 3M HEALTHCARE 10345431 502643727 |  |  | Disposition |  |  |  | Equipment | 6M:00-MFG | 04/20/2018 | 04/01/2020 | COOPER AMBULATORY OFF-SITES |  |  | pacu storage |  | JENNIFER BOMBARO
|  | 3M HEALTHCARE | 3M HEALTHCARE BAIR HUGGER 505 |  |  | ANESTHESIOLOGY |  |  |  | 01/01/1900 |  |  |  |  | NO | NO |  |  |  |  | 3M HEALTHCARE 10365281 78145 |  |  | Disposition |  |  |  | Equipment | 6M:00-MFG | 10/24/2016 | 12/01/2019 | COOPER UNIVERSITY HOSPITAL |  |  | ICU 12 4TH FL |  | GIACINTA ROUPAS
|  | 3M HEALTHCARE | 3M HEALTHCARE BAIR HUGGER 505 |  |  | ANESTHESIOLOGY |  |  |  | 10/22/2015 |  |  |  |  | NO | NO |  |  |  |  | 3M HEALTHCARE 10349335 59454 |  |  | Disposition |  |  |  | Equipment | 6M:00-MFG | 10/22/2015 | 04/01/2020 | COOPER UNIVERSITY HOSPITAL |  |  |  |  | GIACINTA ROUPAS
|  | 3M HEALTHCARE | 3M HEALTHCARE BAIR HUGGER 675 |  |  | ANESTHESIOLOGY |  |  |  | 10/16/2019 |  |  |  |  | NO | NO |  |  |  |  | 3M HEALTHCARE 11239209 03645 |  |  | Disposition |  | 99:99:99:99:99:99 |  | Alarm | PAAR:00-PVAR | 10/16/2019 | 10/16/2019 | COOPER UNIVERSITY HOSPITAL |  |  | SD OR | WOT00000000647202 | GIACINTA ROUPAS | Performance Verification | Closed | Salvatore Bombara | 10/16/2019 | 10/16/2019 | Performance Verification for 3M HEALTHCARE 11239209 03645 | Initial Install of Performance Verification. Device is ready for patient use. |  |  | 10/16/2019 | 10/16/2019
|  | 3M HEALTHCARE | 3M HEALTHCARE BAIR HUGGER 750 |  |  | ANESTHESIOLOGY |  |  |  | 12/10/2013 |  |  |  |  | NO | NO |  |  |  |  | 3M HEALTHCARE 10369094 50212 |  |  | Disposition |  |  |  | Equipment | 6M:00-MFG | 09/20/2016 | 02/01/2020 | COOPER UNIVERSITY HOSPITAL |  |  | P OR 8 |  | GIACINTA ROUPAS
|  | 3M HEALTHCARE | 3M HEALTHCARE BAIR HUGGER 750 |  |  | OR - KELEMEN 3 |  |  |  | 01/22/2015 |  |  |  |  | NO | NO |  |  |  |  | 3M HEALTHCARE 10368406 31524 |  |  | Disposition |  | 99:99:99:99:99:99 |  | Equipment | 6M:00-MFG | 08/20/2018 | 02/01/2020 | COOPER UNIVERSITY HOSPITAL |  |  | P 11 |  | DOMINIC VENDETTA
|  | 3M HEALTHCARE | 3M HEALTHCARE BAIR HUGGER 775 |  |  | ANESTHESIOLOGY |  |  |  | 05/16/2018 |  |  |  |  | NO | NO |  |  |  |  | 3M HEALTHCARE 11239329 121751 |  |  | Disposition |  | 99:99:99:99:99:99 |  | Equipment | 1Y:00-MFG | 05/16/2018 | 05/16/2018 | COOPER UNIVERSITY HOSPITAL |  |  | Performance Verification | WOT00000000930826 | GIACINTA ROUPAS | Performance Verification | Closed | Salvatore Bombara | 05/16/2018 | 05/16/2018 | Performance Verification for 3M HEALTHCARE 11239329 121751 | Initial Install of Performance Verification. Device is ready for patient use. |  |  | 05/16/2018 | 05/16/2018
|  | 3M HEALTHCARE | 3M HEALTHCARE BAIR HUGGER 775 |  |  | INTENSIVE CARE UNIT |  |  |  | 06/25/2019 |  |  |  |  | NO | NO |  |  |  |  | 3M HEALTHCARE 11222139 135919 |  |  | Active |  | 99:99:99:99:99:99 |  | Equipment | 1Y:00-MFG | 06/25/2019 | 06/25/2019 | COOPER UNIVERSITY HOSPITAL |  |  |  | WOT00000001206179 | CAROLYN RUMELL | Performance Verification | Closed | Richard Jolly | 06/25/2019 | 06/25/2019 | Performance Verification for 3M HEALTHCARE 11222139 135919 | Initial Install of Performance Verification. Device is ready for patient use. |  |  | 06/25/2019 | 06/25/2019
|  | 3M HEALTHCARE | 3M HEALTHCARE BAIR HUGGER 775 |  |  | VOORHEES SURGERY CENTER-OPERATING ROOM |  |  |  | 12/18/2017 |  |  |  |  | NO | NO |  |  |  |  | 3M HEALTHCARE 10752514 126844 |  |  | Active |  | 99:99:99:99:99:99 |  | Equipment | 1Y:00-MFG | 04/18/2019 | 04/01/2020 | COOPER AMBULATORY OFF-SITES |  |  |  | 0012740532 | JENNIFER BOMBARO | Performance Verification | Closed | Josh Harris | 01/30/2018 | 01/30/2018 | INCOMING INVENTORY | DEVICE INVENTORIED | 8DA7ABA2-2752-41AB-908D-DEA1200B4CCE | Labor | 01/30/2018 | 01/30/2018 | Josh Harris
|  | 3M HEALTHCARE | 3M HEALTHCARE BAIR HUGGER 775 |  |  | ANESTHESIOLOGY |  |  |  | 01/09/2018 |  |  |  |  | NO | NO |  |  |  |  | 3M HEALTHCARE 10725153 126845 |  |  | Disposition |  | 99:99:99:99:99:99 |  | Equipment | 1Y:00-MFG | 02/26/2018 | 12/01/2019 | COOPER UNIVERSITY HOSPITAL |  |  |  | 0012677869 | GIACINTA ROUPAS | Performance Verification | Closed | Josh Harris | 01/26/2018 | 01/26/2018 | INCOMING INVENTORY | DEVICE INVENTORIED | AFEA6D1F-F74B-4B1B-8E6F-E483D993378B | Labor | 01/26/2018 | 01/26/2018 | Josh Harris
|  | 3M HEALTHCARE | 3M HEALTHCARE BAIR HUGGER 775 |  |  | ANESTHESIOLOGY |  |  |  | 10/04/2016 |  |  |  |  | NO | NO |  |  |  |  | 3M HEALTHCARE 10649853 72171 |  |  | Disposition |  | 99:99:99:99:99:99 |  | Equipment | 1Y:00-MFG | 10/10/2017 | 10/01/2020 | COOPER UNIVERSITY HOSPITAL |  |  |  |  | GIACINTA ROUPAS
|  | 3M HEALTHCARE | 3M HEALTHCARE BAIR HUGGER 775 |  |  | ANESTHESIOLOGY |  |  |  | 03/16/2016 |  |  |  |  | NO | NO |  |  |  |  | 3M HEALTHCARE 10480357 87915 |  |  | Disposition |  |  |  | Equipment | 1Y:00-MFG | 10/21/2016 | 10/01/2020 | COOPER UNIVERSITY HOSPITAL |  |  |  |  | GIACINTA ROUPAS
|  | 3M HEALTHCARE | 3M HEALTHCARE BAIR HUGGER 775 |  |  | ANESTHESIOLOGY |  |  |  | 02/03/2016 |  |  |  |  | NO | NO |  |  |  |  | 3M HEALTHCARE 10480345 84695 |  |  | Disposition |  | 99:99:99:99:99:99 |  | Equipment | 6M:00-MFG | 10/16/2018 | 04/01/2020 | COOPER UNIVERSITY HOSPITAL |  |  |  |  | GIACINTA ROUPAS
|  | 3M HEALTHCARE | 3M HEALTHCARE BAIR HUGGER 775 |  |  | ANESTHESIOLOGY |  |  |  | 01/19/2016 |  |  |  |  | NO | NO |  |  |  |  | 3M HEALTHCARE 10480271 84084 |  |  | Disposition |  |  |  | Equipment | 6M:00-MFG | 10/13/2016 | 04/01/2020 | COOPER UNIVERSITY HOSPITAL |  |  | P OR |  | GIACINTA ROUPAS
|  | 3M HEALTHCARE | 3M HEALTHCARE BAIR HUGGER 775 |  |  | ANESTHESIOLOGY |  |  |  | 11/09/2015 |  |  |  |  | NO | NO |  |  |  |  | 3M HEALTHCARE 10480254 80755 |  |  | Disposition |  |  |  | Equipment | 6M:00-MFG | 04/18/2016 | 04/01/2020 | COOPER UNIVERSITY HOSPITAL |  |  |  |  | GIACINTA ROUPAS
|  | 3M HEALTHCARE | 3M HEALTHCARE BAIR HUGGER 775 |  |  | ANESTHESIOLOGY |  |  |  | 11/02/2015 |  |  |  |  | NO | NO |  |  |  |  | 3M HEALTHCARE 10480032 63790 |  |  | Disposition |  | 99:99:99:99:99:99 |  | Equipment | 6M:00-MFG | 10/16/2018 | 04/01/2020 | COOPER UNIVERSITY HOSPITAL |  |  |  |  | GIACINTA ROUPAS
|  | 3M HEALTHCARE | 3M HEALTHCARE BAIR HUGGER 775 |  |  | ANESTHESIOLOGY |  |  |  | 01/27/2016 |  |  |  |  | NO | NO |  |  |  |  | 3M HEALTHCARE 10369495 84659 |  |  | Disposition |  |  |  | Equipment | 6M:00-MFG | 10/10/2016 | 04/01/2020 | COOPER UNIVERSITY HOSPITAL |  |  |  |  | GIACINTA ROUPAS
|  | 3M HEALTHCARE | 3M HEALTHCARE BAIR HUGGER 775 |  |  | ANESTHESIOLOGY |  |  |  | 10/21/2015 |  |  |  |  | NO | NO |  |  |  |  | 3M HEALTHCARE 10369489 79097 |  |  | Disposition |  |  |  | Equipment | 6M:00-MFG | 10/21/2015 | 04/01/2020 | COOPER UNIVERSITY HOSPITAL |  |  |  |  | GIACINTA ROUPAS
|  | 3M HEALTHCARE | 3M HEALTHCARE BAIR HUGGER 775 |  |  | TRAUMA ICU |  |  |  | 08/21/2015 |  |  |  |  | NO | NO |  |  |  |  | 3M HEALTHCARE 10349376 58019 |  |  | Disposition |  |  |  | Equipment | 6M:00-MFG | 02/24/2017 | 02/01/2020 | COOPER UNIVERSITY HOSPITAL |  |  |  |  | Diane Floyd
|  | 3M HEALTHCARE | 3M HEALTHCARE BAIR HUGGER 875 |  |  | OR - KELEMEN 3 |  |  |  | 03/30/2017 |  |  |  |  | NO | NO |  |  |  |  | 3M HEALTHCARE 10769446 62304 |  |  | Active |  | 99:99:99:99:99:99 |  | Equipment | PAAR:00-PVAR | 10/31/2019 |  | COOPER UNIVERSITY HOSPITAL |  |  | OR HOLDING 3RD FLOOR | 0011440455 | DOMINIC VENDETTA | Performance Verification | Closed | Salvatore Bombara | 03/30/2017 | 03/30/2017 | INCOMING INVENTORY | DEVICE INVENTORIED | B1BC6AC7-DC0E-4671-8AEE-3D01F5475617 | Labor | 03/30/2017 | 03/30/2017 | Salvatore Bombara
|  | 3M HEALTHCARE | 3M HEALTHCARE BAIR HUGGER 875 |  |  | SURGICAL CARE UNIT |  |  |  | 03/10/2017 |  |  |  |  | NO | NO |  |  |  |  | 3M HEALTHCARE 10769430 61748 |  |  | Disposition |  | 99:99:99:99:99:99 |  | Equipment | PAAR:00-PVAR | 10/16/2019 |  | COOPER UNIVERSITY HOSPITAL |  |  |  | 0011331870 | Lisa Geoghegan | Performance Verification | Closed | Salvatore Bombara | 03/10/2017 | 03/10/2017 | INCOMING INVENTORY | DEVICE INVENTORIED | 07198C53-7A74-48BB-BD3B-A2A11567FEFE | Labor | 03/10/2017 | 03/10/2017 | Salvatore Bombara
|  | 3M HEALTHCARE | 3M HEALTHCARE BAIR HUGGER 875 |  |  | SURGICAL CARE UNIT |  |  |  | 09/11/2009 |  |  |  |  | NO | NO |  |  |  |  | 3M HEALTHCARE 10369018 10736 |  |  | Active |  | 99:99:99:99:99:99 |  | Equipment | PAAR:00-PVAR | 11/02/2019 |  | COOPER UNIVERSITY HOSPITAL |  |  | rm 34 | 0011662511 | Lisa Geoghegan | Repair | Closed | Salvatore Bombara | 05/24/2017 | 06/06/2017 | WARMING UNIT - BROKEN HOSE AND REMOTE HOLDER - TMX | 5/24/2017 4:40:41 PM SXBOMBARA (SXBOMBARA 5/24/2017 12:00 AM) CONFIRMED ERROR. ORDERED PARTS 6/6/2017 10:52:03 AM SXBOMBARA (SXBOMBARA 6/6/2017 12:00 AM) REPLACED HOSE AND CONTROLLER CRADLE. TESTED AND PASSED FULL FUNCTIONAL CHECK. RETURNED TO SERVICE. | 1C4063EA-B97B-4BB1-9A23-BBE8B6317F7D | Labor | 06/06/2017 | 06/06/2017 | Salvatore Bombara
|  | 3M HEALTHCARE | 3M HEALTHCARE BAIR HUGGER 875 |  | Not Known | SURGICAL CARE UNIT |  |  |  | 12/12/2008 |  |  |  |  | NO | NO |  |  |  |  | 3M HEALTHCARE 10368575 Not Known |  |  | Disposition |  |  |  | Equipment | PAAR:00-PVAR | 11/01/2019 |  | COOPER UNIVERSITY HOSPITAL |  |  | Bed 28 | 0011218061 | Lisa Geoghegan | Service Request | Closed | Salvatore Bombara | 02/19/2017 | 02/23/2017 | WARMING UNIT - MAKING LOUD NOISES AND SMELLS LIKE ITS BURNING WHEN ON - PICU SOILED UTILITY RM | 2/23/2017 3:08:34 PM SXBOMBARA (SXBOMBARA 2/23/2017 12:00 AM) UNIT WILL BE SWAPPED OUT PER SERVICE AGREEMENT. | 3284C2E6-FFCF-4E12-9D3F-2FB978EA902C | Labor | 02/23/2017 | 02/23/2017 | Salvatore Bombara
|  | 3M HEALTHCARE | 3M HEALTHCARE BAIR HUGGER 875 |  |  | SURGICAL CARE UNIT |  |  |  | 09/11/2009 |  |  |  |  | NO | NO |  |  |  |  | 3M HEALTHCARE 10368564 10745 |  |  | Active |  | 99:99:99:99:99:99 |  | Equipment | PAAR:00-PVAR | 11/02/2019 |  | COOPER UNIVERSITY HOSPITAL |  |  | BED 30 |  | Lisa Geoghegan
|  | 3M HEALTHCARE | 3M HEALTHCARE BAIR HUGGER 875 |  |  | SURGICAL CARE UNIT |  |  |  | 09/11/2009 |  |  |  |  | NO | NO |  |  |  |  | 3M HEALTHCARE 10368554 10762 |  |  | Active |  | 99:99:99:99:99:99 |  | Equipment | PAAR:00-PVAR | 11/02/2019 |  | COOPER UNIVERSITY HOSPITAL |  |  | BED 38 | WOT00000000507731 | Lisa Geoghegan | Disposition | Closed | Salvatore Bombara | 02/08/2018 | 05/15/2019 | Bulk Disposition CNL
|  | 3M HEALTHCARE | 3M HEALTHCARE BAIR HUGGER 875 |  |  | SURGICAL CARE UNIT |  |  |  | 10/12/2010 |  |  |  |  | NO | NO |  |  |  |  | 3M HEALTHCARE 10368559 10742 |  |  | Active |  | 99:99:99:99:99:99 |  | Equipment | PAAR:00-PVAR | 11/01/2019 |  | COOPER UNIVERSITY HOSPITAL |  |  | BED 37 | WOT00000000507723 | Lisa Geoghegan | Disposition | Closed | Salvatore Bombara | 02/08/2018 | 05/15/2019 | Bulk Disposition CNL
|  | 3M HEALTHCARE | 3M HEALTHCARE BAIR HUGGER 875 |  |  | SURGICAL CARE UNIT |  |  |  | 09/11/2009 |  |  |  |  | NO | NO |  |  |  |  | 3M HEALTHCARE 10368545 10738 |  |  | Active |  | 99:99:99:99:99:99 |  | Equipment | PAAR:00-PVAR | 11/02/2019 |  | COOPER UNIVERSITY HOSPITAL |  |  | Bed 29 | WOT00000000507721 | Lisa Geoghegan | Disposition | Closed | Salvatore Bombara | 02/08/2018 | 05/22/2019 | Bulk Disposition CNL
|  | 3M HEALTHCARE | 3M HEALTHCARE BAIR HUGGER 875 |  |  | SURGICAL CARE UNIT |  |  |  | 01/01/1900 |  |  |  |  | NO | NO |  |  |  |  | 3M HEALTHCARE 10368539 10731 |  |  | Active |  | 99:99:99:99:99:99 |  | Equipment | PAAR:00-PVAR | 11/02/2019 |  | COOPER UNIVERSITY HOSPITAL |  |  | BED 36 | WOT00000000507720 | Lisa Geoghegan | Disposition | Closed | Salvatore Bombara | 02/08/2018 | 05/14/2019 | Bulk Disposition CNL
|  | 3M HEALTHCARE | 3M HEALTHCARE BAIR HUGGER 875 |  |  | OR - KELEMEN 3 |  |  |  | 09/11/2009 |  |  |  |  | NO | NO |  |  |  |  | 3M HEALTHCARE 10368534 10741 |  |  | Active |  | 99:99:99:99:99:99 |  | Equipment | PAAR:00-PVAR | 11/02/2019 |  | COOPER UNIVERSITY HOSPITAL |  |  | HOLDING AREA | WOT00000000507722 | DOMINIC VENDETTA | Disposition | Closed | Salvatore Bombara | 02/08/2018 | 05/14/2019 | Bulk Disposition CNL
|  | 3M HEALTHCARE | 3M HEALTHCARE BAIR HUGGER 875 |  |  | SURGICAL CARE UNIT |  |  |  | 09/11/2009 |  |  |  |  | NO | NO |  |  |  |  | 3M HEALTHCARE 10368535 10756 |  |  | Active |  | 99:99:99:99:99:99 |  | Equipment | PAAR:00-PVAR | 11/02/2019 |  | COOPER UNIVERSITY HOSPITAL |  |  | RM 31 |  | Lisa Geoghegan
|  | 3M HEALTHCARE | 3M HEALTHCARE BAIR HUGGER 875 |  |  | OR - KELEMEN 3 |  |  |  | 09/11/2009 |  |  |  |  | NO | NO |  |  |  |  | 3M HEALTHCARE 10368525 10739 |  |  | Disposition |  |  |  | Equipment | PAAR:00-PVAR | 11/02/2019 |  | COOPER UNIVERSITY HOSPITAL |  |  | HOLDING AREA | 0011440495 | DOMINIC VENDETTA | Repair | Closed | Salvatore Bombara | 03/30/2017 | 03/30/2017 | WARMING UNIT - NOT WARMING - TMX | 3/30/2017 11:04:54 AM SXBOMBARA (SXBOMBARA 3/30/2017 12:00 AM) UNIT HAS BEEN REPLACED. RMA# H2299345 RETIRE UNIT 3/30/2017 11:04 AM SXBOMBARA This device has been removed from an active status with the RSQ Database, and physically removed from the facility. Device retired on 3/30/2017; Authorized By: 3M; Nature of Retirement: TRADED IN; Days In Service: 664 | 40628AC9-14B8-4850-B9D6-8E6E674EF7EA | Labor | 03/30/2017 | 03/30/2017 | Salvatore Bombara
|  | 3M HEALTHCARE | 3M HEALTHCARE BAIR HUGGER 875 |  |  | PACU KELEMEN |  |  |  | 09/11/2009 |  |  |  |  | NO | NO |  |  |  |  | 3M HEALTHCARE 10368492 10764 |  |  | Disposition |  |  |  | Equipment | PAAR:00-PVAR | 11/01/2019 |  | COOPER UNIVERSITY HOSPITAL |  |  | pacu storage |  | FRANK OBRIEN
|  | 3M HEALTHCARE | 3M HEALTHCARE BAIR HUGGER 875 |  |  | PACU KELEMEN |  |  |  | 12/02/2013 |  |  |  |  | NO | NO |  |  |  |  | 3M HEALTHCARE 10368491 12409 |  |  | Active |  | 99:99:99:99:99:99 |  | Equipment | PAAR:00-PVAR | 11/02/2019 |  | COOPER UNIVERSITY HOSPITAL |  |  | pacu storage | WOT00000000509350 | FRANK OBRIEN | Disposition | Closed | Richard Jolly | 02/08/2018 | 05/14/2019 | Bulk Disposition CNL
|  | 3M HEALTHCARE | 3M HEALTHCARE BAIR HUGGER 875 |  |  | PACU KELEMEN |  |  |  | 09/11/2015 |  |  |  |  | NO | NO |  |  |  |  | 3M HEALTHCARE 10349445 32911 |  |  | Active |  | 99:99:99:99:99:99 |  | Equipment | PAAR:00-PVAR | 10/31/2019 |  | COOPER UNIVERSITY HOSPITAL |  |  | HOLDING 26 |  | FRANK OBRIEN
|  | 3M HEALTHCARE | 3M HEALTHCARE RANGER |  |  | LAB BLOOD BANK |  |  |  | 03/04/2008 |  |  |  |  | NO | NO |  |  |  |  | 3M HEALTHCARE 10368405 24732 |  |  | Disposition |  |  |  | High Risk | 6M:00-MFG | 03/31/2016 | 03/01/2020 | COOPER UNIVERSITY HOSPITAL |  |  | K5 |  | Barbara Bayne
|  | 3M HEALTHCARE | 3M HEALTHCARE RANGER 245 |  |  | ANESTHESIOLOGY |  |  |  | 09/12/2016 |  |  |  |  | NO | NO |  |  |  |  | 3M HEALTHCARE 10505443 65016 |  |  | Active |  | 99:99:99:99:99:99 |  | High Risk | 6M:00-MFG | 09/01/2019 | 03/01/2020 | COOPER UNIVERSITY HOSPITAL |  |  | KELEMEN OPERATING RM |  | GIACINTA ROUPAS
|  | 3M HEALTHCARE | 3M HEALTHCARE RANGER 245 |  |  | LAB BLOOD BANK |  |  |  | 01/19/2016 |  |  |  |  | NO | NO |  |  |  |  | 3M HEALTHCARE 10480270 62194 |  |  | Disposition |  | 99:99:99:99:99:99 |  | High Risk | 6M:00-MFG | 09/30/2019 | 03/01/2020 | COOPER UNIVERSITY HOSPITAL |  |  | CCL |  | Barbara Bayne
|  | 3M HEALTHCARE | 3M HEALTHCARE RANGER 245 |  |  | LAB BLOOD BANK |  |  |  | 08/26/2015 |  |  |  |  | NO | NO |  |  |  |  | 3M HEALTHCARE 10349384 60268 |  |  | Active |  | 99:99:99:99:99:99 |  | High Risk | 6M:00-MFG | 09/01/2019 | 03/01/2020 | COOPER UNIVERSITY HOSPITAL |  |  | K2 |  | Barbara Bayne
|  | 3M HEALTHCARE | 3M HEALTHCARE RANGER 245 |  |  | LAB BLOOD BANK |  |  |  | 07/10/2015 |  |  |  |  | NO | NO |  |  |  |  | 3M HEALTHCARE 10349278 39894 |  |  | Disposition |  |  |  | High Risk | 6M:00-MFG | 09/24/2015 | 03/01/2020 | COOPER UNIVERSITY HOSPITAL |  |  |  |  | Barbara Bayne
|  | 3M HEALTHCARE | 3M HEALTHCARE RANGER 245 |  |  | LAB BLOOD BANK |  |  |  | 09/10/2018 |  |  |  |  | NO | NO |  |  |  |  | 3M HEALTHCARE 30142230 38376 |  |  | Disposition |  | 99:99:99:99:99:99 |  | High Risk | 6M:00-MFG | 09/10/2018 | 09/10/2018 | COOPER UNIVERSITY HOSPITAL |  |  | PAVILION OR |  | Barbara Bayne |  |  |  | 09/10/2018 | 09/10/2018 |  |  |  |  | 09/10/2018 | 09/10/2018
|  | 3M TOUCH SYSTEMS, INC | 3M TOUCH SYSTEMS, INC MICROTOUCH M150 |  | 69710933CV00206 | OPERATING ROOM - PAVILION |  |  |  | 08/18/2009 |  |  |  |  | NO | NO |  |  |  |  | 3M TOUCH SYSTEMS, INC 10346627 69710933CV00206 |  |  | Disposition |  |  |  | Accessory | PAAR:00-PVAR | 11/02/2019 |  | COOPER UNIVERSITY HOSPITAL |  |  | OR P07 |  | DOMINIC VENDETTA
|  | A-DEC | A-DEC PORTA-DEC |  |  | VOORHEES SURGERY CENTER-OPERATING ROOM |  |  |  | 06/01/2006 |  |  |  |  | NO | NO |  |  |  |  | A-DEC 10347178 3406 |  |  | Disposition |  | 99:99:99:99:99:99 |  | Equipment | PAAR:00-PVAR | 11/02/2019 |  | COOPER AMBULATORY OFF-SITES |  |  | SUITE E | 0011233395 | JENNIFER BOMBARO | Repair | Closed | Kirk Lis | 02/22/2017 | 03/06/2017 | DENTAL DELIVERY UNIT - NEED TO MAKE SURE IT IS OPERATIONAL BEFORE USE - TMX | 2/23/2017 9:42:01 AM KALIS (KALIS 2/22/2017 12:00 AM) PERFORMED OVP UNIT NON FUNCTIONAL TRACED. ISSUE TO MISSING WATER BOTTLE. CONFERRED WITH MARGERET ON FINDINGS. 2/23/2017 9:49:56 AM KALIS (KALIS 2/23/2017 12:00 AM) RESEARCHED AND ORDERED PART OVERNIGHT CONFERRED WITH NURSE MANAGER ON STATUS 2/24/2017 2:30:08 PM KALIS (KALIS 2/24/2017 12:00 AM) SEARCHED FOR PARTS. NOT COMING IN UNTIL MONDAY THE 27TH. CONTACTED MARGARET VIA VOICE MAIL,TEXT AND E-MAIL 3/2/2017 10:31:56 AM KALIS (KALIS 3/2/2017 12:00 AM) NO ROOMS WERE AVAILABLE TO TEST UNIT. ALL ORS IN USE!! 3/6/2017 9:26:29 AM KALIS (KALIS 3/3/2017 12:00 AM) TRAVEL TIME (KALIS 3/3/2017 12:00 AM) INSTALLED BOTTLE AND TESTED UNIT. UNIT TESTED OK CONFERRED WITH OR TECH. ON FINDINGS. TECH. VERIFIED PROPER OPERATION. GAVE TECH. EXTRA WATER BOTTLE. PUT UNIT BACK IN OR STORAGE AREA. (KALIS 3/6/2017 12:00 AM) DOCUMENTATION | BBE42954-42F1-497A-95C5-E68D4C5D02EF | Labor | 03/03/2017 | 03/03/2017 | Kirk Lis
|  | AADCO MEDICAL INC. | AADCO MEDICAL INC. ERGOLITE |  |  | CARDIAC CATH LAB |  |  | excluded | 01/01/1900 |  |  |  |  | NO | NO |  |  |  |  | AADCO MEDICAL INC. 10725003 05175110 |  |  | Disposition |  | 99:99:99:99:99:99 |  | Equipment | PAAR:00-PVAR | 10/16/2019 |  | COOPER UNIVERSITY HOSPITAL |  |  | CCL - EP1 |  | LINDA BEAN
|  | ABIOMED INCORPORATED | ABIOMED INCORPORATED IMPELLA 2.5 |  |  | CARDIAC CATH LAB |  |  |  | 10/05/2015 |  |  |  |  | NO | NO |  |  |  |  | ABIOMED INCORPORATED 17211 50457 |  |  | Disposition |  |  |  | Life Support | 6M:00-MFG | 10/05/2015 | 10/05/2015 | COOPER UNIVERSITY HOSPITAL |  |  | CCL |  | LINDA BEAN |  |  |  | 10/05/2015 | 10/05/2015 |  |  |  |  | 10/05/2015 | 10/05/2015
|  | ABIOMED INCORPORATED | ABIOMED INCORPORATED IMPELLA 2.5 |  |  | CARDIAC CATH LAB |  |  |  | 10/05/2015 |  |  |  |  | NO | NO |  |  |  |  | ABIOMED INCORPORATED 17208 50459 |  |  | Disposition |  |  |  | Life Support | 6M:00-MFG | 10/05/2015 | 10/05/2015 | COOPER UNIVERSITY HOSPITAL |  |  | CCL |  | LINDA BEAN |  |  |  | 10/05/2015 | 10/05/2015 |  |  |  |  | 10/05/2015 | 10/05/2015
|  | ABIOMED INCORPORATED | ABIOMED INCORPORATED IMPELLA CONTROLLER |  | 09-1478 | CARDIAC CATH LAB |  |  |  | 10/05/2015 |  |  |  |  | NO | NO |  |  |  |  | ABIOMED INCORPORATED 17210 09-1478 |  |  | Disposition |  |  |  | Life Support | 6M:00-MFG | 10/05/2015 | 10/05/2015 | COOPER UNIVERSITY HOSPITAL |  |  | CCL |  | LINDA BEAN |  |  |  | 10/05/2015 | 10/05/2015 |  |  |  |  | 10/05/2015 | 10/05/2015
|  | ABIOMED INCORPORATED | ABIOMED INCORPORATED IMPELLA CONTROLLER |  | 09-1474 | CARDIAC CATH LAB |  |  |  | 10/05/2015 |  |  |  |  | NO | NO |  |  |  |  | ABIOMED INCORPORATED 17207 09-1474 |  |  | Disposition |  |  |  | Life Support | 6M:00-MFG | 10/05/2015 | 10/05/2015 | COOPER UNIVERSITY HOSPITAL |  |  | CCL |  | LINDA BEAN |  |  |  | 10/05/2015 | 10/05/2015 |  |  |  |  | 10/05/2015 | 10/05/2015
|  | ABIOMED INCORPORATED | ABIOMED INCORPORATED IMPELLA POWER SUPPLY MODULE |  | 09-01450 | CARDIAC CATH LAB |  |  |  | 11/02/2019 |  |  |  |  | NO | NO |  |  |  |  | ABIOMED INCORPORATED 17212 09-01450 |  |  | Disposition |  |  |  | Equipment | PAAR:00-PVAR | 11/02/2019 | 11/02/2019 | COOPER UNIVERSITY HOSPITAL |  |  | CCL |  | LINDA BEAN |  |  |  | 11/02/2019 | 11/02/2019 |  |  |  |  | 11/02/2019 | 11/02/2019
|  | ABIOMED INCORPORATED | ABIOMED INCORPORATED IMPELLA POWER SUPPLY MODULE |  | 09-01448 | CARDIAC CATH LAB |  |  |  | 11/01/2019 |  |  |  |  | NO | NO |  |  |  |  | ABIOMED INCORPORATED 17209 09-01448 |  |  | Disposition |  |  |  | Equipment | PAAR:00-PVAR | 11/01/2019 | 11/01/2019 | COOPER UNIVERSITY HOSPITAL |  |  | CCL |  | LINDA BEAN |  |  |  | 11/01/2019 | 11/01/2019 |  |  |  |  | 11/01/2019 | 11/01/2019
|  | ACCULAB | ACCULAB EC-2100 |  |  | INTENSIVE CARE NURSERY |  |  |  | 01/01/1900 |  |  |  |  | NO | NO |  |  |  |  | ACCULAB 30143526 25575214 |  |  | Disposition |  |  |  | Equipment | 1Y:00-MFG | 01/01/1900 | 01/01/1900 | COOPER UNIVERSITY HOSPITAL |  |  | ICN |  | JOANNE FOX |  |  |  | 01/01/1900 | 01/01/1900 |  |  |  |  | 01/01/1900 | 01/01/1900
|  | ACCULAB | ACCULAB VIC-212 |  |  | BIOMEDICAL |  |  |  | 01/29/2019 |  |  |  |  | NO | NO |  |  |  |  | ACCULAB 30212670 23755195 |  |  | Active |  | 99:99:99:99:99:99 |  | Equipment | 1Y:00-VEN | 01/29/2019 | 01/29/2019 | COOPER UNIVERSITY HOSPITAL |  |  |  | 0012506261 | Bonnie Aichroch | Performance Verification | Closed | Josh Harris | 01/29/2019 | 01/29/2019 | INCOMING INVENTORY | DEVICE INVENTORIED | 7DBEBE84-2A5F-43E4-80D5-BA20521EC5A8 | Labor | 01/29/2019 | 01/29/2019 | Josh Harris